## Info
Info
This Excel for Publication is intended for informational uses by Industry. - Data freeze date for information included in the Studies: Q3 2025 The Excel contains the following Tabs: - Wind and Solar Generation Table: Contains a complete list of all Wind and Solar Generation Assets used in the studies. - Battery Generation Table: Contains a complete list of all Battery Generation Assets used in the Studies. - Dispatch Down Results: Contains the excel format of the Dispatch Down Results found in the Area Reports. - 2028 Interconnector Flows: Contains the Flows used in the Dispatch Down Studies that were obtained for each of the Generation Scenarios under the 2028 Network Conditions. - 2030 Interconnector Flows: Contains the Flows used in the Dispatch Down Studies that were obtained for each of the Generation Scenarios under the 2030 Network Conditions. - 2035 ECP + 5GW of Offshore Wind Interconnector Flows: Contains the Flows used in the Dispatch Down Studies that were obtained for the Full ECP + 5GW Offshore Wind Scenario under the 2030 Network Conditions. - 2035 ECP + 5GW of Offshore Wind Interconnector Flows ( Previous Methodology): Contains the Flows used in the Dispatch Down Studies that were obtained for the Full ECP + 5GW Offshore Wind Scenario under the 2030 Network Conditions. This version uses the Interconnector Modelling Methodology that was previously used in ECP 2.4. To assist in the understanding of this publication the following reports can be found on the EirGrid Website: - Constraint Forecast Analysis Reports for ECP Area Reports (A, B, C, D, E, F, G, H1, H2, I, J, & K) - Constraint Forecast Analysis Reports for ECP Assumptions Document - Constraint Forecast Analysis Reports for ECP Methodology Statement - Constraint Forecast Analysis Reports for ECP All Island Summary Link to EirGrid Website where reports can be found: https://www.eirgrid.ie/industry/customer-information/ecp-constraint-forecast-reports#ecp-2.5-constraint-reports-for-Solar-and-Wind

## Wind and Solar Generation Table
ECP-2.5 IE Final Wind & Solar Generation Assumptions Generation < 1 MW has not been modelled as part of the ECP-2.5 Constraint Analysis. Pipeline Wind and Solar Generation Projects add up to an estimated 348 due to be connected Projects. This is an approximate Sum of Maximum Export Capacity (MEC) of 16.4 GW. This table represents all Renewable generation included in the 100% ECP + 5GW Offshore Scenario. This data has been collated using the best information available, however, if any significant discrepancies are noted please immediately contact info@eirgrid.com. Maximum Export Capacity (MEC) has been rounded up for reporting purposes, exact MEC figures have been used within the model. Data freeze date: Q3 2025. * For the sole purpose of the ECP-2.5 Constraint Analysis, the priority status assumption is based on whether the unit was connected before the date 04/07/2019 – as referenced in Article 12, EU Regulation 2019/943.
Name | Area | Node | Generation Type | System Operator | Connection Status | Processing Type | Maximum Export Capacity (MW) | Controllability Status (Y/N) | priority / not-priority
Meentycat (1) | A | Meentycat | wind | TSO | connected | Pre-Gate | 70.96 | Y | wind priority
Golagh (1) | A | Golagh | wind | TSO | connected | Pre-Gate | 12 | N | wind uncontrolled
Drumlough Hill (2) | A | Trillick | wind | DSO | connected | Pre-Gate | 9.99 | Y | wind priority
Carrane Hill (1) | A | Corderry | wind | DSO | connected | Pre-Gate | 3.4 | N | wind uncontrolled
Beam Hill (1) | A | Trillick | wind | DSO | connected | Pre-Gate | 14 | Y | wind priority
Sorne Hill (1) | A | Sorne Hill | wind | DSO | connected | Pre-Gate | 31.5 | Y | wind priority
Geevagh (1) | A | Corderry | wind | DSO | connected | Pre-Gate | 4.95 | N | wind uncontrolled
Moneenatieve (1) | A | Corderry | wind | DSO | connected | Pre-Gate | 3.96 | N | wind uncontrolled
Altagowlan (1) | A | Corderry | wind | DSO | connected | Pre-Gate | 7.65 | Y | wind priority
Black Banks (2) | A | Corderry | wind | DSO | connected | Pre-Gate | 6.8 | Y | wind priority
Meenanilta (2) | A | Letterkenny | wind | DSO | connected | Pre-Gate | 2.45 | N | wind uncontrolled
Meenanilta (1) | A | Letterkenny | wind | DSO | connected | Pre-Gate | 2.55 | N | wind uncontrolled
Meenadreen (1) | A | Cathaleen's Fall | wind | DSO | connected | Pre-Gate | 3.4 | N | wind uncontrolled
Black Banks (1) | A | Corderry | wind | DSO | connected | Pre-Gate | 3.4 | N | wind uncontrolled
Coreen (1) | A | Gortawee | wind | DSO | connected | Pre-Gate | 3 | N | wind uncontrolled
Culliagh (1) | A | Letterkenny | wind | DSO | connected | Pre-Gate | 11.88 | N | wind uncontrolled
Anarget (1) | A | Cathaleen's Fall | wind | DSO | connected | Pre-Gate | 1.98 | N | wind uncontrolled
Crockahenny (1) | A | Trillick | wind | DSO | connected | Pre-Gate | 5 | N | wind uncontrolled
Cark (1) | A | Letterkenny | wind | DSO | connected | Pre-Gate | 15 | N | wind uncontrolled
Kilronan (1) | A | Arigna | wind | DSO | connected | Pre-Gate | 5 | N | wind uncontrolled
Spion Kop (1) | A | Arigna | wind | DSO | connected | Pre-Gate | 1.2 | N | wind uncontrolled
Drumlough Hill (1) | A | Trillick | wind | DSO | connected | Pre-Gate | 4.8 | N | wind uncontrolled
Cronalaght (1) | A | Ardnagappary | wind | DSO | connected | Pre-Gate | 4.98 | N | wind uncontrolled
Corrie Mountain (1) | A | Arigna | wind | DSO | connected | Pre-Gate | 4.8 | N | wind uncontrolled
Kingsmountain (1) | B | Cunghill | wind | TSO | connected | Pre-Gate | 23.75 | Y | wind priority
Cuillalea (1) | B | Castlebar | wind | DSO | connected | Pre-Gate | 3.4 | N | wind uncontrolled
Raheen Barr (1) | B | Castlebar | wind | DSO | connected | Pre-Gate | 18.7 | N | wind uncontrolled
Largan Hill (1) | B | Tonroe | wind | DSO | connected | Pre-Gate | 5.94 | N | wind uncontrolled
Inverin (Knock South) (1) | B | Screebe | wind | DSO | connected | Pre-Gate | 3.3 | N | wind uncontrolled
Bellacorick (1) | B | Bellacorick | wind | DSO | connected | Pre-Gate | 6.45 | Y | wind priority
Carrig (1) | C | Dallow | wind | DSO | connected | Pre-Gate | 2.55 | N | wind uncontrolled
Skehanagh (1) | C | Dallow | wind | DSO | connected | Pre-Gate | 4.25 | N | wind uncontrolled
Sonnagh Old (1) | C | Somerset | wind | DSO | connected | Pre-Gate | 7.65 | N | wind uncontrolled
Booltiagh (1) | D | Booltiagh | wind | TSO | connected | Pre-Gate | 19.45 | Y | wind priority
Knockastanna (1) | D | Ardnacrusha | wind | DSO | connected | Pre-Gate | 7.5 | Y | wind priority
Moanmore (1) | D | Tullabrack | wind | DSO | connected | Pre-Gate | 12.6 | N | wind uncontrolled
Coomagearlahy (1) | E | Coomagearlahy | wind | TSO | connected | Pre-Gate | 42.5 | Y | wind priority
Dromdeeveen (1) | E | Glenlara 220kV side | wind | DSO | connected | Pre-Gate | 10.5 | Y | wind priority
Rathcahill (1) | E | Rathkeale | wind | DSO | connected | Pre-Gate | 12.5 | Y | wind priority
Carrigcannon (1) | E | Boggeragh | wind | DSO | connected | Pre-Gate | 20 | Y | wind priority
Ballincollig Hill (1) | E | Tralee | wind | DSO | connected | Pre-Gate | 15 | Y | wind priority
Tournafulla (1) | E | Trien | wind | DSO | connected | Pre-Gate | 7.5 | Y | wind priority
Taurbeg (1) | E | Glenlara | wind | DSO | connected | Pre-Gate | 26 | Y | wind priority
Gneeves (1) | E | Knockearagh | wind | DSO | connected | Pre-Gate | 9.35 | Y | wind priority
Mount Eagle (1) | E | Tralee | wind | DSO | connected | Pre-Gate | 5.1 | N | wind uncontrolled
Tursillagh (2) | E | Tralee | wind | DSO | connected | Pre-Gate | 6.8 | N | wind uncontrolled
Beale Hill (2) | E | Trien | wind | DSO | connected | Pre-Gate | 2.55 | N | wind uncontrolled
Beale Hill (1) | E | Trien | wind | DSO | connected | Pre-Gate | 1.65 | N | wind uncontrolled
Tursillagh (1) | E | Tralee | wind | DSO | connected | Pre-Gate | 15 | N | wind uncontrolled
Beenageeha (1) | E | Tralee | wind | DSO | connected | Pre-Gate | 3.96 | N | wind uncontrolled
Ballybane (Glanta Commons) Wind Farm | F | Ballylickey | wind | DSO | connected | Pre-Gate | 19.55 | Y | wind priority
Kilvinane (1) | F | Bandon | wind | DSO | connected | Pre-Gate | 4.85 | N | wind uncontrolled
Lahanaght Hill (1) | F | Dunmanway | wind | DSO | connected | Pre-Gate | 4.25 | N | wind uncontrolled
Kealkil (Curraglass) (1) | F | Ballylickey | wind | DSO | connected | Pre-Gate | 8.5 | N | wind uncontrolled
Coomatallin (1) | F | Dunmanway | wind | DSO | connected | Pre-Gate | 5.95 | Y | wind priority
Milane Hill (1) | F | Dunmanway | wind | DSO | connected | Pre-Gate | 5.94 | N | wind uncontrolled
Currabwee (1) | F | Dunmanway | wind | DSO | connected | Pre-Gate | 4.62 | N | wind uncontrolled
Mountain Lodge (1) | G | Ratrussan | wind | TSO | connected | Pre-Gate | 24.8 | Y | wind priority
Ratrussan (1a) | G | Ratrussan | wind | TSO | connected | Pre-Gate | 48 | Y | wind priority
Carrickallen Wind Farm | G | Shankill | wind | DSO | connected | Pre-Gate | 22 | Y | wind priority
Mountain Lodge (2) | G | Shankill | wind | DSO | connected | Pre-Gate | 3 | N | wind uncontrolled
Gartnaneane (1) | G | Meath Hill | wind | DSO | connected | Pre-Gate | 10.5 | N | wind uncontrolled
Gartnaneane (2) | G | Meath Hill | wind | DSO | connected | Pre-Gate | 4.5 | N | wind uncontrolled
Ballinlough (1) | H1 | Nenagh | wind | DSO | connected | Pre-Gate | 2.55 | N | wind uncontrolled
Ballinveny (1) | H1 | Nenagh | wind | DSO | connected | Pre-Gate | 2.55 | N | wind uncontrolled
Curraghgraigue (1) | H1 | Nenagh | wind | DSO | connected | Pre-Gate | 2.55 | N | wind uncontrolled
Arklow Bank (1) | H2 | Arklow | offshore wind | DSO | connected | Pre-Gate | 25.2 | Y | wind priority
Ballywater (1) | H2 | Ballywater | wind | TSO | connected | Pre-Gate | 31.5 | Y | wind priority
Richfield (1) | H2 | Wexford | wind | DSO | connected | Pre-Gate | 20.25 | Y | wind priority
Cronelea Upper (1) | H2 | Carlow | wind | DSO | connected | Pre-Gate | 2.55 | N | wind uncontrolled
Greenoge (1) | H2 | Crane | wind | DSO | connected | Pre-Gate | 4.99 | N | wind uncontrolled
Carnsore (1) | H2 | Wexford | wind | DSO | connected | Pre-Gate | 11.9 | N | wind uncontrolled
Beallough (1) | K | Butlerstown | wind | DSO | connected | Pre-Gate | 1.7 | N | wind uncontrolled
Meentycat (2) | A | Meentycat | wind | TSO | connected | Gate 1 | 14 | Y | wind priority
Killin Hill (1) | A | Binbane | wind | DSO | connected | Gate 1 | 6 | Y | wind priority
Corkermore (1) | A | Binbane | wind | DSO | connected | Gate 1 | 9.99 | Y | wind priority
Meenachullalan (1) | A | Binbane | wind | DSO | connected | Gate 1 | 11.9 | Y | wind priority
Loughderryduff (1) | A | Binbane | wind | DSO | connected | Gate 1 | 7.65 | Y | wind priority
Lurganboy (1) | A | Letterkenny | wind | DSO | connected | Gate 1 | 4.99 | N | wind uncontrolled
Killybegs (1) | A | Binbane | wind | DSO | connected | Gate 1 | 2.55 | N | wind uncontrolled
Lackan (1) | B | Moy | wind | DSO | connected | Gate 1 | 6 | Y | wind priority
Moneypoint WF | E | Moneypoint | wind | TSO | connected | Gate 1 | 17.25 | Y | wind priority
Beenanaspock and Tobertooreen Wind Farm | E | Athea | wind | TSO | connected | Gate 1 | 23.15 | Y | wind not priority
Athea (1)a | E | Athea | wind | TSO | connected | Gate 1 | 34.35 | Y | wind priority
Glanlee (1) | E | Glanlee | wind | TSO | connected | Gate 1 | 29.8 | Y | wind priority
Clahane (1) | E | Clahane | wind | TSO | connected | Gate 1 | 37.8 | Y | wind priority
Muingnaminnane (1) | E | Reamore | wind | DSO | connected | Gate 1 | 15.3 | Y | wind priority
Mount Eagle (2) | E | Tralee | wind | DSO | connected | Gate 1 | 1.7 | N | wind uncontrolled
Knockawarriga (1) | E | Trien | wind | DSO | connected | Gate 1 | 22.5 | Y | wind priority
Tournafulla (2) | E | Trien | wind | DSO | connected | Gate 1 | 17.2 | Y | wind priority
Coomacheo (1) | E | Garrow | wind | TSO | connected | Gate 1 | 41.225 | Y | wind priority
Mullananalt (1) | G | Meath Hill | wind | DSO | connected | Gate 1 | 7.5 | Y | wind priority
Dunmore (1) | G | Drybridge | wind | DSO | connected | Gate 1 | 1.7 | N | wind uncontrolled
Knocknalour (1) | H2 | Crory | wind | DSO | connected | Gate 1 | 5 | Y | wind priority
Ballycadden (1) | H2 | Crory | wind | DSO | connected | Gate 1 | 14.45 | Y | wind priority
Cronelea (1) | H2 | Carlow | wind | DSO | connected | Gate 1 | 4.99 | Y | wind priority
Richfield (2) | H2 | Wexford | wind | DSO | connected | Gate 1 | 6.75 | Y | wind priority
Mulreavy (Mulreavy (1)) | A | Mulreavy | wind | TSO | connected | Gate 2 | 82 | Y | wind priority
Mulreavy Ext (Croaghnameal (1)) | A | Mulreavy | wind | TSO | connected | Gate 2 | 4.25 | Y | wind priority
Mulreavy Ext (Meenadreen South (1)) | A | Mulreavy | wind | TSO | connected | Gate 2 | 3.6 | Y | wind priority
Garvagh - Glebe (1a) | A | Garvagh | wind | TSO | connected | Gate 2 | 26 | Y | wind priority
Garvagh - Tullynahaw (1c) | A | Garvagh | wind | TSO | connected | Gate 2 | 22 | Y | wind priority
Sorne Hill Single Turbine (Enros) | A | Sorne Hill | wind | DSO | connected | Gate 2 | 2.3 | N | wind uncontrolled
Three Trees (1) | A | Sorne Hill | wind | DSO | connected | Gate 2 | 4.25 | N | wind uncontrolled
Tullynamoyle 3 (Carrane Hill merged capacity) | A | Corderry | wind | DSO | connected | Gate 2 | 1.598 | N | wind uncontrolled
Meenanilta (3) | A | Letterkenny | wind | DSO | connected | Gate 2 | 3.4 | N | wind uncontrolled
Tullynamoyle (1) | A | Corderry | wind | DSO | connected | Gate 2 | 9 | Y | wind priority
Seltanaveeny (1) | A | Arigna | wind | DSO | connected | Gate 2 | 4.6 | N | wind uncontrolled
Shannagh (1) previously Kilcar | A | Binbane | wind | DSO | connected | Gate 2 | 2.55 | N | wind uncontrolled
Flughland (1) | A | Sorne Hill | wind | DSO | connected | Gate 2 | 9.2 | Y | wind priority
Meenkeeragh (1) | A | Sorne Hill | wind | DSO | connected | Gate 2 | 4.2 | N | wind uncontrolled
Glackmore Hill (2) | A | Sorne Hill | wind | DSO | connected | Gate 2 | 1.4 | N | wind uncontrolled
Sorne Hill (2) | A | Sorne Hill | wind | DSO | connected | Gate 2 | 7.4 | Y | wind priority
Kingsmountain (2) | B | Cunghill | wind | TSO | connected | Gate 2 | 11.05 | Y | wind priority
Raheen Barr extension (was Derrynadivva extension) | B | Castlebar | wind | DSO | connected | Gate 2 | 6.8 | Y | wind not priority
Bunnyconnellan (1) | B | Glenree | wind | DSO | connected | Gate 2 | 28 | Y | wind not priority
Cloonlusk (1) | B | Cloon | wind | DSO | connected | Gate 2 | 4.25 | N | wind uncontrolled
Roosky (1) | B | Tonroe | wind | DSO | connected | Gate 2 | 3.6 | N | wind uncontrolled
Carrowleagh (1) | B | Glenree | wind | DSO | connected | Gate 2 | 34.15 | Y | wind priority
Lenanavea (Burren) Wind Farm | B | Castlebar | wind | DSO | connected | Gate 2 | 4.65 | N | wind uncontrolled
Cuillalea (2) | B | Castlebar | wind | DSO | connected | Gate 2 | 1.59 | N | wind uncontrolled
Mace Upper (1) | B | Dalton | wind | DSO | connected | Gate 2 | 2.55 | N | wind uncontrolled
Derrynadivva Wind Farm (prev. Raheen Bar 2) | B | Castlebar | wind | DSO | connected | Gate 2 | 8.5 | Y | wind priority
Leabeg (1) | C | Dallow | wind | DSO | connected | Gate 2 | 4.25 | N | wind uncontrolled
Skrine (1) | C | Lanesboro | wind | DSO | connected | Gate 2 | 4.6 | N | wind uncontrolled
Knockalassa (formerly Keelderry) | D | Slievecallan | wind | TSO | connected | Gate 2 | 26.875 | Y | wind priority
Booltiagh (2) | D | Booltiagh | wind | TSO | connected | Gate 2 | 12 | Y | wind priority
Boolinrudda (formerly Loughaun North) | D | Slievecallan | wind | TSO | connected | Gate 2 | 45 | Y | wind priority
Mauricetown (Glenduff) Wind Farm | E | Glenlara 220kV side | wind | DSO | connected | Gate 2 | 13.8 | Y | wind not priority
Knocknagashel Wind (Cloghboola (1)) | E | Cloghboola | wind | TSO | connected | Gate 2 | 46 | Y | wind priority
Knockacummer (1) | E | Knockacummer | wind | TSO | connected | Gate 2 | 105 | Y | wind priority
Boggeragh (1) | E | Boggeragh | wind | TSO | connected | Gate 2 | 57 | Y | wind priority
Coomagearlahy (3) | E | Coomagearlahy | wind | TSO | connected | Gate 2 | 30 | Y | wind priority
Coomacheo (2) | E | Garrow | wind | TSO | connected | Gate 2 | 18 | Y | wind priority
Coomagearlahy (2) | E | Coomagearlahy | wind | TSO | connected | Gate 2 | 8.5 | Y | wind priority
Esk (1) | E | Boggeragh | wind | DSO | connected | Gate 2 | 5.95 | Y | wind not priority
Knockawarriga Extension (Glenduff & Caherlevoy) | E | Trien | wind | DSO | connected | Gate 2 | 6.6 | Y | wind not priority
Cloghanaleskirt (1) | E | Cloghboola | wind | DSO | connected | Gate 2 | 12.55 | Y | wind priority
Glanaruddery 1 (formerly Dromadda More Wind Farm) | E | Cloghboola | wind | DSO | connected | Gate 2 | 20 | Y | wind priority
Coollegrean (1) | E | Cordal | wind | DSO | connected | Gate 2 | 18.5 | Y | wind priority
Scartaglen (1) | E | Cordal | wind | DSO | connected | Gate 2 | 35.45 | Y | wind priority
Beale Hill (3) | E | Trien | wind | DSO | connected | Gate 2 | 1.3 | N | wind uncontrolled
Knocknagoum (1) | E | Reamore | wind | DSO | connected | Gate 2 | 42.55 | Y | wind priority
Knockaneden (1) | E | Oughtragh | wind | DSO | connected | Gate 2 | 9 | Y | wind priority
Clydaghroe (1) | E | Garrow | wind | DSO | connected | Gate 2 | 4.99 | N | wind uncontrolled
Caherdowney (1) | E | Garrow | wind | DSO | connected | Gate 2 | 10 | Y | wind priority
Dromdeeveen (2) | E | Glenlara 220kV side | wind | DSO | connected | Gate 2 | 16.5 | Y | wind priority
Grouse Lodge (1) | E | Rathkeale | wind | DSO | connected | Gate 2 | 15 | Y | wind priority
Carrons (1) | E | Rathkeale | wind | DSO | connected | Gate 2 | 4.99 | N | wind uncontrolled
WEDcross (1) | E | Knockearagh | wind | DSO | connected | Gate 2 | 4.5 | N | wind uncontrolled
Killaveenoge Windfarm (Derryvacorneen merge with Barrboy Windfarm) | F | Dunmanway | wind | DSO | connected | Gate 2 | 17 | Y | wind priority
Garranereagh (1) | F | Bandon | wind | DSO | connected | Gate 2 | 8.75 | Y | wind priority
Bawnmore (1) formerly Burren (Cork) | F | Macroom | wind | DSO | connected | Gate 2 | 24 | Y | wind priority
Ballybane 2 (Glanta Commons) Wind Farm | F | Ballylickey | wind | DSO | connected | Gate 2 | 8.4 | Y | wind priority
Reenascreena (1) | F | Dunmanway | wind | DSO | connected | Gate 2 | 4.5 | N | wind uncontrolled
Mountain Lodge (3) | G | Ratrussan | wind | TSO | connected | Gate 2 | 5.82 | Y | wind priority
Dunmore (2) | G | Drybridge | wind | DSO | connected | Gate 2 | 1.8 | N | wind uncontrolled
Lisheen (1a) | H1 | Lisheen | wind | TSO | connected | Gate 2 | 23 | Y | wind priority
Lisheen (1) | H1 | Lisheen | wind | TSO | connected | Gate 2 | 36 | Y | wind priority
Cappawhite B | H1 | Cauteen | wind | DSO | connected | Gate 2 | 13.18 | Y | wind priority
Cappawhite A Wind Farm (Gate 2) | H1 | Cauteen | wind | DSO | connected | Gate 2 | 2.92 | Y | wind priority
Holyford (1) | H1 | Cauteen | wind | DSO | connected | Gate 2 | 9 | Y | wind priority
Garracummer (1) | H1 | Cauteen | wind | DSO | connected | Gate 2 | 36.9 | Y | wind priority
Templederry (1) | H1 | Nenagh | wind | DSO | connected | Gate 2 | 3.9 | N | wind uncontrolled
Curraghgraigue (2) | H1 | Nenagh | wind | DSO | connected | Gate 2 | 2.44 | N | wind uncontrolled
Glenough (1) | H1 | Cauteen | wind | DSO | connected | Gate 2 | 33 | Y | wind priority
Slievereagh (1) | H1 | Tipperary | wind | DSO | connected | Gate 2 | 3 | N | wind uncontrolled
Ballywater (2) | H2 | Ballywater | wind | TSO | connected | Gate 2 | 10.5 | Y | wind priority
Castledockrell (3) | H2 | Castledockrell | wind | TSO | connected | Gate 2 | 3.3 | Y | wind priority
Castledockrell (4) | H2 | Castledockrell | wind | TSO | connected | Gate 2 | 16.1 | Y | wind priority
Kilbranish (1) | H2 | Crane | wind | DSO | connected | Gate 2 | 2.5 | Y | wind priority
Ballyduff (1) | H2 | Crory | wind | DSO | connected | Gate 2 | 4 | N | wind uncontrolled
Ballynancoran (1) | H2 | Crory | wind | DSO | connected | Gate 2 | 4 | N | wind uncontrolled
Gibbet Hill (1) | H2 | Crory | wind | DSO | connected | Gate 2 | 14.8 | Y | wind priority
Ballaman formerly (Kennystown) (1) | H2 | Crory | wind | DSO | connected | Gate 2 | 3.6 | N | wind uncontrolled
Ballymartin (1) | H2 | Waterford | wind | DSO | connected | Gate 2 | 6 | Y | wind priority
Gortahile (1) | H2 | Carlow | wind | DSO | connected | Gate 2 | 21 | Y | wind priority
Cronelea (2) | H2 | Carlow | wind | DSO | connected | Gate 2 | 4.5 | Y | wind priority
Cronelea Upper (2) | H2 | Carlow | wind | DSO | connected | Gate 2 | 1.7 | N | wind uncontrolled
Castledockrell (1) | H2 | Castledockrell | wind | TSO | connected | Gate 2 | 20 | Y | wind priority
Castledockrell (2) | H2 | Castledockrell | wind | TSO | connected | Gate 2 | 2 | Y | wind priority
Rahora (1) | H2 | Waterford | wind | DSO | connected | Gate 2 | 4.25 | N | wind uncontrolled
Pluckanes (1) | I | Kilbarry | wind | DSO | connected | Gate 2 | 0.85 | N | wind uncontrolled
Crocane (1) | I | Midleton | wind | DSO | connected | Gate 2 | 1.7 | N | wind uncontrolled
Dromada (1) | E | Dromada | wind | TSO | connected | Gate 2 | 28.5 | Y | wind priority
Martinstown Solar formerly Crowinstown Great wind | G | Navan | solar | DSO | due to connected | Gate 2 | 4.999 | Y | solar not priority
Mulreavy Ext (Meenadreen South (2)) | A | Mulreavy | wind | TSO | connected | Gate 3 | 5.4 | Y | wind priority
Clogheravaddy Wind Farm (Phase 2) | A | Binbane | wind | DSO | connected | Gate 3 | 10.8 | Y | wind not priority
Clogheravaddy Wind Farm (Phase 1) | A | Binbane | wind | DSO | connected | Gate 3 | 9.2 | Y | wind not priority
Derrysallagh Wind Farm (Formerly Kilronan 2) | A | Garvagh | wind | DSO | connected | Gate 3 | 34 | Y | wind not priority
Cronalaght (2) | A | Ardnagappary | wind | DSO | connected | Gate 3 | 17.96 | Y | wind not priority
Corvin Wind Turbine | A | Sorne Hill | wind | DSO | connected | Gate 3 | 2.1 | N | wind uncontrolled
Meenaward | A | Trillick | wind | DSO | connected | Gate 3 | 6.9 | Y | wind priority
Tullynamoyle 2 Wind Farm | A | Corderry | wind | DSO | connected | Gate 3 | 10.225 | Y | wind priority
Tullynamoyle Wind Farm 3 (Formerly Geevagh 2) | A | Corderry | wind | DSO | connected | Gate 3 | 11.98 | Y | wind priority
Cooly (1) | A | Trillick | wind | DSO | connected | Gate 3 | 4 | N | wind uncontrolled
Spaddan (1) | A | Cathaleen's Fall | wind | DSO | connected | Gate 3 | 17.5 | Y | wind priority
Knockalough (1) | B | Knockranny | wind | TSO | connected | Gate 3 | 33.6 | Y | wind priority
Uggool (1) | B | Uggool | wind | TSO | connected | Gate 3 | 64 | Y | wind priority
Oweninny Power (1) | B | Bellacorick | wind | TSO | connected | Gate 3 | 89 | Y | wind not priority
Seecon (1) | B | Uggool | wind | TSO | connected | Gate 3 | 105 | Y | wind priority
Bunnahowen (1) | B | Bellacorick | wind | DSO | connected | Gate 3 | 2.55 | N | wind uncontrolled
Rossaveel Wind | B | Screebe | wind | DSO | connected | Gate 3 | 3 | N | wind uncontrolled
Killala Wind Farm (Phase 1) | B | Tawnaghmore | wind | DSO | connected | Gate 3 | 19.2 | Y | wind priority
Carrowleagh (2) | B | Glenree | wind | DSO | connected | Gate 3 | 2.65 | Y | wind not priority
Magheramore and Cloontooa (1) | B | Dalton | wind | DSO | connected | Gate 3 | 40.8 | Y | wind priority
Faughary (1) | B | Sligo | wind | DSO | connected | Gate 3 | 6 | Y | wind priority
Carrickeeney (1) | B | Sligo | wind | DSO | connected | Gate 3 | 7.65 | Y | wind priority
Leitir Guingaid & Doire Chrith1 & 2 Merge | B | Salthill | wind | DSO | connected | Gate 3 | 40.9 | Y | wind priority
Sliabh Bawn (1) | C | Sliabh Bawn | wind | TSO | connected | Gate 3 | 58 | Y | wind priority
Meenwaun WF | C | Dallow | wind | DSO | connected | Gate 3 | 9.99 | Y | wind priority
Cahermurphy (1) | D | Booltiagh | wind | DSO | connected | Gate 3 | 6 | Y | wind not priority
Kiltumper | D | Booltiagh | wind | DSO | connected | Gate 3 | 4.99 | N | wind uncontrolled
Lissycasey (1) | D | Booltiagh | wind | DSO | connected | Gate 3 | 13.399 | Y | wind not priority
Boolynagleragh (1) | D | Booltiagh | wind | DSO | connected | Gate 3 | 36.98 | Y | wind not priority
Sorrell Island (prev Glenmore) (1) | D | Booltiagh | wind | DSO | connected | Gate 3 | 24 | Y | wind not priority
Tullabrack (1) | D | Tullabrack | wind | DSO | connected | Gate 3 | 13.8 | Y | wind priority
Carrownawelaun (1) | D | Tullabrack | wind | DSO | connected | Gate 3 | 4.6 | N | wind uncontrolled
Clahane (2) | E | Clahane | wind | TSO | connected | Gate 3 | 13.8 | Y | wind priority
Boggeragh 2 | E | Boggeragh | wind | TSO | connected | Gate 3 | 65.7 | Y | wind priority
Grousemount WF | E | Coomataggart | wind | TSO | connected | Gate 3 | 114.2 | Y | wind not priority
Esk Wind Farm (sub metered Gneeves 2 Merge) | E | Boggeragh | wind | DSO | connected | Gate 3 | 5.4 | Y | wind not priority
Boolard Wind Farm (Charlevile) | E | Charleville | wind | DSO | connected | Gate 3 | 4.45 | N | wind uncontrolled
Cleanrath (1) | E | Coomataggart | wind | DSO | connected | Gate 3 | 42.64 | Y | wind not priority
Glantaunyalkeen Windfarm( Cloghboola (2) Ext) | E | Cloghboola | wind | DSO | connected | Gate 3 | 9.999 | Y | wind priority
Rathnacally (1) | E | Charleville | wind | DSO | connected | Gate 3 | 4.45 | N | wind uncontrolled
Glanaruddery 2 (formerly Dromadda More 2) | E | Cloghboola | wind | DSO | connected | Gate 3 | 12 | Y | wind priority
Ballagh (1) | E | Trien | wind | DSO | connected | Gate 3 | 4.6 | N | wind uncontrolled
Gortnacloghy Wind Farm | E | Trien | wind | DSO | connected | Gate 3 | 4.4 | N | wind uncontrolled
Leanamore (1) (formerly Tarbert (1)) | E | Kilpaddoge | wind | DSO | connected | Gate 3 | 18 | Y | wind priority
Curraghderrig (1) | E | Trien | wind | DSO | connected | Gate 3 | 4.5 | N | wind uncontrolled
Scartaglen (2) | E | Cordal | wind | DSO | connected | Gate 3 | 3.8 | Y | wind priority
Castlepook (1) | E | Charleville | wind | DSO | connected | Gate 3 | 33.1 | Y | wind priority
Knocknatallig | E | Charleville | wind | DSO | connected | Gate 3 | 18.3 | Y | wind priority
Kilberehert (1) | E | Charleville | wind | DSO | connected | Gate 3 | 4.799 | N | wind uncontrolled
Kilmeedy (1) | E | Charleville | wind | DSO | connected | Gate 3 | 4.7 | N | wind uncontrolled
Knocknagoum (2) formerly Muingnatee (3) | E | Reamore | wind | DSO | connected | Gate 3 | 1.8 | N | wind uncontrolled
Cordal (1+2) | E | Cordal | wind | TSO | connected | Gate 3 | 89.85 | Y | wind priority
Ballybane 2A (Glanta Commons) Wind Farm Extension | F | Ballylickey | wind | DSO | connected | Gate 3 | 1.55 | Y | wind priority
Ballybane 3 (Glanta Commons) Wind Farm | F | Ballylickey | wind | DSO | connected | Gate 3 | 4.45 | Y | wind priority
Killaveenoge Windfarm (Derryvacorneen merge with Barrboy) | F | Dunmanway | wind | DSO | connected | Gate 3 | 7.8 | Y | wind priority
Ballybane 2A | F | Ballylickey | wind | DSO | connected | Gate 3 | 17.5 | Y | wind priority
Carrigdangan (formerly Barnadivine) | F | Dunmanway | wind | TSO | connected | Gate 3 | 54.3 | Y | wind not priority
Raragh (2) | G | Meath Hill | wind | DSO | connected | Gate 3 | 11.5 | Y | wind not priority
Tullynamalra (1) | G | Meath Hill | wind | DSO | connected | Gate 3 | 2.638 | N | wind uncontrolled
Teevurcher | G | Meath Hill | wind | DSO | connected | Gate 3 | 9 | Y | wind priority
Grove Hill (1) formerly Tullynageer | G | Dundalk | wind | DSO | connected | Gate 3 | 16.1 | Y | wind priority
Collon Wind Power | G | Drybridge | wind | DSO | connected | Gate 3 | 2.3 | N | wind uncontrolled
Kill Hill (1) - phase 1 | H1 | Kill Hill | wind | TSO | connected | Gate 3 | 36 | Y | wind priority
Ballinacurry WF | H1 | Thurles | wind | DSO | connected | Gate 3 | 4.6 | N | wind uncontrolled
An Cnoc | H1 | Thurles | wind | DSO | connected | Gate 3 | 11.5 | Y | wind priority
Gurteen (1) | H1 | Thurles | wind | DSO | connected | Gate 3 | 2.3 | N | wind uncontrolled
Foyle Windfarm | H1 | Thurles | wind | DSO | connected | Gate 3 | 9.6 | Y | wind priority
Ballybay Wind Farm (Tullaroan) | H1 | Thurles | wind | DSO | connected | Gate 3 | 13.8 | Y | wind priority
Cappawhite A | H1 | Cauteen | wind | DSO | connected | Gate 3 | 49.08 | Y | wind priority
Glencarbry (1) | H1 | Cauteen | wind | DSO | connected | Gate 3 | 33 | Y | wind priority
Barranafaddock (1) | H1 | Barrymore | wind | DSO | connected | Gate 3 | 32.4 | Y | wind priority
Garracummer (2) | H1 | Cauteen | wind | DSO | connected | Gate 3 | 1 | Y | wind priority
Slievereagh Wind Farm (2) | H1 | Tipperary | wind | DSO | connected | Gate 3 | 1.6 | N | wind uncontrolled
Bruckana (1) | H1 | Lisheen | wind | DSO | connected | Gate 3 | 39.6 | Y | wind priority
Monaincha Bog Wind Farm | H1 | Ikerrin | wind | DSO | connected | Gate 3 | 35.95 | Y | wind priority
Ballycumber (1) | H2 | Arklow | wind | DSO | connected | Gate 3 | 18 | Y | wind priority
Raheenleagh (1) | H2 | Arklow | wind | DSO | connected | Gate 3 | 35.2 | Y | wind priority
Knocknalour (2) | H2 | Crory | wind | DSO | connected | Gate 3 | 3.95 | N | wind uncontrolled
Ballymartin (2) | H2 | Waterford | wind | DSO | connected | Gate 3 | 8.28 | Y | wind priority
Ballycadden (2) | H2 | Crory | wind | DSO | connected | Gate 3 | 9.762 | Y | wind priority
Mount Lucas (1) | J | Mount Lucas | wind | TSO | connected | Gate 3 | 79.2 | Y | wind priority
Lisdowney (1) | H2 | Ballyragget | wind | DSO | connected | Gate 3 | 9.2 | Y | wind priority
Woodhouse (1) | K | Woodhouse | wind | TSO | connected | Gate 3 | 20 | Y | wind priority
Ballycurreen (1) | K | Dungarvan | wind | DSO | connected | Gate 3 | 4.99 | N | wind uncontrolled
Ardderoo 2 (Formerly Buffy) | B | Knockranny | wind | TSO | connected | Gate 3 | 64.2 | Y | wind not priority
Ardderoo Wind Farm | B | Knockranny | wind | TSO | connected | Gate 3 | 27 | Y | wind not priority
Oweninny Power (2) | B | Bellacorick | wind | TSO | connected | Gate 3 | 83 | Y | wind not priority
Sheskin (1) | B | Bellacorick | wind | DSO | connected | Gate 3 | 32.9 | Y | wind not priority
Knocknamona Wind Farm (Prev. Crohaun) | K | Woodhouse | wind | TSO | due to connected | Gate 3 | 34 | Y | wind not priority
Oriel 1 | G | Oriel 220kV | offshore wind | TSO | due to connected | Gate 3 | 210 | Y | wind not priority
Lettergull (1) | A | Letterkenny | wind | DSO | due to connected | Gate 3 | 20 | Y | wind not priority
Meenachullalan (2) | A | Binbane | wind | DSO | due to connected | Gate 3 | 1.9 | Y | wind not priority
Corvoderry (was Gortnahurra (1)) | B | Bellacorick | wind | DSO | due to connected | Gate 3 | 33.9 | Y | wind not priority
Oweninny 3 (Previously Oweninny 5) | B | Bellacorick | wind | TSO | due to connected | Gate 3 | 50 | Y | wind not priority
Stack's Mountain | E | Reamore | wind | DSO | due to connected | Gate 3 | 25.3 | Y | wind not priority
Derreenacrinnig West (prev Kilvinane 2 WF) | F | Ballylickey | wind | DSO | due to connected | Gate 3 | 5.82 | Y | wind not priority
Coolberrin Wind Farm (formerly Bragan Wind Farm) | G | Lisdrum | wind | DSO | due to connected | Gate 3 | 33.1 | Y | wind not priority
Cureeny (1) | H1 | Killonan | wind | DSO | due to connected | Gate 3 | 84 | Y | wind not priority
Knockadosan Solar (formerly Springfarm Wind Farm) | H2 | Arklow | solar | DSO | due to connected | Gate 3 | 6 | Y | solar not priority
Dooray WF | J | Portlaoise | wind | DSO | due to connected | Gate 3 | 45.001 | Y | wind not priority
Grady Joinery | B | Tonroe | wind | DSO | connected | Non GPA | 2.5 | N | wind uncontrolled
Kelwin Power Plant | E | Kilpaddoge | wind | TSO | connected | Non GPA | 37 | Y | wind priority
Liffey Autoproduction Project | G | Shankill | wind | DSO | connected | Non GPA | 1.6 | N | wind uncontrolled
Liffey Autoproduction Project (extension) | G | Shankill | wind | DSO | connected | Non GPA | 1.417 | N | wind uncontrolled
DePuy | I | Barnahely | wind | DSO | connected | Non GPA | 2.5 | N | wind uncontrolled
Wind Energy Project (Janssen) | I | Barnahely | wind | DSO | connected | Non GPA | 2 | N | wind uncontrolled
Knockglass Solar Farm | F | Macroom | solar | DSO | connected | Non GPA | 4 | Y | solar not priority
Hilltown PV | G | Baltrasna | solar | DSO | connected | Non GPA | 9.99 | Y | solar not priority
Ballycullane Solar Park | H2 | Great Island | solar | DSO | connected | Non GPA | 4.99 | Y | solar not priority
Blusheens Solar (1) | H2 | Wexford | solar | DSO | connected | Non GPA | 7.98 | Y | solar not priority
Curraghmartin Solar Park | H2 | Waterford | solar | DSO | connected | Non GPA | 3.99 | Y | solar not priority
Millvale PV | H2 | Ballybeg | solar | DSO | connected | Non GPA | 8 | Y | solar not priority
Hortland PV (from merge Knockanally and Hortland) | J | Dunfirth | solar | DSO | connected | Non GPA | 14 | Y | solar not priority
Featherbed Lane Solar | J | Glasmore | Solar | DSO | due to connected | Non GPA | 4 | Y | solar not priority
Marlinstown Solar Farm (prev Russellstown) | C | Mullingar | solar | DSO | due to connected | Non GPA | 4 | Y | solar not priority
Barnderg Solar Farm | B | Cloon | solar | DSO | due to connected | Non GPA | 4 | Y | solar not priority
Lisduff Solar Park (Claremorris) | B | Dalton | solar | DSO | due to connected | Non GPA | 4 | Y | solar not priority
Shantallow Solar | B | Shantallow | solar | TSO | due to connected | Non GPA | 35 | Y | solar not priority
Ballycrissane Solar Farm | C | Somerset | solar | DSO | due to connected | Non GPA | 4 | Y | solar not priority
Creevy Solar | C | Lanesboro | solar | DSO | due to connected | Non GPA | 4 | Y | solar not priority
Lisnageeragh Solar Farm | C | Richmond | solar | DSO | connected | Non GPA | 4 | Y | solar not priority
Liss Solar Farm (prev Lands at Liss) | C | Mullingar | solar | DSO | connected | Non GPA | 4 | Y | solar not priority
Rathleg Solar Farm | C | Carrick on Shannon | solar | DSO | due to connected | Non GPA | 4 | Y | solar not priority
Shannagh Beg Solar Farm | C | Athlone | solar | DSO | due to connected | Non GPA | 4 | Y | solar not priority
Ballinknockane Solar Farm | E | Ballinknockane | solar | TSO | due to connected | Non GPA | 50 | Y | solar not priority
Banemore Solar Farm | E | Clahane | solar | TSO | due to connected | Non GPA | 34 | Y | solar not priority
Crossfield | E | Mallow | solar | DSO | connected | Non GPA | 4.95 | Y | solar not priority
Dromalour | E | Glenlara | solar | DSO | connected | Non GPA | 4.95 | Y | solar not priority
Drombeg Solar Park | E | Drombeg | solar | TSO | due to connected | Non GPA | 50 | Y | solar not priority
Maine Solar | E | Oughtragh | solar | DSO | due to connected | Non GPA | 4 | Y | solar not priority
Beaulieu PV | G | Drybridge | solar | DSO | connected | Non GPA | 3.99 | Y | solar not priority
Carrickabane Solar Farm | G | Shankill | solar | DSO | due to connected | Non GPA | 4 | Y | solar not priority
Grangegeeth Solar | G | Drybridge | solar | DSO | due to connected | Non GPA | 4 | Y | solar not priority
Kilkeelan Solar Farm | G | Navan | solar | DSO | due to connected | Non GPA | 4 | Y | solar not priority
Painestown Hill Solar Farm | G | Baltrasna | solar | DSO | connected | Non GPA | 7.14 | Y | solar not priority
Carrick Solar | H1 | Ballydine | solar | DSO | due to connected | Non GPA | 5.8 | Y | solar not priority
Farranlahassery Solar | H1 | Cahir | solar | DSO | due to connected | Non GPA | 4 | Y | solar not priority
Laghtane Solar Farm | H1 | Ahane | solar | DSO | due to connected | Non GPA | 4 | Y | solar not priority
Lisbrien Solar Farm | H1 | Nenagh | solar | DSO | due to connected | Non GPA | 4 | Y | solar not priority
Ballytobin Solar PV | H2 | Kilkenny | solar | DSO | due to connected | Non GPA | 4 | Y | solar not priority
Castlekelly Solar PV Farm | H2 | Kilkenny | solar | DSO | connected | Non GPA | 4 | Y | solar not priority
Courtown Solar Farm (previously Coolnastudd) | H2 | Banoge | solar | DSO | connected | Non GPA | 4 | Y | solar not priority
Rosspile Solar Farm | H2 | Rosspile | solar | TSO | connected | Non GPA | 95 | Y | solar not priority
Tullabeg Solar Park | H2 | Tullabeg | solar | TSO | connected | Non GPA | 50 | Y | solar not priority
Coolyduff | I | Kilbarry | solar | DSO | connected | Non GPA | 4.95 | Y | solar not priority
DePuy Synthes Turbine2 | I | Barnahely | wind | DSO | connected | Non GPA | 0.99 | N | wind uncontrolled
Drumgarriff South | I | Kilbarry | solar | DSO | connected | Non GPA | 4.95 | Y | solar not priority
Leacht Cross Solar | I | Barnahely | solar | DSO | due to connected | Non GPA | 4.95 | Y | solar not priority
Monatooreen Solar | I | Knockraha | solar | TSO | due to connected | Non GPA | 25.7 | Y | solar not priority
Shanagraigue | I | Trabeg | solar | DSO | connected | Non GPA | 4.95 | Y | solar not priority
Blundelstown | J | Blundelstown | solar | TSO | connected | Non GPA | 60 | Y | solar not priority
Bodenstown Solar Farm | J | Monread | solar | DSO | due to connected | Non GPA | 4 | Y | solar not priority
Bullstown Solar Farm | J | Finglas | solar | DSO | connected | Non GPA | 8.42 | Y | solar not priority
Dunmurry Springs PV | J | Newbridge | solar | DSO | connected | Non GPA | 12 | Y | solar not priority
Gallanstown Solar | J | Gallanstown | solar | TSO | connected | Non GPA | 119 | Y | solar not priority
Harristown Solar PV | J | Harristown | solar | TSO | due to connected | Non GPA | 42.3 | Y | solar not priority
Kerdiffstown PV | J | Monread | solar | DSO | connected | Non GPA | 4 | Y | solar not priority
Lehinch Solar Farm | J | Thornsberry | solar | DSO | connected | Non GPA | 4 | Y | solar not priority
Loughteague | J | Coolnabacky | solar | TSO | due to connected | Non GPA | 55 | Y | solar not priority
Muinagh Solar Farm | J | Thornsberry | solar | DSO | due to connected | Non GPA | 4 | Y | solar not priority
Shanderry Solar Farm | J | Portlaoise | solar | DSO | due to connected | Non GPA | 4 | Y | solar not priority
Taghadoe Solar Farm | J | Griffinrath | solar | DSO | due to connected | Non GPA | 25 | Y | solar not priority
Threecastles Solar Farm | J | Kilteel | solar | DSO | due to connected | Non GPA | 15 | Y | solar not priority
Timahoe North solar | J | Timahoe | solar | TSO | connected | Non GPA | 70 | Y | solar not priority
Woodstock North Solar Farm | J | Athy | solar | DSO | due to connected | Non GPA | 4.99 | Y | solar not priority
Black Lough (1) | B | Glenree | wind | DSO | connected | ECP-1 | 12.5 | Y | wind not priority
Sorrell Island (Glenmore) WF Ext | D | Booltiagh | wind | DSO | connected | ECP-1 | 8 | Y | wind not priority
ESK Wind Farm Phase 2 | E | Boggeragh | wind | DSO | connected | ECP-1 | 12 | Y | wind not priority
Carrigdangan Wind Farm - Phase 2 | F | Dunmanway | wind | TSO | due to connected | ECP-1 | 13.65 | Y | wind not priority
Cloncreen Wind farm | J | Cushaling | wind | TSO | connected | ECP-1 | 75 | Y | wind not priority
Lenalea Wind Farm | A | Lenalea | wind | TSO | connected | ECP-1 | 30.1 | Y | wind not priority
Cloghan Wind Farm | C | Derrycarney | wind | TSO | connected | ECP-1 | 34 | Y | wind not priority
Taghart (1) | G | Meath Hill | wind | DSO | connected | ECP-1 | 23.06 | Y | wind not priority
Lisheen 3 | H1 | Lisheen | wind | TSO | connected | ECP-1 | 28.8 | Y | wind not priority
Macallian Solar | H2 | Crane | solar | DSO | connected | ECP-1 | 9 | Y | solar not priority
Gorey Solar | H2 | Banoge | solar | DSO | connected | ECP-1 | 4 | Y | solar not priority
Davidstown Solar | H2 | Wexford | solar | DSO | connected | ECP-1 | 4.95 | Y | solar not priority
Lurrig Solar Farm | I | Midleton | solar | DSO | connected | ECP-1 | 3.6 | Y | solar not priority
Currabeha | F | Bandon | solar | DSO | due to connected | ECP-1 | 4.95 | Y | solar not priority
Knockeenbui (1) | F | Dunmanway | wind | DSO | due to connected | ECP-1 | 13.8 | Y | wind not priority
Glen Solar | A | Garvagh | solar | TSO | due to connected | ECP-1 | 40 | Y | solar not priority
Croaghonagh 1 Windfarm (Merged with Carrickalangan) | A | Croaghonagh | wind | TSO | connected | ECP-1 | 138.1 | Y | wind not priority
Mully Graffy Windfarm (Kilgorman) | A | Tievebrack | wind | TSO | due to connected | ECP-1 | 29.9 | Y | wind not priority
Cloonascragh Solar | B | Cloon | solar | DSO | due to connected | ECP-1 | 20 | Y | solar not priority
Dooleeg More (1) | B | Bellacorick | wind | DSO | due to connected | ECP-1 | 2.5 | Y | wind not priority
Firlough TG371 was Carrowleagh-Kilbride DG741 | B | Firlough | wind | TSO | due to connected | ECP-1 | 48.3 | Y | wind not priority
Blackwater Bog Solar 1 | C | Shannonbridge | solar | TSO | due to connected | ECP-1 | 65 | Y | solar not priority
Cleggill Solar Park | C | Richmond | solar | DSO | due to connected | ECP-1 | 8 | Y | solar not priority
Clooncon East Single WTG | C | Athlone | wind | DSO | connected | ECP-1 | 0.9 | N | wind uncontrolled
Rooaun Solar | C | Athlone | solar | DSO | due to connected | ECP-1 | 4 | Y | solar not priority
Roxborough | C | Lanesboro | wind | DSO | due to connected | ECP-1 | 4.95 | Y | wind not priority
Tullynally Estate | C | Mullingar | solar | DSO | due to connected | ECP-1 | 4 | Y | solar not priority
Crossmore (1) | D | Booltiagh | wind | DSO | connected | ECP-1 | 15 | Y | wind not priority
Dromroe Solar | E | Tralee | solar | DSO | due to connected | ECP-1 | 4 | Y | solar not priority
Callatrim South Solar Farm (prev. Kilcawha) | F | Bandon | solar | DSO | due to connected | ECP-1 | 5.95 | Y | solar not priority
Garryndruig | F | Bandon | solar | DSO | due to connected | ECP-1 | 4.95 | Y | solar not priority
Cluide Solar | G | Drybridge | solar | DSO | due to connected | ECP-1 | 4 | Y | solar not priority
Friarspark (was Glebe Golf Course) | G | Navan | solar | DSO | connected | ECP-1 | 4 | Y | solar not priority
Gaskinstown Solar Farm | G | Gaskinstown | solar | TSO | connected | ECP-1 | 85 | Y | solar not priority
Gillinstown Solar | G | Garballagh | solar | TSO | connected | ECP-1 | 95 | Y | solar not priority
Willville Solar Park | G | Dundalk | solar | DSO | due to connected | ECP-1 | 3.99 | Y | solar not priority
Ballymacadam (Monraha) Solar PV Farm | H1 | Cahir | solar | DSO | connected | ECP-1 | 21 | Y | solar not priority
Horsepasture Solar Farm (Grian PV) | H1 | Doon | solar | DSO | due to connected | ECP-1 | 8 | Y | solar not priority
Monroe East solar from merge Ballyfowloo Lawclon | H1 | Cahir | solar | DSO | connected | ECP-1 | 8 | Y | solar not priority
Ballyedock | H2 | Great Island | solar | DSO | due to connected | ECP-1 | 12 | Y | solar not priority
Bilboa (1) | H2 | Carlow | wind | DSO | due to connected | ECP-1 | 15 | Y | wind not priority
Kilcarrig Solar PV Farm | H2 | Carlow | solar | DSO | due to connected | ECP-1 | 4 | Y | solar not priority
Templerainey East Solar Farm (Ballycooleen) | H2 | Arklow | solar | DSO | due to connected | ECP-1 | 4 | Y | solar not priority
Ballynacrusha | I | Cow Cross | solar | DSO | due to connected | ECP-1 | 4.95 | Y | solar not priority
Tead More Solar (Meelshane) | I | Midleton | solar | DSO | due to connected | ECP-1 | 3.95 | Y | solar not priority
Clonfad Solar | J | Clonfad | solar | TSO | due to connected | ECP-1 | 100 | Y | solar not priority
Confey Solar Park | J | Griffinrath | solar | DSO | due to connected | ECP-1 | 15.5 | Y | solar not priority
Drumroe East Solar Farm | K | Dungarvan | solar | DSO | due to connected | ECP-1 | 15 | Y | solar not priority
Foxhall PV | K | Dungarvan | solar | DSO | due to connected | ECP-1 | 3.99 | Y | solar not priority
Keiloge Solar (Prev Coolnagapogue Solar Farm Phase 1) | K | Butlerstown | solar | DSO | due to connected | ECP-1 | 3.95 | Y | solar not priority
Rathnaskilloge | K | Rathnaskilloge | solar | TSO | connected | ECP-1 | 95 | Y | solar not priority
Firgrove | D | Drumline | solar | DSO | due to connected | ECP-1 | 4 | Y | solar not priority
Stamullen Solar Park | G | Drybridge | solar | DSO | due to connected | ECP-1 | 3.99 | Y | solar not priority
Middleton solar (Longford) | C | Lanesboro | solar | TSO | due to connected | ECP-2.1 | 56.6 | Y | solar not priority
Clogheravaddy Wind Farm (Phase 3) | A | Binbane | wind | DSO | connected | ECP-2.1 | 3.6 | Y | wind not priority
Drumlins Park wind | G | Lislea | wind | TSO | connected | ECP-2.1 | 48.8 | Y | wind not priority
Willville Extension Solar Park | G | Dundalk | solar | DSO | due to connected | ECP-2.1 | 1 | Y | solar not priority
Bilboa Wind farm Ext | H2 | Carlow | wind | DSO | due to connected | ECP-2.1 | 6 | Y | wind not priority
Bradán Wind Farm (Killybegs Community Wind Turbine) | A | Binbane | wind | DSO | due to connected | ECP-2.1 | 4.2 | Y | wind not priority
Tullyhaw Community Wind Turbine | A | Gortawee | wind | DSO | due to connected | ECP-2.1 | 4.2 | Y | wind not priority
Tullynamoyle Wind Farm 5 | A | Corderry | wind | DSO | due to connected | ECP-2.1 | 16.35 | Y | wind not priority
Ardderoo wind extension | B | Knockranny | wind | TSO | due to connected | ECP-2.1 | 18 | Y | wind not priority
Claremorris 2 Solar Farm | B | Dalton | solar | DSO | due to connected | ECP-2.1 | 4 | Y | solar not priority
Dooleeg More Ext. | B | Bellacorick | wind | DSO | due to connected | ECP-2.1 | 1.3 | Y | wind not priority
Firlough Wind Farm | B | Firlough | wind | TSO | due to connected | ECP-2.1 | 27.3 | Y | wind not priority
Knockranny wind | B | Knockranny | wind | TSO | due to connected | ECP-2.1 | 47.3 | Y | wind not priority
Templehouse Community Wind Turbine | B | Sligo | wind | DSO | due to connected | ECP-2.1 | 4.08 | Y | wind not priority
Clondardis Solar | C | Shanonagh | solar | TSO | due to connected | ECP-2.1 | 58.6 | Y | solar not priority
Coole wind | C | Mullingar | wind | TSO | due to connected | ECP-2.1 | 88 | Y | wind not priority
Derryadd wind | C | Lanesboro | wind | TSO | due to connected | ECP-2.1 | 90 | Y | wind not priority
WEP Solar Slanemore Mullingar | C | Mullingar | solar | DSO | due to connected | ECP-2.1 | 16.85 | Y | solar not priority
Crossmore (2) | D | Booltiagh | wind | DSO | connected | ECP-2.1 | 10.2 | Y | wind not priority
Dromsallagh Solar | D | Ardnacrusha | solar | DSO | due to connected | ECP-2.1 | 4 | Y | solar not priority
Gortaheera CM2 Windfarm | D | Booltiagh | wind | DSO | due to connected | ECP-2.1 | 3 | Y | wind not priority
Ballylongford Windfarm | E | Drombeg | wind | DSO | due to connected | ECP-2.1 | 25.2 | Y | wind not priority
Coumaclovane Solar Extension | E | Coomagearlahy | solar | TSO | due to connected | ECP-2.1 | 7 | Y | solar not priority
Knocknamork solar | E | Ballyvouskil 220 | solar | TSO | due to connected | ECP-2.1 | 12.5 | Y | solar not priority
Knocknamork wind | E | Ballyvouskil 220 | wind | TSO | due to connected | ECP-2.1 | 42 | Y | wind not priority
Farrangalway Solar PV Farm | F | Bandon | solar | DSO | due to connected | ECP-2.1 | 4.95 | Y | solar not priority
Friarspark Solar 2 | G | Navan | solar | DSO | due to connected | ECP-2.1 | 2.1 | Y | solar not priority
Kilkeelan Phase 2 Solar Farm | G | Navan | solar | DSO | due to connected | ECP-2.1 | 1.35 | Y | solar not priority
Ballinalard Solar Farm | H1 | Tipperary | solar | DSO | due to connected | ECP-2.1 | 4 | Y | solar not priority
Erkina solar | H1 | Timoney | solar | TSO | due to connected | ECP-2.1 | 66.56 | Y | solar not priority
Farran South | H1 | Barrymore | solar | DSO | due to connected | ECP-2.1 | 15 | Y | solar not priority
Ballymanus Wind Farm | H2 | Arklow | wind | DSO | due to connected | ECP-2.1 | 39.99 | Y | wind not priority
Coolnagloose Community Solar Farm | H2 | Arklow | solar | DSO | due to connected | ECP-2.1 | 0.85 | N | solar uncontrolled
Coppenagh solar | H2 | Carlow | solar | DSO | due to connected | ECP-2.1 | 4.6 | Y | solar not priority
Keatingstown Solar Farm | H2 | Kilkenny | solar | DSO | due to connected | ECP-2.1 | 6 | Y | solar not priority
Loan PV | H2 | Ballyragget | solar | DSO | due to connected | ECP-2.1 | 4.99 | Y | solar not priority
North Arklow Solar | H2 | Arklow | solar | TSO | due to connected | ECP-2.1 | 47 | Y | solar not priority
Parksgrove solar | H2 | Ballyragget | solar | DSO | due to connected | ECP-2.1 | 35 | Y | solar not priority
Pinewoods wind | H2 | Garrintaggart | wind | TSO | due to connected | ECP-2.1 | 49.5 | Y | wind not priority
The Dell Solar | H2 | Crory | solar | DSO | due to connected | ECP-2.1 | 20 | Y | solar not priority
Tracystown Solar | H2 | Wexford | solar | TSO | due to connected | ECP-2.1 | 101.1 | Y | solar not priority
Ballinrea Solar Park | I | Raffeen | solar | TSO | due to connected | ECP-2.1 | 55 | Y | solar not priority
Lysaghtstown Solar | I | Lysaghtstown | solar | TSO | connected | ECP-2.1 | 87 | Y | solar not priority
Cushaling wind (loop into Cushaling - Newbridge) | J | Philipstown | wind | TSO | due to connected | ECP-2.1 | 50 | Y | wind not priority
Drehid wind | J | Mulgeeth | wind | TSO | due to connected | ECP-2.1 | 60 | Y | wind not priority
Clonin North solar | J | Derryiron | solar | TSO | due to connected | ECP-2.1 | 47 | Y | solar not priority
Dysart PV | J | Dunfirth | solar | DSO | due to connected | ECP-2.1 | 17.5 | Y | solar not priority
Moanvane wind | J | Mount Lucas | wind | TSO | connected | ECP-2.1 | 56.4 | Y | wind not priority
Harlockstown Solar (Gallanstown Solar Extension) | J | Gallanstown | solar | TSO | connected | ECP-2.1 | 31.6 | Y | solar not priority
Mainscourt | J | Grange | solar | DSO | due to connected | ECP-2.1 | 39.99 | Y | solar not priority
Yellow River Wind Farm | J | Derryiron | wind | TSO | connected | ECP-2.1 | 101 | Y | wind not priority
Muinagh Solar Farm phase 2 | J | Thornsberry | solar | DSO | due to connected | ECP-2.1 | 1.8 | Y | solar not priority
Cooltubbrid West Solar | K | Dungarvan | solar | DSO | connected | ECP-2.1 | 4 | Y | solar not priority
Kilcannon | K | Dungarvan | solar | DSO | due to connected | ECP-2.1 | 4.95 | Y | solar not priority
Rathlockstown Solar | J | Gallanstown | solar | TSO | due to connected | ECP-2.1 | 18.9 | Y | solar not priority
Clooninagh Wind Farm | B | Cloon | wind | DSO | due to connected | ECP-2.1 | 4.5 | Y | wind not priority
Barnesmore Windfarm Repowering | A | Golagh | wind | TSO | due to connected | ECP-2.2 | 48 | Y | wind not priority
Ballymoneen Solar Park | B | Cashla | solar | TSO | due to connected | ECP-2.2 | 100 | Y | solar not priority
Barnacurragh Solar Park | B | Cloon | solar | TSO | due to connected | ECP-2.2 | 50 | Y | solar not priority
Milltown Community Solar Farm | B | Cloon | solar | DSO | due to connected | ECP-2.2 | 4.99 | Y | solar not priority
Ardnadoman Solar Farm | C | Somerset | solar | DSO | due to connected | ECP-2.2 | 4 | Y | solar not priority
Coole Wind Farm - Extension | C | Mullingar | wind | TSO | due to connected | ECP-2.2 | 9.5 | Y | wind not priority
Derrinlough Wind Farm | C | Stonestown | wind | TSO | connected | ECP-2.2 | 105 | Y | wind not priority
Leamór Community Wind Turbine | C | Dallow | wind | DSO | due to connected | ECP-2.2 | 4.99 | Y | wind not priority
Lissane West Solar Farm | D | Ennis | solar | DSO | due to connected | ECP-2.2 | 18.3 | Y | solar not priority
Manusmore Solar Park | D | Ennis | solar | TSO | due to connected | ECP-2.2 | 60 | Y | solar not priority
Ballyenaghty Solar Park | E | Tralee | solar | DSO | due to connected | ECP-2.2 | 9.9 | Y | solar not priority
Ballyroe Solar | E | Charleville | solar | TSO | due to connected | ECP-2.2 | 120 | Y | solar not priority
Islanduane Solar Farm | E | Limerick | solar | DSO | due to connected | ECP-2.2 | 4.95 | Y | solar not priority
Berrings Solar Farm | F | Macroom | solar | DSO | due to connected | ECP-2.2 | 13.8 | Y | solar not priority
Finnis PV | F | Bandon | solar | DSO | connected | ECP-2.2 | 8.5 | Y | solar not priority
Darthogue Solar Farm | J | Crakenstown | solar | TSO | due to connected | ECP-2.2 | 47 | Y | solar not priority
Drumman Solar Farm | G | Shankill | solar | DSO | due to connected | ECP-2.2 | 7 | Y | solar not priority
Garballagh2 Solar Farm | G | Garballagh | solar | TSO | due to connected | ECP-2.2 | 48 | Y | solar not priority
Monvallet Hybrid Solar & Battery Farm | G | Louth | solar | TSO | due to connected | ECP-2.2 | 50 | Y | solar not priority
Erkina Solar Park Extension | H1 | Timoney | solar | TSO | due to connected | ECP-2.2 | 90 | Y | solar not priority
Magherareagh Solar PV Farm | H1 | Cahir | solar | DSO | due to connected | ECP-2.2 | 3.3 | Y | solar not priority
Ballinaclough Solar Farm | H2 | Ballybeg | solar | DSO | due to connected | ECP-2.2 | 8.5 | Y | solar not priority
Clashwilliam Solar | H2 | Kilkenny | solar | DSO | due to connected | ECP-2.2 | 44 | Y | solar not priority
Coolboy Solar Farm | H2 | Arklow | solar | DSO | due to connected | ECP-2.2 | 5.99 | Y | solar not priority
Farranrory Wind Farm | H2 | Ballyragget | wind | DSO | due to connected | ECP-2.2 | 45 | Y | wind not priority
Garreenleen Solar Farm | H2 | Kellis | solar | TSO | due to connected | ECP-2.2 | 81 | Y | solar not priority
Johnstown North PV | H2 | Arklow | solar | DSO | due to connected | ECP-2.2 | 22 | Y | solar not priority
Thomastown Road Solar | H2 | Kilkenny | solar | DSO | due to connected | ECP-2.2 | 4 | Y | solar not priority
Tomsallagh Solar | H2 | Effernoge | solar | TSO | due to connected | ECP-2.2 | 50 | Y | solar not priority
Ballyduff PV | I | Midleton | solar | DSO | due to connected | ECP-2.2 | 7 | Y | solar not priority
Ballyvatta Solar Extension | I | Knockraha | solar | TSO | due to connected | ECP-2.2 | 16.3 | Y | solar not priority
Leacht Cross Solar Phase 2 | I | Barnahely | solar | DSO | due to connected | ECP-2.2 | 5 | Y | solar not priority
Ballyboughlin Solar Farm | J | Thornsberry | solar | DSO | due to connected | ECP-2.2 | 14 | Y | solar not priority
East Laois Solar Farm Extension | J | Coolnabacky | solar | TSO | due to connected | ECP-2.2 | 25 | Y | solar not priority
Fieldstown Solar | J | Finglas | solar | TSO | due to connected | ECP-2.2 | 75 | Y | solar not priority
Garr Solar & Storage | J | Derryiron | solar | TSO | due to connected | ECP-2.2 | 85 | Y | solar not priority
Smithstown | J | Griffinrath | solar | DSO | due to connected | ECP-2.2 | 25.3 | Y | solar not priority
Timahoe North Phase 2 Solar Farm | J | Timahoe | solar | TSO | due to connected | ECP-2.2 | 60 | Y | solar not priority
Carriglong Solar Park | K | Butlerstown | solar | DSO | due to connected | ECP-2.2 | 32.7 | Y | solar not priority
Farranmacedmond Solar Farm | H2 | Waterford | solar | DSO | due to connected | ECP-2.2 | 6 | Y | solar not priority
Poulbautia Solar Farm | K | Dungarvan | solar | DSO | due to connected | ECP-2.2 | 19 | Y | solar not priority
Coppenagh Solar Park Extension | H2 | Carlow | solar | DSO | due to connected | ECP-2.2 | 4.7 | Y | solar not priority
Derrykillew Wind Farm | A | Cathaleen's Fall | wind | DSO | due to connected | ECP-2.2 | 37.5 | Y | wind not priority
Aught Wind Farm | A | Letterkenny | wind | TSO | due to connected | ECP-2.4 | 57.4 | Y | wind not priority
Cuilmore Solar Park | C | Athlone | solar | DSO | due to connected | ECP-2.3 | 40 | Y | solar not priority
Carrownagowan Wind Farm | D | Ardnacrusha | wind | TSO | due to connected | ECP-2.3 | 91.2 | Y | wind not priority
Stacks Mountain Wind Farm 2 | E | Reamore | wind | DSO | due to connected | ECP-2.3 | 4.5 | Y | wind not priority
Carrigraigue Solar Extension | E | Boggeragh | solar | TSO | due to connected | ECP-2.3 | 11.5 | Y | solar not priority
Gorman Solar Farm | G | Gorman | solar | TSO | due to connected | ECP-2.3 | 46 | Y | solar not priority
Milltown Solar | G | Balruntagh | solar | TSO | due to connected | ECP-2.3 | 115 | Y | solar not priority
Farran South Solar Phase 2 | H1 | Barrymore | solar | DSO | due to connected | ECP-2.3 | 5.49 | Y | solar not priority
Barnaleen Solar Farm | H1 | Cauteen | solar | TSO | due to connected | ECP-2.3 | 55 | Y | solar not priority
Tullabeg Phase 2 | H2 | Tullabeg | solar | TSO | due to connected | ECP-2.3 | 105 | Y | solar not priority
Lysaghtstown Phase 2 | I | Lysaghtstown | solar | TSO | due to connected | ECP-2.3 | 45 | Y | solar not priority
Fieldstown Solar Farm Ext | J | Finglas | solar | TSO | due to connected | ECP-2.3 | 18.27 | Y | solar not priority
Altcor Wind Farm | A | Binbane | wind | DSO | due to connected | ECP-2.3 | 9 | Y | wind not priority
Drumnahough Wind Farm | A | Lenalea | wind | TSO | due to connected | ECP-2.3 | 72 | Y | wind not priority
Chafhill Wind Farm (prev. Glenree) | B | Glenree | wind | DSO | due to connected | ECP-2.3 | 4.95 | Y | wind not priority
Ballykenny Solar | C | Richmond | solar | DSO | due to connected | ECP-2.3 | 9 | Y | solar not priority
Taduff Solar Park | C | Athlone | solar | TSO | due to connected | ECP-2.3 | 80 | Y | solar not priority
Ballingaddy Solar | D | Ennis | solar | DSO | due to connected | ECP-2.3 | 4.99 | Y | solar not priority
Drombeg Solar Park Phase II (Ballydonohoe) | E | Drombeg | solar | TSO | due to connected | ECP-2.3 | 44 | Y | solar not priority
Shrownowen Windfarm | E | Pollagh | wind | TSO | due to connected | ECP-2.3 | 50 | Y | wind not priority
Kilcurly Solar | G | Dundalk | solar | DSO | due to connected | ECP-2.3 | 44.9 | Y | solar not priority
Reask Solar Farm | J | Crakenstown | solar | TSO | due to connected | ECP-2.3 | 55 | Y | solar not priority
Gortdrum Solar PV | H1 | Cauteen | solar | DSO | due to connected | ECP-2.3 | 48 | Y | solar not priority
Grian PV Ballyboe | H1 | Ballydine | solar | DSO | due to connected | ECP-2.3 | 12 | Y | solar not priority
Kiloran Solar PV Farm | H1 | Lisheen | solar | TSO | due to connected | ECP-2.3 | 76 | Y | solar not priority
Ballymoney PV | H2 | Arklow | solar | DSO | due to connected | ECP-2.3 | 7.6 | Y | solar not priority
Grangeford Solar PV | H2 | Kellis | solar | TSO | due to connected | ECP-2.3 | 48 | Y | solar not priority
Monart Spa Ground Mount 3 | H2 | Crane | solar | DSO | due to connected | ECP-2.3 | 1.3 | Y | solar not priority
Castlebanny Wind Farm | H2 | Kilvinoge | wind | TSO | due to connected | ECP-2.3 | 138.6 | Y | wind not priority
Barryscourt Solar Farm (Solar) | I | Cow Cross | solar | DSO | due to connected | ECP-2.3 | 8 | Y | solar not priority
Ballyteige Solar Park | J | Thornsberry | solar | TSO | due to connected | ECP-2.3 | 90 | Y | solar not priority
Clonymeath Solar (Solar) | J | Fosterstown | solar | TSO | due to connected | ECP-2.3 | 78.8 | Y | solar not priority
Kilcush Solar Farm | J | Philipstown | solar | TSO | due to connected | ECP-2.3 | 50 | Y | solar not priority
Old Court Solar Farm | J | Timahoe | solar | TSO | due to connected | ECP-2.3 | 90 | Y | solar not priority
Bracklyn Wind Farm (Wind) | J | Bracklyn | wind | TSO | due to connected | ECP-2.3 | 64.8 | Y | wind not priority
Toolestown Solar | J | Maynooth | solar | TSO | due to connected | ECP-2.3 | 50 | Y | solar not priority
Treascon Solar Farm | J | Bracklone | solar | TSO | due to connected | ECP-2.3 | 60 | Y | solar not priority
Pickardstown PV | K | Butlerstown | solar | DSO | due to connected | ECP-2.3 | 8.8 | Y | solar not priority
Cahershaughnessy Solar | D | Ennis | solar | DSO | due to connected | ECP-2.3 | 8.8 | Y | solar not priority
Darthogue Solar Farm Extension | J | Crakenstown | solar | TSO | due to connected | ECP-2.3 | 70 | Y | solar not priority
Carrigogna Solar | I | Midleton | solar | DSO | due to connected | ECP-2.3 | 10 | Y | solar not priority
College Export AutoProducer (solar) | G | Meath Hill | solar | DSO | due to connected | ECP-2.3 (Cat B) | 0.4 | Y | solar not priority
Carrowgarve Solar | B | Moy | solar | DSO | due to connected | ECP-2.3 (Cat C) | 4 | Y | solar not priority
Lissavilla Polecat Solar | C | Carrick on Shannon | solar | DSO | due to connected | ECP-2.3 (Cat C) | 0.14 | N | solar uncontrolled
Amberhill Community Solar Farm | K | Butlerstown | solar | DSO | due to connected | ECP-2.3 (Cat C) | 4.99 | Y | solar not priority
Cloonbar WF | B | Cloon | wind | DSO | due to connected | ECP-2.3 (Cat C) | 4.99 | Y | wind not priority
Knockreagh Community Solar | E | Oughtragh | solar | DSO | due to connected | ECP-2.3 (Cat C) | 4.4 | Y | solar not priority
Clonmel Renewable Energy Community A | H1 | Doon | solar | DSO | due to connected | ECP-2.3 (Cat C) | 4.99 | Y | solar not priority
LT SolarFruit | J | Finglas | solar | DSO | due to connected | ECP-2.3 (Cat C) | 2.8 | Y | solar not priority
Polecat Community PV | C | Carrick on Shannon | solar | DSO | due to connected | ECP-2.3 (Cat C) | 4.99 | Y | solar not priority
Loughdenee Solar | K | Butlerstown | solar | DSO | due to connected | ECP-2.3 | 9 | Y | solar not priority
Oriel offshore new A | G | Oriel 220kV | offshore wind | TSO | due to connected | Offshore wind | 160 | Y | wind not priority
Arklow Bank Phase 2 A | H2 | Arklow 220kV | offshore wind | TSO | due to connected | Offshore wind | 400 | Y | wind not priority
Arklow Bank Phase 2 B | H2 | Arklow 220kV | offshore wind | TSO | due to connected | Offshore wind | 400 | Y | wind not priority
North Irish Sea Array A | J | Belcamp 220kV | offshore wind | TSO | due to connected | Offshore wind | 250 | Y | wind not priority
North Irish Sea Array B | J | Belcamp 220kV | offshore wind | TSO | due to connected | Offshore wind | 250 | Y | wind not priority
Kish Bank (Dublin Array) | J | Carrickmines 220kV | offshore wind | TSO | due to connected | Offshore wind | 412 | Y | wind not priority
Bray Bank (Dublin Array) | J | Carrickmines 220kV | offshore wind | TSO | due to connected | Offshore wind | 412 | Y | wind not priority
Codling Offshore Wind A | J | Poolbeg north 220kV | offshore wind | TSO | due to connected | Offshore wind | 400 | Y | wind not priority
Codling Offshore Wind B | J | Poolbeg south 220kV | offshore wind | TSO | due to connected | Offshore wind | 450 | Y | wind not priority
Codling Offshore Wind C | J | Poolbeg south 220kV | offshore wind | TSO | due to connected | Offshore wind | 450 | Y | wind not priority
Great Island OWF | H2 | Great Island 220kV | offshore wind | TSO | due to connected | Offshore wind | 378 | Y | wind not priority
Knockraha | I | Knockraha 220kV | offshore wind | TSO | due to connected | Offshore wind | 378 | Y | wind not priority
Sceirde Rocks | E | Moneypoint 220kV | offshore wind | TSO | due to connected | Offshore wind | 450 | Y | wind not priority
Kilrue Solar | J | Crakenstown | solar | TSO | due to connected | ECP-2.4 | 195 | Y | solar not priority
TULLYNAMOYLE WIND FARM 6 | A | Corderry | Wind | DSO | due to connected | ECP-2.4 | 20.2 | Y | wind not priority
Spion Kop Windfarm Ext. (Ext to DG978) | A | Arigna | Wind | DSO | due to connected | ECP-2.4 | 1.5 | Y | wind not priority
Cronalaght 3 Wind Farm | A | Ardnagappary | Wind | DSO | due to connected | ECP-2.4 | 9 | Y | wind not priority
Ballymoneen Phase 2 | B | Cashla | Solar | TSO | due to connected | ECP-2.4 | 5 | Y | solar not priority
Seven Hills Wind Farm | C | Athlone | Wind | TSO | due to connected | ECP-2.4 | 122.4 | Y | wind not priority
Kilcormac Solar | C | Derrycarney | Solar | TSO | due to connected | ECP-2.4 | 125 | Y | solar not priority
Cloondara Solar Park | C | Richmond | Solar | DSO | due to connected | ECP-2.4 | 4 | Y | solar not priority
Ballykenny Solar Extension | C | Richmond | Solar | DSO | due to connected | ECP-2.4 | 6 | Y | solar not priority
Clondardis Solar Extension | C | Shanonagh | Solar | TSO | due to connected | ECP-2.4 | 11.4 | Y | solar not priority
Leam Windfarm | C | Carrick on Shannon | Wind | DSO | due to connected | ECP-2.4 | 6.9 | Y | wind not priority
Drummin Solar | D | Ardnacrusha | Solar | DSO | due to connected | ECP-2.4 | 35 | Y | solar not priority
Ballycunneen PV | D | Drumline | Solar | DSO | due to connected | ECP-2.4 | 12 | Y | solar not priority
Ballyglass Solar Farm | D | Ardnacrusha | Solar | TSO | due to connected | ECP-2.4 | 80.019 | Y | solar not priority
Ballylongford Solar | E | Pollagh | Solar | TSO | due to connected | ECP-2.4 | 128 | Y | solar not priority
Ballyroe Solar Extension | E | Charleville | Solar | TSO | due to connected | ECP-2.4 | 45 | Y | solar not priority
Sandford Energy Solar Farm Ext. | E | Tralee | Solar | DSO | due to connected | ECP-2.4 | 1.5 | Y | solar not priority
Maine Solar Extension | E | Oughtragh | Solar | DSO | due to connected | ECP-2.4 | 1 | Y | solar not priority
Mill Farm Solar | G | Ricetown | Solar | TSO | due to connected | ECP-2.4 | 63 | Y | solar not priority
Reask Phase 2 | J | Crakenstown | Solar | TSO | due to connected | ECP-2.4 | 30 | Y | solar not priority
Mullagharoy Solar Farm | G | Drybridge | Solar | DSO | due to connected | ECP-2.4 | 0.99 | Y | solar not priority
Drumgoolan Solar and Battery Farm | G | Louth | Solar | TSO | due to connected | ECP-2.4 | 75 | Y | solar not priority
Coom Green Energy Park | H1 | Barrymore | Wind | TSO | due to connected | ECP-2.4 | 105.6 | Y | wind not priority
Ballyvalode Solar | H1 | Cauteen | Solar | TSO | due to connected | ECP-2.4 | 113 | Y | solar not priority
Knockroe Wind Farm | H1 | Doon | Wind | DSO | due to connected | ECP-2.4 | 33.6 | Y | wind not priority
Barnaleen Solar Phase 2 | H1 | Cauteen | Solar | TSO | due to connected | ECP-2.4 | 35 | Y | solar not priority
White Hill Wind Farm | H2 | Kellymount | Wind | TSO | due to connected | ECP-2.4 | 50.4 | Y | wind not priority
Garreenleen Solar Farm Phase 2 | H2 | Kellis | Solar | TSO | due to connected | ECP-2.4 | 82 | Y | solar not priority
Tincurry Solar Farm | H2 | Lodgewood | Solar | TSO | due to connected | ECP-2.4 | 109 | Y | solar not priority
Friarstown Solar Farm | H2 | Carlow | Solar | TSO | due to connected | ECP-2.4 | 50 | Y | solar not priority
Golden Forth Solar Park | H2 | Stratford | Solar | DSO | due to connected | ECP-2.4 | 0.999 | Y | solar not priority
JOHNSTOWN SOLAR PARK | H2 | Carlow | Solar | DSO | due to connected | ECP-2.4 | 9.99 | Y | solar not priority
Tullabeg Phase 3 | H2 | Tullabeg | Solar | TSO | due to connected | ECP-2.4 | 30 | Y | solar not priority
Templemichael Solar Plus Storage Facility | H2 | Arklow | Solar | TSO | due to connected | ECP-2.4 | 30 | Y | solar not priority
Coolcarrigan Solar P2 | J | Timahoe | Solar | TSO | due to connected | ECP-2.4 | 120 | Y | solar not priority
Culmullin Solar Farm | J | Arodstown | Solar | TSO | due to connected | ECP-2.4 | 70 | Y | solar not priority
Fieldstown Extension No.2 | J | Finglas | Solar | TSO | due to connected | ECP-2.4 | 60 | Y | solar not priority
Darthogue Solar Farm Ext 2 | J | Gallanstown | Solar | TSO | due to connected | ECP-2.4 | 13.5 | Y | solar not priority
Dernacart Windfarm | J | Bracklone | Wind | TSO | due to connected | ECP-2.4 | 57.6 | Y | wind not priority
Lyrenacarriga Windfarm and BESS | K | Woodhouse | Wind | TSO | due to connected | ECP-2.4 | 85 | Y | wind not priority
Modelligo Solar Farm | K | Dungarvan | Solar | TSO | due to connected | ECP-2.4 | 80 | Y | solar not priority
Ballymac Solar | K | Dungarvan | Solar | TSO | due to connected | ECP-2.4 | 5 | Y | solar not priority
Ardass Solar Ext. | C | Carrick on Shannon | Solar | DSO | due to connected | ECP-2.4 (Cat C) | 4.99 | Y | solar not priority
Brighter Community Solar Farm Kilcummin | E | Knockearagh | Solar | DSO | due to connected | ECP-2.4 (Cat C) | 4.99 | Y | solar not priority
Project GiMAT | J | Fosterstown | Solar | DSO | due to connected | ECP-2.4 (Cat C) | 4.99 | Y | solar not priority
Moy Valley Decarbonising Community CLG | B | Castlebar | Solar | DSO | due to connected | ECP-2.4 (Cat C) | 4.99 | Y | solar not priority
AMS solar | I | Castleview | Solar | DSO | due to connected | ECP-2.4 | 3.49 | Y | solar not priority
Culmullin Solar Farm Ext | J | Arodstown | Solar | TSO | due to connected | ECP-2.5 | 120 | Y | solar not priority
Cregg Solar | C | Cregg | Solar | TSO | due to connected | ECP-2.5 | 75 | Y | solar not priority
Blackhall Solar | J | Arodstown | Solar | TSO | due to connected | ECP-2.5.1 | 165.6 | Y | solar not priority
Inchamore | E | Glanlee | Wind | TSO | due to connected | ECP-2.5.1 | 26 | Y | wind not priority
Knockanarragh | G | Balruntagh | Wind | TSO | due to connected | ECP-2.5.1 | 50.4 | Y | wind not priority
Glenard (1) | A | Letterkenny | Wind | TSO | due to connected | ECP-2.5.1 | 93 | Y | wind not priority
Gortyrahilly | E | Coomataggart | Wind | TSO | due to connected | ECP-2.5.1 | 85.8 | Y | wind not priority
Kildallan Solar | C | Shanonagh | Solar | TSO | due to connected | ECP-2.5.1 | 130 | Y | solar not priority
Oweninney (3) extension | B | Bellacorick | Wind | TSO | due to connected | ECP-2.5.1 | 40 | Y | wind not priority
Meenawley | A | Binbane | Wind | DSO | due to connected | ECP-2.5 | 4.5 | Y | wind not priority
Sheskin South | B | Bellacorick | Wind | TSO | due to connected | ECP-2.5 | 129.6 | Y | wind not priority
Moyvilla Solar | B | Cashla | Solar | TSO | due to connected | ECP-2.5 | 85 | Y | solar not priority
Kilrue Solar extension | J | Crakenstown | Solar | TSO | due to connected | ECP-2.5.1 | 175 | Y | solar not priority
Kilbeg Solar | B | Dalton | Solar | DSO | due to connected | ECP-2.5 | 12 | Y | solar not priority
Ballymoneen ph3 solar | B | Cashla | Solar | TSO | due to connected | ECP-2.5 | 20 | Y | solar not priority
Moat Solar | C | Athlone | Solar | DSO | due to connected | ECP-2.5 | 10 | Y | solar not priority
Cush | C | Dallow | Wind | TSO | due to connected | ECP-2.5 | 57.6 | Y | wind not priority
Derrycarney solar | C | Derrycarney | Solar | TSO | due to connected | ECP-2.5 | 105 | Y | solar not priority
Lumcloon | C | Derrycarney | Solar | TSO | due to connected | ECP-2.5 | 95 | Y | solar not priority
Rath Solar PV (ECP2.4+2.5) | C | Derrycarney | Solar | TSO | due to connected | ECP-2.5 | 119.25 | Y | solar not priority
Ballydonagh | C | Somerset | Solar | TSO | due to connected | ECP-2.5 | 90 | Y | solar not priority
Fahybeg | D | Ardnacrusha | Wind | DSO | due to connected | ECP-2.5 | 40 | Y | wind not priority
Manusmore Solar 2 | D | Coolshamroge | Solar | TSO | due to connected | ECP-2.5 | 60 | Y | solar not priority
Esk (3) | E | Boggeragh | Solar | DSO | due to connected | ECP-2.5 | 12.7 | Y | solar not priority
Ballinagree | E | Clashavoon | Wind | TSO | due to connected | ECP-2.5 | 112 | Y | wind not priority
Brinny solar non export | F | Bandon | Solar | TSO | due to connected | ECP-2.5 | 8.2 | N | solar uncontrolled
Milltown ph2 solar | G | Balruntagh | solar | TSO | due to connected | ECP-2.5 | 19 | Y | solar not priority
Hawkinstown Solar | G | Deenes | Solar | TSO | due to connected | ECP-2.5 | 85 | Y | solar not priority
Borrisbeg | H1 | Borrisbeg | Wind | TSO | due to connected | ECP-2.5 | 54 | Y | wind not priority
Mothel solar | H1 | Curraghduff | solar | TSO | due to connected | ECP-2.5 | 125 | Y | solar not priority
Ballyboe ph2 | H1 | Doon | solar | DSO | due to connected | ECP-2.5 | 4 | Y | solar not priority
Springmount PV | H1 | Springmount | solar | TSO | due to connected | ECP-2.5 | 65 | Y | solar not priority
Erkina Solar ph2 | H1 | Timoney | Solar | TSO | due to connected | ECP-2.5 | 15 | Y | solar not priority
Rathduff Solar | H1 | Tipperary | Solar | DSO | due to connected | ECP-2.5 | 25 | Y | solar not priority
Ballymoney Solar ph2 | H2 | Arklow | solar | DSO | due to connected | ECP-2.5 | 9.4 | Y | solar not priority
Coppenagh Solar ph3 | H2 | Carlow | Solar | DSO | due to connected | ECP-2.5 | 20 | Y | solar not priority
Tomsallagh ph2 | H2 | Effernoge | solar | DSO | due to connected | ECP-2.5 | 1 | Y | solar not priority
Brownstown Solar | H2 | Kilkenny | solar | TSO | due to connected | ECP-2.5 | 50 | Y | solar not priority
Kilderry Solar | H2 | Kilkenny | Solar | DSO | due to connected | ECP-2.5 | 35 | Y | solar not priority
Baunogephlure Solar | H2 | Kellis | Solar | TSO | due to connected | ECP-2.5 | 55 | Y | solar not priority
Grangeford Solar ph2 | H2 | Kellis | Solar | TSO | due to connected | ECP-2.5 | 22 | Y | solar not priority
Garravagh Solar ph2 | I | Coolroe | Solar | DSO | due to connected | ECP-2.5 | 14 | Y | solar not priority
Ballynahina Solar | I | Kilbarry | Solar | DSO | due to connected | ECP-2.5 | 30 | Y | solar not priority
Rahanisky | I | Kilbarry | Solar | DSO | due to connected | ECP-2.5 | 39.9 | Y | solar not priority
Ballyduff solar ph2 | I | Midleton | Solar | DSO | due to connected | ECP-2.5 | 8 | Y | solar not priority
Rathcoursey Solar | I | Rathcoursey | Solar | TSO | due to connected | ECP-2.5 | 110 | Y | solar not priority
Bishopswood Solar | J | Bracklone | Solar | TSO | due to connected | ECP-2.5 | 25 | Y | solar not priority
Ballivor | J | Craddanstown | Wind | TSO | due to connected | ECP-2.5 | 182 | Y | wind not priority
Clonymeath Solar ph2 | J | Curraghdoo | Solar | TSO | due to connected | ECP-2.5 | 4 | Y | solar not priority
Delamain Solar | J | Dunstown | Solar | TSO | due to connected | ECP-2.5 | 210 | Y | solar not priority
Rathdrinagh Solar | G | Garballagh | Solar | TSO | due to connected | ECP-2.5 | 72 | Y | solar not priority
Kinnegad solar non export | J | Kinnegad | Solar | TSO | due to connected | ECP-2.5 | 12 | N | solar uncontrolled
Ballyteigue Solar ph2 | J | Thornsberry | solar | TSO | due to connected | ECP-2.5 | 90 | Y | solar not priority
Gormagh Solar Farm | J | Thornsberry | Solar | TSO | due to connected | ECP-2.5 | 40 | Y | solar not priority
Dolanstown Solar Farm | J | Griffinrath | Solar | DSO | due to connected | ECP-2.5 (Cat C) | 4.9 | Y | solar not priority
Kilcash Wind Farm | C | Lanesboro | Wind | DSO | due to connected | ECP-2.5 | 4.5 | Y | wind not priority
Lissanore Wind Turbine | C | Richmond | Wind | DSO | due to connected | ECP-2.5 | 4.5 | Y | wind not priority
Carrigaline PV | I | Barnahely | Solar | DSO | due to connected | ECP-2.5 (Cat B) | 1 | N | solar uncontrolled
Dunmurry Springs PV - Phase 2 | J | Newbridge | Solar | DSO | due to connected | ECP-2.5 | 3.99 | Y | solar not priority
Liss Wind Farm | H1 | Thurles | Wind | DSO | due to connected | ECP-2.5 | 2.35 | Y | wind not priority
Clonloghan Solar Farm | D | Drumline | Solar | DSO | due to connected | ECP-2.5 | 9.99 | Y | solar not priority
Derrylough WF | C | Athlone | Wind | DSO | due to connected | ECP-2.5 (Cat C) | 4.99 | Y | wind not priority
Derryveagh solar | C | Athlone | Solar | DSO | due to connected | ECP-2.5 (Cat C) | 4.99 | Y | solar not priority
Ardass Solar | C | Carrick on Shannon | Solar | DSO | due to connected | ECP-2.4 | 4.99 | Y | solar not priority
Extension Maothail Solar | C | Carrick on Shannon | Solar | DSO | due to connected | ECP-2.5 | 6 | Y | solar not priority
Dundalk Golf club | G | Dundalk | Solar | DSO | due to connected | ECP-2.5 (Cat C) | 4.99 | Y | solar not priority
Boliden Tara Mines Solar Farm (non export) | G | Navan | Solar | DSO | due to connected | ECP-2.5 (Cat B) | 17 | N | solar uncontrolled
Cloonaraher Wind Farm | B | Tonroe | Wind | DSO | due to connected | ECP-2.5 (Cat C) | 4.99 | Y | wind not priority
Ballinderry Solar | B | Cloon | Solar | DSO | due to connected | ECP-2.5 (Cat C) | 4.99 | Y | solar not priority
Ballinakilla Wind Farm | B | Cloon | Wind | DSO | due to connected | ECP-2.5 (Cat C) | 4.5 | Y | wind not priority
Dexcom Roadrunner - Battery CHP Solar | B | Galway | Solar | DSO | due to connected | ECP-2.5 | 1.2 | Y | solar not priority
Debsborough Solar Farm | H1 | Nenagh | Solar | DSO | due to connected | ECP-2.5 | 42 | Y | solar not priority

## Battery Generation Table
ECP-2.5 IE Battery Final Assumptions This data has been collated using the best information available. Maximum Export Capacity (MEC) has been rounded up for reporting purposes, exact MEC figures have been used within the model. Data freeze date: Q3 2025. Pipeline Battery Projects add up to an estimated 57 due to be connected Projects. This is an approximate Sum of Maximum Export Capacity (MEC) of 3644 MW and a sum of Total Battery capacity of 8848 MWh*. To Note, for the purposes of modelling, the MIC has been set equal to the MEC. * Due to the nature of technology configuration, an estimate may have been applied for Battery Capacity (MWh) due to far out date of connection. Please see below summary of data used.
Project Name | Area | Node | System Operator | Connection Status | Processing Type | Maximum Export Capacity (MW) | Battery Capacity (MWh)
Aghada BESS 01 | I | Aghada | TSO | connected | Post Gate 1 | 19 | 38
Aghada BESS 02 | I | Aghada | TSO | connected | Pre-Gate 1 | 159 | 318
Golagh (1) (battery) | A | Golagh | TSO | connected | Pre-Gate | 3 | 3
Beenanaspock and Tobertooreen Wind Farm (battery) | E | Athea | TSO | connected | Gate 2 | 11 | 5.5
Killala Battery - Phase 2 | B | Tawnaghmore | DSO | connected | Gate 3 | 10.8 | 10.8
Lumcloon ESS (Derrycarney) | C | Derrycarney | TSO | connected | Gate 3 | 100 | 50
Shannonbridge ESS | C | Shannonbridge | TSO | connected | Gate 3 | 100 | 50
Kelwin Power Plant - Phase 2 | E | Kilpaddoge | TSO | connected | Gate 3 | 26.6 | 19.95
Kelwin Power Plant (battery) | E | Kilpaddoge | TSO | connected | Non GPA | 2.6 | 5.2
Cushaling ESPS | J | Cushaling | TSO | connected | T-3 2024/25 | 20 | 40
Shannonbridge B ESS | C | Shannonbridge | TSO | due to connected | T-3 2024/25 | 63.2 | *
Inchicore BESS | J | Inchicore | DSO | connected | T-4 2022/23 | 30 | 60
Poolbeg BESS | J | Poolbeg | TSO | connected | T-4 2022/23 | 75 | 150
South Wall BESS | J | Irishtown | TSO | connected | T-4 2022/23 | 30 | 60
Kish (Crag Wicklow) | H2 | Oaklands | TSO | due to connected | T-4 2026/27 | 114 | *
Brianstown BESS | C | Richmond | DSO | due to connected | T-4 2026/27 | 5.45 | *
Gorman (Graigs) Energy Storage Station | G | Gorman | TSO | connected | ECP-1 | 30 | 15
Gorman Energy Storage Station - Extension | G | Gorman | TSO | connected | ECP-1 | 20 | 10
Lisdrumdoagh Energy Storage Facility | G | Lisdrum | TSO | connected | ECP-1 | 60 | 30
Gorey Battery Energy Storage | H2 | Banoge | DSO | connected | ECP-1 | 9 | 4.5
Cloncreen Wind farm (battery) | J | Cushaling | TSO | connected | ECP-1 | 25 | 50
Porterstown Battery Storage Facility | J | Kilteel | TSO | connected | ECP-1 | 30 | 30
Rhode 37.5MW ESS | J | Derryiron | DSO | due to connected | ECP-1 | 37.5 | *
Avonbeg ESS | H2 | Crane | DSO | connected | ECP-1 | 16 | 8
Gardnershill FGS | J | Stephenstown | DSO | connected | ECP-1 | 8.5 | 9.35
Carrowbeg Battery Storage (Prev MCB) | B | Dalton | DSO | due to connected | ECP-1 | 12 | *
Kilmannock Battery Storage Facility | H2 | Great Island | DSO | due to connected | ECP-1 | 30 | *
Derryadd battery | C | Lanesboro | TSO | due to connected | ECP-2.1 | 16 | *
North Arklow battery | H2 | Arklow | TSO | due to connected | ECP-2.1 | 30 | *
Porterstown BS Facility Ph.2 | J | Kilteel | TSO | due to connected | ECP-2.1 | 60 | *
Ardagh South Energy Storage Facility | G | Meath Hill | TSO | due to connected | ECP-2.2 | 60 | *
Monvallet Hybrid Solar & Battery Farm (battery) | G | Louth | TSO | due to connected | ECP-2.2 | 134.4 | *
Kilmannock Battery Storage Facility Phase 2 | H2 | Great Island | TSO | due to connected | ECP-2.2 | 90 | *
Rosspile2 Solar plus Storage Facility | H2 | Rosspile | TSO | due to connected | ECP-2.2 | 100 | *
Garr Solar & Storage | J | Derryiron | TSO | due to connected | ECP-2.2 | 50 | *
Coldwinters Energy Hub battery | J | Finglas | DSO | due to connected | ECP-2.2 | 15 | *
Timahoe North ph2 battery | J | Timahoe | TSO | due to connected | ECP-2.2 | 20 | *
Ballyvouskil Battery Storage | E | Ballyvouskil 220 | TSO | due to connected | ECP-2.3 | 70 | *
Gortawee Battery Storage Facility | A | Gortawee | TSO | due to connected | ECP-2.3 | 75 | *
Tawnaghmore BESS | B | Tawnaghmore | TSO | due to connected | ECP-2.3 | 80 | *
Booltiagh Energy Storage | D | Booltiagh | TSO | due to connected | ECP-2.3 | 30 | *
Barryscourt Solar Farm (Battery) | I | Cow Cross | DSO | due to connected | ECP-2.3 | 2 | *
Midleton Battery Storage Facility | I | Midleton | TSO | due to connected | ECP-2.3 | 80 | *
Bracklyn Wind Farm (Battery) | J | Bracklyn | TSO | due to connected | ECP-2.3 | 25 | *
Clonymeath Solar (Battery) | J | Fosterstown | TSO | due to connected | ECP-2.3 | 10 | *
Thornsberry Battery Storage Facility | J | Thornsberry | TSO | due to connected | ECP-2.3 | 150 | *
Ballina Beverages Energy Centre (battery) | B | Moy | DSO | due to connected | ECP-2.3 (Cat B) | 2 | *
Ballymoneen Phase 2 Battery | B | Cashla | TSO | due to connected | ECP-2.4 | 75 | *
Ballysumaghan BESS & SC | B | Srananagh | TSO | due to connected | ECP-2.4 | 200 | *
Flagford Battery Storage | C | Flagford | TSO | due to connected | ECP-2.4 | 100 | *
Tarbert BESS | E | Tarbert | TSO | due to connected | ECP-2.4 | 100 | *
Kilmorna Energy Storage Facility | E | Knockanure | TSO | due to connected | ECP-2.4 | 170 | *
Drumgoolan Solar and Battery Farm Battery | G | Louth | TSO | due to connected | ECP-2.4 | 40.5 | *
Coom Green Energy Park Battery | H1 | Barrymore | TSO | due to connected | ECP-2.4 | 50 | *
Ballyglasheen West BESS Facility | H1 | Tipperary | TSO | due to connected | ECP-2.4 | 60 | *
Tincurry Solar Farm Battery | H2 | Lodgewood | TSO | due to connected | ECP-2.4 | 60 | *
Friarstown Solar Farm Battery | H2 | Carlow | TSO | due to connected | ECP-2.4 | 30 | *
Templemichael Solar Plus Storage Facility Battery | H2 | Arklow | TSO | due to connected | ECP-2.4 | 20 | *
Coolcarrigan Solar P2 Battery | J | Timahoe | TSO | due to connected | ECP-2.4 | 80 | *
Lyrenacarriga Windfarm and BESS Battery | K | Woodhouse | TSO | due to connected | ECP-2.4 | 60 | *
Ballymac Phase 1 and 2 | K | Dungarvan | TSO | due to connected | ECP-2.4 | 55 | *
AMS battery | I | Castleview | DSO | due to connected | ECP-2.4 | 1 | *
Taduff Battery | C | Athlone | TSO | due to connected | ECP-2.5.1 | 80 | *
ShannonB BESS new | C | Shannonbridge | TSO | due to connected | ECP-2.5.1 | 75 | *
Creemore Battery | J | Woodland | TSO | due to connected | ECP-2.5.1 | 290 | *
Meenadreen BESS ECP-2.5 | A | Clogher | TSO | due to connected | ECP-2.5 | 75 | *
Barretspark Battery | B | Cashla | TSO | due to connected | ECP-2.5 | 100 | *
Drumlins BESS | G | Lislea | TSO | due to connected | ECP-2.5 | 20 | *
Mothel Battery | H1 | Curraghduff | TSO | due to connected | ECP-2.5 | 55 | *
Powerscourt BESS | H1 | Doon | TSO | due to connected | ECP-2.5 | 100 | *
Kellistown Battery | H2 | Kellis | TSO | due to connected | ECP-2.5 | 100 | *
Brownstown Battery | H2 | Kilkenny | TSO | due to connected | ECP-2.5 | 50 | *
Baunogephlure Battery | H2 | Kellis | TSO | due to connected | ECP-2.5 | 50 | *
Rathcoursey Battery | I | Rathcoursey | TSO | due to connected | ECP-2.5 | 30 | *
Gormagh Battery | J | Thornsberry | TSO | due to connected | ECP-2.5 | 40 | *
Brianstown Bess Phase 2 | C | Richmond | DSO | due to connected | ECP-2.5 | 9.55 | *
Knockraha BESS | I | Knockraha | TSO | due to connected | T-4 2028/29 | 100 | *
Dexcom Roadrunner - Battery CHP Solar | B | Galway | DSO | due to connected | ECP-2.5 | 6 | *

## Dispatch Down Results
The content of the following table is an excel format for the information contained within Section 2 of the Constraint Forecast Analysis Reports for ECP Area Reports. For a full breakdown of each individual elements calculation, please see the Constraint Forecast Studies for ECP Methdology Statement
Area | Node | Year | Generation Scenario | Generation Type | Installed (MW) | Available Energy (GWh) | Surplus (GWh) | Curtailment (GWh) | Constraint (GWh) | Total Dispatch Down (GWh) | Surplus (%) | Curtailment (%) | Constraint (%) | Total Dispatch Down (%)
A | ardnagappary | 2028 | Initial | IE wind not priority | 18 | 52 | 8 | 3 | 11 | 22 | 15.9% | 6.1% | 20.4% | 42.4%
A | binbane | 2028 | Initial | IE wind not priority | 24 | 69 | 11 | 4 | 14 | 29 | 15.9% | 6.1% | 20.4% | 42.4%
A | binbane | 2028 | Initial | IE wind priority | 36 | 103 | 0 | 10 | 0 | 10 | 0% | 9.6% | 0% | 9.6%
A | cathaleen's fall | 2028 | Initial | IE wind priority | 18 | 51 | 0 | 5 | 0 | 5 | 0% | 9.6% | 0% | 9.6%
A | corderry | 2028 | Initial | IE wind not priority | 16 | 48 | 8 | 3 | 10 | 20 | 15.9% | 6.1% | 20.4% | 42.4%
A | corderry | 2028 | Initial | IE wind priority | 46 | 133 | 0 | 13 | 0 | 13 | 0% | 9.6% | 0% | 9.6%
A | croaghonagh | 2028 | Initial | IE wind not priority | 138 | 402 | 64 | 25 | 82 | 170 | 15.9% | 6.1% | 20.4% | 42.4%
A | garvagh | 2028 | Initial | IE wind not priority | 34 | 99 | 16 | 6 | 20 | 42 | 15.9% | 6.1% | 20.4% | 42.4%
A | garvagh | 2028 | Initial | IE wind priority | 48 | 140 | 0 | 13 | 0 | 13 | 0% | 9.6% | 0% | 9.6%
A | lenalea | 2028 | Initial | IE wind not priority | 30 | 88 | 14 | 5 | 18 | 37 | 15.9% | 6.1% | 20.4% | 42.4%
A | letterkenny | 2028 | Initial | IE wind not priority | 20 | 58 | 9 | 4 | 12 | 25 | 15.9% | 6.1% | 20.4% | 42.4%
A | meentycat | 2028 | Initial | IE wind priority | 85 | 247 | 0 | 24 | 0 | 24 | 0% | 9.6% | 0% | 9.6%
A | mulreavy | 2028 | Initial | IE wind priority | 95 | 277 | 0 | 27 | 0 | 27 | 0% | 9.6% | 0% | 9.6%
A | sorne hill | 2028 | Initial | IE wind priority | 48 | 140 | 0 | 13 | 0 | 13 | 0% | 9.6% | 0% | 9.6%
A | trillick | 2028 | Initial | IE wind priority | 31 | 90 | 0 | 9 | 0 | 9 | 0% | 9.6% | 0% | 9.6%
A | ardnagappary | 2028 | 50% | IE wind not priority | 22 | 65 | 13 | 3 | 14 | 31 | 20.4% | 4.9% | 21.6% | 47%
A | arigna | 2028 | 50% | IE wind not priority | 1 | 2 | 0 | 0 | 0 | 1 | 20.4% | 4.9% | 21.6% | 47%
A | binbane | 2028 | 50% | IE wind not priority | 33 | 97 | 20 | 5 | 21 | 46 | 20.4% | 4.9% | 21.6% | 47%
A | binbane | 2028 | 50% | IE wind priority | 36 | 103 | 0 | 9 | 0 | 9 | 0% | 9% | 0% | 9%
A | cathaleen's fall | 2028 | 50% | IE wind not priority | 19 | 55 | 11 | 3 | 12 | 26 | 20.4% | 4.9% | 21.6% | 47%
A | cathaleen's fall | 2028 | 50% | IE wind priority | 18 | 51 | 0 | 5 | 0 | 5 | 0% | 9% | 0% | 9%
A | corderry | 2028 | 50% | IE wind not priority | 26 | 77 | 16 | 4 | 17 | 36 | 20.4% | 4.9% | 21.6% | 47%
A | corderry | 2028 | 50% | IE wind priority | 46 | 133 | 0 | 12 | 0 | 12 | 0% | 9% | 0% | 9%
A | croaghonagh | 2028 | 50% | IE wind not priority | 138 | 402 | 82 | 20 | 87 | 189 | 20.4% | 4.9% | 21.6% | 47%
A | garvagh | 2028 | 50% | IE Solar not priority | 20 | 21 | 3 | 1 | 1 | 4 | 12.2% | 4.2% | 4.5% | 20.9%
A | garvagh | 2028 | 50% | IE wind not priority | 34 | 99 | 20 | 5 | 21 | 46 | 20.4% | 4.9% | 21.6% | 47%
A | garvagh | 2028 | 50% | IE wind priority | 48 | 140 | 0 | 13 | 0 | 13 | 0% | 9% | 0% | 9%
A | golagh | 2028 | 50% | IE wind not priority | 24 | 70 | 14 | 3 | 15 | 33 | 20.4% | 4.9% | 21.6% | 47%
A | gortawee | 2028 | 50% | IE wind not priority | 2 | 6 | 1 | 0 | 0 | 2 | 20.4% | 4.9% | 3.8% | 29.1%
A | lenalea | 2028 | 50% | IE wind not priority | 66 | 192 | 39 | 9 | 42 | 90 | 20.4% | 4.9% | 21.6% | 47%
A | letterkenny | 2028 | 50% | IE wind not priority | 95 | 277 | 57 | 14 | 60 | 130 | 20.4% | 4.9% | 21.6% | 47%
A | meentycat | 2028 | 50% | IE wind priority | 85 | 247 | 0 | 22 | 0 | 22 | 0% | 9% | 0% | 9%
A | mulreavy | 2028 | 50% | IE wind priority | 95 | 277 | 0 | 25 | 0 | 25 | 0% | 9% | 0% | 9%
A | sorne hill | 2028 | 50% | IE wind priority | 48 | 140 | 0 | 13 | 0 | 13 | 0% | 9% | 0% | 9%
A | tievebrack | 2028 | 50% | IE wind not priority | 15 | 43 | 9 | 2 | 9 | 20 | 20.4% | 4.9% | 21.6% | 47%
A | trillick | 2028 | 50% | IE wind priority | 31 | 90 | 0 | 8 | 0 | 8 | 0% | 9% | 0% | 9%
A | ardnagappary | 2028 | ECP | IE wind not priority | 27 | 78 | 21 | 4 | 18 | 43 | 26.2% | 4.7% | 23.5% | 54.4%
A | arigna | 2028 | ECP | IE wind not priority | 2 | 4 | 1 | 0 | 1 | 2 | 26.2% | 4.7% | 23.5% | 54.4%
A | binbane | 2028 | ECP | IE wind not priority | 43 | 126 | 33 | 6 | 30 | 68 | 26.2% | 4.7% | 23.5% | 54.4%
A | binbane | 2028 | ECP | IE wind priority | 36 | 103 | 0 | 10 | 0 | 10 | 0% | 9.7% | 0% | 9.7%
A | cathaleen's fall | 2028 | ECP | IE wind not priority | 38 | 109 | 29 | 5 | 26 | 59 | 26.2% | 4.7% | 23.5% | 54.4%
A | cathaleen's fall | 2028 | ECP | IE wind priority | 18 | 51 | 0 | 5 | 0 | 5 | 0% | 9.7% | 0% | 9.7%
A | corderry | 2028 | ECP | IE wind not priority | 37 | 106 | 28 | 5 | 25 | 58 | 26.2% | 4.7% | 23.5% | 54.4%
A | corderry | 2028 | ECP | IE wind priority | 46 | 133 | 0 | 13 | 0 | 13 | 0% | 9.7% | 0% | 9.7%
A | croaghonagh | 2028 | ECP | IE wind not priority | 138 | 402 | 105 | 19 | 94 | 219 | 26.2% | 4.7% | 23.5% | 54.4%
A | garvagh | 2028 | ECP | IE Solar not priority | 40 | 42 | 9 | 3 | 2 | 13 | 22.3% | 6% | 3.6% | 32%
A | garvagh | 2028 | ECP | IE wind not priority | 34 | 99 | 26 | 5 | 23 | 54 | 26.2% | 4.7% | 23.5% | 54.4%
A | garvagh | 2028 | ECP | IE wind priority | 48 | 140 | 0 | 14 | 0 | 14 | 0% | 9.7% | 0% | 9.7%
A | golagh | 2028 | ECP | IE wind not priority | 48 | 140 | 37 | 7 | 33 | 76 | 26.2% | 4.7% | 23.5% | 54.4%
A | gortawee | 2028 | ECP | IE wind not priority | 4 | 12 | 3 | 1 | 0 | 4 | 26.2% | 4.7% | 3.5% | 34.4%
A | lenalea | 2028 | ECP | IE wind not priority | 102 | 297 | 78 | 14 | 70 | 162 | 26.2% | 4.7% | 23.5% | 54.4%
A | letterkenny | 2028 | ECP | IE wind not priority | 170 | 496 | 130 | 23 | 117 | 270 | 26.2% | 4.7% | 23.5% | 54.4%
A | meentycat | 2028 | ECP | IE wind priority | 85 | 247 | 0 | 24 | 0 | 24 | 0% | 9.7% | 0% | 9.7%
A | mulreavy | 2028 | ECP | IE wind priority | 95 | 277 | 0 | 27 | 0 | 27 | 0% | 9.7% | 0% | 9.7%
A | sorne hill | 2028 | ECP | IE wind priority | 48 | 140 | 0 | 14 | 0 | 14 | 0% | 9.7% | 0% | 9.7%
A | tievebrack | 2028 | ECP | IE wind not priority | 30 | 87 | 23 | 4 | 20 | 47 | 26.2% | 4.7% | 23.5% | 54.4%
A | trillick | 2028 | ECP | IE wind priority | 31 | 90 | 0 | 9 | 0 | 9 | 0% | 9.7% | 0% | 9.7%
A | ardnagappary | 2030 | Initial | IE wind not priority | 18 | 52 | 6 | 2 | 8 | 17 | 12.2% | 4.6% | 15.8% | 32.6%
A | binbane | 2030 | Initial | IE wind not priority | 24 | 68 | 8 | 3 | 11 | 22 | 12.2% | 4.6% | 15.8% | 32.6%
A | binbane | 2030 | Initial | IE wind priority | 36 | 103 | 0 | 7 | 0 | 7 | 0% | 6.6% | 0% | 6.6%
A | cathaleen's fall | 2030 | Initial | IE wind priority | 18 | 51 | 0 | 3 | 0 | 3 | 0% | 6.6% | 0% | 6.6%
A | corderry | 2030 | Initial | IE wind not priority | 16 | 47 | 6 | 2 | 7 | 15 | 12.2% | 4.6% | 15.8% | 32.6%
A | corderry | 2030 | Initial | IE wind priority | 46 | 132 | 0 | 9 | 0 | 9 | 0% | 6.6% | 0% | 6.6%
A | croaghonagh | 2030 | Initial | IE wind not priority | 138 | 399 | 49 | 18 | 63 | 130 | 12.2% | 4.6% | 15.8% | 32.6%
A | garvagh | 2030 | Initial | IE wind not priority | 34 | 98 | 12 | 5 | 16 | 32 | 12.2% | 4.6% | 15.8% | 32.6%
A | garvagh | 2030 | Initial | IE wind priority | 48 | 139 | 0 | 9 | 0 | 9 | 0% | 6.6% | 0% | 6.6%
A | lenalea | 2030 | Initial | IE wind not priority | 30 | 87 | 11 | 4 | 14 | 28 | 12.2% | 4.6% | 15.8% | 32.6%
A | letterkenny | 2030 | Initial | IE wind not priority | 20 | 58 | 7 | 3 | 9 | 19 | 12.2% | 4.6% | 15.8% | 32.6%
A | meentycat | 2030 | Initial | IE wind priority | 85 | 246 | 0 | 16 | 0 | 16 | 0% | 6.6% | 0% | 6.6%
A | mulreavy | 2030 | Initial | IE wind priority | 95 | 276 | 0 | 18 | 0 | 18 | 0% | 6.6% | 0% | 6.6%
A | sorne hill | 2030 | Initial | IE wind priority | 48 | 139 | 0 | 9 | 0 | 9 | 0% | 6.6% | 0% | 6.6%
A | trillick | 2030 | Initial | IE wind priority | 31 | 89 | 0 | 6 | 0 | 6 | 0% | 6.6% | 0% | 6.6%
A | ardnagappary | 2030 | 50% | IE wind not priority | 22 | 65 | 14 | 2 | 14 | 30 | 21.6% | 3.1% | 21.4% | 46.1%
A | arigna | 2030 | 50% | IE wind not priority | 1 | 2 | 0 | 0 | 0 | 1 | 21.6% | 3.1% | 21.4% | 46.1%
A | binbane | 2030 | 50% | IE wind not priority | 33 | 97 | 21 | 3 | 21 | 45 | 21.6% | 3.1% | 21.4% | 46.1%
A | binbane | 2030 | 50% | IE wind priority | 36 | 103 | 0 | 6 | 0 | 6 | 0% | 5.7% | 0% | 5.7%
A | cathaleen's fall | 2030 | 50% | IE wind not priority | 19 | 54 | 12 | 2 | 12 | 25 | 21.6% | 3.1% | 21.4% | 46.1%
A | cathaleen's fall | 2030 | 50% | IE wind priority | 18 | 51 | 0 | 3 | 0 | 3 | 0% | 5.7% | 0% | 5.7%
A | corderry | 2030 | 50% | IE wind not priority | 26 | 77 | 17 | 2 | 16 | 35 | 21.6% | 3.1% | 21.4% | 46.1%
A | corderry | 2030 | 50% | IE wind priority | 46 | 132 | 0 | 7 | 0 | 7 | 0% | 5.7% | 0% | 5.7%
A | croaghonagh | 2030 | 50% | IE wind not priority | 138 | 399 | 86 | 13 | 85 | 184 | 21.6% | 3.1% | 21.4% | 46.1%
A | garvagh | 2030 | 50% | IE Solar not priority | 20 | 21 | 3 | 1 | 1 | 4 | 14.2% | 2.6% | 3.8% | 20.6%
A | garvagh | 2030 | 50% | IE wind not priority | 34 | 98 | 21 | 3 | 21 | 45 | 21.6% | 3.1% | 21.4% | 46.1%
A | garvagh | 2030 | 50% | IE wind priority | 48 | 139 | 0 | 8 | 0 | 8 | 0% | 5.7% | 0% | 5.7%
A | golagh | 2030 | 50% | IE wind not priority | 24 | 69 | 15 | 2 | 15 | 32 | 21.6% | 3.1% | 21.4% | 46.1%
A | gortawee | 2030 | 50% | IE wind not priority | 2 | 6 | 1 | 0 | 0 | 2 | 21.6% | 3.1% | 4.1% | 28.8%
A | lenalea | 2030 | 50% | IE wind not priority | 66 | 191 | 41 | 6 | 41 | 88 | 21.6% | 3.1% | 21.4% | 46.1%
A | letterkenny | 2030 | 50% | IE wind not priority | 95 | 275 | 59 | 9 | 59 | 127 | 21.6% | 3.1% | 21.4% | 46.1%
A | meentycat | 2030 | 50% | IE wind priority | 85 | 246 | 0 | 14 | 0 | 14 | 0% | 5.7% | 0% | 5.7%
A | mulreavy | 2030 | 50% | IE wind priority | 95 | 276 | 0 | 16 | 0 | 16 | 0% | 5.7% | 0% | 5.7%
A | sorne hill | 2030 | 50% | IE wind priority | 48 | 139 | 0 | 8 | 0 | 8 | 0% | 5.7% | 0% | 5.7%
A | tievebrack | 2030 | 50% | IE wind not priority | 15 | 43 | 9 | 1 | 9 | 20 | 21.6% | 3.1% | 21.4% | 46.1%
A | trillick | 2030 | 50% | IE wind priority | 31 | 89 | 0 | 5 | 0 | 5 | 0% | 5.7% | 0% | 5.7%
A | ardnagappary | 2030 | ECP | IE wind not priority | 27 | 78 | 22 | 2 | 19 | 43 | 27.9% | 2.9% | 24.3% | 55.2%
A | arigna | 2030 | ECP | IE wind not priority | 2 | 4 | 1 | 0 | 1 | 2 | 27.9% | 2.9% | 24.3% | 55.2%
A | binbane | 2030 | ECP | IE wind not priority | 43 | 125 | 35 | 4 | 30 | 69 | 27.9% | 2.9% | 24.3% | 55.2%
A | binbane | 2030 | ECP | IE wind priority | 36 | 103 | 0 | 6 | 0 | 6 | 0% | 6% | 0% | 6%
A | cathaleen's fall | 2030 | ECP | IE wind not priority | 38 | 108 | 30 | 3 | 26 | 60 | 27.9% | 2.9% | 24.3% | 55.2%
A | cathaleen's fall | 2030 | ECP | IE wind priority | 18 | 51 | 0 | 3 | 0 | 3 | 0% | 6% | 0% | 6%
A | corderry | 2030 | ECP | IE wind not priority | 37 | 106 | 30 | 3 | 26 | 58 | 27.9% | 2.9% | 24.3% | 55.2%
A | corderry | 2030 | ECP | IE wind priority | 46 | 132 | 0 | 8 | 0 | 8 | 0% | 6% | 0% | 6%
A | croaghonagh | 2030 | ECP | IE wind not priority | 138 | 399 | 111 | 12 | 97 | 220 | 27.9% | 2.9% | 24.3% | 55.2%
A | garvagh | 2030 | ECP | IE Solar not priority | 40 | 42 | 10 | 1 | 1 | 13 | 24.3% | 3.5% | 3.2% | 31%
A | garvagh | 2030 | ECP | IE wind not priority | 34 | 98 | 27 | 3 | 24 | 54 | 27.9% | 2.9% | 24.3% | 55.2%
A | garvagh | 2030 | ECP | IE wind priority | 48 | 139 | 0 | 8 | 0 | 8 | 0% | 6% | 0% | 6%
A | golagh | 2030 | ECP | IE wind not priority | 48 | 139 | 39 | 4 | 34 | 77 | 27.9% | 2.9% | 24.3% | 55.2%
A | gortawee | 2030 | ECP | IE wind not priority | 4 | 12 | 3 | 0 | 0 | 4 | 27.9% | 2.9% | 3.3% | 34.1%
A | lenalea | 2030 | ECP | IE wind not priority | 102 | 295 | 82 | 9 | 72 | 163 | 27.9% | 2.9% | 24.3% | 55.2%
A | letterkenny | 2030 | ECP | IE wind not priority | 170 | 493 | 138 | 14 | 120 | 272 | 27.9% | 2.9% | 24.3% | 55.2%
A | meentycat | 2030 | ECP | IE wind priority | 85 | 246 | 0 | 15 | 0 | 15 | 0% | 6% | 0% | 6%
A | mulreavy | 2030 | ECP | IE wind priority | 95 | 276 | 0 | 16 | 0 | 16 | 0% | 6% | 0% | 6%
A | sorne hill | 2030 | ECP | IE wind priority | 48 | 139 | 0 | 8 | 0 | 8 | 0% | 6% | 0% | 6%
A | tievebrack | 2030 | ECP | IE wind not priority | 30 | 86 | 24 | 3 | 21 | 48 | 27.9% | 2.9% | 24.3% | 55.2%
A | trillick | 2030 | ECP | IE wind priority | 31 | 89 | 0 | 5 | 0 | 5 | 0% | 6% | 0% | 6%
A | ardnagappary | 2030 | ECP + 3.1GW Offshore | IE wind not priority | 27 | 78 | 31 | 2 | 13 | 46 | 39.9% | 2.8% | 16.8% | 59.4%
A | arigna | 2030 | ECP + 3.1GW Offshore | IE wind not priority | 2 | 4 | 2 | 0 | 1 | 3 | 39.9% | 2.8% | 16.8% | 59.4%
A | binbane | 2030 | ECP + 3.1GW Offshore | IE wind not priority | 43 | 125 | 50 | 3 | 21 | 74 | 39.9% | 2.8% | 16.8% | 59.4%
A | binbane | 2030 | ECP + 3.1GW Offshore | IE wind priority | 36 | 103 | 0 | 7 | 0 | 7 | 0% | 7.1% | 0% | 7.1%
A | cathaleen's fall | 2030 | ECP + 3.1GW Offshore | IE wind not priority | 38 | 108 | 43 | 3 | 18 | 64 | 39.9% | 2.8% | 16.8% | 59.4%
A | cathaleen's fall | 2030 | ECP + 3.1GW Offshore | IE wind priority | 18 | 51 | 0 | 4 | 0 | 4 | 0% | 7.1% | 0% | 7.1%
A | corderry | 2030 | ECP + 3.1GW Offshore | IE wind not priority | 37 | 106 | 42 | 3 | 18 | 63 | 39.9% | 2.8% | 16.8% | 59.4%
A | corderry | 2030 | ECP + 3.1GW Offshore | IE wind priority | 46 | 132 | 0 | 9 | 0 | 9 | 0% | 7.1% | 0% | 7.1%
A | croaghonagh | 2030 | ECP + 3.1GW Offshore | IE wind not priority | 138 | 399 | 159 | 11 | 67 | 237 | 39.9% | 2.8% | 16.8% | 59.4%
A | garvagh | 2030 | ECP + 3.1GW Offshore | IE Solar not priority | 40 | 42 | 13 | 2 | 1 | 15 | 30% | 3.6% | 2.2% | 35.7%
A | garvagh | 2030 | ECP + 3.1GW Offshore | IE wind not priority | 34 | 98 | 39 | 3 | 16 | 58 | 39.9% | 2.8% | 16.8% | 59.4%
A | garvagh | 2030 | ECP + 3.1GW Offshore | IE wind priority | 48 | 139 | 0 | 10 | 0 | 10 | 0% | 7.1% | 0% | 7.1%
A | golagh | 2030 | ECP + 3.1GW Offshore | IE wind not priority | 48 | 139 | 55 | 4 | 23 | 83 | 39.9% | 2.8% | 16.8% | 59.4%
A | gortawee | 2030 | ECP + 3.1GW Offshore | IE wind not priority | 4 | 12 | 5 | 0 | 0 | 5 | 39.9% | 2.8% | 1.2% | 43.9%
A | lenalea | 2030 | ECP + 3.1GW Offshore | IE wind not priority | 102 | 295 | 118 | 8 | 50 | 176 | 39.9% | 2.8% | 16.8% | 59.4%
A | letterkenny | 2030 | ECP + 3.1GW Offshore | IE wind not priority | 170 | 493 | 197 | 14 | 83 | 293 | 39.9% | 2.8% | 16.8% | 59.4%
A | meentycat | 2030 | ECP + 3.1GW Offshore | IE wind priority | 85 | 246 | 0 | 17 | 0 | 17 | 0% | 7.1% | 0% | 7.1%
A | mulreavy | 2030 | ECP + 3.1GW Offshore | IE wind priority | 95 | 276 | 0 | 19 | 0 | 19 | 0% | 7.1% | 0% | 7.1%
A | sorne hill | 2030 | ECP + 3.1GW Offshore | IE wind priority | 48 | 139 | 0 | 10 | 0 | 10 | 0% | 7.1% | 0% | 7.1%
A | tievebrack | 2030 | ECP + 3.1GW Offshore | IE wind not priority | 30 | 86 | 35 | 2 | 15 | 51 | 39.9% | 2.8% | 16.8% | 59.4%
A | trillick | 2030 | ECP + 3.1GW Offshore | IE wind priority | 31 | 89 | 0 | 6 | 0 | 6 | 0% | 7.1% | 0% | 7.1%
A | ardnagappary | 2030 | ECP (without Battery) | IE wind not priority | 27 | 78 | 26 | 3 | 17 | 46 | 33% | 4% | 21.8% | 58.8%
A | arigna | 2030 | ECP (without Battery) | IE wind not priority | 2 | 4 | 1 | 0 | 1 | 3 | 33% | 4% | 21.8% | 58.8%
A | binbane | 2030 | ECP (without Battery) | IE wind not priority | 43 | 125 | 41 | 5 | 27 | 73 | 33% | 4% | 21.8% | 58.8%
A | binbane | 2030 | ECP (without Battery) | IE wind priority | 36 | 103 | 0 | 9 | 0 | 9 | 0% | 8.5% | 0% | 8.5%
A | cathaleen's fall | 2030 | ECP (without Battery) | IE wind not priority | 38 | 108 | 36 | 4 | 24 | 64 | 33% | 4% | 21.8% | 58.8%
A | cathaleen's fall | 2030 | ECP (without Battery) | IE wind priority | 18 | 51 | 0 | 4 | 0 | 4 | 0% | 8.5% | 0% | 8.5%
A | corderry | 2030 | ECP (without Battery) | IE wind not priority | 37 | 106 | 35 | 4 | 23 | 62 | 33% | 4% | 21.8% | 58.8%
A | corderry | 2030 | ECP (without Battery) | IE wind priority | 46 | 132 | 0 | 11 | 0 | 11 | 0% | 8.5% | 0% | 8.5%
A | croaghonagh | 2030 | ECP (without Battery) | IE wind not priority | 138 | 399 | 132 | 16 | 87 | 235 | 33% | 4% | 21.8% | 58.8%
A | garvagh | 2030 | ECP (without Battery) | IE Solar not priority | 40 | 42 | 14 | 2 | 1 | 17 | 32.7% | 4.5% | 3.5% | 40.7%
A | garvagh | 2030 | ECP (without Battery) | IE wind not priority | 34 | 98 | 32 | 4 | 21 | 58 | 33% | 4% | 21.8% | 58.8%
A | garvagh | 2030 | ECP (without Battery) | IE wind priority | 48 | 139 | 0 | 12 | 0 | 12 | 0% | 8.5% | 0% | 8.5%
A | golagh | 2030 | ECP (without Battery) | IE wind not priority | 48 | 139 | 46 | 6 | 30 | 82 | 33% | 4% | 21.8% | 58.8%
A | gortawee | 2030 | ECP (without Battery) | IE wind not priority | 4 | 12 | 4 | 0 | 1 | 6 | 33% | 4% | 11.5% | 48.4%
A | lenalea | 2030 | ECP (without Battery) | IE wind not priority | 102 | 295 | 97 | 12 | 64 | 174 | 33% | 4% | 21.8% | 58.8%
A | letterkenny | 2030 | ECP (without Battery) | IE wind not priority | 170 | 493 | 162 | 20 | 108 | 290 | 33% | 4% | 21.8% | 58.8%
A | meentycat | 2030 | ECP (without Battery) | IE wind priority | 85 | 246 | 0 | 21 | 0 | 21 | 0% | 8.5% | 0% | 8.5%
A | mulreavy | 2030 | ECP (without Battery) | IE wind priority | 95 | 276 | 0 | 23 | 0 | 23 | 0% | 8.5% | 0% | 8.5%
A | sorne hill | 2030 | ECP (without Battery) | IE wind priority | 48 | 139 | 0 | 12 | 0 | 12 | 0% | 8.5% | 0% | 8.5%
A | tievebrack | 2030 | ECP (without Battery) | IE wind not priority | 30 | 86 | 29 | 3 | 19 | 51 | 33% | 4% | 21.8% | 58.8%
A | trillick | 2030 | ECP (without Battery) | IE wind priority | 31 | 89 | 0 | 8 | 0 | 8 | 0% | 8.5% | 0% | 8.5%
A | ardnagappary | 2035 | ECP + 5GW Offshore | IE wind not priority | 27 | 78 | 25 | 1 | 11 | 37 | 31.6% | 1.8% | 13.8% | 47.2%
A | arigna | 2035 | ECP + 5GW Offshore | IE wind not priority | 2 | 4 | 1 | 0 | 1 | 2 | 31.6% | 1.8% | 13.8% | 47.2%
A | binbane | 2035 | ECP + 5GW Offshore | IE wind not priority | 43 | 125 | 40 | 2 | 17 | 59 | 31.6% | 1.8% | 13.8% | 47.2%
A | binbane | 2035 | ECP + 5GW Offshore | IE wind priority | 36 | 103 | 0 | 6 | 0 | 6 | 0% | 5.6% | 0% | 5.6%
A | cathaleen's fall | 2035 | ECP + 5GW Offshore | IE wind not priority | 38 | 108 | 34 | 2 | 15 | 51 | 31.6% | 1.8% | 13.8% | 47.2%
A | cathaleen's fall | 2035 | ECP + 5GW Offshore | IE wind priority | 18 | 51 | 0 | 3 | 0 | 3 | 0% | 5.6% | 0% | 5.6%
A | corderry | 2035 | ECP + 5GW Offshore | IE wind not priority | 37 | 106 | 33 | 2 | 15 | 50 | 31.6% | 1.8% | 13.8% | 47.2%
A | corderry | 2035 | ECP + 5GW Offshore | IE wind priority | 46 | 132 | 0 | 7 | 0 | 7 | 0% | 5.6% | 0% | 5.6%
A | croaghonagh | 2035 | ECP + 5GW Offshore | IE wind not priority | 138 | 399 | 126 | 7 | 55 | 189 | 31.6% | 1.8% | 13.8% | 47.2%
A | garvagh | 2035 | ECP + 5GW Offshore | IE Solar not priority | 40 | 42 | 9 | 1 | 1 | 11 | 21.8% | 2.2% | 1.7% | 25.6%
A | garvagh | 2035 | ECP + 5GW Offshore | IE wind not priority | 34 | 98 | 31 | 2 | 14 | 46 | 31.6% | 1.8% | 13.8% | 47.2%
A | garvagh | 2035 | ECP + 5GW Offshore | IE wind priority | 48 | 139 | 0 | 8 | 0 | 8 | 0% | 5.6% | 0% | 5.6%
A | golagh | 2035 | ECP + 5GW Offshore | IE wind not priority | 48 | 139 | 44 | 3 | 19 | 66 | 31.6% | 1.8% | 13.8% | 47.2%
A | gortawee | 2035 | ECP + 5GW Offshore | IE wind not priority | 4 | 12 | 4 | 0 | 0 | 4 | 31.6% | 1.8% | 0.2% | 33.6%
A | lenalea | 2035 | ECP + 5GW Offshore | IE wind not priority | 102 | 295 | 93 | 5 | 41 | 140 | 31.6% | 1.8% | 13.8% | 47.2%
A | letterkenny | 2035 | ECP + 5GW Offshore | IE wind not priority | 170 | 493 | 156 | 9 | 68 | 233 | 31.6% | 1.8% | 13.8% | 47.2%
A | meentycat | 2035 | ECP + 5GW Offshore | IE wind priority | 85 | 246 | 0 | 14 | 0 | 14 | 0% | 5.6% | 0% | 5.6%
A | mulreavy | 2035 | ECP + 5GW Offshore | IE wind priority | 95 | 276 | 0 | 15 | 0 | 15 | 0% | 5.6% | 0% | 5.6%
A | sorne hill | 2035 | ECP + 5GW Offshore | IE wind priority | 48 | 139 | 0 | 8 | 0 | 8 | 0% | 5.6% | 0% | 5.6%
A | tievebrack | 2035 | ECP + 5GW Offshore | IE wind not priority | 30 | 86 | 27 | 2 | 12 | 41 | 31.6% | 1.8% | 13.8% | 47.2%
A | trillick | 2035 | ECP + 5GW Offshore | IE wind priority | 31 | 89 | 0 | 5 | 0 | 5 | 0% | 5.6% | 0% | 5.6%
A | ardnagappary | 2035 | ECP + 5GW Offshore (without France 2, LirIC, MaRES) | IE wind not priority | 27 | 78 | 29 | 2 | 8 | 38 | 37% | 2.1% | 9.8% | 48.8%
A | arigna | 2035 | ECP + 5GW Offshore (without France 2, LirIC, MaRES) | IE wind not priority | 2 | 4 | 2 | 0 | 0 | 2 | 37% | 2.1% | 9.8% | 48.8%
A | binbane | 2035 | ECP + 5GW Offshore (without France 2, LirIC, MaRES) | IE wind not priority | 43 | 125 | 46 | 3 | 12 | 61 | 37% | 2.1% | 9.8% | 48.8%
A | binbane | 2035 | ECP + 5GW Offshore (without France 2, LirIC, MaRES) | IE wind priority | 36 | 103 | 0 | 6 | 0 | 6 | 0% | 5.4% | 0% | 5.4%
A | cathaleen's fall | 2035 | ECP + 5GW Offshore (without France 2, LirIC, MaRES) | IE wind not priority | 38 | 108 | 40 | 2 | 11 | 53 | 37% | 2.1% | 9.8% | 48.8%
A | cathaleen's fall | 2035 | ECP + 5GW Offshore (without France 2, LirIC, MaRES) | IE wind priority | 18 | 51 | 0 | 3 | 0 | 3 | 0% | 5.4% | 0% | 5.4%
A | corderry | 2035 | ECP + 5GW Offshore (without France 2, LirIC, MaRES) | IE wind not priority | 37 | 106 | 39 | 2 | 10 | 52 | 37% | 2.1% | 9.8% | 48.8%
A | corderry | 2035 | ECP + 5GW Offshore (without France 2, LirIC, MaRES) | IE wind priority | 46 | 132 | 0 | 7 | 0 | 7 | 0% | 5.4% | 0% | 5.4%
A | croaghonagh | 2035 | ECP + 5GW Offshore (without France 2, LirIC, MaRES) | IE wind not priority | 138 | 399 | 148 | 8 | 39 | 195 | 37% | 2.1% | 9.8% | 48.8%
A | garvagh | 2035 | ECP + 5GW Offshore (without France 2, LirIC, MaRES) | IE Solar not priority | 40 | 42 | 12 | 1 | 0 | 13 | 28.1% | 2.8% | 0.9% | 31.8%
A | garvagh | 2035 | ECP + 5GW Offshore (without France 2, LirIC, MaRES) | IE wind not priority | 34 | 98 | 36 | 2 | 10 | 48 | 37% | 2.1% | 9.8% | 48.8%
A | garvagh | 2035 | ECP + 5GW Offshore (without France 2, LirIC, MaRES) | IE wind priority | 48 | 139 | 0 | 8 | 0 | 8 | 0% | 5.4% | 0% | 5.4%
A | golagh | 2035 | ECP + 5GW Offshore (without France 2, LirIC, MaRES) | IE wind not priority | 48 | 139 | 51 | 3 | 14 | 68 | 37% | 2.1% | 9.8% | 48.8%
A | gortawee | 2035 | ECP + 5GW Offshore (without France 2, LirIC, MaRES) | IE wind not priority | 4 | 12 | 4 | 0 | 0 | 5 | 37% | 2.1% | 0.2% | 39.2%
A | lenalea | 2035 | ECP + 5GW Offshore (without France 2, LirIC, MaRES) | IE wind not priority | 102 | 295 | 109 | 6 | 29 | 144 | 37% | 2.1% | 9.8% | 48.8%
A | letterkenny | 2035 | ECP + 5GW Offshore (without France 2, LirIC, MaRES) | IE wind not priority | 170 | 493 | 182 | 10 | 48 | 241 | 37% | 2.1% | 9.8% | 48.8%
A | meentycat | 2035 | ECP + 5GW Offshore (without France 2, LirIC, MaRES) | IE wind priority | 85 | 246 | 0 | 13 | 0 | 13 | 0% | 5.4% | 0% | 5.4%
A | mulreavy | 2035 | ECP + 5GW Offshore (without France 2, LirIC, MaRES) | IE wind priority | 95 | 276 | 0 | 15 | 0 | 15 | 0% | 5.4% | 0% | 5.4%
A | sorne hill | 2035 | ECP + 5GW Offshore (without France 2, LirIC, MaRES) | IE wind priority | 48 | 139 | 0 | 8 | 0 | 8 | 0% | 5.4% | 0% | 5.4%
A | tievebrack | 2035 | ECP + 5GW Offshore (without France 2, LirIC, MaRES) | IE wind not priority | 30 | 86 | 32 | 2 | 8 | 42 | 37% | 2.1% | 9.8% | 48.8%
A | trillick | 2035 | ECP + 5GW Offshore (without France 2, LirIC, MaRES) | IE wind priority | 31 | 89 | 0 | 5 | 0 | 5 | 0% | 5.4% | 0% | 5.4%
A | ardnagappary | 2035 | ECP + 5GW Offshore (with ECP 2.4 IC methodology) | IE wind not priority | 27 | 78 | 16 | 1 | 13 | 31 | 20.5% | 1.8% | 17.1% | 39.4%
A | arigna | 2035 | ECP + 5GW Offshore (with ECP 2.4 IC methodology) | IE wind not priority | 2 | 4 | 1 | 0 | 1 | 2 | 20.5% | 1.8% | 17.1% | 39.4%
A | binbane | 2035 | ECP + 5GW Offshore (with ECP 2.4 IC methodology) | IE wind not priority | 43 | 125 | 26 | 2 | 21 | 49 | 20.5% | 1.8% | 17.1% | 39.4%
A | binbane | 2035 | ECP + 5GW Offshore (with ECP 2.4 IC methodology) | IE wind priority | 36 | 103 | 0 | 3 | 0 | 3 | 0% | 2.8% | 0% | 2.8%
A | cathaleen's fall | 2035 | ECP + 5GW Offshore (with ECP 2.4 IC methodology) | IE wind not priority | 38 | 108 | 22 | 2 | 19 | 43 | 20.5% | 1.8% | 17.1% | 39.4%
A | cathaleen's fall | 2035 | ECP + 5GW Offshore (with ECP 2.4 IC methodology) | IE wind priority | 18 | 51 | 0 | 1 | 0 | 1 | 0% | 2.8% | 0% | 2.8%
A | corderry | 2035 | ECP + 5GW Offshore (with ECP 2.4 IC methodology) | IE wind not priority | 37 | 106 | 22 | 2 | 18 | 42 | 20.5% | 1.8% | 17.1% | 39.4%
A | corderry | 2035 | ECP + 5GW Offshore (with ECP 2.4 IC methodology) | IE wind priority | 46 | 132 | 0 | 4 | 0 | 4 | 0% | 2.8% | 0% | 2.8%
A | croaghonagh | 2035 | ECP + 5GW Offshore (with ECP 2.4 IC methodology) | IE wind not priority | 138 | 399 | 82 | 7 | 68 | 157 | 20.5% | 1.8% | 17.1% | 39.4%
A | garvagh | 2035 | ECP + 5GW Offshore (with ECP 2.4 IC methodology) | IE Solar not priority | 40 | 42 | 7 | 1 | 1 | 9 | 17.7% | 2% | 1.7% | 21.3%
A | garvagh | 2035 | ECP + 5GW Offshore (with ECP 2.4 IC methodology) | IE wind not priority | 34 | 98 | 20 | 2 | 17 | 39 | 20.5% | 1.8% | 17.1% | 39.4%
A | garvagh | 2035 | ECP + 5GW Offshore (with ECP 2.4 IC methodology) | IE wind priority | 48 | 139 | 0 | 4 | 0 | 4 | 0% | 2.8% | 0% | 2.8%
A | golagh | 2035 | ECP + 5GW Offshore (with ECP 2.4 IC methodology) | IE wind not priority | 48 | 139 | 28 | 2 | 24 | 55 | 20.5% | 1.8% | 17.1% | 39.4%
A | gortawee | 2035 | ECP + 5GW Offshore (with ECP 2.4 IC methodology) | IE wind not priority | 4 | 12 | 2 | 0 | 0 | 3 | 20.5% | 1.8% | 0.3% | 22.6%
A | lenalea | 2035 | ECP + 5GW Offshore (with ECP 2.4 IC methodology) | IE wind not priority | 102 | 295 | 61 | 5 | 50 | 116 | 20.5% | 1.8% | 17.1% | 39.4%
A | letterkenny | 2035 | ECP + 5GW Offshore (with ECP 2.4 IC methodology) | IE wind not priority | 170 | 493 | 101 | 9 | 84 | 194 | 20.5% | 1.8% | 17.1% | 39.4%
A | meentycat | 2035 | ECP + 5GW Offshore (with ECP 2.4 IC methodology) | IE wind priority | 85 | 246 | 0 | 7 | 0 | 7 | 0% | 2.8% | 0% | 2.8%
A | mulreavy | 2035 | ECP + 5GW Offshore (with ECP 2.4 IC methodology) | IE wind priority | 95 | 276 | 0 | 8 | 0 | 8 | 0% | 2.8% | 0% | 2.8%
A | sorne hill | 2035 | ECP + 5GW Offshore (with ECP 2.4 IC methodology) | IE wind priority | 48 | 139 | 0 | 4 | 0 | 4 | 0% | 2.8% | 0% | 2.8%
A | tievebrack | 2035 | ECP + 5GW Offshore (with ECP 2.4 IC methodology) | IE wind not priority | 30 | 86 | 18 | 2 | 15 | 34 | 20.5% | 1.8% | 17.1% | 39.4%
A | trillick | 2035 | ECP + 5GW Offshore (with ECP 2.4 IC methodology) | IE wind priority | 31 | 89 | 0 | 3 | 0 | 3 | 0% | 2.8% | 0% | 2.8%
A | ardnagappary | 2028 | ECP (Pro-rata) | IE wind not priority | 27 | 78 | 21 | 4 | 13 | 37 | 26.2% | 4.7% | 16.3% | 47.2%
A | arigna | 2028 | ECP (Pro-rata) | IE wind not priority | 2 | 4 | 1 | 0 | 1 | 2 | 26.2% | 4.7% | 16.3% | 47.2%
A | binbane | 2028 | ECP (Pro-rata) | IE wind not priority | 43 | 126 | 33 | 6 | 20 | 59 | 26.2% | 4.7% | 16.3% | 47.2%
A | binbane | 2028 | ECP (Pro-rata) | IE wind priority | 36 | 103 | 0 | 10 | 17 | 27 | 0% | 9.7% | 16.3% | 26%
A | cathaleen's fall | 2028 | ECP (Pro-rata) | IE wind not priority | 38 | 109 | 29 | 5 | 18 | 51 | 26.2% | 4.7% | 16.3% | 47.2%
A | cathaleen's fall | 2028 | ECP (Pro-rata) | IE wind priority | 18 | 51 | 0 | 5 | 8 | 13 | 0% | 9.7% | 16.3% | 26%
A | corderry | 2028 | ECP (Pro-rata) | IE wind not priority | 37 | 106 | 28 | 5 | 17 | 50 | 26.2% | 4.7% | 16.3% | 47.2%
A | corderry | 2028 | ECP (Pro-rata) | IE wind priority | 46 | 133 | 0 | 13 | 22 | 34 | 0% | 9.7% | 16.3% | 26%
A | croaghonagh | 2028 | ECP (Pro-rata) | IE wind not priority | 138 | 402 | 105 | 19 | 65 | 189 | 26.2% | 4.7% | 16.3% | 47.2%
A | garvagh | 2028 | ECP (Pro-rata) | IE Solar not priority | 40 | 42 | 9 | 3 | 2 | 13 | 22.3% | 6% | 3.6% | 32%
A | garvagh | 2028 | ECP (Pro-rata) | IE wind not priority | 34 | 99 | 26 | 5 | 16 | 47 | 26.2% | 4.7% | 16.3% | 47.2%
A | garvagh | 2028 | ECP (Pro-rata) | IE wind priority | 48 | 140 | 0 | 14 | 23 | 36 | 0% | 9.7% | 16.3% | 26%
A | golagh | 2028 | ECP (Pro-rata) | IE wind not priority | 48 | 140 | 37 | 7 | 23 | 66 | 26.2% | 4.7% | 16.3% | 47.2%
A | gortawee | 2028 | ECP (Pro-rata) | IE wind not priority | 4 | 12 | 3 | 1 | 0 | 4 | 26.2% | 4.7% | 2% | 32.8%
A | lenalea | 2028 | ECP (Pro-rata) | IE wind not priority | 102 | 297 | 78 | 14 | 48 | 140 | 26.2% | 4.7% | 16.3% | 47.2%
A | letterkenny | 2028 | ECP (Pro-rata) | IE wind not priority | 170 | 496 | 130 | 23 | 81 | 234 | 26.2% | 4.7% | 16.3% | 47.2%
A | meentycat | 2028 | ECP (Pro-rata) | IE wind priority | 85 | 247 | 0 | 24 | 40 | 64 | 0% | 9.7% | 16.3% | 26%
A | mulreavy | 2028 | ECP (Pro-rata) | IE wind priority | 95 | 277 | 0 | 27 | 45 | 72 | 0% | 9.7% | 16.3% | 26%
A | sorne hill | 2028 | ECP (Pro-rata) | IE wind priority | 48 | 140 | 0 | 14 | 23 | 36 | 0% | 9.7% | 16.3% | 26%
A | tievebrack | 2028 | ECP (Pro-rata) | IE wind not priority | 30 | 87 | 23 | 4 | 14 | 41 | 26.2% | 4.7% | 16.3% | 47.2%
A | trillick | 2028 | ECP (Pro-rata) | IE wind priority | 31 | 90 | 0 | 9 | 15 | 23 | 0% | 9.7% | 16.3% | 26%
A | ardnagappary | 2030 | ECP (Pro-rata) | IE wind not priority | 27 | 78 | 22 | 2 | 13 | 37 | 27.9% | 2.9% | 16.9% | 47.7%
A | arigna | 2030 | ECP (Pro-rata) | IE wind not priority | 2 | 4 | 1 | 0 | 1 | 2 | 27.9% | 2.9% | 16.9% | 47.7%
A | binbane | 2030 | ECP (Pro-rata) | IE wind not priority | 43 | 125 | 35 | 4 | 21 | 60 | 27.9% | 2.9% | 16.9% | 47.7%
A | binbane | 2030 | ECP (Pro-rata) | IE wind priority | 36 | 103 | 0 | 6 | 17 | 23 | 0% | 6% | 16.9% | 22.8%
A | cathaleen's fall | 2030 | ECP (Pro-rata) | IE wind not priority | 38 | 108 | 30 | 3 | 18 | 52 | 27.9% | 2.9% | 16.9% | 47.7%
A | cathaleen's fall | 2030 | ECP (Pro-rata) | IE wind priority | 18 | 51 | 0 | 3 | 9 | 12 | 0% | 6% | 16.9% | 22.8%
A | corderry | 2030 | ECP (Pro-rata) | IE wind not priority | 37 | 106 | 30 | 3 | 18 | 50 | 27.9% | 2.9% | 16.9% | 47.7%
A | corderry | 2030 | ECP (Pro-rata) | IE wind priority | 46 | 132 | 0 | 8 | 22 | 30 | 0% | 6% | 16.9% | 22.8%
A | croaghonagh | 2030 | ECP (Pro-rata) | IE wind not priority | 138 | 399 | 111 | 12 | 67 | 190 | 27.9% | 2.9% | 16.9% | 47.7%
A | garvagh | 2030 | ECP (Pro-rata) | IE Solar not priority | 40 | 42 | 10 | 1 | 1 | 13 | 24.3% | 3.5% | 3.2% | 31%
A | garvagh | 2030 | ECP (Pro-rata) | IE wind not priority | 34 | 98 | 27 | 3 | 17 | 47 | 27.9% | 2.9% | 16.9% | 47.7%
A | garvagh | 2030 | ECP (Pro-rata) | IE wind priority | 48 | 139 | 0 | 8 | 23 | 32 | 0% | 6% | 16.9% | 22.8%
A | golagh | 2030 | ECP (Pro-rata) | IE wind not priority | 48 | 139 | 39 | 4 | 23 | 66 | 27.9% | 2.9% | 16.9% | 47.7%
A | gortawee | 2030 | ECP (Pro-rata) | IE wind not priority | 4 | 12 | 3 | 0 | 0 | 4 | 27.9% | 2.9% | 1.9% | 32.7%
A | lenalea | 2030 | ECP (Pro-rata) | IE wind not priority | 102 | 295 | 82 | 9 | 50 | 141 | 27.9% | 2.9% | 16.9% | 47.7%
A | letterkenny | 2030 | ECP (Pro-rata) | IE wind not priority | 170 | 493 | 138 | 14 | 83 | 235 | 27.9% | 2.9% | 16.9% | 47.7%
A | meentycat | 2030 | ECP (Pro-rata) | IE wind priority | 85 | 246 | 0 | 15 | 41 | 56 | 0% | 6% | 16.9% | 22.8%
A | mulreavy | 2030 | ECP (Pro-rata) | IE wind priority | 95 | 276 | 0 | 16 | 46 | 63 | 0% | 6% | 16.9% | 22.8%
A | sorne hill | 2030 | ECP (Pro-rata) | IE wind priority | 48 | 139 | 0 | 8 | 23 | 32 | 0% | 6% | 16.9% | 22.8%
A | tievebrack | 2030 | ECP (Pro-rata) | IE wind not priority | 30 | 86 | 24 | 3 | 15 | 41 | 27.9% | 2.9% | 16.9% | 47.7%
A | trillick | 2030 | ECP (Pro-rata) | IE wind priority | 31 | 89 | 0 | 5 | 15 | 20 | 0% | 6% | 16.9% | 22.8%
A | ardnagappary | 2030 | ECP + 3.1GW Offshore (Pro-rata) | IE wind not priority | 27 | 78 | 31 | 2 | 9 | 42 | 39.9% | 2.8% | 11.6% | 54.3%
A | arigna | 2030 | ECP + 3.1GW Offshore (Pro-rata) | IE wind not priority | 2 | 4 | 2 | 0 | 1 | 2 | 39.9% | 2.8% | 11.6% | 54.3%
A | binbane | 2030 | ECP + 3.1GW Offshore (Pro-rata) | IE wind not priority | 43 | 125 | 50 | 3 | 15 | 68 | 39.9% | 2.8% | 11.6% | 54.3%
A | binbane | 2030 | ECP + 3.1GW Offshore (Pro-rata) | IE wind priority | 36 | 103 | 0 | 7 | 12 | 19 | 0% | 7.1% | 11.6% | 18.7%
A | cathaleen's fall | 2030 | ECP + 3.1GW Offshore (Pro-rata) | IE wind not priority | 38 | 108 | 43 | 3 | 13 | 59 | 39.9% | 2.8% | 11.6% | 54.3%
A | cathaleen's fall | 2030 | ECP + 3.1GW Offshore (Pro-rata) | IE wind priority | 18 | 51 | 0 | 4 | 6 | 9 | 0% | 7.1% | 11.6% | 18.7%
A | corderry | 2030 | ECP + 3.1GW Offshore (Pro-rata) | IE wind not priority | 37 | 106 | 42 | 3 | 12 | 57 | 39.9% | 2.8% | 11.6% | 54.3%
A | corderry | 2030 | ECP + 3.1GW Offshore (Pro-rata) | IE wind priority | 46 | 132 | 0 | 9 | 15 | 25 | 0% | 7.1% | 11.6% | 18.7%
A | croaghonagh | 2030 | ECP + 3.1GW Offshore (Pro-rata) | IE wind not priority | 138 | 399 | 159 | 11 | 46 | 217 | 39.9% | 2.8% | 11.6% | 54.3%
A | garvagh | 2030 | ECP + 3.1GW Offshore (Pro-rata) | IE Solar not priority | 40 | 42 | 13 | 2 | 1 | 15 | 30% | 3.6% | 2.2% | 35.7%
A | garvagh | 2030 | ECP + 3.1GW Offshore (Pro-rata) | IE wind not priority | 34 | 98 | 39 | 3 | 11 | 53 | 39.9% | 2.8% | 11.6% | 54.3%
A | garvagh | 2030 | ECP + 3.1GW Offshore (Pro-rata) | IE wind priority | 48 | 139 | 0 | 10 | 16 | 26 | 0% | 7.1% | 11.6% | 18.7%
A | golagh | 2030 | ECP + 3.1GW Offshore (Pro-rata) | IE wind not priority | 48 | 139 | 55 | 4 | 16 | 75 | 39.9% | 2.8% | 11.6% | 54.3%
A | gortawee | 2030 | ECP + 3.1GW Offshore (Pro-rata) | IE wind not priority | 4 | 12 | 5 | 0 | 0 | 5 | 39.9% | 2.8% | 0.7% | 43.3%
A | lenalea | 2030 | ECP + 3.1GW Offshore (Pro-rata) | IE wind not priority | 102 | 295 | 118 | 8 | 34 | 160 | 39.9% | 2.8% | 11.6% | 54.3%
A | letterkenny | 2030 | ECP + 3.1GW Offshore (Pro-rata) | IE wind not priority | 170 | 493 | 197 | 14 | 57 | 268 | 39.9% | 2.8% | 11.6% | 54.3%
A | meentycat | 2030 | ECP + 3.1GW Offshore (Pro-rata) | IE wind priority | 85 | 246 | 0 | 17 | 29 | 46 | 0% | 7.1% | 11.6% | 18.7%
A | mulreavy | 2030 | ECP + 3.1GW Offshore (Pro-rata) | IE wind priority | 95 | 276 | 0 | 19 | 32 | 51 | 0% | 7.1% | 11.6% | 18.7%
A | sorne hill | 2030 | ECP + 3.1GW Offshore (Pro-rata) | IE wind priority | 48 | 139 | 0 | 10 | 16 | 26 | 0% | 7.1% | 11.6% | 18.7%
A | tievebrack | 2030 | ECP + 3.1GW Offshore (Pro-rata) | IE wind not priority | 30 | 86 | 35 | 2 | 10 | 47 | 39.9% | 2.8% | 11.6% | 54.3%
A | trillick | 2030 | ECP + 3.1GW Offshore (Pro-rata) | IE wind priority | 31 | 89 | 0 | 6 | 10 | 17 | 0% | 7.1% | 11.6% | 18.7%
B | bellacorick | 2028 | Initial | IE wind not priority | 83 | 254 | 45 | 16 | 52 | 113 | 17.8% | 6.4% | 20.4% | 44.5%
B | bellacorick | 2028 | Initial | IE wind not priority | 123 | 377 | 67 | 24 | 77 | 168 | 17.8% | 6.4% | 20.4% | 44.5%
B | bellacorick | 2028 | Initial | IE wind priority | 6 | 20 | 0 | 2 | 0 | 2 | 0% | 10.3% | 0% | 10.3%
B | castlebar | 2028 | Initial | IE wind not priority | 7 | 21 | 4 | 1 | 4 | 9 | 17.8% | 6.4% | 20.4% | 44.5%
B | castlebar | 2028 | Initial | IE wind priority | 9 | 26 | 0 | 3 | 0 | 3 | 0% | 10.3% | 0% | 10.3%
B | cloon | 2028 | Initial | IE Solar not priority | 20 | 26 | 2 | 1 | 1 | 4 | 7.2% | 4.4% | 2.5% | 14.1%
B | cunghill | 2028 | Initial | IE wind priority | 35 | 107 | 0 | 11 | 0 | 11 | 0% | 10.3% | 0% | 10.3%
B | dalton | 2028 | Initial | IE Solar not priority | 4 | 5 | 0 | 0 | 0 | 1 | 7.2% | 4.4% | 0.7% | 12.3%
B | dalton | 2028 | Initial | IE wind priority | 41 | 125 | 0 | 13 | 0 | 13 | 0% | 10.3% | 0% | 10.3%
B | glenree | 2028 | Initial | IE wind not priority | 43 | 132 | 23 | 8 | 27 | 59 | 17.8% | 6.4% | 20.4% | 44.5%
B | glenree | 2028 | Initial | IE wind priority | 34 | 105 | 0 | 11 | 0 | 11 | 0% | 10.3% | 0% | 10.3%
B | knockranny | 2028 | Initial | IE wind not priority | 109 | 485 | 62 | 28 | 181 | 271 | 12.9% | 5.8% | 37.2% | 55.9%
B | knockranny | 2028 | Initial | IE wind priority | 34 | 149 | 0 | 13 | 0 | 13 | 0% | 8.6% | 0% | 8.6%
B | moy | 2028 | Initial | IE wind priority | 6 | 18 | 0 | 2 | 0 | 2 | 0% | 10.3% | 0% | 10.3%
B | salthill | 2028 | Initial | IE wind priority | 41 | 125 | 0 | 13 | 0 | 13 | 0% | 10.3% | 0% | 10.3%
B | sligo | 2028 | Initial | IE wind priority | 14 | 42 | 0 | 4 | 0 | 4 | 0% | 10.3% | 0% | 10.3%
B | tawnaghmore | 2028 | Initial | IE wind priority | 19 | 59 | 0 | 6 | 0 | 6 | 0% | 10.3% | 0% | 10.3%
B | uggool | 2028 | Initial | IE wind priority | 169 | 751 | 0 | 65 | 0 | 65 | 0% | 8.6% | 0% | 8.6%
B | bellacorick | 2028 | 50% | IE wind not priority | 100 | 306 | 69 | 15 | 66 | 151 | 22.6% | 5.1% | 21.6% | 49.3%
B | bellacorick | 2028 | 50% | IE wind not priority | 234 | 717 | 162 | 36 | 155 | 354 | 22.6% | 5.1% | 21.6% | 49.3%
B | bellacorick | 2028 | 50% | IE wind priority | 6 | 20 | 0 | 2 | 0 | 2 | 0% | 9.7% | 0% | 9.7%
B | cashla | 2028 | 50% | IE Solar not priority | 105 | 135 | 17 | 6 | 3 | 26 | 12.6% | 4.2% | 2.2% | 19%
B | castlebar | 2028 | 50% | IE Solar not priority | 2 | 3 | 0 | 0 | 0 | 1 | 12.6% | 4.2% | 4.5% | 21.3%
B | castlebar | 2028 | 50% | IE wind not priority | 7 | 21 | 5 | 1 | 5 | 10 | 22.6% | 5.1% | 21.6% | 49.3%
B | castlebar | 2028 | 50% | IE wind priority | 9 | 26 | 0 | 3 | 0 | 3 | 0% | 9.7% | 0% | 9.7%
B | cloon | 2028 | 50% | IE Solar not priority | 52 | 67 | 8 | 3 | 1 | 13 | 12.6% | 4.2% | 2.2% | 19%
B | cloon | 2028 | 50% | IE wind not priority | 7 | 21 | 5 | 1 | 2 | 8 | 22.6% | 5.1% | 7.7% | 35.4%
B | cunghill | 2028 | 50% | IE wind priority | 35 | 107 | 0 | 10 | 0 | 10 | 0% | 9.7% | 0% | 9.7%
B | dalton | 2028 | 50% | IE Solar not priority | 12 | 15 | 2 | 1 | 1 | 3 | 12.6% | 4.2% | 4.5% | 21.3%
B | dalton | 2028 | 50% | IE wind priority | 41 | 125 | 0 | 12 | 0 | 12 | 0% | 9.7% | 0% | 9.7%
B | firlough | 2028 | 50% | IE wind not priority | 38 | 116 | 26 | 6 | 25 | 57 | 22.6% | 5.1% | 21.6% | 49.3%
B | galway | 2028 | 50% | IE Solar not priority | 1 | 1 | 0 | 0 | 0 | 0 | 12.6% | 4.2% | 0.7% | 17.4%
B | glenree | 2028 | 50% | IE wind not priority | 46 | 140 | 32 | 7 | 30 | 69 | 22.6% | 5.1% | 21.6% | 49.3%
B | glenree | 2028 | 50% | IE wind priority | 34 | 105 | 0 | 10 | 0 | 10 | 0% | 9.7% | 0% | 9.7%
B | knockranny | 2028 | 50% | IE wind not priority | 133 | 590 | 100 | 27 | 148 | 275 | 16.9% | 4.6% | 25.1% | 46.6%
B | knockranny | 2028 | 50% | IE wind priority | 34 | 149 | 0 | 12 | 0 | 12 | 0% | 8% | 0% | 8%
B | moy | 2028 | 50% | IE Solar not priority | 2 | 2 | 0 | 0 | 0 | 0 | 12.2% | 4.2% | 4.5% | 20.9%
B | moy | 2028 | 50% | IE wind priority | 6 | 18 | 0 | 2 | 0 | 2 | 0% | 9.7% | 0% | 9.7%
B | salthill | 2028 | 50% | IE wind priority | 41 | 125 | 0 | 12 | 0 | 12 | 0% | 9.7% | 0% | 9.7%
B | shantallow | 2028 | 50% | IE Solar not priority | 18 | 22 | 3 | 1 | 0 | 4 | 12.6% | 4.2% | 2.2% | 19%
B | sligo | 2028 | 50% | IE wind not priority | 2 | 6 | 1 | 0 | 1 | 3 | 22.6% | 5.1% | 21.6% | 49.3%
B | sligo | 2028 | 50% | IE wind priority | 14 | 42 | 0 | 4 | 0 | 4 | 0% | 9.7% | 0% | 9.7%
B | tawnaghmore | 2028 | 50% | IE wind priority | 19 | 59 | 0 | 6 | 0 | 6 | 0% | 9.7% | 0% | 9.7%
B | tonroe | 2028 | 50% | IE wind not priority | 2 | 8 | 2 | 0 | 2 | 4 | 22.6% | 5.1% | 21.6% | 49.3%
B | uggool | 2028 | 50% | IE wind priority | 169 | 751 | 0 | 60 | 0 | 60 | 0% | 8% | 0% | 8%
B | bellacorick | 2028 | ECP | IE wind not priority | 117 | 358 | 103 | 17 | 84 | 204 | 28.7% | 4.8% | 23.5% | 57%
B | bellacorick | 2028 | ECP | IE wind not priority | 345 | 1057 | 304 | 50 | 249 | 603 | 28.7% | 4.8% | 23.5% | 57%
B | bellacorick | 2028 | ECP | IE wind priority | 6 | 20 | 0 | 2 | 0 | 2 | 0% | 10.3% | 0% | 10.3%
B | cashla | 2028 | ECP | IE Solar not priority | 210 | 269 | 61 | 16 | 16 | 93 | 22.7% | 6% | 5.9% | 34.6%
B | castlebar | 2028 | ECP | IE Solar not priority | 5 | 6 | 1 | 0 | 0 | 2 | 22.7% | 6% | 3.6% | 32.4%
B | castlebar | 2028 | ECP | IE wind not priority | 7 | 21 | 6 | 1 | 5 | 12 | 28.7% | 4.8% | 23.5% | 57%
B | castlebar | 2028 | ECP | IE wind priority | 9 | 26 | 0 | 3 | 0 | 3 | 0% | 10.3% | 0% | 10.3%
B | cloon | 2028 | ECP | IE Solar not priority | 84 | 108 | 24 | 7 | 6 | 37 | 22.7% | 6% | 5.9% | 34.6%
B | cloon | 2028 | ECP | IE wind not priority | 14 | 43 | 12 | 2 | 2 | 17 | 28.7% | 4.8% | 5.2% | 38.7%
B | cunghill | 2028 | ECP | IE wind priority | 35 | 107 | 0 | 11 | 0 | 11 | 0% | 10.3% | 0% | 10.3%
B | dalton | 2028 | ECP | IE Solar not priority | 20 | 26 | 6 | 2 | 1 | 8 | 22.7% | 6% | 3.6% | 32.4%
B | dalton | 2028 | ECP | IE wind priority | 41 | 125 | 0 | 13 | 0 | 13 | 0% | 10.3% | 0% | 10.3%
B | firlough | 2028 | ECP | IE wind not priority | 76 | 232 | 66 | 11 | 54 | 132 | 28.7% | 4.8% | 23.5% | 57%
B | galway | 2028 | ECP | IE Solar not priority | 1 | 2 | 0 | 0 | 0 | 0 | 22.7% | 6% | 0.5% | 29.2%
B | glenree | 2028 | ECP | IE wind not priority | 48 | 147 | 42 | 7 | 35 | 84 | 28.7% | 4.8% | 23.5% | 57%
B | glenree | 2028 | ECP | IE wind priority | 34 | 105 | 0 | 11 | 0 | 11 | 0% | 10.3% | 0% | 10.3%
B | knockranny | 2028 | ECP | IE wind not priority | 157 | 695 | 152 | 31 | 154 | 337 | 21.9% | 4.4% | 22.1% | 48.5%
B | knockranny | 2028 | ECP | IE wind priority | 34 | 149 | 0 | 13 | 0 | 13 | 0% | 8.6% | 0% | 8.6%
B | moy | 2028 | ECP | IE Solar not priority | 4 | 4 | 1 | 0 | 0 | 1 | 22.3% | 6% | 3.6% | 32%
B | moy | 2028 | ECP | IE wind priority | 6 | 18 | 0 | 2 | 0 | 2 | 0% | 10.3% | 0% | 10.3%
B | salthill | 2028 | ECP | IE wind priority | 41 | 125 | 0 | 13 | 0 | 13 | 0% | 10.3% | 0% | 10.3%
B | shantallow | 2028 | ECP | IE Solar not priority | 35 | 45 | 10 | 3 | 3 | 16 | 22.7% | 6% | 5.9% | 34.6%
B | sligo | 2028 | ECP | IE wind not priority | 4 | 12 | 4 | 1 | 3 | 7 | 28.7% | 4.8% | 23.5% | 57%
B | sligo | 2028 | ECP | IE wind priority | 14 | 42 | 0 | 4 | 0 | 4 | 0% | 10.3% | 0% | 10.3%
B | tawnaghmore | 2028 | ECP | IE wind priority | 19 | 59 | 0 | 6 | 0 | 6 | 0% | 10.3% | 0% | 10.3%
B | tonroe | 2028 | ECP | IE wind not priority | 5 | 15 | 4 | 1 | 4 | 9 | 28.7% | 4.8% | 23.5% | 57%
B | uggool | 2028 | ECP | IE wind priority | 169 | 751 | 0 | 65 | 0 | 65 | 0% | 8.6% | 0% | 8.6%
B | bellacorick | 2030 | Initial | IE wind not priority | 83 | 252 | 34 | 12 | 40 | 86 | 13.5% | 4.8% | 15.8% | 34.2%
B | bellacorick | 2030 | Initial | IE wind not priority | 123 | 375 | 51 | 18 | 59 | 128 | 13.5% | 4.8% | 15.8% | 34.2%
B | bellacorick | 2030 | Initial | IE wind priority | 6 | 20 | 0 | 1 | 0 | 1 | 0% | 7% | 0% | 7%
B | castlebar | 2030 | Initial | IE wind not priority | 7 | 21 | 3 | 1 | 3 | 7 | 13.5% | 4.8% | 15.8% | 34.2%
B | castlebar | 2030 | Initial | IE wind priority | 9 | 26 | 0 | 2 | 0 | 2 | 0% | 7% | 0% | 7%
B | cloon | 2030 | Initial | IE Solar not priority | 20 | 26 | 2 | 1 | 0 | 3 | 8.1% | 2.5% | 0.2% | 10.8%
B | cunghill | 2030 | Initial | IE wind priority | 35 | 106 | 0 | 7 | 0 | 7 | 0% | 7% | 0% | 7%
B | dalton | 2030 | Initial | IE Solar not priority | 4 | 5 | 0 | 0 | 0 | 1 | 8.1% | 2.5% | 0.2% | 10.8%
B | dalton | 2030 | Initial | IE wind priority | 41 | 124 | 0 | 9 | 0 | 9 | 0% | 7% | 0% | 7%
B | glenree | 2030 | Initial | IE wind not priority | 43 | 131 | 18 | 6 | 21 | 45 | 13.5% | 4.8% | 15.8% | 34.2%
B | glenree | 2030 | Initial | IE wind priority | 34 | 104 | 0 | 7 | 0 | 7 | 0% | 7% | 0% | 7%
B | knockranny | 2030 | Initial | IE wind not priority | 109 | 483 | 47 | 20 | 77 | 145 | 9.8% | 4.2% | 16% | 29.9%
B | knockranny | 2030 | Initial | IE wind priority | 34 | 149 | 0 | 9 | 0 | 9 | 0% | 5.7% | 0% | 5.7%
B | moy | 2030 | Initial | IE wind priority | 6 | 18 | 0 | 1 | 0 | 1 | 0% | 7% | 0% | 7%
B | salthill | 2030 | Initial | IE wind priority | 41 | 124 | 0 | 9 | 0 | 9 | 0% | 7% | 0% | 7%
B | sligo | 2030 | Initial | IE wind priority | 14 | 42 | 0 | 3 | 0 | 3 | 0% | 7% | 0% | 7%
B | tawnaghmore | 2030 | Initial | IE wind priority | 19 | 58 | 0 | 4 | 0 | 4 | 0% | 7% | 0% | 7%
B | uggool | 2030 | Initial | IE wind priority | 169 | 747 | 0 | 43 | 0 | 43 | 0% | 5.7% | 0% | 5.7%
B | bellacorick | 2030 | 50% | IE wind not priority | 100 | 304 | 73 | 10 | 65 | 147 | 23.9% | 3.3% | 21.4% | 48.5%
B | bellacorick | 2030 | 50% | IE wind not priority | 234 | 712 | 170 | 23 | 152 | 346 | 23.9% | 3.3% | 21.4% | 48.5%
B | bellacorick | 2030 | 50% | IE wind priority | 6 | 20 | 0 | 1 | 0 | 1 | 0% | 6.1% | 0% | 6.1%
B | cashla | 2030 | 50% | IE Solar not priority | 105 | 135 | 20 | 4 | 2 | 25 | 14.7% | 2.6% | 1.4% | 18.7%
B | castlebar | 2030 | 50% | IE Solar not priority | 2 | 3 | 0 | 0 | 0 | 1 | 14.7% | 2.6% | 3.8% | 21.1%
B | castlebar | 2030 | 50% | IE wind not priority | 7 | 21 | 5 | 1 | 4 | 10 | 23.9% | 3.3% | 21.4% | 48.5%
B | castlebar | 2030 | 50% | IE wind priority | 9 | 26 | 0 | 2 | 0 | 2 | 0% | 6.1% | 0% | 6.1%
B | cloon | 2030 | 50% | IE Solar not priority | 52 | 67 | 10 | 2 | 1 | 12 | 14.7% | 2.6% | 1.4% | 18.7%
B | cloon | 2030 | 50% | IE wind not priority | 7 | 21 | 5 | 1 | 0 | 6 | 23.9% | 3.3% | 0.7% | 27.8%
B | cunghill | 2030 | 50% | IE wind priority | 35 | 106 | 0 | 6 | 0 | 6 | 0% | 6.1% | 0% | 6.1%
B | dalton | 2030 | 50% | IE Solar not priority | 12 | 15 | 2 | 0 | 1 | 3 | 14.7% | 2.6% | 3.8% | 21.1%
B | dalton | 2030 | 50% | IE wind priority | 41 | 124 | 0 | 8 | 0 | 8 | 0% | 6.1% | 0% | 6.1%
B | firlough | 2030 | 50% | IE wind not priority | 38 | 115 | 27 | 4 | 25 | 56 | 23.9% | 3.3% | 21.4% | 48.5%
B | galway | 2030 | 50% | IE Solar not priority | 1 | 1 | 0 | 0 | 0 | 0 | 14.7% | 2.6% | 0.1% | 17.3%
B | glenree | 2030 | 50% | IE wind not priority | 46 | 139 | 33 | 5 | 30 | 67 | 23.9% | 3.3% | 21.4% | 48.5%
B | glenree | 2030 | 50% | IE wind priority | 34 | 104 | 0 | 6 | 0 | 6 | 0% | 6.1% | 0% | 6.1%
B | knockranny | 2030 | 50% | IE wind not priority | 133 | 588 | 105 | 17 | 86 | 208 | 18% | 2.9% | 14.6% | 35.5%
B | knockranny | 2030 | 50% | IE wind priority | 34 | 149 | 0 | 7 | 0 | 7 | 0% | 5% | 0% | 5%
B | moy | 2030 | 50% | IE Solar not priority | 2 | 2 | 0 | 0 | 0 | 0 | 14.2% | 2.6% | 3.8% | 20.6%
B | moy | 2030 | 50% | IE wind priority | 6 | 18 | 0 | 1 | 0 | 1 | 0% | 6.1% | 0% | 6.1%
B | salthill | 2030 | 50% | IE wind priority | 41 | 124 | 0 | 8 | 0 | 8 | 0% | 6.1% | 0% | 6.1%
B | shantallow | 2030 | 50% | IE Solar not priority | 18 | 22 | 3 | 1 | 0 | 4 | 14.7% | 2.6% | 1.4% | 18.7%
B | sligo | 2030 | 50% | IE wind not priority | 2 | 6 | 1 | 0 | 1 | 3 | 23.9% | 3.3% | 21.4% | 48.5%
B | sligo | 2030 | 50% | IE wind priority | 14 | 42 | 0 | 3 | 0 | 3 | 0% | 6.1% | 0% | 6.1%
B | tawnaghmore | 2030 | 50% | IE wind priority | 19 | 58 | 0 | 4 | 0 | 4 | 0% | 6.1% | 0% | 6.1%
B | tonroe | 2030 | 50% | IE wind not priority | 2 | 8 | 2 | 0 | 2 | 4 | 23.9% | 3.3% | 21.4% | 48.5%
B | uggool | 2030 | 50% | IE wind priority | 169 | 747 | 0 | 38 | 0 | 38 | 0% | 5% | 0% | 5%
B | bellacorick | 2030 | ECP | IE wind not priority | 117 | 356 | 109 | 10 | 87 | 206 | 30.6% | 2.9% | 24.3% | 57.9%
B | bellacorick | 2030 | ECP | IE wind not priority | 345 | 1050 | 321 | 31 | 256 | 608 | 30.6% | 2.9% | 24.3% | 57.9%
B | bellacorick | 2030 | ECP | IE wind priority | 6 | 20 | 0 | 1 | 0 | 1 | 0% | 6.3% | 0% | 6.3%
B | cashla | 2030 | ECP | IE Solar not priority | 210 | 269 | 66 | 9 | 15 | 91 | 24.6% | 3.5% | 5.8% | 33.9%
B | castlebar | 2030 | ECP | IE Solar not priority | 5 | 6 | 2 | 0 | 0 | 2 | 24.6% | 3.5% | 3.2% | 31.3%
B | castlebar | 2030 | ECP | IE wind not priority | 7 | 21 | 6 | 1 | 5 | 12 | 30.6% | 2.9% | 24.3% | 57.9%
B | castlebar | 2030 | ECP | IE wind priority | 9 | 26 | 0 | 2 | 0 | 2 | 0% | 6.3% | 0% | 6.3%
B | cloon | 2030 | ECP | IE Solar not priority | 84 | 108 | 26 | 4 | 6 | 36 | 24.6% | 3.5% | 5.8% | 33.9%
B | cloon | 2030 | ECP | IE wind not priority | 14 | 43 | 13 | 1 | 0 | 15 | 30.6% | 2.9% | 0.8% | 34.4%
B | cunghill | 2030 | ECP | IE wind priority | 35 | 106 | 0 | 7 | 0 | 7 | 0% | 6.3% | 0% | 6.3%
B | dalton | 2030 | ECP | IE Solar not priority | 20 | 26 | 6 | 1 | 1 | 8 | 24.6% | 3.5% | 3.2% | 31.3%
B | dalton | 2030 | ECP | IE wind priority | 41 | 124 | 0 | 8 | 0 | 8 | 0% | 6.3% | 0% | 6.3%
B | firlough | 2030 | ECP | IE wind not priority | 76 | 230 | 70 | 7 | 56 | 133 | 30.6% | 2.9% | 24.3% | 57.9%
B | galway | 2030 | ECP | IE Solar not priority | 1 | 2 | 0 | 0 | 0 | 0 | 24.6% | 3.5% | 0.4% | 28.5%
B | glenree | 2030 | ECP | IE wind not priority | 48 | 146 | 45 | 4 | 36 | 85 | 30.6% | 2.9% | 24.3% | 57.9%
B | glenree | 2030 | ECP | IE wind priority | 34 | 104 | 0 | 7 | 0 | 7 | 0% | 6.3% | 0% | 6.3%
B | knockranny | 2030 | ECP | IE wind not priority | 157 | 692 | 163 | 19 | 103 | 285 | 23.6% | 2.7% | 14.9% | 41.1%
B | knockranny | 2030 | ECP | IE wind priority | 34 | 149 | 0 | 8 | 0 | 8 | 0% | 5.3% | 0% | 5.3%
B | moy | 2030 | ECP | IE Solar not priority | 4 | 4 | 1 | 0 | 0 | 1 | 24.3% | 3.5% | 3.2% | 31%
B | moy | 2030 | ECP | IE wind priority | 6 | 18 | 0 | 1 | 0 | 1 | 0% | 6.3% | 0% | 6.3%
B | salthill | 2030 | ECP | IE wind priority | 41 | 124 | 0 | 8 | 0 | 8 | 0% | 6.3% | 0% | 6.3%
B | shantallow | 2030 | ECP | IE Solar not priority | 35 | 45 | 11 | 2 | 3 | 15 | 24.6% | 3.5% | 5.8% | 33.9%
B | sligo | 2030 | ECP | IE wind not priority | 4 | 12 | 4 | 0 | 3 | 7 | 30.6% | 2.9% | 24.3% | 57.9%
B | sligo | 2030 | ECP | IE wind priority | 14 | 42 | 0 | 3 | 0 | 3 | 0% | 6.3% | 0% | 6.3%
B | tawnaghmore | 2030 | ECP | IE wind priority | 19 | 58 | 0 | 4 | 0 | 4 | 0% | 6.3% | 0% | 6.3%
B | tonroe | 2030 | ECP | IE wind not priority | 5 | 15 | 5 | 0 | 4 | 9 | 30.6% | 2.9% | 24.3% | 57.9%
B | uggool | 2030 | ECP | IE wind priority | 169 | 747 | 0 | 39 | 0 | 39 | 0% | 5.3% | 0% | 5.3%
B | bellacorick | 2030 | ECP + 3.1GW Offshore | IE wind not priority | 117 | 356 | 152 | 10 | 60 | 222 | 42.8% | 2.7% | 16.8% | 62.3%
B | bellacorick | 2030 | ECP + 3.1GW Offshore | IE wind not priority | 345 | 1050 | 450 | 28 | 176 | 654 | 42.8% | 2.7% | 16.8% | 62.3%
B | bellacorick | 2030 | ECP + 3.1GW Offshore | IE wind priority | 6 | 20 | 0 | 1 | 0 | 1 | 0% | 7.3% | 0% | 7.3%
B | cashla | 2030 | ECP + 3.1GW Offshore | IE Solar not priority | 210 | 269 | 82 | 10 | 11 | 103 | 30.5% | 3.6% | 4.3% | 38.3%
B | castlebar | 2030 | ECP + 3.1GW Offshore | IE Solar not priority | 5 | 6 | 2 | 0 | 0 | 2 | 30.5% | 3.6% | 2.2% | 36.2%
B | castlebar | 2030 | ECP + 3.1GW Offshore | IE wind not priority | 7 | 21 | 9 | 1 | 3 | 13 | 42.8% | 2.7% | 16.8% | 62.3%
B | castlebar | 2030 | ECP + 3.1GW Offshore | IE wind priority | 9 | 26 | 0 | 2 | 0 | 2 | 0% | 7.3% | 0% | 7.3%
B | cloon | 2030 | ECP + 3.1GW Offshore | IE Solar not priority | 84 | 108 | 33 | 4 | 5 | 41 | 30.5% | 3.6% | 4.3% | 38.3%
B | cloon | 2030 | ECP + 3.1GW Offshore | IE wind not priority | 14 | 43 | 18 | 1 | 0 | 20 | 42.8% | 2.7% | 0.4% | 45.9%
B | cunghill | 2030 | ECP + 3.1GW Offshore | IE wind priority | 35 | 106 | 0 | 8 | 0 | 8 | 0% | 7.3% | 0% | 7.3%
B | dalton | 2030 | ECP + 3.1GW Offshore | IE Solar not priority | 20 | 26 | 8 | 1 | 1 | 9 | 30.5% | 3.6% | 2.2% | 36.2%
B | dalton | 2030 | ECP + 3.1GW Offshore | IE wind priority | 41 | 124 | 0 | 9 | 0 | 9 | 0% | 7.3% | 0% | 7.3%
B | firlough | 2030 | ECP + 3.1GW Offshore | IE wind not priority | 76 | 230 | 99 | 6 | 39 | 143 | 42.8% | 2.7% | 16.8% | 62.3%
B | galway | 2030 | ECP + 3.1GW Offshore | IE Solar not priority | 1 | 2 | 0 | 0 | 0 | 1 | 30.5% | 3.6% | 0% | 34%
B | glenree | 2030 | ECP + 3.1GW Offshore | IE wind not priority | 48 | 146 | 63 | 4 | 25 | 91 | 42.8% | 2.7% | 16.8% | 62.3%
B | glenree | 2030 | ECP + 3.1GW Offshore | IE wind priority | 34 | 104 | 0 | 8 | 0 | 8 | 0% | 7.3% | 0% | 7.3%
B | knockranny | 2030 | ECP + 3.1GW Offshore | IE wind not priority | 157 | 692 | 244 | 19 | 85 | 347 | 35.2% | 2.7% | 12.3% | 50.2%
B | knockranny | 2030 | ECP + 3.1GW Offshore | IE wind priority | 34 | 149 | 0 | 10 | 0 | 10 | 0% | 6.5% | 0% | 6.5%
B | moy | 2030 | ECP + 3.1GW Offshore | IE Solar not priority | 4 | 4 | 1 | 0 | 0 | 2 | 30% | 3.6% | 2.2% | 35.7%
B | moy | 2030 | ECP + 3.1GW Offshore | IE wind priority | 6 | 18 | 0 | 1 | 0 | 1 | 0% | 7.3% | 0% | 7.3%
B | salthill | 2030 | ECP + 3.1GW Offshore | IE wind priority | 41 | 124 | 0 | 9 | 0 | 9 | 0% | 7.3% | 0% | 7.3%
B | shantallow | 2030 | ECP + 3.1GW Offshore | IE Solar not priority | 35 | 45 | 14 | 2 | 2 | 17 | 30.5% | 3.6% | 4.3% | 38.3%
B | sligo | 2030 | ECP + 3.1GW Offshore | IE wind not priority | 4 | 12 | 5 | 0 | 2 | 8 | 42.8% | 2.7% | 16.8% | 62.3%
B | sligo | 2030 | ECP + 3.1GW Offshore | IE wind priority | 14 | 42 | 0 | 3 | 0 | 3 | 0% | 7.3% | 0% | 7.3%
B | tawnaghmore | 2030 | ECP + 3.1GW Offshore | IE wind priority | 19 | 58 | 0 | 4 | 0 | 4 | 0% | 7.3% | 0% | 7.3%
B | tonroe | 2030 | ECP + 3.1GW Offshore | IE wind not priority | 5 | 15 | 7 | 0 | 3 | 9 | 42.8% | 2.7% | 16.8% | 62.3%
B | uggool | 2030 | ECP + 3.1GW Offshore | IE wind priority | 169 | 747 | 0 | 48 | 0 | 48 | 0% | 6.5% | 0% | 6.5%
B | bellacorick | 2030 | ECP (without Battery) | IE wind not priority | 117 | 356 | 126 | 14 | 78 | 218 | 35.6% | 3.9% | 21.8% | 61.3%
B | bellacorick | 2030 | ECP (without Battery) | IE wind not priority | 345 | 1050 | 373 | 41 | 229 | 644 | 35.6% | 3.9% | 21.8% | 61.3%
B | bellacorick | 2030 | ECP (without Battery) | IE wind priority | 6 | 20 | 0 | 2 | 0 | 2 | 0% | 8.8% | 0% | 8.8%
B | cashla | 2030 | ECP (without Battery) | IE Solar not priority | 210 | 269 | 89 | 12 | 10 | 111 | 33% | 4.5% | 3.8% | 41.4%
B | castlebar | 2030 | ECP (without Battery) | IE Solar not priority | 5 | 6 | 2 | 0 | 0 | 3 | 33% | 4.5% | 3.5% | 41%
B | castlebar | 2030 | ECP (without Battery) | IE wind not priority | 7 | 21 | 7 | 1 | 5 | 13 | 35.6% | 3.9% | 21.8% | 61.3%
B | castlebar | 2030 | ECP (without Battery) | IE wind priority | 9 | 26 | 0 | 2 | 0 | 2 | 0% | 8.8% | 0% | 8.8%
B | cloon | 2030 | ECP (without Battery) | IE Solar not priority | 84 | 108 | 35 | 5 | 4 | 45 | 33% | 4.5% | 3.8% | 41.4%
B | cloon | 2030 | ECP (without Battery) | IE wind not priority | 14 | 43 | 15 | 2 | 0 | 17 | 35.6% | 3.9% | 1% | 40.5%
B | cunghill | 2030 | ECP (without Battery) | IE wind priority | 35 | 106 | 0 | 9 | 0 | 9 | 0% | 8.8% | 0% | 8.8%
B | dalton | 2030 | ECP (without Battery) | IE Solar not priority | 20 | 26 | 8 | 1 | 1 | 11 | 33% | 4.5% | 3.5% | 41%
B | dalton | 2030 | ECP (without Battery) | IE wind priority | 41 | 124 | 0 | 11 | 0 | 11 | 0% | 8.8% | 0% | 8.8%
B | firlough | 2030 | ECP (without Battery) | IE wind not priority | 76 | 230 | 82 | 9 | 50 | 141 | 35.6% | 3.9% | 21.8% | 61.3%
B | galway | 2030 | ECP (without Battery) | IE Solar not priority | 1 | 2 | 1 | 0 | 0 | 1 | 33% | 4.5% | 0.7% | 38.2%
B | glenree | 2030 | ECP (without Battery) | IE wind not priority | 48 | 146 | 52 | 6 | 32 | 90 | 35.6% | 3.9% | 21.8% | 61.3%
B | glenree | 2030 | ECP (without Battery) | IE wind priority | 34 | 104 | 0 | 9 | 0 | 9 | 0% | 8.8% | 0% | 8.8%
B | knockranny | 2030 | ECP (without Battery) | IE wind not priority | 157 | 692 | 194 | 27 | 96 | 317 | 28% | 3.8% | 13.9% | 45.8%
B | knockranny | 2030 | ECP (without Battery) | IE wind priority | 34 | 149 | 0 | 11 | 0 | 11 | 0% | 7.7% | 0% | 7.7%
B | moy | 2030 | ECP (without Battery) | IE Solar not priority | 4 | 4 | 1 | 0 | 0 | 2 | 32.7% | 4.5% | 3.5% | 40.7%
B | moy | 2030 | ECP (without Battery) | IE wind priority | 6 | 18 | 0 | 2 | 0 | 2 | 0% | 8.8% | 0% | 8.8%
B | salthill | 2030 | ECP (without Battery) | IE wind priority | 41 | 124 | 0 | 11 | 0 | 11 | 0% | 8.8% | 0% | 8.8%
B | shantallow | 2030 | ECP (without Battery) | IE Solar not priority | 35 | 45 | 15 | 2 | 2 | 19 | 33% | 4.5% | 3.8% | 41.4%
B | sligo | 2030 | ECP (without Battery) | IE wind not priority | 4 | 12 | 4 | 0 | 3 | 8 | 35.6% | 3.9% | 21.8% | 61.3%
B | sligo | 2030 | ECP (without Battery) | IE wind priority | 14 | 42 | 0 | 4 | 0 | 4 | 0% | 8.8% | 0% | 8.8%
B | tawnaghmore | 2030 | ECP (without Battery) | IE wind priority | 19 | 58 | 0 | 5 | 0 | 5 | 0% | 8.8% | 0% | 8.8%
B | tonroe | 2030 | ECP (without Battery) | IE wind not priority | 5 | 15 | 5 | 1 | 3 | 9 | 35.6% | 3.9% | 21.8% | 61.3%
B | uggool | 2030 | ECP (without Battery) | IE wind priority | 169 | 747 | 0 | 57 | 0 | 57 | 0% | 7.7% | 0% | 7.7%
B | bellacorick | 2035 | ECP + 5GW Offshore | IE wind not priority | 117 | 356 | 122 | 7 | 49 | 177 | 34.2% | 1.8% | 13.8% | 49.8%
B | bellacorick | 2035 | ECP + 5GW Offshore | IE wind not priority | 345 | 1050 | 359 | 19 | 145 | 523 | 34.2% | 1.8% | 13.8% | 49.8%
B | bellacorick | 2035 | ECP + 5GW Offshore | IE wind priority | 6 | 20 | 0 | 1 | 0 | 1 | 0% | 5.9% | 0% | 5.9%
B | cashla | 2035 | ECP + 5GW Offshore | IE Solar not priority | 210 | 269 | 60 | 6 | 21 | 86 | 22.2% | 2.2% | 7.7% | 32.1%
B | castlebar | 2035 | ECP + 5GW Offshore | IE Solar not priority | 5 | 6 | 1 | 0 | 0 | 2 | 22.2% | 2.2% | 1.7% | 26.1%
B | castlebar | 2035 | ECP + 5GW Offshore | IE wind not priority | 7 | 21 | 7 | 0 | 3 | 10 | 34.2% | 1.8% | 13.8% | 49.8%
B | castlebar | 2035 | ECP + 5GW Offshore | IE wind priority | 9 | 26 | 0 | 2 | 0 | 2 | 0% | 5.9% | 0% | 5.9%
B | cloon | 2035 | ECP + 5GW Offshore | IE Solar not priority | 84 | 108 | 24 | 2 | 8 | 35 | 22.2% | 2.2% | 7.7% | 32.1%
B | cloon | 2035 | ECP + 5GW Offshore | IE wind not priority | 14 | 43 | 15 | 1 | 1 | 16 | 34.2% | 1.8% | 1.5% | 37.5%
B | cunghill | 2035 | ECP + 5GW Offshore | IE wind priority | 35 | 106 | 0 | 6 | 0 | 6 | 0% | 5.9% | 0% | 5.9%
B | dalton | 2035 | ECP + 5GW Offshore | IE Solar not priority | 20 | 26 | 6 | 1 | 0 | 7 | 22.2% | 2.2% | 1.7% | 26.1%
B | dalton | 2035 | ECP + 5GW Offshore | IE wind priority | 41 | 124 | 0 | 7 | 0 | 7 | 0% | 5.9% | 0% | 5.9%
B | firlough | 2035 | ECP + 5GW Offshore | IE wind not priority | 76 | 230 | 79 | 4 | 32 | 115 | 34.2% | 1.8% | 13.8% | 49.8%
B | galway | 2035 | ECP + 5GW Offshore | IE Solar not priority | 1 | 2 | 0 | 0 | 0 | 0 | 22.2% | 2.2% | 1.3% | 25.7%
B | glenree | 2035 | ECP + 5GW Offshore | IE wind not priority | 48 | 146 | 50 | 3 | 20 | 73 | 34.2% | 1.8% | 13.8% | 49.8%
B | glenree | 2035 | ECP + 5GW Offshore | IE wind priority | 34 | 104 | 0 | 6 | 0 | 6 | 0% | 5.9% | 0% | 5.9%
B | knockranny | 2035 | ECP + 5GW Offshore | IE wind not priority | 157 | 692 | 190 | 12 | 146 | 348 | 27.4% | 1.7% | 21.1% | 50.2%
B | knockranny | 2035 | ECP + 5GW Offshore | IE wind priority | 34 | 149 | 0 | 7 | 0 | 7 | 0% | 4.9% | 0% | 4.9%
B | moy | 2035 | ECP + 5GW Offshore | IE Solar not priority | 4 | 4 | 1 | 0 | 0 | 1 | 21.8% | 2.2% | 1.7% | 25.6%
B | moy | 2035 | ECP + 5GW Offshore | IE wind priority | 6 | 18 | 0 | 1 | 0 | 1 | 0% | 5.9% | 0% | 5.9%
B | salthill | 2035 | ECP + 5GW Offshore | IE wind priority | 41 | 124 | 0 | 7 | 0 | 7 | 0% | 5.9% | 0% | 5.9%
B | shantallow | 2035 | ECP + 5GW Offshore | IE Solar not priority | 35 | 45 | 10 | 1 | 3 | 14 | 22.2% | 2.2% | 7.7% | 32.1%
B | sligo | 2035 | ECP + 5GW Offshore | IE wind not priority | 4 | 12 | 4 | 0 | 2 | 6 | 34.2% | 1.8% | 13.8% | 49.8%
B | sligo | 2035 | ECP + 5GW Offshore | IE wind priority | 14 | 42 | 0 | 2 | 0 | 2 | 0% | 5.9% | 0% | 5.9%
B | tawnaghmore | 2035 | ECP + 5GW Offshore | IE wind priority | 19 | 58 | 0 | 3 | 0 | 3 | 0% | 5.9% | 0% | 5.9%
B | tonroe | 2035 | ECP + 5GW Offshore | IE wind not priority | 5 | 15 | 5 | 0 | 2 | 8 | 34.2% | 1.8% | 13.8% | 49.8%
B | uggool | 2035 | ECP + 5GW Offshore | IE wind priority | 169 | 747 | 0 | 37 | 0 | 37 | 0% | 4.9% | 0% | 4.9%
B | bellacorick | 2035 | ECP + 5GW Offshore (without France 2, LirIC, MaRES) | IE wind not priority | 117 | 356 | 140 | 7 | 35 | 182 | 39.4% | 2% | 9.8% | 51.2%
B | bellacorick | 2035 | ECP + 5GW Offshore (without France 2, LirIC, MaRES) | IE wind not priority | 345 | 1050 | 414 | 21 | 103 | 538 | 39.4% | 2% | 9.8% | 51.2%
B | bellacorick | 2035 | ECP + 5GW Offshore (without France 2, LirIC, MaRES) | IE wind priority | 6 | 20 | 0 | 1 | 0 | 1 | 0% | 5.7% | 0% | 5.7%
B | cashla | 2035 | ECP + 5GW Offshore (without France 2, LirIC, MaRES) | IE Solar not priority | 210 | 269 | 77 | 7 | 13 | 97 | 28.6% | 2.7% | 4.8% | 36.1%
B | castlebar | 2035 | ECP + 5GW Offshore (without France 2, LirIC, MaRES) | IE Solar not priority | 5 | 6 | 2 | 0 | 0 | 2 | 28.6% | 2.7% | 0.9% | 32.2%
B | castlebar | 2035 | ECP + 5GW Offshore (without France 2, LirIC, MaRES) | IE wind not priority | 7 | 21 | 8 | 0 | 2 | 11 | 39.4% | 2% | 9.8% | 51.2%
B | castlebar | 2035 | ECP + 5GW Offshore (without France 2, LirIC, MaRES) | IE wind priority | 9 | 26 | 0 | 1 | 0 | 1 | 0% | 5.7% | 0% | 5.7%
B | cloon | 2035 | ECP + 5GW Offshore (without France 2, LirIC, MaRES) | IE Solar not priority | 84 | 108 | 31 | 3 | 5 | 39 | 28.6% | 2.7% | 4.8% | 36.1%
B | cloon | 2035 | ECP + 5GW Offshore (without France 2, LirIC, MaRES) | IE wind not priority | 14 | 43 | 17 | 1 | 1 | 18 | 39.4% | 2% | 1.2% | 42.6%
B | cunghill | 2035 | ECP + 5GW Offshore (without France 2, LirIC, MaRES) | IE wind priority | 35 | 106 | 0 | 6 | 0 | 6 | 0% | 5.7% | 0% | 5.7%
B | dalton | 2035 | ECP + 5GW Offshore (without France 2, LirIC, MaRES) | IE Solar not priority | 20 | 26 | 7 | 1 | 0 | 8 | 28.6% | 2.7% | 0.9% | 32.2%
B | dalton | 2035 | ECP + 5GW Offshore (without France 2, LirIC, MaRES) | IE wind priority | 41 | 124 | 0 | 7 | 0 | 7 | 0% | 5.7% | 0% | 5.7%
B | firlough | 2035 | ECP + 5GW Offshore (without France 2, LirIC, MaRES) | IE wind not priority | 76 | 230 | 91 | 5 | 23 | 118 | 39.4% | 2% | 9.8% | 51.2%
B | galway | 2035 | ECP + 5GW Offshore (without France 2, LirIC, MaRES) | IE Solar not priority | 1 | 2 | 0 | 0 | 0 | 0 | 28.6% | 2.7% | 0.5% | 31.8%
B | glenree | 2035 | ECP + 5GW Offshore (without France 2, LirIC, MaRES) | IE wind not priority | 48 | 146 | 58 | 3 | 14 | 75 | 39.4% | 2% | 9.8% | 51.2%
B | glenree | 2035 | ECP + 5GW Offshore (without France 2, LirIC, MaRES) | IE wind priority | 34 | 104 | 0 | 6 | 0 | 6 | 0% | 5.7% | 0% | 5.7%
B | knockranny | 2035 | ECP + 5GW Offshore (without France 2, LirIC, MaRES) | IE wind not priority | 157 | 692 | 224 | 13 | 88 | 326 | 32.4% | 1.9% | 12.8% | 47.1%
B | knockranny | 2035 | ECP + 5GW Offshore (without France 2, LirIC, MaRES) | IE wind priority | 34 | 149 | 0 | 7 | 0 | 7 | 0% | 4.8% | 0% | 4.8%
B | moy | 2035 | ECP + 5GW Offshore (without France 2, LirIC, MaRES) | IE Solar not priority | 4 | 4 | 1 | 0 | 0 | 1 | 28.1% | 2.8% | 0.9% | 31.8%
B | moy | 2035 | ECP + 5GW Offshore (without France 2, LirIC, MaRES) | IE wind priority | 6 | 18 | 0 | 1 | 0 | 1 | 0% | 5.7% | 0% | 5.7%
B | salthill | 2035 | ECP + 5GW Offshore (without France 2, LirIC, MaRES) | IE wind priority | 41 | 124 | 0 | 7 | 0 | 7 | 0% | 5.7% | 0% | 5.7%
B | shantallow | 2035 | ECP + 5GW Offshore (without France 2, LirIC, MaRES) | IE Solar not priority | 35 | 45 | 13 | 1 | 2 | 16 | 28.6% | 2.7% | 4.8% | 36.1%
B | sligo | 2035 | ECP + 5GW Offshore (without France 2, LirIC, MaRES) | IE wind not priority | 4 | 12 | 5 | 0 | 1 | 6 | 39.4% | 2% | 9.8% | 51.2%
B | sligo | 2035 | ECP + 5GW Offshore (without France 2, LirIC, MaRES) | IE wind priority | 14 | 42 | 0 | 2 | 0 | 2 | 0% | 5.7% | 0% | 5.7%
B | tawnaghmore | 2035 | ECP + 5GW Offshore (without France 2, LirIC, MaRES) | IE wind priority | 19 | 58 | 0 | 3 | 0 | 3 | 0% | 5.7% | 0% | 5.7%
B | tonroe | 2035 | ECP + 5GW Offshore (without France 2, LirIC, MaRES) | IE wind not priority | 5 | 15 | 6 | 0 | 1 | 8 | 39.4% | 2% | 9.8% | 51.2%
B | uggool | 2035 | ECP + 5GW Offshore (without France 2, LirIC, MaRES) | IE wind priority | 169 | 747 | 0 | 36 | 0 | 36 | 0% | 4.8% | 0% | 4.8%
B | bellacorick | 2035 | ECP + 5GW Offshore (with ECP 2.4 IC methodology) | IE wind not priority | 117 | 356 | 79 | 7 | 61 | 146 | 22.2% | 1.8% | 17.1% | 41.2%
B | bellacorick | 2035 | ECP + 5GW Offshore (with ECP 2.4 IC methodology) | IE wind not priority | 345 | 1050 | 234 | 19 | 179 | 432 | 22.2% | 1.8% | 17.1% | 41.2%
B | bellacorick | 2035 | ECP + 5GW Offshore (with ECP 2.4 IC methodology) | IE wind priority | 6 | 20 | 0 | 1 | 0 | 1 | 0% | 3% | 0% | 3%
B | cashla | 2035 | ECP + 5GW Offshore (with ECP 2.4 IC methodology) | IE Solar not priority | 210 | 269 | 48 | 5 | 18 | 72 | 17.9% | 2% | 6.8% | 26.7%
B | castlebar | 2035 | ECP + 5GW Offshore (with ECP 2.4 IC methodology) | IE Solar not priority | 5 | 6 | 1 | 0 | 0 | 1 | 17.9% | 2% | 1.7% | 21.6%
B | castlebar | 2035 | ECP + 5GW Offshore (with ECP 2.4 IC methodology) | IE wind not priority | 7 | 21 | 5 | 0 | 4 | 9 | 22.2% | 1.8% | 17.1% | 41.2%
B | castlebar | 2035 | ECP + 5GW Offshore (with ECP 2.4 IC methodology) | IE wind priority | 9 | 26 | 0 | 1 | 0 | 1 | 0% | 3% | 0% | 3%
B | cloon | 2035 | ECP + 5GW Offshore (with ECP 2.4 IC methodology) | IE Solar not priority | 84 | 108 | 19 | 2 | 7 | 29 | 17.9% | 2% | 6.8% | 26.7%
B | cloon | 2035 | ECP + 5GW Offshore (with ECP 2.4 IC methodology) | IE wind not priority | 14 | 43 | 9 | 1 | 1 | 11 | 22.2% | 1.8% | 2.1% | 26.2%
B | cunghill | 2035 | ECP + 5GW Offshore (with ECP 2.4 IC methodology) | IE wind priority | 35 | 106 | 0 | 3 | 0 | 3 | 0% | 3% | 0% | 3%
B | dalton | 2035 | ECP + 5GW Offshore (with ECP 2.4 IC methodology) | IE Solar not priority | 20 | 26 | 5 | 1 | 0 | 6 | 17.9% | 2% | 1.7% | 21.6%
B | dalton | 2035 | ECP + 5GW Offshore (with ECP 2.4 IC methodology) | IE wind priority | 41 | 124 | 0 | 4 | 0 | 4 | 0% | 3% | 0% | 3%
B | firlough | 2035 | ECP + 5GW Offshore (with ECP 2.4 IC methodology) | IE wind not priority | 76 | 230 | 51 | 4 | 39 | 95 | 22.2% | 1.8% | 17.1% | 41.2%
B | galway | 2035 | ECP + 5GW Offshore (with ECP 2.4 IC methodology) | IE Solar not priority | 1 | 2 | 0 | 0 | 0 | 0 | 17.9% | 2% | 0.6% | 20.5%
B | glenree | 2035 | ECP + 5GW Offshore (with ECP 2.4 IC methodology) | IE wind not priority | 48 | 146 | 33 | 3 | 25 | 60 | 22.2% | 1.8% | 17.1% | 41.2%
B | glenree | 2035 | ECP + 5GW Offshore (with ECP 2.4 IC methodology) | IE wind priority | 34 | 104 | 0 | 3 | 0 | 3 | 0% | 3% | 0% | 3%
B | knockranny | 2035 | ECP + 5GW Offshore (with ECP 2.4 IC methodology) | IE wind not priority | 157 | 692 | 121 | 11 | 103 | 236 | 17.5% | 1.6% | 14.9% | 34%
B | knockranny | 2035 | ECP + 5GW Offshore (with ECP 2.4 IC methodology) | IE wind priority | 34 | 149 | 0 | 4 | 0 | 4 | 0% | 2.5% | 0% | 2.5%
B | moy | 2035 | ECP + 5GW Offshore (with ECP 2.4 IC methodology) | IE Solar not priority | 4 | 4 | 1 | 0 | 0 | 1 | 17.7% | 2% | 1.7% | 21.3%
B | moy | 2035 | ECP + 5GW Offshore (with ECP 2.4 IC methodology) | IE wind priority | 6 | 18 | 0 | 1 | 0 | 1 | 0% | 3% | 0% | 3%
B | salthill | 2035 | ECP + 5GW Offshore (with ECP 2.4 IC methodology) | IE wind priority | 41 | 124 | 0 | 4 | 0 | 4 | 0% | 3% | 0% | 3%
B | shantallow | 2035 | ECP + 5GW Offshore (with ECP 2.4 IC methodology) | IE Solar not priority | 35 | 45 | 8 | 1 | 3 | 12 | 17.9% | 2% | 6.8% | 26.7%
B | sligo | 2035 | ECP + 5GW Offshore (with ECP 2.4 IC methodology) | IE wind not priority | 4 | 12 | 3 | 0 | 2 | 5 | 22.2% | 1.8% | 17.1% | 41.2%
B | sligo | 2035 | ECP + 5GW Offshore (with ECP 2.4 IC methodology) | IE wind priority | 14 | 42 | 0 | 1 | 0 | 1 | 0% | 3% | 0% | 3%
B | tawnaghmore | 2035 | ECP + 5GW Offshore (with ECP 2.4 IC methodology) | IE wind priority | 19 | 58 | 0 | 2 | 0 | 2 | 0% | 3% | 0% | 3%
B | tonroe | 2035 | ECP + 5GW Offshore (with ECP 2.4 IC methodology) | IE wind not priority | 5 | 15 | 3 | 0 | 3 | 6 | 22.2% | 1.8% | 17.1% | 41.2%
B | uggool | 2035 | ECP + 5GW Offshore (with ECP 2.4 IC methodology) | IE wind priority | 169 | 747 | 0 | 19 | 0 | 19 | 0% | 2.5% | 0% | 2.5%
B | bellacorick | 2028 | ECP (Pro-rata) | IE wind not priority | 117 | 358 | 103 | 17 | 58 | 178 | 28.7% | 4.8% | 16.3% | 49.8%
B | bellacorick | 2028 | ECP (Pro-rata) | IE wind not priority | 345 | 1057 | 304 | 50 | 172 | 526 | 28.7% | 4.8% | 16.3% | 49.8%
B | bellacorick | 2028 | ECP (Pro-rata) | IE wind priority | 6 | 20 | 0 | 2 | 3 | 5 | 0% | 10.3% | 16.3% | 26.5%
B | cashla | 2028 | ECP (Pro-rata) | IE Solar not priority | 210 | 269 | 61 | 16 | 16 | 93 | 22.7% | 6% | 5.9% | 34.6%
B | castlebar | 2028 | ECP (Pro-rata) | IE Solar not priority | 5 | 6 | 1 | 0 | 0 | 2 | 22.7% | 6% | 3.6% | 32.4%
B | castlebar | 2028 | ECP (Pro-rata) | IE wind not priority | 7 | 21 | 6 | 1 | 3 | 10 | 28.7% | 4.8% | 16.3% | 49.8%
B | castlebar | 2028 | ECP (Pro-rata) | IE wind priority | 9 | 26 | 0 | 3 | 4 | 7 | 0% | 10.3% | 16.3% | 26.5%
B | cloon | 2028 | ECP (Pro-rata) | IE Solar not priority | 84 | 108 | 24 | 7 | 6 | 37 | 22.7% | 6% | 5.9% | 34.6%
B | cloon | 2028 | ECP (Pro-rata) | IE wind not priority | 14 | 43 | 12 | 2 | 2 | 16 | 28.7% | 4.8% | 4.5% | 38%
B | cunghill | 2028 | ECP (Pro-rata) | IE wind priority | 35 | 107 | 0 | 11 | 17 | 28 | 0% | 10.3% | 16.3% | 26.5%
B | dalton | 2028 | ECP (Pro-rata) | IE Solar not priority | 20 | 26 | 6 | 2 | 1 | 8 | 22.7% | 6% | 3.6% | 32.4%
B | dalton | 2028 | ECP (Pro-rata) | IE wind priority | 41 | 125 | 0 | 13 | 20 | 33 | 0% | 10.3% | 16.3% | 26.5%
B | firlough | 2028 | ECP (Pro-rata) | IE wind not priority | 76 | 232 | 66 | 11 | 38 | 115 | 28.7% | 4.8% | 16.3% | 49.8%
B | galway | 2028 | ECP (Pro-rata) | IE Solar not priority | 1 | 2 | 0 | 0 | 0 | 0 | 22.7% | 6% | 0.5% | 29.2%
B | glenree | 2028 | ECP (Pro-rata) | IE wind not priority | 48 | 147 | 42 | 7 | 24 | 73 | 28.7% | 4.8% | 16.3% | 49.8%
B | glenree | 2028 | ECP (Pro-rata) | IE wind priority | 34 | 105 | 0 | 11 | 17 | 28 | 0% | 10.3% | 16.3% | 26.5%
B | knockranny | 2028 | ECP (Pro-rata) | IE wind not priority | 157 | 695 | 152 | 31 | 62 | 245 | 21.9% | 4.4% | 8.9% | 35.3%
B | knockranny | 2028 | ECP (Pro-rata) | IE wind priority | 34 | 149 | 0 | 13 | 13 | 26 | 0% | 8.6% | 8.9% | 17.6%
B | moy | 2028 | ECP (Pro-rata) | IE Solar not priority | 4 | 4 | 1 | 0 | 0 | 1 | 22.3% | 6% | 3.6% | 32%
B | moy | 2028 | ECP (Pro-rata) | IE wind priority | 6 | 18 | 0 | 2 | 3 | 5 | 0% | 10.3% | 16.3% | 26.5%
B | salthill | 2028 | ECP (Pro-rata) | IE wind priority | 41 | 125 | 0 | 13 | 11 | 24 | 0% | 10.3% | 8.9% | 19.2%
B | shantallow | 2028 | ECP (Pro-rata) | IE Solar not priority | 35 | 45 | 10 | 3 | 3 | 16 | 22.7% | 6% | 5.9% | 34.6%
B | sligo | 2028 | ECP (Pro-rata) | IE wind not priority | 4 | 12 | 4 | 1 | 2 | 6 | 28.7% | 4.8% | 16.3% | 49.8%
B | sligo | 2028 | ECP (Pro-rata) | IE wind priority | 14 | 42 | 0 | 4 | 7 | 11 | 0% | 10.3% | 16.3% | 26.5%
B | tawnaghmore | 2028 | ECP (Pro-rata) | IE wind priority | 19 | 59 | 0 | 6 | 10 | 16 | 0% | 10.3% | 16.3% | 26.5%
B | tonroe | 2028 | ECP (Pro-rata) | IE wind not priority | 5 | 15 | 4 | 1 | 2 | 8 | 28.7% | 4.8% | 16.3% | 49.8%
B | uggool | 2028 | ECP (Pro-rata) | IE wind priority | 169 | 751 | 0 | 65 | 67 | 132 | 0% | 8.6% | 8.9% | 17.6%
B | bellacorick | 2030 | ECP (Pro-rata) | IE wind not priority | 117 | 356 | 109 | 10 | 60 | 179 | 30.6% | 2.9% | 16.9% | 50.4%
B | bellacorick | 2030 | ECP (Pro-rata) | IE wind not priority | 345 | 1050 | 321 | 31 | 177 | 529 | 30.6% | 2.9% | 16.9% | 50.4%
B | bellacorick | 2030 | ECP (Pro-rata) | IE wind priority | 6 | 20 | 0 | 1 | 3 | 5 | 0% | 6.3% | 16.9% | 23.1%
B | cashla | 2030 | ECP (Pro-rata) | IE Solar not priority | 210 | 269 | 66 | 9 | 15 | 91 | 24.6% | 3.5% | 5.8% | 33.9%
B | castlebar | 2030 | ECP (Pro-rata) | IE Solar not priority | 5 | 6 | 2 | 0 | 0 | 2 | 24.6% | 3.5% | 3.2% | 31.3%
B | castlebar | 2030 | ECP (Pro-rata) | IE wind not priority | 7 | 21 | 6 | 1 | 3 | 10 | 30.6% | 2.9% | 16.9% | 50.4%
B | castlebar | 2030 | ECP (Pro-rata) | IE wind priority | 9 | 26 | 0 | 2 | 4 | 6 | 0% | 6.3% | 16.9% | 23.1%
B | cloon | 2030 | ECP (Pro-rata) | IE Solar not priority | 84 | 108 | 26 | 4 | 6 | 36 | 24.6% | 3.5% | 5.8% | 33.9%
B | cloon | 2030 | ECP (Pro-rata) | IE wind not priority | 14 | 43 | 13 | 1 | 0 | 15 | 30.6% | 2.9% | 0.7% | 34.2%
B | cunghill | 2030 | ECP (Pro-rata) | IE wind priority | 35 | 106 | 0 | 7 | 18 | 24 | 0% | 6.3% | 16.9% | 23.1%
B | dalton | 2030 | ECP (Pro-rata) | IE Solar not priority | 20 | 26 | 6 | 1 | 1 | 8 | 24.6% | 3.5% | 3.2% | 31.3%
B | dalton | 2030 | ECP (Pro-rata) | IE wind priority | 41 | 124 | 0 | 8 | 21 | 29 | 0% | 6.3% | 16.9% | 23.1%
B | firlough | 2030 | ECP (Pro-rata) | IE wind not priority | 76 | 230 | 70 | 7 | 39 | 116 | 30.6% | 2.9% | 16.9% | 50.4%
B | galway | 2030 | ECP (Pro-rata) | IE Solar not priority | 1 | 2 | 0 | 0 | 0 | 0 | 24.6% | 3.5% | 0.4% | 28.5%
B | glenree | 2030 | ECP (Pro-rata) | IE wind not priority | 48 | 146 | 45 | 4 | 25 | 74 | 30.6% | 2.9% | 16.9% | 50.4%
B | glenree | 2030 | ECP (Pro-rata) | IE wind priority | 34 | 104 | 0 | 7 | 18 | 24 | 0% | 6.3% | 16.9% | 23.1%
B | knockranny | 2030 | ECP (Pro-rata) | IE wind not priority | 157 | 692 | 163 | 19 | 42 | 223 | 23.6% | 2.7% | 6% | 32.3%
B | knockranny | 2030 | ECP (Pro-rata) | IE wind priority | 34 | 149 | 0 | 8 | 9 | 17 | 0% | 5.3% | 6% | 11.3%
B | moy | 2030 | ECP (Pro-rata) | IE Solar not priority | 4 | 4 | 1 | 0 | 0 | 1 | 24.3% | 3.5% | 3.2% | 31%
B | moy | 2030 | ECP (Pro-rata) | IE wind priority | 6 | 18 | 0 | 1 | 3 | 4 | 0% | 6.3% | 16.9% | 23.1%
B | salthill | 2030 | ECP (Pro-rata) | IE wind priority | 41 | 124 | 0 | 8 | 7 | 15 | 0% | 6.3% | 6% | 12.3%
B | shantallow | 2030 | ECP (Pro-rata) | IE Solar not priority | 35 | 45 | 11 | 2 | 3 | 15 | 24.6% | 3.5% | 5.8% | 33.9%
B | sligo | 2030 | ECP (Pro-rata) | IE wind not priority | 4 | 12 | 4 | 0 | 2 | 6 | 30.6% | 2.9% | 16.9% | 50.4%
B | sligo | 2030 | ECP (Pro-rata) | IE wind priority | 14 | 42 | 0 | 3 | 7 | 10 | 0% | 6.3% | 16.9% | 23.1%
B | tawnaghmore | 2030 | ECP (Pro-rata) | IE wind priority | 19 | 58 | 0 | 4 | 10 | 14 | 0% | 6.3% | 16.9% | 23.1%
B | tonroe | 2030 | ECP (Pro-rata) | IE wind not priority | 5 | 15 | 5 | 0 | 3 | 8 | 30.6% | 2.9% | 16.9% | 50.4%
B | uggool | 2030 | ECP (Pro-rata) | IE wind priority | 169 | 747 | 0 | 39 | 45 | 84 | 0% | 5.3% | 6% | 11.3%
B | bellacorick | 2030 | ECP + 3.1GW Offshore (Pro-rata) | IE wind not priority | 117 | 356 | 152 | 10 | 41 | 203 | 42.8% | 2.7% | 11.6% | 57.1%
B | bellacorick | 2030 | ECP + 3.1GW Offshore (Pro-rata) | IE wind not priority | 345 | 1050 | 450 | 28 | 122 | 600 | 42.8% | 2.7% | 11.6% | 57.1%
B | bellacorick | 2030 | ECP + 3.1GW Offshore (Pro-rata) | IE wind priority | 6 | 20 | 0 | 1 | 2 | 4 | 0% | 7.3% | 11.6% | 18.9%
B | cashla | 2030 | ECP + 3.1GW Offshore (Pro-rata) | IE Solar not priority | 210 | 269 | 82 | 10 | 11 | 103 | 30.5% | 3.6% | 4.3% | 38.3%
B | castlebar | 2030 | ECP + 3.1GW Offshore (Pro-rata) | IE Solar not priority | 5 | 6 | 2 | 0 | 0 | 2 | 30.5% | 3.6% | 2.2% | 36.2%
B | castlebar | 2030 | ECP + 3.1GW Offshore (Pro-rata) | IE wind not priority | 7 | 21 | 9 | 1 | 2 | 12 | 42.8% | 2.7% | 11.6% | 57.1%
B | castlebar | 2030 | ECP + 3.1GW Offshore (Pro-rata) | IE wind priority | 9 | 26 | 0 | 2 | 3 | 5 | 0% | 7.3% | 11.6% | 18.9%
B | cloon | 2030 | ECP + 3.1GW Offshore (Pro-rata) | IE Solar not priority | 84 | 108 | 33 | 4 | 5 | 41 | 30.5% | 3.6% | 4.3% | 38.3%
B | cloon | 2030 | ECP + 3.1GW Offshore (Pro-rata) | IE wind not priority | 14 | 43 | 18 | 1 | 0 | 20 | 42.8% | 2.7% | 0.4% | 45.9%
B | cunghill | 2030 | ECP + 3.1GW Offshore (Pro-rata) | IE wind priority | 35 | 106 | 0 | 8 | 12 | 20 | 0% | 7.3% | 11.6% | 18.9%
B | dalton | 2030 | ECP + 3.1GW Offshore (Pro-rata) | IE Solar not priority | 20 | 26 | 8 | 1 | 1 | 9 | 30.5% | 3.6% | 2.2% | 36.2%
B | dalton | 2030 | ECP + 3.1GW Offshore (Pro-rata) | IE wind priority | 41 | 124 | 0 | 9 | 14 | 23 | 0% | 7.3% | 11.6% | 18.9%
B | firlough | 2030 | ECP + 3.1GW Offshore (Pro-rata) | IE wind not priority | 76 | 230 | 99 | 6 | 27 | 131 | 42.8% | 2.7% | 11.6% | 57.1%
B | galway | 2030 | ECP + 3.1GW Offshore (Pro-rata) | IE Solar not priority | 1 | 2 | 0 | 0 | 0 | 1 | 30.5% | 3.6% | 0% | 34%
B | glenree | 2030 | ECP + 3.1GW Offshore (Pro-rata) | IE wind not priority | 48 | 146 | 63 | 4 | 17 | 84 | 42.8% | 2.7% | 11.6% | 57.1%
B | glenree | 2030 | ECP + 3.1GW Offshore (Pro-rata) | IE wind priority | 34 | 104 | 0 | 8 | 12 | 20 | 0% | 7.3% | 11.6% | 18.9%
B | knockranny | 2030 | ECP + 3.1GW Offshore (Pro-rata) | IE wind not priority | 157 | 692 | 244 | 19 | 34 | 297 | 35.2% | 2.7% | 5% | 42.9%
B | knockranny | 2030 | ECP + 3.1GW Offshore (Pro-rata) | IE wind priority | 34 | 149 | 0 | 10 | 7 | 17 | 0% | 6.5% | 5% | 11.4%
B | moy | 2030 | ECP + 3.1GW Offshore (Pro-rata) | IE Solar not priority | 4 | 4 | 1 | 0 | 0 | 2 | 30% | 3.6% | 2.2% | 35.7%
B | moy | 2030 | ECP + 3.1GW Offshore (Pro-rata) | IE wind priority | 6 | 18 | 0 | 1 | 2 | 3 | 0% | 7.3% | 11.6% | 18.9%
B | salthill | 2030 | ECP + 3.1GW Offshore (Pro-rata) | IE wind priority | 41 | 124 | 0 | 9 | 6 | 15 | 0% | 7.3% | 5% | 12.3%
B | shantallow | 2030 | ECP + 3.1GW Offshore (Pro-rata) | IE Solar not priority | 35 | 45 | 14 | 2 | 2 | 17 | 30.5% | 3.6% | 4.3% | 38.3%
B | sligo | 2030 | ECP + 3.1GW Offshore (Pro-rata) | IE wind not priority | 4 | 12 | 5 | 0 | 1 | 7 | 42.8% | 2.7% | 11.6% | 57.1%
B | sligo | 2030 | ECP + 3.1GW Offshore (Pro-rata) | IE wind priority | 14 | 42 | 0 | 3 | 5 | 8 | 0% | 7.3% | 11.6% | 18.9%
B | tawnaghmore | 2030 | ECP + 3.1GW Offshore (Pro-rata) | IE wind priority | 19 | 58 | 0 | 4 | 7 | 11 | 0% | 7.3% | 11.6% | 18.9%
B | tonroe | 2030 | ECP + 3.1GW Offshore (Pro-rata) | IE wind not priority | 5 | 15 | 7 | 0 | 2 | 9 | 42.8% | 2.7% | 11.6% | 57.1%
B | uggool | 2030 | ECP + 3.1GW Offshore (Pro-rata) | IE wind priority | 169 | 747 | 0 | 48 | 37 | 85 | 0% | 6.5% | 5% | 11.4%
C | dallow | 2028 | Initial | IE wind priority | 10 | 32 | 0 | 3 | 0 | 3 | 0% | 9.5% | 0% | 9.5%
C | derrycarney | 2028 | Initial | IE wind not priority | 34 | 110 | 16 | 7 | 17 | 40 | 14.8% | 6.2% | 15.2% | 36.3%
C | mullingar | 2028 | Initial | IE Solar not priority | 8 | 10 | 1 | 0 | 1 | 2 | 7.2% | 4.4% | 5.4% | 17.1%
C | richmond | 2028 | Initial | IE Solar not priority | 12 | 15 | 1 | 1 | 0 | 2 | 7.2% | 4.4% | 2.5% | 14.1%
C | sliabh bawn | 2028 | Initial | IE wind priority | 58 | 187 | 0 | 18 | 0 | 18 | 0% | 9.5% | 0% | 9.5%
C | somerset | 2028 | Initial | IE Solar not priority | 4 | 5 | 0 | 0 | 0 | 1 | 7.2% | 4.4% | 2.5% | 14.1%
C | stonestown | 2028 | Initial | IE wind not priority | 105 | 339 | 50 | 21 | 52 | 123 | 14.8% | 6.2% | 15.2% | 36.3%
C | athlone | 2028 | 50% | IE Solar not priority | 71 | 92 | 12 | 4 | 2 | 17 | 12.6% | 4.2% | 2.2% | 19%
C | athlone | 2028 | 50% | IE wind not priority | 64 | 205 | 39 | 10 | 16 | 66 | 19.2% | 5% | 7.7% | 31.9%
C | carrick on shannon | 2028 | 50% | IE Solar not priority | 12 | 16 | 2 | 1 | 0 | 3 | 12.6% | 4.2% | 2.2% | 19%
C | carrick on shannon | 2028 | 50% | IE wind not priority | 3 | 11 | 2 | 1 | 1 | 4 | 19.2% | 5% | 7.7% | 31.9%
C | cregg | 2028 | 50% | IE Solar not priority | 38 | 48 | 6 | 2 | 1 | 9 | 12.6% | 4.2% | 2.2% | 19%
C | dallow | 2028 | 50% | IE wind not priority | 31 | 101 | 19 | 5 | 8 | 32 | 19.2% | 5% | 7.7% | 31.9%
C | dallow | 2028 | 50% | IE wind priority | 10 | 32 | 0 | 3 | 0 | 3 | 0% | 8.8% | 0% | 8.8%
C | derrycarney | 2028 | 50% | IE Solar not priority | 222 | 285 | 36 | 12 | 6 | 54 | 12.6% | 4.2% | 2.2% | 19%
C | derrycarney | 2028 | 50% | IE wind not priority | 34 | 110 | 21 | 5 | 8 | 35 | 19.2% | 5% | 7.7% | 31.9%
C | lanesboro | 2028 | 50% | IE Solar not priority | 30 | 39 | 5 | 2 | 1 | 7 | 12.6% | 4.2% | 2.2% | 19%
C | lanesboro | 2028 | 50% | IE wind not priority | 50 | 160 | 31 | 8 | 12 | 51 | 19.2% | 5% | 7.7% | 31.9%
C | mullingar | 2028 | 50% | IE Solar not priority | 18 | 24 | 3 | 1 | 10 | 14 | 12.6% | 4.2% | 42.6% | 59.4%
C | mullingar | 2028 | 50% | IE wind not priority | 49 | 157 | 30 | 8 | 52 | 90 | 19.2% | 5% | 33.3% | 57.5%
C | richmond | 2028 | 50% | IE wind not priority | 2 | 7 | 1 | 0 | 1 | 2 | 19.2% | 5% | 7.7% | 31.9%
C | richmond | 2028 | 50% | IE Solar not priority | 22 | 28 | 3 | 1 | 1 | 5 | 12.6% | 4.2% | 2.2% | 19%
C | shannonbridge | 2028 | 50% | IE Solar not priority | 33 | 42 | 5 | 2 | 1 | 8 | 12.6% | 4.2% | 2.2% | 19%
C | shanonagh | 2028 | 50% | IE Solar not priority | 100 | 128 | 16 | 5 | 55 | 76 | 12.6% | 4.2% | 42.6% | 59.4%
C | sliabh bawn | 2028 | 50% | IE wind priority | 58 | 187 | 0 | 17 | 0 | 17 | 0% | 8.8% | 0% | 8.8%
C | somerset | 2028 | 50% | IE Solar not priority | 51 | 65 | 8 | 3 | 1 | 12 | 12.6% | 4.2% | 2.2% | 19%
C | stonestown | 2028 | 50% | IE wind not priority | 105 | 339 | 65 | 17 | 26 | 108 | 19.2% | 5% | 7.7% | 31.9%
C | athlone | 2028 | ECP | IE Solar not priority | 143 | 183 | 42 | 11 | 11 | 64 | 22.7% | 6% | 5.9% | 34.6%
C | athlone | 2028 | ECP | IE wind not priority | 127 | 411 | 102 | 19 | 21 | 143 | 24.8% | 4.7% | 5.2% | 34.7%
C | carrick on shannon | 2028 | ECP | IE Solar not priority | 25 | 32 | 7 | 2 | 2 | 11 | 22.7% | 6% | 5.9% | 34.6%
C | carrick on shannon | 2028 | ECP | IE wind not priority | 7 | 22 | 6 | 1 | 1 | 8 | 24.8% | 4.7% | 5.2% | 34.7%
C | cregg | 2028 | ECP | IE Solar not priority | 75 | 96 | 22 | 6 | 6 | 33 | 22.7% | 6% | 5.9% | 34.6%
C | dallow | 2028 | ECP | IE wind not priority | 63 | 202 | 50 | 10 | 10 | 70 | 24.8% | 4.7% | 5.2% | 34.7%
C | dallow | 2028 | ECP | IE wind priority | 10 | 32 | 0 | 3 | 0 | 3 | 0% | 9.4% | 0% | 9.4%
C | derrycarney | 2028 | ECP | IE Solar not priority | 444 | 570 | 129 | 34 | 33 | 197 | 22.7% | 6% | 5.9% | 34.6%
C | derrycarney | 2028 | ECP | IE wind not priority | 34 | 110 | 27 | 5 | 6 | 38 | 24.8% | 4.7% | 5.2% | 34.7%
C | lanesboro | 2028 | ECP | IE Solar not priority | 61 | 78 | 18 | 5 | 5 | 27 | 22.7% | 6% | 5.9% | 34.6%
C | lanesboro | 2028 | ECP | IE wind not priority | 99 | 321 | 79 | 15 | 17 | 111 | 24.8% | 4.7% | 5.2% | 34.7%
C | mullingar | 2028 | ECP | IE Solar not priority | 29 | 37 | 8 | 2 | 16 | 26 | 22.7% | 6% | 42% | 70.7%
C | mullingar | 2028 | ECP | IE wind not priority | 98 | 315 | 78 | 15 | 123 | 216 | 24.8% | 4.7% | 39% | 68.6%
C | richmond | 2028 | ECP | IE wind not priority | 5 | 15 | 4 | 1 | 1 | 5 | 24.8% | 4.7% | 5.2% | 34.7%
C | richmond | 2028 | ECP | IE Solar not priority | 31 | 40 | 9 | 2 | 2 | 14 | 22.7% | 6% | 5.9% | 34.6%
C | shannonbridge | 2028 | ECP | IE Solar not priority | 65 | 83 | 19 | 5 | 5 | 29 | 22.7% | 6% | 5.9% | 34.6%
C | shanonagh | 2028 | ECP | IE Solar not priority | 200 | 257 | 58 | 16 | 108 | 181 | 22.7% | 6% | 42% | 70.7%
C | sliabh bawn | 2028 | ECP | IE wind priority | 58 | 187 | 0 | 18 | 0 | 18 | 0% | 9.4% | 0% | 9.4%
C | somerset | 2028 | ECP | IE Solar not priority | 98 | 126 | 29 | 8 | 7 | 44 | 22.7% | 6% | 5.9% | 34.6%
C | stonestown | 2028 | ECP | IE wind not priority | 105 | 339 | 84 | 16 | 18 | 118 | 24.8% | 4.7% | 5.2% | 34.7%
C | dallow | 2030 | Initial | IE wind priority | 10 | 32 | 0 | 2 | 0 | 2 | 0% | 6.4% | 0% | 6.4%
C | derrycarney | 2030 | Initial | IE wind not priority | 34 | 109 | 12 | 5 | 1 | 18 | 11.2% | 4.7% | 1.1% | 16.9%
C | mullingar | 2030 | Initial | IE Solar not priority | 8 | 10 | 1 | 0 | 0 | 1 | 8.1% | 2.5% | 2.5% | 13.1%
C | richmond | 2030 | Initial | IE Solar not priority | 12 | 15 | 1 | 0 | 0 | 2 | 8.1% | 2.5% | 0.2% | 10.8%
C | sliabh bawn | 2030 | Initial | IE wind priority | 58 | 186 | 0 | 12 | 0 | 12 | 0% | 6.4% | 0% | 6.4%
C | somerset | 2030 | Initial | IE Solar not priority | 4 | 5 | 0 | 0 | 0 | 1 | 8.1% | 2.5% | 0.2% | 10.8%
C | stonestown | 2030 | Initial | IE wind not priority | 105 | 337 | 38 | 16 | 4 | 57 | 11.2% | 4.7% | 1.1% | 16.9%
C | athlone | 2030 | 50% | IE Solar not priority | 71 | 92 | 13 | 2 | 1 | 17 | 14.7% | 2.6% | 1.4% | 18.7%
C | athlone | 2030 | 50% | IE wind not priority | 64 | 204 | 42 | 6 | 1 | 50 | 20.4% | 3.2% | 0.7% | 24.2%
C | carrick on shannon | 2030 | 50% | IE Solar not priority | 12 | 16 | 2 | 0 | 0 | 3 | 14.7% | 2.6% | 1.4% | 18.7%
C | carrick on shannon | 2030 | 50% | IE wind not priority | 3 | 11 | 2 | 0 | 0 | 3 | 20.4% | 3.2% | 0.7% | 24.2%
C | cregg | 2030 | 50% | IE Solar not priority | 38 | 48 | 7 | 1 | 1 | 9 | 14.7% | 2.6% | 1.4% | 18.7%
C | dallow | 2030 | 50% | IE wind not priority | 31 | 100 | 20 | 3 | 1 | 24 | 20.4% | 3.2% | 0.7% | 24.2%
C | dallow | 2030 | 50% | IE wind priority | 10 | 32 | 0 | 2 | 0 | 2 | 0% | 5.6% | 0% | 5.6%
C | derrycarney | 2030 | 50% | IE Solar not priority | 222 | 285 | 42 | 7 | 4 | 53 | 14.7% | 2.6% | 1.4% | 18.7%
C | derrycarney | 2030 | 50% | IE wind not priority | 34 | 109 | 22 | 3 | 1 | 26 | 20.4% | 3.2% | 0.7% | 24.2%
C | lanesboro | 2030 | 50% | IE Solar not priority | 30 | 39 | 6 | 1 | 1 | 7 | 14.7% | 2.6% | 1.4% | 18.7%
C | lanesboro | 2030 | 50% | IE wind not priority | 50 | 160 | 33 | 5 | 1 | 39 | 20.4% | 3.2% | 0.7% | 24.2%
C | mullingar | 2030 | 50% | IE Solar not priority | 18 | 24 | 3 | 1 | 6 | 10 | 14.7% | 2.6% | 25.6% | 42.9%
C | mullingar | 2030 | 50% | IE wind not priority | 49 | 156 | 32 | 5 | 34 | 70 | 20.4% | 3.2% | 21.4% | 45%
C | richmond | 2030 | 50% | IE wind not priority | 2 | 7 | 1 | 0 | 0 | 2 | 20.4% | 3.2% | 0.7% | 24.2%
C | richmond | 2030 | 50% | IE Solar not priority | 22 | 28 | 4 | 1 | 0 | 5 | 14.7% | 2.6% | 1.4% | 18.7%
C | shannonbridge | 2030 | 50% | IE Solar not priority | 33 | 42 | 6 | 1 | 1 | 8 | 14.7% | 2.6% | 1.4% | 18.7%
C | shanonagh | 2030 | 50% | IE Solar not priority | 100 | 128 | 19 | 3 | 33 | 55 | 14.7% | 2.6% | 25.6% | 42.9%
C | sliabh bawn | 2030 | 50% | IE wind priority | 58 | 186 | 0 | 10 | 0 | 10 | 0% | 5.6% | 0% | 5.6%
C | somerset | 2030 | 50% | IE Solar not priority | 51 | 65 | 10 | 2 | 1 | 12 | 14.7% | 2.6% | 1.4% | 18.7%
C | stonestown | 2030 | 50% | IE wind not priority | 105 | 337 | 69 | 11 | 2 | 82 | 20.4% | 3.2% | 0.7% | 24.2%
C | athlone | 2030 | ECP | IE Solar not priority | 143 | 183 | 45 | 6 | 11 | 62 | 24.6% | 3.5% | 5.8% | 33.9%
C | athlone | 2030 | ECP | IE wind not priority | 127 | 409 | 109 | 12 | 3 | 124 | 26.6% | 2.9% | 0.8% | 30.3%
C | carrick on shannon | 2030 | ECP | IE Solar not priority | 25 | 32 | 8 | 1 | 2 | 11 | 24.6% | 3.5% | 5.8% | 33.9%
C | carrick on shannon | 2030 | ECP | IE wind not priority | 7 | 22 | 6 | 1 | 0 | 7 | 26.6% | 2.9% | 0.8% | 30.3%
C | cregg | 2030 | ECP | IE Solar not priority | 75 | 96 | 24 | 3 | 6 | 33 | 24.6% | 3.5% | 5.8% | 33.9%
C | dallow | 2030 | ECP | IE wind not priority | 63 | 201 | 53 | 6 | 2 | 61 | 26.6% | 2.9% | 0.8% | 30.3%
C | dallow | 2030 | ECP | IE wind priority | 10 | 32 | 0 | 2 | 0 | 2 | 0% | 5.8% | 0% | 5.8%
C | derrycarney | 2030 | ECP | IE Solar not priority | 444 | 569 | 140 | 20 | 33 | 193 | 24.6% | 3.5% | 5.8% | 33.9%
C | derrycarney | 2030 | ECP | IE wind not priority | 34 | 109 | 29 | 3 | 1 | 33 | 26.6% | 2.9% | 0.8% | 30.3%
C | lanesboro | 2030 | ECP | IE Solar not priority | 61 | 78 | 19 | 3 | 4 | 26 | 24.6% | 3.5% | 5.8% | 33.9%
C | lanesboro | 2030 | ECP | IE wind not priority | 99 | 319 | 85 | 9 | 3 | 97 | 26.6% | 2.9% | 0.8% | 30.3%
C | mullingar | 2030 | ECP | IE Solar not priority | 29 | 37 | 9 | 1 | 10 | 21 | 24.6% | 3.5% | 28% | 56.1%
C | mullingar | 2030 | ECP | IE wind not priority | 98 | 313 | 83 | 9 | 64 | 156 | 26.6% | 2.9% | 20.3% | 49.8%
C | richmond | 2030 | ECP | IE wind not priority | 5 | 14 | 4 | 0 | 0 | 4 | 26.6% | 2.9% | 0.8% | 30.3%
C | richmond | 2030 | ECP | IE Solar not priority | 31 | 40 | 10 | 1 | 2 | 13 | 24.6% | 3.5% | 5.8% | 33.9%
C | shannonbridge | 2030 | ECP | IE Solar not priority | 65 | 83 | 20 | 3 | 5 | 28 | 24.6% | 3.5% | 5.8% | 33.9%
C | shanonagh | 2030 | ECP | IE Solar not priority | 200 | 256 | 63 | 9 | 72 | 144 | 24.6% | 3.5% | 28% | 56.1%
C | sliabh bawn | 2030 | ECP | IE wind priority | 58 | 186 | 0 | 11 | 0 | 11 | 0% | 5.8% | 0% | 5.8%
C | somerset | 2030 | ECP | IE Solar not priority | 98 | 126 | 31 | 4 | 7 | 43 | 24.6% | 3.5% | 5.8% | 33.9%
C | stonestown | 2030 | ECP | IE wind not priority | 105 | 337 | 90 | 10 | 3 | 102 | 26.6% | 2.9% | 0.8% | 30.3%
C | athlone | 2030 | ECP + 3.1GW Offshore | IE Solar not priority | 143 | 183 | 56 | 7 | 8 | 70 | 30.5% | 3.6% | 4.3% | 38.3%
C | athlone | 2030 | ECP + 3.1GW Offshore | IE wind not priority | 127 | 409 | 160 | 11 | 2 | 173 | 39.1% | 2.8% | 0.4% | 42.3%
C | carrick on shannon | 2030 | ECP + 3.1GW Offshore | IE Solar not priority | 25 | 32 | 10 | 1 | 1 | 12 | 30.5% | 3.6% | 4.3% | 38.3%
C | carrick on shannon | 2030 | ECP + 3.1GW Offshore | IE wind not priority | 7 | 22 | 9 | 1 | 0 | 9 | 39.1% | 2.8% | 0.4% | 42.3%
C | cregg | 2030 | ECP + 3.1GW Offshore | IE Solar not priority | 75 | 96 | 29 | 3 | 4 | 37 | 30.5% | 3.6% | 4.3% | 38.3%
C | dallow | 2030 | ECP + 3.1GW Offshore | IE wind not priority | 63 | 201 | 79 | 6 | 1 | 85 | 39.1% | 2.8% | 0.4% | 42.3%
C | dallow | 2030 | ECP + 3.1GW Offshore | IE wind priority | 10 | 32 | 0 | 2 | 0 | 2 | 0% | 7% | 0% | 7%
C | derrycarney | 2030 | ECP + 3.1GW Offshore | IE Solar not priority | 444 | 569 | 174 | 20 | 24 | 218 | 30.5% | 3.6% | 4.3% | 38.3%
C | derrycarney | 2030 | ECP + 3.1GW Offshore | IE wind not priority | 34 | 109 | 43 | 3 | 0 | 46 | 39.1% | 2.8% | 0.4% | 42.3%
C | lanesboro | 2030 | ECP + 3.1GW Offshore | IE Solar not priority | 61 | 78 | 24 | 3 | 3 | 30 | 30.5% | 3.6% | 4.3% | 38.3%
C | lanesboro | 2030 | ECP + 3.1GW Offshore | IE wind not priority | 99 | 319 | 125 | 9 | 1 | 135 | 39.1% | 2.8% | 0.4% | 42.3%
C | mullingar | 2030 | ECP + 3.1GW Offshore | IE Solar not priority | 29 | 37 | 11 | 1 | 9 | 21 | 30.5% | 3.6% | 23.2% | 57.3%
C | mullingar | 2030 | ECP + 3.1GW Offshore | IE wind not priority | 98 | 313 | 122 | 9 | 23 | 154 | 39.1% | 2.8% | 7.3% | 49.2%
C | richmond | 2030 | ECP + 3.1GW Offshore | IE wind not priority | 5 | 14 | 6 | 0 | 0 | 6 | 39.1% | 2.8% | 0.4% | 42.3%
C | richmond | 2030 | ECP + 3.1GW Offshore | IE Solar not priority | 31 | 40 | 12 | 1 | 2 | 15 | 30.5% | 3.6% | 4.3% | 38.3%
C | shannonbridge | 2030 | ECP + 3.1GW Offshore | IE Solar not priority | 65 | 83 | 25 | 3 | 4 | 32 | 30.5% | 3.6% | 4.3% | 38.3%
C | shanonagh | 2030 | ECP + 3.1GW Offshore | IE Solar not priority | 200 | 256 | 78 | 9 | 59 | 147 | 30.5% | 3.6% | 23.2% | 57.3%
C | sliabh bawn | 2030 | ECP + 3.1GW Offshore | IE wind priority | 58 | 186 | 0 | 13 | 0 | 13 | 0% | 7% | 0% | 7%
C | somerset | 2030 | ECP + 3.1GW Offshore | IE Solar not priority | 98 | 126 | 38 | 4 | 5 | 48 | 30.5% | 3.6% | 4.3% | 38.3%
C | stonestown | 2030 | ECP + 3.1GW Offshore | IE wind not priority | 105 | 337 | 132 | 9 | 1 | 143 | 39.1% | 2.8% | 0.4% | 42.3%
C | athlone | 2030 | ECP (without Battery) | IE Solar not priority | 143 | 183 | 60 | 8 | 7 | 76 | 33% | 4.5% | 3.8% | 41.4%
C | athlone | 2030 | ECP (without Battery) | IE wind not priority | 127 | 409 | 129 | 16 | 4 | 150 | 31.6% | 4% | 1% | 36.7%
C | carrick on shannon | 2030 | ECP (without Battery) | IE Solar not priority | 25 | 32 | 11 | 1 | 1 | 13 | 33% | 4.5% | 3.8% | 41.4%
C | carrick on shannon | 2030 | ECP (without Battery) | IE wind not priority | 7 | 22 | 7 | 1 | 0 | 8 | 31.6% | 4% | 1% | 36.7%
C | cregg | 2030 | ECP (without Battery) | IE Solar not priority | 75 | 96 | 32 | 4 | 4 | 40 | 33% | 4.5% | 3.8% | 41.4%
C | dallow | 2030 | ECP (without Battery) | IE wind not priority | 63 | 201 | 64 | 8 | 2 | 74 | 31.6% | 4% | 1% | 36.7%
C | dallow | 2030 | ECP (without Battery) | IE wind priority | 10 | 32 | 0 | 3 | 0 | 3 | 0% | 8.3% | 0% | 8.3%
C | derrycarney | 2030 | ECP (without Battery) | IE Solar not priority | 444 | 569 | 188 | 26 | 22 | 235 | 33% | 4.5% | 3.8% | 41.4%
C | derrycarney | 2030 | ECP (without Battery) | IE wind not priority | 34 | 109 | 35 | 4 | 1 | 40 | 31.6% | 4% | 1% | 36.7%
C | lanesboro | 2030 | ECP (without Battery) | IE Solar not priority | 61 | 78 | 26 | 4 | 3 | 32 | 33% | 4.5% | 3.8% | 41.4%
C | lanesboro | 2030 | ECP (without Battery) | IE wind not priority | 99 | 319 | 101 | 13 | 3 | 117 | 31.6% | 4% | 1% | 36.7%
C | mullingar | 2030 | ECP (without Battery) | IE Solar not priority | 29 | 37 | 12 | 2 | 11 | 24 | 33% | 4.5% | 28.5% | 66%
C | mullingar | 2030 | ECP (without Battery) | IE wind not priority | 98 | 313 | 99 | 12 | 54 | 165 | 31.6% | 4% | 17.1% | 52.7%
C | richmond | 2030 | ECP (without Battery) | IE wind not priority | 5 | 14 | 5 | 1 | 0 | 5 | 31.6% | 4% | 1% | 36.7%
C | richmond | 2030 | ECP (without Battery) | IE Solar not priority | 31 | 40 | 13 | 2 | 2 | 16 | 33% | 4.5% | 3.8% | 41.4%
C | shannonbridge | 2030 | ECP (without Battery) | IE Solar not priority | 65 | 83 | 27 | 4 | 3 | 34 | 33% | 4.5% | 3.8% | 41.4%
C | shanonagh | 2030 | ECP (without Battery) | IE Solar not priority | 200 | 256 | 85 | 12 | 73 | 169 | 33% | 4.5% | 28.5% | 66%
C | sliabh bawn | 2030 | ECP (without Battery) | IE wind priority | 58 | 186 | 0 | 15 | 0 | 15 | 0% | 8.3% | 0% | 8.3%
C | somerset | 2030 | ECP (without Battery) | IE Solar not priority | 98 | 126 | 41 | 6 | 5 | 52 | 33% | 4.5% | 3.8% | 41.4%
C | stonestown | 2030 | ECP (without Battery) | IE wind not priority | 105 | 337 | 107 | 13 | 3 | 124 | 31.6% | 4% | 1% | 36.7%
C | athlone | 2035 | ECP + 5GW Offshore | IE Solar not priority | 143 | 183 | 41 | 4 | 14 | 59 | 22.2% | 2.2% | 7.7% | 32.1%
C | athlone | 2035 | ECP + 5GW Offshore | IE wind not priority | 127 | 409 | 126 | 8 | 6 | 140 | 30.9% | 1.9% | 1.5% | 34.3%
C | carrick on shannon | 2035 | ECP + 5GW Offshore | IE Solar not priority | 25 | 32 | 7 | 1 | 2 | 10 | 22.2% | 2.2% | 7.7% | 32.1%
C | carrick on shannon | 2035 | ECP + 5GW Offshore | IE wind not priority | 7 | 22 | 7 | 0 | 0 | 8 | 30.9% | 1.9% | 1.5% | 34.3%
C | cregg | 2035 | ECP + 5GW Offshore | IE Solar not priority | 75 | 96 | 21 | 2 | 7 | 31 | 22.2% | 2.2% | 7.7% | 32.1%
C | dallow | 2035 | ECP + 5GW Offshore | IE wind not priority | 63 | 201 | 62 | 4 | 3 | 69 | 30.9% | 1.9% | 1.5% | 34.3%
C | dallow | 2035 | ECP + 5GW Offshore | IE wind priority | 10 | 32 | 0 | 2 | 0 | 2 | 0% | 5.5% | 0% | 5.5%
C | derrycarney | 2035 | ECP + 5GW Offshore | IE Solar not priority | 444 | 569 | 127 | 12 | 44 | 183 | 22.2% | 2.2% | 7.7% | 32.1%
C | derrycarney | 2035 | ECP + 5GW Offshore | IE wind not priority | 34 | 109 | 34 | 2 | 2 | 37 | 30.9% | 1.9% | 1.5% | 34.3%
C | lanesboro | 2035 | ECP + 5GW Offshore | IE Solar not priority | 61 | 78 | 17 | 2 | 6 | 25 | 22.2% | 2.2% | 7.7% | 32.1%
C | lanesboro | 2035 | ECP + 5GW Offshore | IE wind not priority | 99 | 319 | 99 | 6 | 5 | 109 | 30.9% | 1.9% | 1.5% | 34.3%
C | mullingar | 2035 | ECP + 5GW Offshore | IE Solar not priority | 29 | 37 | 8 | 1 | 11 | 20 | 22.2% | 2.2% | 29.4% | 53.8%
C | mullingar | 2035 | ECP + 5GW Offshore | IE wind not priority | 98 | 313 | 97 | 6 | 26 | 129 | 30.9% | 1.9% | 8.5% | 41.3%
C | richmond | 2035 | ECP + 5GW Offshore | IE wind not priority | 5 | 14 | 4 | 0 | 0 | 5 | 30.9% | 1.9% | 1.5% | 34.3%
C | richmond | 2035 | ECP + 5GW Offshore | IE Solar not priority | 31 | 40 | 9 | 1 | 3 | 13 | 22.2% | 2.2% | 7.7% | 32.1%
C | shannonbridge | 2035 | ECP + 5GW Offshore | IE Solar not priority | 65 | 83 | 19 | 2 | 6 | 27 | 22.2% | 2.2% | 7.7% | 32.1%
C | shanonagh | 2035 | ECP + 5GW Offshore | IE Solar not priority | 200 | 256 | 57 | 6 | 75 | 138 | 22.2% | 2.2% | 29.4% | 53.8%
C | sliabh bawn | 2035 | ECP + 5GW Offshore | IE wind priority | 58 | 186 | 0 | 10 | 0 | 10 | 0% | 5.5% | 0% | 5.5%
C | somerset | 2035 | ECP + 5GW Offshore | IE Solar not priority | 98 | 126 | 28 | 3 | 10 | 40 | 22.2% | 2.2% | 7.7% | 32.1%
C | stonestown | 2035 | ECP + 5GW Offshore | IE wind not priority | 105 | 337 | 104 | 6 | 5 | 115 | 30.9% | 1.9% | 1.5% | 34.3%
C | athlone | 2035 | ECP + 5GW Offshore (without France 2, LirIC, MaRES) | IE Solar not priority | 143 | 183 | 52 | 5 | 9 | 66 | 28.6% | 2.7% | 4.8% | 36.1%
C | athlone | 2035 | ECP + 5GW Offshore (without France 2, LirIC, MaRES) | IE wind not priority | 127 | 409 | 147 | 8 | 5 | 161 | 36.1% | 2.1% | 1.2% | 39.3%
C | carrick on shannon | 2035 | ECP + 5GW Offshore (without France 2, LirIC, MaRES) | IE Solar not priority | 25 | 32 | 9 | 1 | 2 | 12 | 28.6% | 2.7% | 4.8% | 36.1%
C | carrick on shannon | 2035 | ECP + 5GW Offshore (without France 2, LirIC, MaRES) | IE wind not priority | 7 | 22 | 8 | 0 | 0 | 9 | 36.1% | 2.1% | 1.2% | 39.3%
C | cregg | 2035 | ECP + 5GW Offshore (without France 2, LirIC, MaRES) | IE Solar not priority | 75 | 96 | 27 | 3 | 5 | 35 | 28.6% | 2.7% | 4.8% | 36.1%
C | dallow | 2035 | ECP + 5GW Offshore (without France 2, LirIC, MaRES) | IE wind not priority | 63 | 201 | 72 | 4 | 2 | 79 | 36.1% | 2.1% | 1.2% | 39.3%
C | dallow | 2035 | ECP + 5GW Offshore (without France 2, LirIC, MaRES) | IE wind priority | 10 | 32 | 0 | 2 | 0 | 2 | 0% | 5.3% | 0% | 5.3%
C | derrycarney | 2035 | ECP + 5GW Offshore (without France 2, LirIC, MaRES) | IE Solar not priority | 444 | 569 | 163 | 16 | 27 | 206 | 28.6% | 2.7% | 4.8% | 36.1%
C | derrycarney | 2035 | ECP + 5GW Offshore (without France 2, LirIC, MaRES) | IE wind not priority | 34 | 109 | 39 | 2 | 1 | 43 | 36.1% | 2.1% | 1.2% | 39.3%
C | lanesboro | 2035 | ECP + 5GW Offshore (without France 2, LirIC, MaRES) | IE Solar not priority | 61 | 78 | 22 | 2 | 4 | 28 | 28.6% | 2.7% | 4.8% | 36.1%
C | lanesboro | 2035 | ECP + 5GW Offshore (without France 2, LirIC, MaRES) | IE wind not priority | 99 | 319 | 115 | 7 | 4 | 126 | 36.1% | 2.1% | 1.2% | 39.3%
C | mullingar | 2035 | ECP + 5GW Offshore (without France 2, LirIC, MaRES) | IE Solar not priority | 29 | 37 | 11 | 1 | 9 | 20 | 28.6% | 2.7% | 23.2% | 54.5%
C | mullingar | 2035 | ECP + 5GW Offshore (without France 2, LirIC, MaRES) | IE wind not priority | 98 | 313 | 113 | 6 | 15 | 134 | 36.1% | 2.1% | 4.6% | 42.8%
C | richmond | 2035 | ECP + 5GW Offshore (without France 2, LirIC, MaRES) | IE wind not priority | 5 | 14 | 5 | 0 | 0 | 6 | 36.1% | 2.1% | 1.2% | 39.3%
C | richmond | 2035 | ECP + 5GW Offshore (without France 2, LirIC, MaRES) | IE Solar not priority | 31 | 40 | 11 | 1 | 2 | 14 | 28.6% | 2.7% | 4.8% | 36.1%
C | shannonbridge | 2035 | ECP + 5GW Offshore (without France 2, LirIC, MaRES) | IE Solar not priority | 65 | 83 | 24 | 2 | 4 | 30 | 28.6% | 2.7% | 4.8% | 36.1%
C | shanonagh | 2035 | ECP + 5GW Offshore (without France 2, LirIC, MaRES) | IE Solar not priority | 200 | 256 | 73 | 7 | 59 | 140 | 28.6% | 2.7% | 23.2% | 54.5%
C | sliabh bawn | 2035 | ECP + 5GW Offshore (without France 2, LirIC, MaRES) | IE wind priority | 58 | 186 | 0 | 10 | 0 | 10 | 0% | 5.3% | 0% | 5.3%
C | somerset | 2035 | ECP + 5GW Offshore (without France 2, LirIC, MaRES) | IE Solar not priority | 98 | 126 | 36 | 3 | 6 | 45 | 28.6% | 2.7% | 4.8% | 36.1%
C | stonestown | 2035 | ECP + 5GW Offshore (without France 2, LirIC, MaRES) | IE wind not priority | 105 | 337 | 122 | 7 | 4 | 133 | 36.1% | 2.1% | 1.2% | 39.3%
C | athlone | 2035 | ECP + 5GW Offshore (with ECP 2.4 IC methodology) | IE Solar not priority | 143 | 183 | 33 | 4 | 12 | 49 | 17.9% | 2% | 6.8% | 26.7%
C | athlone | 2035 | ECP + 5GW Offshore (with ECP 2.4 IC methodology) | IE wind not priority | 127 | 409 | 80 | 7 | 9 | 96 | 19.5% | 1.8% | 2.1% | 23.4%
C | carrick on shannon | 2035 | ECP + 5GW Offshore (with ECP 2.4 IC methodology) | IE Solar not priority | 25 | 32 | 6 | 1 | 2 | 9 | 17.9% | 2% | 6.8% | 26.7%
C | carrick on shannon | 2035 | ECP + 5GW Offshore (with ECP 2.4 IC methodology) | IE wind not priority | 7 | 22 | 4 | 0 | 0 | 5 | 19.5% | 1.8% | 2.1% | 23.4%
C | cregg | 2035 | ECP + 5GW Offshore (with ECP 2.4 IC methodology) | IE Solar not priority | 75 | 96 | 17 | 2 | 7 | 26 | 17.9% | 2% | 6.8% | 26.7%
C | dallow | 2035 | ECP + 5GW Offshore (with ECP 2.4 IC methodology) | IE wind not priority | 63 | 201 | 39 | 4 | 4 | 47 | 19.5% | 1.8% | 2.1% | 23.4%
C | dallow | 2035 | ECP + 5GW Offshore (with ECP 2.4 IC methodology) | IE wind priority | 10 | 32 | 0 | 1 | 0 | 1 | 0% | 2.8% | 0% | 2.8%
C | derrycarney | 2035 | ECP + 5GW Offshore (with ECP 2.4 IC methodology) | IE Solar not priority | 444 | 569 | 102 | 11 | 39 | 152 | 17.9% | 2% | 6.8% | 26.7%
C | derrycarney | 2035 | ECP + 5GW Offshore (with ECP 2.4 IC methodology) | IE wind not priority | 34 | 109 | 21 | 2 | 2 | 25 | 19.5% | 1.8% | 2.1% | 23.4%
C | lanesboro | 2035 | ECP + 5GW Offshore (with ECP 2.4 IC methodology) | IE Solar not priority | 61 | 78 | 14 | 2 | 5 | 21 | 17.9% | 2% | 6.8% | 26.7%
C | lanesboro | 2035 | ECP + 5GW Offshore (with ECP 2.4 IC methodology) | IE wind not priority | 99 | 319 | 62 | 6 | 7 | 75 | 19.5% | 1.8% | 2.1% | 23.4%
C | mullingar | 2035 | ECP + 5GW Offshore (with ECP 2.4 IC methodology) | IE Solar not priority | 29 | 37 | 7 | 1 | 11 | 18 | 17.9% | 2% | 29.4% | 49.3%
C | mullingar | 2035 | ECP + 5GW Offshore (with ECP 2.4 IC methodology) | IE wind not priority | 98 | 313 | 61 | 6 | 32 | 98 | 19.5% | 1.8% | 10.1% | 31.3%
C | richmond | 2035 | ECP + 5GW Offshore (with ECP 2.4 IC methodology) | IE wind not priority | 5 | 14 | 3 | 0 | 0 | 3 | 19.5% | 1.8% | 2.1% | 23.4%
C | richmond | 2035 | ECP + 5GW Offshore (with ECP 2.4 IC methodology) | IE Solar not priority | 31 | 40 | 7 | 1 | 3 | 11 | 17.9% | 2% | 6.8% | 26.7%
C | shannonbridge | 2035 | ECP + 5GW Offshore (with ECP 2.4 IC methodology) | IE Solar not priority | 65 | 83 | 15 | 2 | 6 | 22 | 17.9% | 2% | 6.8% | 26.7%
C | shanonagh | 2035 | ECP + 5GW Offshore (with ECP 2.4 IC methodology) | IE Solar not priority | 200 | 256 | 46 | 5 | 75 | 126 | 17.9% | 2% | 29.4% | 49.3%
C | sliabh bawn | 2035 | ECP + 5GW Offshore (with ECP 2.4 IC methodology) | IE wind priority | 58 | 186 | 0 | 5 | 0 | 5 | 0% | 2.8% | 0% | 2.8%
C | somerset | 2035 | ECP + 5GW Offshore (with ECP 2.4 IC methodology) | IE Solar not priority | 98 | 126 | 23 | 2 | 9 | 33 | 17.9% | 2% | 6.8% | 26.7%
C | stonestown | 2035 | ECP + 5GW Offshore (with ECP 2.4 IC methodology) | IE wind not priority | 105 | 337 | 66 | 6 | 7 | 79 | 19.5% | 1.8% | 2.1% | 23.4%
C | athlone | 2028 | ECP (Pro-rata) | IE Solar not priority | 143 | 183 | 42 | 11 | 11 | 64 | 22.7% | 6% | 5.9% | 34.6%
C | athlone | 2028 | ECP (Pro-rata) | IE wind not priority | 127 | 411 | 102 | 19 | 19 | 140 | 24.8% | 4.7% | 4.5% | 34%
C | carrick on shannon | 2028 | ECP (Pro-rata) | IE Solar not priority | 25 | 32 | 7 | 2 | 2 | 11 | 22.7% | 6% | 5.9% | 34.6%
C | carrick on shannon | 2028 | ECP (Pro-rata) | IE wind not priority | 7 | 22 | 6 | 1 | 1 | 8 | 24.8% | 4.7% | 4.5% | 34%
C | cregg | 2028 | ECP (Pro-rata) | IE Solar not priority | 75 | 96 | 22 | 6 | 6 | 33 | 22.7% | 6% | 5.9% | 34.6%
C | dallow | 2028 | ECP (Pro-rata) | IE wind not priority | 63 | 202 | 50 | 10 | 9 | 69 | 24.8% | 4.7% | 4.5% | 34%
C | dallow | 2028 | ECP (Pro-rata) | IE wind priority | 10 | 32 | 0 | 3 | 1 | 4 | 0% | 9.4% | 4.5% | 14%
C | derrycarney | 2028 | ECP (Pro-rata) | IE Solar not priority | 444 | 570 | 129 | 34 | 33 | 197 | 22.7% | 6% | 5.9% | 34.6%
C | derrycarney | 2028 | ECP (Pro-rata) | IE wind not priority | 34 | 110 | 27 | 5 | 5 | 37 | 24.8% | 4.7% | 4.5% | 34%
C | lanesboro | 2028 | ECP (Pro-rata) | IE Solar not priority | 61 | 78 | 18 | 5 | 5 | 27 | 22.7% | 6% | 5.9% | 34.6%
C | lanesboro | 2028 | ECP (Pro-rata) | IE wind not priority | 99 | 321 | 79 | 15 | 14 | 109 | 24.8% | 4.7% | 4.5% | 34%
C | mullingar | 2028 | ECP (Pro-rata) | IE Solar not priority | 29 | 37 | 8 | 2 | 16 | 26 | 22.7% | 6% | 42% | 70.7%
C | mullingar | 2028 | ECP (Pro-rata) | IE wind not priority | 98 | 315 | 78 | 15 | 112 | 204 | 24.8% | 4.7% | 35.5% | 65%
C | richmond | 2028 | ECP (Pro-rata) | IE wind not priority | 5 | 15 | 4 | 1 | 1 | 5 | 24.8% | 4.7% | 4.5% | 34%
C | richmond | 2028 | ECP (Pro-rata) | IE Solar not priority | 31 | 40 | 9 | 2 | 2 | 14 | 22.7% | 6% | 5.9% | 34.6%
C | shannonbridge | 2028 | ECP (Pro-rata) | IE Solar not priority | 65 | 83 | 19 | 5 | 5 | 29 | 22.7% | 6% | 5.9% | 34.6%
C | shanonagh | 2028 | ECP (Pro-rata) | IE Solar not priority | 200 | 257 | 58 | 16 | 108 | 181 | 22.7% | 6% | 42% | 70.7%
C | sliabh bawn | 2028 | ECP (Pro-rata) | IE wind priority | 58 | 187 | 0 | 18 | 8 | 26 | 0% | 9.4% | 4.5% | 14%
C | somerset | 2028 | ECP (Pro-rata) | IE Solar not priority | 98 | 126 | 29 | 8 | 7 | 44 | 22.7% | 6% | 5.9% | 34.6%
C | stonestown | 2028 | ECP (Pro-rata) | IE wind not priority | 105 | 339 | 84 | 16 | 15 | 115 | 24.8% | 4.7% | 4.5% | 34%
C | athlone | 2030 | ECP (Pro-rata) | IE Solar not priority | 143 | 183 | 45 | 6 | 11 | 62 | 24.6% | 3.5% | 5.8% | 33.9%
C | athlone | 2030 | ECP (Pro-rata) | IE wind not priority | 127 | 409 | 109 | 12 | 3 | 123 | 26.6% | 2.9% | 0.7% | 30.2%
C | carrick on shannon | 2030 | ECP (Pro-rata) | IE Solar not priority | 25 | 32 | 8 | 1 | 2 | 11 | 24.6% | 3.5% | 5.8% | 33.9%
C | carrick on shannon | 2030 | ECP (Pro-rata) | IE wind not priority | 7 | 22 | 6 | 1 | 0 | 7 | 26.6% | 2.9% | 0.7% | 30.2%
C | cregg | 2030 | ECP (Pro-rata) | IE Solar not priority | 75 | 96 | 24 | 3 | 6 | 33 | 24.6% | 3.5% | 5.8% | 33.9%
C | dallow | 2030 | ECP (Pro-rata) | IE wind not priority | 63 | 201 | 53 | 6 | 1 | 61 | 26.6% | 2.9% | 0.7% | 30.2%
C | dallow | 2030 | ECP (Pro-rata) | IE wind priority | 10 | 32 | 0 | 2 | 0 | 2 | 0% | 5.8% | 0.7% | 6.5%
C | derrycarney | 2030 | ECP (Pro-rata) | IE Solar not priority | 444 | 569 | 140 | 20 | 33 | 193 | 24.6% | 3.5% | 5.8% | 33.9%
C | derrycarney | 2030 | ECP (Pro-rata) | IE wind not priority | 34 | 109 | 29 | 3 | 1 | 33 | 26.6% | 2.9% | 0.7% | 30.2%
C | lanesboro | 2030 | ECP (Pro-rata) | IE Solar not priority | 61 | 78 | 19 | 3 | 4 | 26 | 24.6% | 3.5% | 5.8% | 33.9%
C | lanesboro | 2030 | ECP (Pro-rata) | IE wind not priority | 99 | 319 | 85 | 9 | 2 | 96 | 26.6% | 2.9% | 0.7% | 30.2%
C | mullingar | 2030 | ECP (Pro-rata) | IE Solar not priority | 29 | 37 | 9 | 1 | 10 | 21 | 24.6% | 3.5% | 28% | 56.1%
C | mullingar | 2030 | ECP (Pro-rata) | IE wind not priority | 98 | 313 | 83 | 9 | 58 | 150 | 26.6% | 2.9% | 18.5% | 48%
C | richmond | 2030 | ECP (Pro-rata) | IE wind not priority | 5 | 14 | 4 | 0 | 0 | 4 | 26.6% | 2.9% | 0.7% | 30.2%
C | richmond | 2030 | ECP (Pro-rata) | IE Solar not priority | 31 | 40 | 10 | 1 | 2 | 13 | 24.6% | 3.5% | 5.8% | 33.9%
C | shannonbridge | 2030 | ECP (Pro-rata) | IE Solar not priority | 65 | 83 | 20 | 3 | 5 | 28 | 24.6% | 3.5% | 5.8% | 33.9%
C | shanonagh | 2030 | ECP (Pro-rata) | IE Solar not priority | 200 | 256 | 63 | 9 | 72 | 144 | 24.6% | 3.5% | 28% | 56.1%
C | sliabh bawn | 2030 | ECP (Pro-rata) | IE wind priority | 58 | 186 | 0 | 11 | 1 | 12 | 0% | 5.8% | 0.7% | 6.5%
C | somerset | 2030 | ECP (Pro-rata) | IE Solar not priority | 98 | 126 | 31 | 4 | 7 | 43 | 24.6% | 3.5% | 5.8% | 33.9%
C | stonestown | 2030 | ECP (Pro-rata) | IE wind not priority | 105 | 337 | 90 | 10 | 2 | 102 | 26.6% | 2.9% | 0.7% | 30.2%
C | athlone | 2030 | ECP + 3.1GW Offshore (Pro-rata) | IE Solar not priority | 143 | 183 | 56 | 7 | 8 | 70 | 30.5% | 3.6% | 4.3% | 38.3%
C | athlone | 2030 | ECP + 3.1GW Offshore (Pro-rata) | IE wind not priority | 127 | 409 | 160 | 11 | 1 | 173 | 39.1% | 2.8% | 0.4% | 42.2%
C | carrick on shannon | 2030 | ECP + 3.1GW Offshore (Pro-rata) | IE Solar not priority | 25 | 32 | 10 | 1 | 1 | 12 | 30.5% | 3.6% | 4.3% | 38.3%
C | carrick on shannon | 2030 | ECP + 3.1GW Offshore (Pro-rata) | IE wind not priority | 7 | 22 | 9 | 1 | 0 | 9 | 39.1% | 2.8% | 0.4% | 42.2%
C | cregg | 2030 | ECP + 3.1GW Offshore (Pro-rata) | IE Solar not priority | 75 | 96 | 29 | 3 | 4 | 37 | 30.5% | 3.6% | 4.3% | 38.3%
C | dallow | 2030 | ECP + 3.1GW Offshore (Pro-rata) | IE wind not priority | 63 | 201 | 79 | 6 | 1 | 85 | 39.1% | 2.8% | 0.4% | 42.2%
C | dallow | 2030 | ECP + 3.1GW Offshore (Pro-rata) | IE wind priority | 10 | 32 | 0 | 2 | 0 | 2 | 0% | 7% | 0.4% | 7.3%
C | derrycarney | 2030 | ECP + 3.1GW Offshore (Pro-rata) | IE Solar not priority | 444 | 569 | 174 | 20 | 24 | 218 | 30.5% | 3.6% | 4.3% | 38.3%
C | derrycarney | 2030 | ECP + 3.1GW Offshore (Pro-rata) | IE wind not priority | 34 | 109 | 43 | 3 | 0 | 46 | 39.1% | 2.8% | 0.4% | 42.2%
C | lanesboro | 2030 | ECP + 3.1GW Offshore (Pro-rata) | IE Solar not priority | 61 | 78 | 24 | 3 | 3 | 30 | 30.5% | 3.6% | 4.3% | 38.3%
C | lanesboro | 2030 | ECP + 3.1GW Offshore (Pro-rata) | IE wind not priority | 99 | 319 | 125 | 9 | 1 | 135 | 39.1% | 2.8% | 0.4% | 42.2%
C | mullingar | 2030 | ECP + 3.1GW Offshore (Pro-rata) | IE Solar not priority | 29 | 37 | 11 | 1 | 9 | 21 | 30.5% | 3.6% | 23.2% | 57.3%
C | mullingar | 2030 | ECP + 3.1GW Offshore (Pro-rata) | IE wind not priority | 98 | 313 | 122 | 9 | 21 | 152 | 39.1% | 2.8% | 6.6% | 48.5%
C | richmond | 2030 | ECP + 3.1GW Offshore (Pro-rata) | IE wind not priority | 5 | 14 | 6 | 0 | 0 | 6 | 39.1% | 2.8% | 0.4% | 42.2%
C | richmond | 2030 | ECP + 3.1GW Offshore (Pro-rata) | IE Solar not priority | 31 | 40 | 12 | 1 | 2 | 15 | 30.5% | 3.6% | 4.3% | 38.3%
C | shannonbridge | 2030 | ECP + 3.1GW Offshore (Pro-rata) | IE Solar not priority | 65 | 83 | 25 | 3 | 4 | 32 | 30.5% | 3.6% | 4.3% | 38.3%
C | shanonagh | 2030 | ECP + 3.1GW Offshore (Pro-rata) | IE Solar not priority | 200 | 256 | 78 | 9 | 59 | 147 | 30.5% | 3.6% | 23.2% | 57.3%
C | sliabh bawn | 2030 | ECP + 3.1GW Offshore (Pro-rata) | IE wind priority | 58 | 186 | 0 | 13 | 1 | 14 | 0% | 7% | 0.4% | 7.3%
C | somerset | 2030 | ECP + 3.1GW Offshore (Pro-rata) | IE Solar not priority | 98 | 126 | 38 | 4 | 5 | 48 | 30.5% | 3.6% | 4.3% | 38.3%
C | stonestown | 2030 | ECP + 3.1GW Offshore (Pro-rata) | IE wind not priority | 105 | 337 | 132 | 9 | 1 | 142 | 39.1% | 2.8% | 0.4% | 42.2%
D | ardnacrusha | 2028 | Initial | IE wind priority | 8 | 23 | 0 | 2 | 0 | 2 | 0% | 9.7% | 0% | 9.7%
D | booltiagh | 2028 | Initial | IE wind not priority | 117 | 365 | 57 | 23 | 6 | 86 | 15.6% | 6.3% | 1.7% | 23.6%
D | booltiagh | 2028 | Initial | IE wind priority | 31 | 98 | 0 | 10 | 0 | 10 | 0% | 9.7% | 0% | 9.7%
D | drumline | 2028 | Initial | IE Solar not priority | 4 | 5 | 0 | 0 | 0 | 1 | 7.5% | 4.5% | 0.5% | 12.5%
D | slievecallan | 2028 | Initial | IE wind priority | 72 | 225 | 0 | 22 | 0 | 22 | 0% | 9.7% | 0% | 9.7%
D | tullabrack | 2028 | Initial | IE wind priority | 14 | 43 | 0 | 4 | 0 | 4 | 0% | 9.7% | 0% | 9.7%
D | ardnacrusha | 2028 | 50% | IE Solar not priority | 60 | 70 | 9 | 3 | 0 | 12 | 12.9% | 4.2% | 0.1% | 17.2%
D | ardnacrusha | 2028 | 50% | IE wind not priority | 66 | 205 | 42 | 10 | 2 | 53 | 20.3% | 4.9% | 0.7% | 26%
D | ardnacrusha | 2028 | 50% | IE wind priority | 8 | 23 | 0 | 2 | 0 | 2 | 0% | 9% | 0% | 9%
D | booltiagh | 2028 | 50% | IE wind not priority | 117 | 365 | 74 | 18 | 3 | 95 | 20.3% | 4.9% | 0.7% | 26%
D | booltiagh | 2028 | 50% | IE wind priority | 31 | 98 | 0 | 9 | 0 | 9 | 0% | 9% | 0% | 9%
D | coolshamroge | 2028 | 50% | IE Solar not priority | 30 | 35 | 5 | 1 | 0 | 6 | 12.9% | 4.2% | 0.1% | 17.2%
D | drumline | 2028 | 50% | IE Solar not priority | 15 | 18 | 2 | 1 | 0 | 3 | 12.9% | 4.2% | 0.1% | 17.2%
D | ennis | 2028 | 50% | IE Solar not priority | 46 | 54 | 7 | 2 | 0 | 9 | 12.9% | 4.2% | 0.1% | 17.2%
D | slievecallan | 2028 | 50% | IE wind priority | 72 | 225 | 0 | 20 | 0 | 20 | 0% | 9% | 0% | 9%
D | tullabrack | 2028 | 50% | IE wind priority | 14 | 43 | 0 | 4 | 0 | 4 | 0% | 9% | 0% | 9%
D | ardnacrusha | 2028 | ECP | IE Solar not priority | 119 | 140 | 32 | 8 | 0 | 41 | 23% | 6.1% | 0% | 29.1%
D | ardnacrusha | 2028 | ECP | IE wind not priority | 131 | 410 | 107 | 19 | 0 | 127 | 26.1% | 4.7% | 0.1% | 30.9%
D | ardnacrusha | 2028 | ECP | IE wind priority | 8 | 23 | 0 | 2 | 0 | 2 | 0% | 9.6% | 0% | 9.6%
D | booltiagh | 2028 | ECP | IE wind not priority | 117 | 365 | 95 | 17 | 0 | 113 | 26.1% | 4.7% | 0.1% | 30.9%
D | booltiagh | 2028 | ECP | IE wind priority | 31 | 98 | 0 | 9 | 0 | 9 | 0% | 9.6% | 0% | 9.6%
D | coolshamroge | 2028 | ECP | IE Solar not priority | 60 | 70 | 16 | 4 | 0 | 20 | 23% | 6.1% | 0% | 29.1%
D | drumline | 2028 | ECP | IE Solar not priority | 26 | 30 | 7 | 2 | 0 | 9 | 23% | 6.1% | 0% | 29.1%
D | ennis | 2028 | ECP | IE Solar not priority | 92 | 108 | 25 | 7 | 0 | 31 | 23% | 6.1% | 0% | 29.1%
D | slievecallan | 2028 | ECP | IE wind priority | 72 | 225 | 0 | 22 | 0 | 22 | 0% | 9.6% | 0% | 9.6%
D | tullabrack | 2028 | ECP | IE wind priority | 14 | 43 | 0 | 4 | 0 | 4 | 0% | 9.6% | 0% | 9.6%
D | ardnacrusha | 2030 | Initial | IE wind priority | 8 | 23 | 0 | 2 | 0 | 2 | 0% | 6.5% | 0% | 6.5%
D | booltiagh | 2030 | Initial | IE wind not priority | 117 | 362 | 44 | 17 | 3 | 64 | 12.2% | 4.6% | 0.9% | 17.6%
D | booltiagh | 2030 | Initial | IE wind priority | 31 | 98 | 0 | 6 | 0 | 6 | 0% | 6.5% | 0% | 6.5%
D | drumline | 2030 | Initial | IE Solar not priority | 4 | 5 | 0 | 0 | 0 | 1 | 8.4% | 2.5% | 0.1% | 10.9%
D | slievecallan | 2030 | Initial | IE wind priority | 72 | 223 | 0 | 15 | 0 | 15 | 0% | 6.5% | 0% | 6.5%
D | tullabrack | 2030 | Initial | IE wind priority | 14 | 43 | 0 | 3 | 0 | 3 | 0% | 6.5% | 0% | 6.5%
D | ardnacrusha | 2030 | 50% | IE Solar not priority | 60 | 70 | 10 | 2 | 0 | 12 | 14.9% | 2.6% | 0% | 17.5%
D | ardnacrusha | 2030 | 50% | IE wind not priority | 66 | 204 | 44 | 6 | 1 | 51 | 21.8% | 3.1% | 0.4% | 25.3%
D | ardnacrusha | 2030 | 50% | IE wind priority | 8 | 23 | 0 | 1 | 0 | 1 | 0% | 5.7% | 0% | 5.7%
D | booltiagh | 2030 | 50% | IE wind not priority | 117 | 362 | 79 | 11 | 1 | 91 | 21.8% | 3.1% | 0.4% | 25.3%
D | booltiagh | 2030 | 50% | IE wind priority | 31 | 98 | 0 | 6 | 0 | 6 | 0% | 5.7% | 0% | 5.7%
D | coolshamroge | 2030 | 50% | IE Solar not priority | 30 | 35 | 5 | 1 | 0 | 6 | 14.9% | 2.6% | 0% | 17.5%
D | drumline | 2030 | 50% | IE Solar not priority | 15 | 18 | 3 | 0 | 0 | 3 | 14.9% | 2.6% | 0% | 17.5%
D | ennis | 2030 | 50% | IE Solar not priority | 46 | 54 | 8 | 1 | 0 | 9 | 14.9% | 2.6% | 0% | 17.5%
D | slievecallan | 2030 | 50% | IE wind priority | 72 | 223 | 0 | 13 | 0 | 13 | 0% | 5.7% | 0% | 5.7%
D | tullabrack | 2030 | 50% | IE wind priority | 14 | 43 | 0 | 2 | 0 | 2 | 0% | 5.7% | 0% | 5.7%
D | ardnacrusha | 2030 | ECP | IE Solar not priority | 119 | 139 | 35 | 5 | 0 | 40 | 24.9% | 3.5% | 0% | 28.4%
D | ardnacrusha | 2030 | ECP | IE wind not priority | 131 | 408 | 115 | 12 | 1 | 127 | 28.1% | 2.8% | 0.2% | 31.1%
D | ardnacrusha | 2030 | ECP | IE wind priority | 8 | 23 | 0 | 1 | 0 | 1 | 0% | 5.9% | 0% | 5.9%
D | booltiagh | 2030 | ECP | IE wind not priority | 117 | 362 | 102 | 10 | 1 | 113 | 28.1% | 2.8% | 0.2% | 31.1%
D | booltiagh | 2030 | ECP | IE wind priority | 31 | 98 | 0 | 6 | 0 | 6 | 0% | 5.9% | 0% | 5.9%
D | coolshamroge | 2030 | ECP | IE Solar not priority | 60 | 70 | 17 | 2 | 0 | 20 | 24.9% | 3.5% | 0% | 28.4%
D | drumline | 2030 | ECP | IE Solar not priority | 26 | 30 | 8 | 1 | 0 | 9 | 24.9% | 3.5% | 0% | 28.4%
D | ennis | 2030 | ECP | IE Solar not priority | 92 | 108 | 27 | 4 | 0 | 31 | 24.9% | 3.5% | 0% | 28.4%
D | slievecallan | 2030 | ECP | IE wind priority | 72 | 223 | 0 | 13 | 0 | 13 | 0% | 5.9% | 0% | 5.9%
D | tullabrack | 2030 | ECP | IE wind priority | 14 | 43 | 0 | 3 | 0 | 3 | 0% | 5.9% | 0% | 5.9%
D | ardnacrusha | 2030 | ECP + 3.1GW Offshore | IE Solar not priority | 119 | 139 | 43 | 5 | 0 | 48 | 30.8% | 3.5% | 0% | 34.4%
D | ardnacrusha | 2030 | ECP + 3.1GW Offshore | IE wind not priority | 131 | 408 | 165 | 11 | 2 | 177 | 40.4% | 2.7% | 0.4% | 43.5%
D | ardnacrusha | 2030 | ECP + 3.1GW Offshore | IE wind priority | 8 | 23 | 0 | 2 | 0 | 2 | 0% | 7% | 0% | 7%
D | booltiagh | 2030 | ECP + 3.1GW Offshore | IE wind not priority | 117 | 362 | 146 | 10 | 1 | 158 | 40.4% | 2.7% | 0.4% | 43.5%
D | booltiagh | 2030 | ECP + 3.1GW Offshore | IE wind priority | 31 | 98 | 0 | 7 | 0 | 7 | 0% | 7% | 0% | 7%
D | coolshamroge | 2030 | ECP + 3.1GW Offshore | IE Solar not priority | 60 | 70 | 22 | 2 | 0 | 24 | 30.8% | 3.5% | 0% | 34.4%
D | drumline | 2030 | ECP + 3.1GW Offshore | IE Solar not priority | 26 | 30 | 9 | 1 | 0 | 10 | 30.8% | 3.5% | 0% | 34.4%
D | ennis | 2030 | ECP + 3.1GW Offshore | IE Solar not priority | 92 | 108 | 33 | 4 | 0 | 37 | 30.8% | 3.5% | 0% | 34.4%
D | slievecallan | 2030 | ECP + 3.1GW Offshore | IE wind priority | 72 | 223 | 0 | 16 | 0 | 16 | 0% | 7% | 0% | 7%
D | tullabrack | 2030 | ECP + 3.1GW Offshore | IE wind priority | 14 | 43 | 0 | 3 | 0 | 3 | 0% | 7% | 0% | 7%
D | ardnacrusha | 2030 | ECP (without Battery) | IE Solar not priority | 119 | 139 | 46 | 6 | 0 | 53 | 33.4% | 4.5% | 0.1% | 38%
D | ardnacrusha | 2030 | ECP (without Battery) | IE wind not priority | 131 | 408 | 135 | 16 | 2 | 152 | 33.1% | 3.8% | 0.4% | 37.3%
D | ardnacrusha | 2030 | ECP (without Battery) | IE wind priority | 8 | 23 | 0 | 2 | 0 | 2 | 0% | 8.3% | 0% | 8.3%
D | booltiagh | 2030 | ECP (without Battery) | IE wind not priority | 117 | 362 | 120 | 14 | 1 | 135 | 33.1% | 3.8% | 0.4% | 37.3%
D | booltiagh | 2030 | ECP (without Battery) | IE wind priority | 31 | 98 | 0 | 8 | 0 | 8 | 0% | 8.3% | 0% | 8.3%
D | coolshamroge | 2030 | ECP (without Battery) | IE Solar not priority | 60 | 70 | 23 | 3 | 0 | 27 | 33.4% | 4.5% | 0.1% | 38%
D | drumline | 2030 | ECP (without Battery) | IE Solar not priority | 26 | 30 | 10 | 1 | 0 | 12 | 33.4% | 4.5% | 0.1% | 38%
D | ennis | 2030 | ECP (without Battery) | IE Solar not priority | 92 | 108 | 36 | 5 | 0 | 41 | 33.4% | 4.5% | 0.1% | 38%
D | slievecallan | 2030 | ECP (without Battery) | IE wind priority | 72 | 223 | 0 | 19 | 0 | 19 | 0% | 8.3% | 0% | 8.3%
D | tullabrack | 2030 | ECP (without Battery) | IE wind priority | 14 | 43 | 0 | 4 | 0 | 4 | 0% | 8.3% | 0% | 8.3%
D | ardnacrusha | 2035 | ECP + 5GW Offshore | IE Solar not priority | 119 | 139 | 32 | 3 | 1 | 36 | 22.8% | 2.2% | 0.9% | 25.9%
D | ardnacrusha | 2035 | ECP + 5GW Offshore | IE wind not priority | 131 | 408 | 129 | 7 | 21 | 158 | 31.7% | 1.8% | 5.2% | 38.7%
D | ardnacrusha | 2035 | ECP + 5GW Offshore | IE wind priority | 8 | 23 | 0 | 1 | 0 | 1 | 0% | 5.5% | 0% | 5.5%
D | booltiagh | 2035 | ECP + 5GW Offshore | IE wind not priority | 117 | 362 | 115 | 7 | 19 | 140 | 31.7% | 1.8% | 5.2% | 38.7%
D | booltiagh | 2035 | ECP + 5GW Offshore | IE wind priority | 31 | 98 | 0 | 5 | 0 | 5 | 0% | 5.5% | 0% | 5.5%
D | coolshamroge | 2035 | ECP + 5GW Offshore | IE Solar not priority | 60 | 70 | 16 | 2 | 1 | 18 | 22.8% | 2.2% | 0.9% | 25.9%
D | drumline | 2035 | ECP + 5GW Offshore | IE Solar not priority | 26 | 30 | 7 | 1 | 0 | 8 | 22.8% | 2.2% | 0.9% | 25.9%
D | ennis | 2035 | ECP + 5GW Offshore | IE Solar not priority | 92 | 108 | 25 | 2 | 1 | 28 | 22.8% | 2.2% | 0.9% | 25.9%
D | slievecallan | 2035 | ECP + 5GW Offshore | IE wind priority | 72 | 223 | 0 | 12 | 0 | 12 | 0% | 5.5% | 0% | 5.5%
D | tullabrack | 2035 | ECP + 5GW Offshore | IE wind priority | 14 | 43 | 0 | 2 | 0 | 2 | 0% | 5.5% | 0% | 5.5%
D | ardnacrusha | 2035 | ECP + 5GW Offshore (without France 2, LirIC, MaRES) | IE Solar not priority | 119 | 139 | 40 | 4 | 0 | 44 | 29% | 2.8% | 0.2% | 31.9%
D | ardnacrusha | 2035 | ECP + 5GW Offshore (without France 2, LirIC, MaRES) | IE wind not priority | 131 | 408 | 151 | 8 | 5 | 164 | 37% | 2% | 1.2% | 40.2%
D | ardnacrusha | 2035 | ECP + 5GW Offshore (without France 2, LirIC, MaRES) | IE wind priority | 8 | 23 | 0 | 1 | 0 | 1 | 0% | 5.4% | 0% | 5.4%
D | booltiagh | 2035 | ECP + 5GW Offshore (without France 2, LirIC, MaRES) | IE wind not priority | 117 | 362 | 134 | 7 | 4 | 146 | 37% | 2% | 1.2% | 40.2%
D | booltiagh | 2035 | ECP + 5GW Offshore (without France 2, LirIC, MaRES) | IE wind priority | 31 | 98 | 0 | 5 | 0 | 5 | 0% | 5.4% | 0% | 5.4%
D | coolshamroge | 2035 | ECP + 5GW Offshore (without France 2, LirIC, MaRES) | IE Solar not priority | 60 | 70 | 20 | 2 | 0 | 22 | 29% | 2.8% | 0.2% | 31.9%
D | drumline | 2035 | ECP + 5GW Offshore (without France 2, LirIC, MaRES) | IE Solar not priority | 26 | 30 | 9 | 1 | 0 | 10 | 29% | 2.8% | 0.2% | 31.9%
D | ennis | 2035 | ECP + 5GW Offshore (without France 2, LirIC, MaRES) | IE Solar not priority | 92 | 108 | 31 | 3 | 0 | 34 | 29% | 2.8% | 0.2% | 31.9%
D | slievecallan | 2035 | ECP + 5GW Offshore (without France 2, LirIC, MaRES) | IE wind priority | 72 | 223 | 0 | 12 | 0 | 12 | 0% | 5.4% | 0% | 5.4%
D | tullabrack | 2035 | ECP + 5GW Offshore (without France 2, LirIC, MaRES) | IE wind priority | 14 | 43 | 0 | 2 | 0 | 2 | 0% | 5.4% | 0% | 5.4%
D | ardnacrusha | 2035 | ECP + 5GW Offshore (with ECP 2.4 IC methodology) | IE Solar not priority | 119 | 139 | 25 | 3 | 0 | 28 | 17.9% | 2% | 0% | 19.9%
D | ardnacrusha | 2035 | ECP + 5GW Offshore (with ECP 2.4 IC methodology) | IE wind not priority | 131 | 408 | 84 | 7 | 3 | 94 | 20.5% | 1.8% | 0.8% | 23.1%
D | ardnacrusha | 2035 | ECP + 5GW Offshore (with ECP 2.4 IC methodology) | IE wind priority | 8 | 23 | 0 | 1 | 0 | 1 | 0% | 2.8% | 0% | 2.8%
D | booltiagh | 2035 | ECP + 5GW Offshore (with ECP 2.4 IC methodology) | IE wind not priority | 117 | 362 | 74 | 6 | 3 | 84 | 20.5% | 1.8% | 0.8% | 23.1%
D | booltiagh | 2035 | ECP + 5GW Offshore (with ECP 2.4 IC methodology) | IE wind priority | 31 | 98 | 0 | 3 | 0 | 3 | 0% | 2.8% | 0% | 2.8%
D | coolshamroge | 2035 | ECP + 5GW Offshore (with ECP 2.4 IC methodology) | IE Solar not priority | 60 | 70 | 13 | 1 | 0 | 14 | 17.9% | 2% | 0% | 19.9%
D | drumline | 2035 | ECP + 5GW Offshore (with ECP 2.4 IC methodology) | IE Solar not priority | 26 | 30 | 5 | 1 | 0 | 6 | 17.9% | 2% | 0% | 19.9%
D | ennis | 2035 | ECP + 5GW Offshore (with ECP 2.4 IC methodology) | IE Solar not priority | 92 | 108 | 19 | 2 | 0 | 21 | 17.9% | 2% | 0% | 19.9%
D | slievecallan | 2035 | ECP + 5GW Offshore (with ECP 2.4 IC methodology) | IE wind priority | 72 | 223 | 0 | 6 | 0 | 6 | 0% | 2.8% | 0% | 2.8%
D | tullabrack | 2035 | ECP + 5GW Offshore (with ECP 2.4 IC methodology) | IE wind priority | 14 | 43 | 0 | 1 | 0 | 1 | 0% | 2.8% | 0% | 2.8%
D | ardnacrusha | 2028 | ECP (Pro-rata) | IE Solar not priority | 119 | 140 | 32 | 8 | 0 | 41 | 23% | 6.1% | 0% | 29.1%
D | ardnacrusha | 2028 | ECP (Pro-rata) | IE wind not priority | 131 | 410 | 107 | 19 | 0 | 126 | 26.1% | 4.7% | 0.1% | 30.8%
D | ardnacrusha | 2028 | ECP (Pro-rata) | IE wind priority | 8 | 23 | 0 | 2 | 0 | 2 | 0% | 9.6% | 0.1% | 9.7%
D | booltiagh | 2028 | ECP (Pro-rata) | IE wind not priority | 117 | 365 | 95 | 17 | 0 | 112 | 26.1% | 4.7% | 0.1% | 30.8%
D | booltiagh | 2028 | ECP (Pro-rata) | IE wind priority | 31 | 98 | 0 | 9 | 0 | 10 | 0% | 9.6% | 0.1% | 9.7%
D | coolshamroge | 2028 | ECP (Pro-rata) | IE Solar not priority | 60 | 70 | 16 | 4 | 0 | 20 | 23% | 6.1% | 0% | 29.1%
D | drumline | 2028 | ECP (Pro-rata) | IE Solar not priority | 26 | 30 | 7 | 2 | 0 | 9 | 23% | 6.1% | 0% | 29.1%
D | ennis | 2028 | ECP (Pro-rata) | IE Solar not priority | 92 | 108 | 25 | 7 | 0 | 31 | 23% | 6.1% | 0% | 29.1%
D | slievecallan | 2028 | ECP (Pro-rata) | IE wind priority | 72 | 225 | 0 | 22 | 0 | 22 | 0% | 9.6% | 0.1% | 9.7%
D | tullabrack | 2028 | ECP (Pro-rata) | IE wind priority | 14 | 43 | 0 | 4 | 0 | 4 | 0% | 9.6% | 0.1% | 9.7%
D | ardnacrusha | 2030 | ECP (Pro-rata) | IE Solar not priority | 119 | 139 | 35 | 5 | 0 | 40 | 24.9% | 3.5% | 0% | 28.4%
D | ardnacrusha | 2030 | ECP (Pro-rata) | IE wind not priority | 131 | 408 | 115 | 12 | 0 | 127 | 28.1% | 2.8% | 0.1% | 31.1%
D | ardnacrusha | 2030 | ECP (Pro-rata) | IE wind priority | 8 | 23 | 0 | 1 | 0 | 1 | 0% | 5.9% | 0.1% | 6%
D | booltiagh | 2030 | ECP (Pro-rata) | IE wind not priority | 117 | 362 | 102 | 10 | 0 | 113 | 28.1% | 2.8% | 0.1% | 31.1%
D | booltiagh | 2030 | ECP (Pro-rata) | IE wind priority | 31 | 98 | 0 | 6 | 0 | 6 | 0% | 5.9% | 0.1% | 6%
D | coolshamroge | 2030 | ECP (Pro-rata) | IE Solar not priority | 60 | 70 | 17 | 2 | 0 | 20 | 24.9% | 3.5% | 0% | 28.4%
D | drumline | 2030 | ECP (Pro-rata) | IE Solar not priority | 26 | 30 | 8 | 1 | 0 | 9 | 24.9% | 3.5% | 0% | 28.4%
D | ennis | 2030 | ECP (Pro-rata) | IE Solar not priority | 92 | 108 | 27 | 4 | 0 | 31 | 24.9% | 3.5% | 0% | 28.4%
D | slievecallan | 2030 | ECP (Pro-rata) | IE wind priority | 72 | 223 | 0 | 13 | 0 | 13 | 0% | 5.9% | 0.1% | 6%
D | tullabrack | 2030 | ECP (Pro-rata) | IE wind priority | 14 | 43 | 0 | 3 | 0 | 3 | 0% | 5.9% | 0.1% | 6%
D | ardnacrusha | 2030 | ECP + 3.1GW Offshore (Pro-rata) | IE Solar not priority | 119 | 139 | 43 | 5 | 0 | 48 | 30.8% | 3.5% | 0% | 34.4%
D | ardnacrusha | 2030 | ECP + 3.1GW Offshore (Pro-rata) | IE wind not priority | 131 | 408 | 165 | 11 | 1 | 177 | 40.4% | 2.7% | 0.3% | 43.4%
D | ardnacrusha | 2030 | ECP + 3.1GW Offshore (Pro-rata) | IE wind priority | 8 | 23 | 0 | 2 | 0 | 2 | 0% | 7% | 0.3% | 7.4%
D | booltiagh | 2030 | ECP + 3.1GW Offshore (Pro-rata) | IE wind not priority | 117 | 362 | 146 | 10 | 1 | 157 | 40.4% | 2.7% | 0.3% | 43.4%
D | booltiagh | 2030 | ECP + 3.1GW Offshore (Pro-rata) | IE wind priority | 31 | 98 | 0 | 7 | 0 | 7 | 0% | 7% | 0.3% | 7.4%
D | coolshamroge | 2030 | ECP + 3.1GW Offshore (Pro-rata) | IE Solar not priority | 60 | 70 | 22 | 2 | 0 | 24 | 30.8% | 3.5% | 0% | 34.4%
D | drumline | 2030 | ECP + 3.1GW Offshore (Pro-rata) | IE Solar not priority | 26 | 30 | 9 | 1 | 0 | 10 | 30.8% | 3.5% | 0% | 34.4%
D | ennis | 2030 | ECP + 3.1GW Offshore (Pro-rata) | IE Solar not priority | 92 | 108 | 33 | 4 | 0 | 37 | 30.8% | 3.5% | 0% | 34.4%
D | slievecallan | 2030 | ECP + 3.1GW Offshore (Pro-rata) | IE wind priority | 72 | 223 | 0 | 16 | 1 | 16 | 0% | 7% | 0.3% | 7.4%
D | tullabrack | 2030 | ECP + 3.1GW Offshore (Pro-rata) | IE wind priority | 14 | 43 | 0 | 3 | 0 | 3 | 0% | 7% | 0.3% | 7.4%
E | athea | 2028 | Initial | IE wind not priority | 23 | 75 | 12 | 5 | 40 | 57 | 16.3% | 6.2% | 52.7% | 75.2%
E | athea | 2028 | Initial | IE wind priority | 34 | 112 | 0 | 11 | 0 | 11 | 0% | 9.8% | 0% | 9.8%
E | ballinknockane | 2028 | Initial | IE Solar not priority | 50 | 59 | 4 | 3 | 0 | 7 | 7.5% | 4.5% | 0.5% | 12.5%
E | boggeragh | 2028 | Initial | IE wind not priority | 23 | 76 | 12 | 5 | 40 | 57 | 16.3% | 6.2% | 52.7% | 75.2%
E | boggeragh | 2028 | Initial | IE wind priority | 143 | 465 | 0 | 45 | 0 | 45 | 0% | 9.8% | 0% | 9.8%
E | charleville | 2028 | Initial | IE wind priority | 51 | 167 | 0 | 16 | 0 | 16 | 0% | 9.8% | 0% | 9.8%
E | clahane | 2028 | Initial | IE Solar not priority | 34 | 40 | 3 | 2 | 9 | 13 | 7.5% | 4.5% | 21.8% | 33.8%
E | clahane | 2028 | Initial | IE wind priority | 52 | 168 | 0 | 16 | 0 | 16 | 0% | 9.8% | 0% | 9.8%
E | cloghboola | 2028 | Initial | IE wind priority | 101 | 328 | 0 | 32 | 0 | 32 | 0% | 9.8% | 0% | 9.8%
E | coomagearlahy | 2028 | Initial | IE wind priority | 81 | 264 | 0 | 26 | 0 | 26 | 0% | 9.8% | 0% | 9.8%
E | coomataggart | 2028 | Initial | IE wind not priority | 157 | 511 | 83 | 32 | 269 | 384 | 16.3% | 6.2% | 52.7% | 75.2%
E | cordal | 2028 | Initial | IE wind priority | 148 | 481 | 0 | 47 | 0 | 47 | 0% | 9.8% | 0% | 9.8%
E | dromada | 2028 | Initial | IE wind priority | 29 | 93 | 0 | 9 | 0 | 9 | 0% | 9.8% | 0% | 9.8%
E | drombeg | 2028 | Initial | IE Solar not priority | 50 | 59 | 4 | 3 | 13 | 20 | 7.5% | 4.5% | 21.8% | 33.8%
E | drombeg | 2028 | Initial | IE wind not priority | 25 | 82 | 13 | 5 | 43 | 62 | 16.3% | 6.2% | 52.7% | 75.2%
E | garrow | 2028 | Initial | IE wind priority | 69 | 226 | 0 | 22 | 0 | 22 | 0% | 9.8% | 0% | 9.8%
E | glanlee | 2028 | Initial | IE wind priority | 30 | 97 | 0 | 9 | 0 | 9 | 0% | 9.8% | 0% | 9.8%
E | glenlara | 2028 | Initial | IE Solar not priority | 5 | 6 | 0 | 0 | 1 | 2 | 7.5% | 4.5% | 21.8% | 33.8%
E | glenlara 220kv side | 2028 | Initial | IE wind not priority | 14 | 45 | 7 | 3 | 24 | 34 | 16.3% | 6.2% | 52.7% | 75.2%
E | glenlara 220kv side | 2028 | Initial | IE wind priority | 53 | 173 | 0 | 17 | 0 | 17 | 0% | 9.8% | 0% | 9.8%
E | kilpaddoge | 2028 | Initial | IE wind priority | 55 | 179 | 0 | 17 | 0 | 17 | 0% | 9.8% | 0% | 9.8%
E | knockacummer | 2028 | Initial | IE wind priority | 105 | 342 | 0 | 33 | 0 | 33 | 0% | 9.8% | 0% | 9.8%
E | knockearagh | 2028 | Initial | IE wind priority | 9 | 30 | 0 | 3 | 0 | 3 | 0% | 9.8% | 0% | 9.8%
E | mallow | 2028 | Initial | IE Solar not priority | 5 | 6 | 0 | 0 | 1 | 2 | 7.5% | 4.5% | 21.8% | 33.8%
E | moneypoint | 2028 | Initial | IE wind priority | 17 | 56 | 0 | 5 | 0 | 5 | 0% | 9.8% | 0% | 9.8%
E | oughtragh | 2028 | Initial | IE wind priority | 9 | 29 | 0 | 3 | 0 | 3 | 0% | 9.8% | 0% | 9.8%
E | rathkeale | 2028 | Initial | IE wind priority | 28 | 90 | 0 | 9 | 0 | 9 | 0% | 9.8% | 0% | 9.8%
E | reamore | 2028 | Initial | IE wind not priority | 25 | 82 | 13 | 5 | 43 | 62 | 16.3% | 6.2% | 52.7% | 75.2%
E | reamore | 2028 | Initial | IE wind priority | 58 | 189 | 0 | 18 | 0 | 18 | 0% | 9.8% | 0% | 9.8%
E | tralee | 2028 | Initial | IE wind priority | 15 | 49 | 0 | 5 | 0 | 5 | 0% | 9.8% | 0% | 9.8%
E | trien 220kv side | 2028 | Initial | IE wind not priority | 7 | 22 | 3 | 1 | 11 | 16 | 16.3% | 6.2% | 52.7% | 75.2%
E | trien | 2028 | Initial | IE wind priority | 47 | 154 | 0 | 15 | 0 | 15 | 0% | 9.8% | 0% | 9.8%
E | athea | 2028 | 50% | IE wind not priority | 23 | 75 | 16 | 4 | 19 | 38 | 20.7% | 4.8% | 25.1% | 50.5%
E | athea | 2028 | 50% | IE wind priority | 34 | 112 | 0 | 10 | 0 | 10 | 0% | 9% | 0% | 9%
E | ballinknockane | 2028 | 50% | IE Solar not priority | 50 | 59 | 8 | 2 | 0 | 10 | 12.9% | 4.2% | 0.1% | 17.2%
E | ballyvouskil 220 | 2028 | 50% | IE Solar not priority | 6 | 7 | 1 | 0 | 0 | 2 | 12.9% | 4.2% | 3.7% | 20.8%
E | ballyvouskil 220 | 2028 | 50% | IE wind not priority | 21 | 68 | 14 | 3 | 17 | 35 | 20.7% | 4.8% | 25.1% | 50.5%
E | boggeragh | 2028 | 50% | IE Solar not priority | 12 | 14 | 2 | 1 | 1 | 3 | 12.9% | 4.2% | 3.7% | 20.8%
E | boggeragh | 2028 | 50% | IE wind not priority | 23 | 76 | 16 | 4 | 19 | 38 | 20.7% | 4.8% | 25.1% | 50.5%
E | boggeragh | 2028 | 50% | IE wind priority | 143 | 465 | 0 | 42 | 0 | 42 | 0% | 9% | 0% | 9%
E | charleville | 2028 | 50% | IE Solar not priority | 83 | 97 | 12 | 4 | 4 | 20 | 12.9% | 4.2% | 3.7% | 20.8%
E | charleville | 2028 | 50% | IE wind priority | 51 | 167 | 0 | 15 | 0 | 15 | 0% | 9% | 0% | 9%
E | clahane | 2028 | 50% | IE Solar not priority | 34 | 40 | 5 | 2 | 1 | 8 | 12.9% | 4.2% | 3.7% | 20.8%
E | clahane | 2028 | 50% | IE wind priority | 52 | 168 | 0 | 15 | 0 | 15 | 0% | 9% | 0% | 9%
E | clashavoon | 2028 | 50% | IE wind not priority | 56 | 182 | 38 | 9 | 46 | 92 | 20.7% | 4.8% | 25.1% | 50.5%
E | cloghboola | 2028 | 50% | IE wind priority | 101 | 328 | 0 | 29 | 0 | 29 | 0% | 9% | 0% | 9%
E | coomagearlahy | 2028 | 50% | IE Solar not priority | 4 | 4 | 1 | 0 | 0 | 1 | 12.9% | 4.2% | 3.7% | 20.8%
E | coomagearlahy | 2028 | 50% | IE wind priority | 81 | 264 | 0 | 24 | 0 | 24 | 0% | 9% | 0% | 9%
E | coomataggart | 2028 | 50% | IE wind not priority | 200 | 651 | 134 | 31 | 163 | 329 | 20.7% | 4.8% | 25.1% | 50.5%
E | cordal | 2028 | 50% | IE wind priority | 148 | 481 | 0 | 43 | 0 | 43 | 0% | 9% | 0% | 9%
E | dromada | 2028 | 50% | IE wind priority | 29 | 93 | 0 | 8 | 0 | 8 | 0% | 9% | 0% | 9%
E | drombeg | 2028 | 50% | IE Solar not priority | 72 | 84 | 11 | 4 | 3 | 18 | 12.9% | 4.2% | 3.7% | 20.8%
E | drombeg | 2028 | 50% | IE wind not priority | 25 | 82 | 17 | 4 | 21 | 42 | 20.7% | 4.8% | 25.1% | 50.5%
E | garrow | 2028 | 50% | IE wind priority | 69 | 226 | 0 | 20 | 0 | 20 | 0% | 9% | 0% | 9%
E | glanlee | 2028 | 50% | IE wind not priority | 13 | 42 | 9 | 2 | 11 | 21 | 20.7% | 4.8% | 25.1% | 50.5%
E | glanlee | 2028 | 50% | IE wind priority | 30 | 97 | 0 | 9 | 0 | 9 | 0% | 9% | 0% | 9%
E | glenlara | 2028 | 50% | IE Solar not priority | 5 | 6 | 1 | 0 | 0 | 1 | 12.9% | 4.2% | 3.7% | 20.8%
E | glenlara 220kv side | 2028 | 50% | IE wind not priority | 14 | 45 | 9 | 2 | 11 | 23 | 20.7% | 4.8% | 25.1% | 50.5%
E | glenlara 220kv side | 2028 | 50% | IE wind priority | 53 | 173 | 0 | 15 | 0 | 15 | 0% | 9% | 0% | 9%
E | kilpaddoge | 2028 | 50% | IE wind priority | 55 | 179 | 0 | 16 | 0 | 16 | 0% | 9% | 0% | 9%
E | knockacummer | 2028 | 50% | IE wind priority | 105 | 342 | 0 | 31 | 0 | 31 | 0% | 9% | 0% | 9%
E | knockearagh | 2028 | 50% | IE Solar not priority | 2 | 3 | 0 | 0 | 0 | 1 | 12.9% | 4.2% | 3.7% | 20.8%
E | knockearagh | 2028 | 50% | IE wind priority | 9 | 30 | 0 | 3 | 0 | 3 | 0% | 9% | 0% | 9%
E | limerick | 2028 | 50% | IE Solar not priority | 2 | 3 | 0 | 0 | 0 | 0 | 12.9% | 4.2% | 0.1% | 17.2%
E | mallow | 2028 | 50% | IE Solar not priority | 5 | 6 | 1 | 0 | 0 | 1 | 12.9% | 4.2% | 3.7% | 20.8%
E | moneypoint | 2028 | 50% | IE wind priority | 17 | 56 | 0 | 5 | 0 | 5 | 0% | 9% | 0% | 9%
E | oughtragh | 2028 | 50% | IE Solar not priority | 5 | 6 | 1 | 0 | 0 | 1 | 12.9% | 4.2% | 3.7% | 20.8%
E | oughtragh | 2028 | 50% | IE wind priority | 9 | 29 | 0 | 3 | 0 | 3 | 0% | 9% | 0% | 9%
E | pollagh | 2028 | 50% | IE Solar not priority | 64 | 75 | 10 | 3 | 3 | 16 | 12.9% | 4.2% | 3.7% | 20.8%
E | pollagh | 2028 | 50% | IE wind not priority | 25 | 81 | 17 | 4 | 20 | 41 | 20.7% | 4.8% | 25.1% | 50.5%
E | rathkeale | 2028 | 50% | IE wind priority | 28 | 90 | 0 | 8 | 0 | 8 | 0% | 9% | 0% | 9%
E | reamore | 2028 | 50% | IE wind not priority | 28 | 90 | 19 | 4 | 23 | 45 | 20.7% | 4.8% | 25.1% | 50.5%
E | reamore | 2028 | 50% | IE wind priority | 58 | 189 | 0 | 17 | 0 | 17 | 0% | 9% | 0% | 9%
E | tralee | 2028 | 50% | IE Solar not priority | 8 | 9 | 1 | 0 | 0 | 2 | 12.9% | 4.2% | 3.7% | 20.8%
E | tralee | 2028 | 50% | IE wind priority | 15 | 49 | 0 | 4 | 0 | 4 | 0% | 9% | 0% | 9%
E | trien 220kv side | 2028 | 50% | IE wind not priority | 7 | 22 | 4 | 1 | 5 | 11 | 20.7% | 4.8% | 25.1% | 50.5%
E | trien | 2028 | 50% | IE wind priority | 47 | 154 | 0 | 14 | 0 | 14 | 0% | 9% | 0% | 9%
E | athea | 2028 | ECP | IE wind not priority | 23 | 75 | 20 | 3 | 13 | 37 | 26.2% | 4.5% | 17.6% | 48.4%
E | athea | 2028 | ECP | IE wind priority | 34 | 112 | 0 | 11 | 0 | 11 | 0% | 9.5% | 0% | 9.5%
E | ballinknockane | 2028 | ECP | IE Solar not priority | 50 | 59 | 13 | 4 | 0 | 17 | 23% | 6.1% | 0% | 29.1%
E | ballyvouskil 220 | 2028 | ECP | IE Solar not priority | 13 | 15 | 3 | 1 | 0 | 4 | 23% | 6.1% | 1.5% | 30.6%
E | ballyvouskil 220 | 2028 | ECP | IE wind not priority | 42 | 137 | 36 | 6 | 24 | 66 | 26.2% | 4.5% | 17.6% | 48.4%
E | boggeragh | 2028 | ECP | IE Solar not priority | 24 | 28 | 7 | 2 | 0 | 9 | 23% | 6.1% | 1.5% | 30.6%
E | boggeragh | 2028 | ECP | IE wind not priority | 23 | 76 | 20 | 3 | 13 | 37 | 26.2% | 4.5% | 17.6% | 48.4%
E | boggeragh | 2028 | ECP | IE wind priority | 143 | 465 | 0 | 44 | 0 | 44 | 0% | 9.5% | 0% | 9.5%
E | charleville | 2028 | ECP | IE Solar not priority | 165 | 193 | 45 | 12 | 3 | 59 | 23% | 6.1% | 1.5% | 30.6%
E | charleville | 2028 | ECP | IE wind priority | 51 | 167 | 0 | 16 | 0 | 16 | 0% | 9.5% | 0% | 9.5%
E | clahane | 2028 | ECP | IE Solar not priority | 34 | 40 | 9 | 2 | 1 | 12 | 23% | 6.1% | 1.5% | 30.6%
E | clahane | 2028 | ECP | IE wind priority | 52 | 168 | 0 | 16 | 0 | 16 | 0% | 9.5% | 0% | 9.5%
E | clashavoon | 2028 | ECP | IE wind not priority | 112 | 365 | 96 | 17 | 64 | 177 | 26.2% | 4.5% | 17.6% | 48.4%
E | cloghboola | 2028 | ECP | IE wind priority | 101 | 328 | 0 | 31 | 0 | 31 | 0% | 9.5% | 0% | 9.5%
E | coomagearlahy | 2028 | ECP | IE Solar not priority | 7 | 8 | 2 | 0 | 0 | 3 | 23% | 6.1% | 1.5% | 30.6%
E | coomagearlahy | 2028 | ECP | IE wind priority | 81 | 264 | 0 | 25 | 0 | 25 | 0% | 9.5% | 0% | 9.5%
E | coomataggart | 2028 | ECP | IE wind not priority | 243 | 791 | 207 | 36 | 139 | 383 | 26.2% | 4.5% | 17.6% | 48.4%
E | cordal | 2028 | ECP | IE wind priority | 148 | 481 | 0 | 46 | 0 | 46 | 0% | 9.5% | 0% | 9.5%
E | dromada | 2028 | ECP | IE wind priority | 29 | 93 | 0 | 9 | 0 | 9 | 0% | 9.5% | 0% | 9.5%
E | drombeg | 2028 | ECP | IE Solar not priority | 94 | 110 | 25 | 7 | 2 | 34 | 23% | 6.1% | 1.5% | 30.6%
E | drombeg | 2028 | ECP | IE wind not priority | 25 | 82 | 22 | 4 | 14 | 40 | 26.2% | 4.5% | 17.6% | 48.4%
E | garrow | 2028 | ECP | IE wind priority | 69 | 226 | 0 | 21 | 0 | 21 | 0% | 9.5% | 0% | 9.5%
E | glanlee | 2028 | ECP | IE wind not priority | 26 | 85 | 22 | 4 | 15 | 41 | 26.2% | 4.5% | 17.6% | 48.4%
E | glanlee | 2028 | ECP | IE wind priority | 30 | 97 | 0 | 9 | 0 | 9 | 0% | 9.5% | 0% | 9.5%
E | glenlara | 2028 | ECP | IE Solar not priority | 5 | 6 | 1 | 0 | 0 | 2 | 23% | 6.1% | 1.5% | 30.6%
E | glenlara 220kv side | 2028 | ECP | IE wind not priority | 14 | 45 | 12 | 2 | 8 | 22 | 26.2% | 4.5% | 17.6% | 48.4%
E | glenlara 220kv side | 2028 | ECP | IE wind priority | 53 | 173 | 0 | 16 | 0 | 16 | 0% | 9.5% | 0% | 9.5%
E | kilpaddoge | 2028 | ECP | IE wind priority | 55 | 179 | 0 | 17 | 0 | 17 | 0% | 9.5% | 0% | 9.5%
E | knockacummer | 2028 | ECP | IE wind priority | 105 | 342 | 0 | 33 | 0 | 33 | 0% | 9.5% | 0% | 9.5%
E | knockearagh | 2028 | ECP | IE Solar not priority | 5 | 6 | 1 | 0 | 0 | 2 | 23% | 6.1% | 1.5% | 30.6%
E | knockearagh | 2028 | ECP | IE wind priority | 9 | 30 | 0 | 3 | 0 | 3 | 0% | 9.5% | 0% | 9.5%
E | limerick | 2028 | ECP | IE Solar not priority | 5 | 6 | 1 | 0 | 0 | 2 | 23% | 6.1% | 0% | 29.1%
E | mallow | 2028 | ECP | IE Solar not priority | 5 | 6 | 1 | 0 | 0 | 2 | 23% | 6.1% | 1.5% | 30.6%
E | moneypoint | 2028 | ECP | IE wind priority | 17 | 56 | 0 | 5 | 0 | 5 | 0% | 9.5% | 0% | 9.5%
E | oughtragh | 2028 | ECP | IE Solar not priority | 9 | 11 | 3 | 1 | 0 | 3 | 23% | 6.1% | 1.5% | 30.6%
E | oughtragh | 2028 | ECP | IE wind priority | 9 | 29 | 0 | 3 | 0 | 3 | 0% | 9.5% | 0% | 9.5%
E | pollagh | 2028 | ECP | IE Solar not priority | 128 | 150 | 35 | 9 | 2 | 46 | 23% | 6.1% | 1.5% | 30.6%
E | pollagh | 2028 | ECP | IE wind not priority | 50 | 163 | 43 | 7 | 29 | 79 | 26.2% | 4.5% | 17.6% | 48.4%
E | rathkeale | 2028 | ECP | IE wind priority | 28 | 90 | 0 | 9 | 0 | 9 | 0% | 9.5% | 0% | 9.5%
E | reamore | 2028 | ECP | IE wind not priority | 30 | 97 | 25 | 4 | 17 | 47 | 26.2% | 4.5% | 17.6% | 48.4%
E | reamore | 2028 | ECP | IE wind priority | 58 | 189 | 0 | 18 | 0 | 18 | 0% | 9.5% | 0% | 9.5%
E | tralee | 2028 | ECP | IE Solar not priority | 15 | 18 | 4 | 1 | 0 | 6 | 23% | 6.1% | 1.5% | 30.6%
E | tralee | 2028 | ECP | IE wind priority | 15 | 49 | 0 | 5 | 0 | 5 | 0% | 9.5% | 0% | 9.5%
E | trien 220kv side | 2028 | ECP | IE wind not priority | 7 | 22 | 6 | 1 | 4 | 10 | 26.2% | 4.5% | 17.6% | 48.4%
E | trien | 2028 | ECP | IE wind priority | 47 | 154 | 0 | 15 | 0 | 15 | 0% | 9.5% | 0% | 9.5%
E | athea | 2030 | Initial | IE wind not priority | 23 | 75 | 9 | 3 | 14 | 27 | 12.4% | 4.6% | 19% | 36%
E | athea | 2030 | Initial | IE wind priority | 34 | 111 | 0 | 7 | 0 | 7 | 0% | 6.6% | 0% | 6.6%
E | ballinknockane | 2030 | Initial | IE Solar not priority | 50 | 59 | 5 | 1 | 0 | 6 | 8.4% | 2.5% | 0.1% | 10.9%
E | boggeragh | 2030 | Initial | IE wind not priority | 23 | 76 | 9 | 3 | 14 | 27 | 12.4% | 4.6% | 19% | 36%
E | boggeragh | 2030 | Initial | IE wind priority | 143 | 462 | 0 | 30 | 0 | 30 | 0% | 6.6% | 0% | 6.6%
E | charleville | 2030 | Initial | IE wind priority | 51 | 166 | 0 | 11 | 0 | 11 | 0% | 6.6% | 0% | 6.6%
E | clahane | 2030 | Initial | IE Solar not priority | 34 | 40 | 3 | 1 | 2 | 6 | 8.4% | 2.5% | 5% | 15.8%
E | clahane | 2030 | Initial | IE wind priority | 52 | 167 | 0 | 11 | 0 | 11 | 0% | 6.6% | 0% | 6.6%
E | cloghboola | 2030 | Initial | IE wind priority | 101 | 326 | 0 | 21 | 0 | 21 | 0% | 6.6% | 0% | 6.6%
E | coomagearlahy | 2030 | Initial | IE wind priority | 81 | 262 | 0 | 17 | 0 | 17 | 0% | 6.6% | 0% | 6.6%
E | coomataggart | 2030 | Initial | IE wind not priority | 157 | 508 | 63 | 23 | 96 | 183 | 12.4% | 4.6% | 19% | 36%
E | cordal | 2030 | Initial | IE wind priority | 148 | 478 | 0 | 31 | 0 | 31 | 0% | 6.6% | 0% | 6.6%
E | dromada | 2030 | Initial | IE wind priority | 29 | 92 | 0 | 6 | 0 | 6 | 0% | 6.6% | 0% | 6.6%
E | drombeg | 2030 | Initial | IE Solar not priority | 50 | 59 | 5 | 1 | 3 | 9 | 8.4% | 2.5% | 5% | 15.8%
E | drombeg | 2030 | Initial | IE wind not priority | 25 | 82 | 10 | 4 | 15 | 29 | 12.4% | 4.6% | 19% | 36%
E | garrow | 2030 | Initial | IE wind priority | 69 | 224 | 0 | 15 | 0 | 15 | 0% | 6.6% | 0% | 6.6%
E | glanlee | 2030 | Initial | IE wind priority | 30 | 96 | 0 | 6 | 0 | 6 | 0% | 6.6% | 0% | 6.6%
E | glenlara | 2030 | Initial | IE Solar not priority | 5 | 6 | 0 | 0 | 0 | 1 | 8.4% | 2.5% | 5% | 15.8%
E | glenlara 220kv side | 2030 | Initial | IE wind not priority | 14 | 45 | 6 | 2 | 8 | 16 | 12.4% | 4.6% | 19% | 36%
E | glenlara 220kv side | 2030 | Initial | IE wind priority | 53 | 172 | 0 | 11 | 0 | 11 | 0% | 6.6% | 0% | 6.6%
E | kilpaddoge | 2030 | Initial | IE wind priority | 55 | 178 | 0 | 12 | 0 | 12 | 0% | 6.6% | 0% | 6.6%
E | knockacummer | 2030 | Initial | IE wind priority | 105 | 340 | 0 | 22 | 0 | 22 | 0% | 6.6% | 0% | 6.6%
E | knockearagh | 2030 | Initial | IE wind priority | 9 | 30 | 0 | 2 | 0 | 2 | 0% | 6.6% | 0% | 6.6%
E | mallow | 2030 | Initial | IE Solar not priority | 5 | 6 | 0 | 0 | 0 | 1 | 8.4% | 2.5% | 5% | 15.8%
E | moneypoint | 2030 | Initial | IE wind priority | 17 | 56 | 0 | 4 | 0 | 4 | 0% | 6.6% | 0% | 6.6%
E | oughtragh | 2030 | Initial | IE wind priority | 9 | 29 | 0 | 2 | 0 | 2 | 0% | 6.6% | 0% | 6.6%
E | rathkeale | 2030 | Initial | IE wind priority | 28 | 89 | 0 | 6 | 0 | 6 | 0% | 6.6% | 0% | 6.6%
E | reamore | 2030 | Initial | IE wind not priority | 25 | 82 | 10 | 4 | 16 | 29 | 12.4% | 4.6% | 19% | 36%
E | reamore | 2030 | Initial | IE wind priority | 58 | 187 | 0 | 12 | 0 | 12 | 0% | 6.6% | 0% | 6.6%
E | tralee | 2030 | Initial | IE wind priority | 15 | 49 | 0 | 3 | 0 | 3 | 0% | 6.6% | 0% | 6.6%
E | trien 220kv side | 2030 | Initial | IE wind not priority | 7 | 21 | 3 | 1 | 4 | 8 | 12.4% | 4.6% | 19% | 36%
E | trien | 2030 | Initial | IE wind priority | 47 | 153 | 0 | 10 | 0 | 10 | 0% | 6.6% | 0% | 6.6%
E | athea | 2030 | 50% | IE wind not priority | 23 | 75 | 16 | 2 | 9 | 28 | 21.9% | 3.1% | 12.3% | 37.4%
E | athea | 2030 | 50% | IE wind priority | 34 | 111 | 0 | 6 | 0 | 6 | 0% | 5.7% | 0% | 5.7%
E | ballinknockane | 2030 | 50% | IE Solar not priority | 50 | 59 | 9 | 2 | 0 | 10 | 14.9% | 2.6% | 0% | 17.5%
E | ballyvouskil 220 | 2030 | 50% | IE Solar not priority | 6 | 7 | 1 | 0 | 0 | 1 | 14.9% | 2.6% | 0.8% | 18.3%
E | ballyvouskil 220 | 2030 | 50% | IE wind not priority | 21 | 68 | 15 | 2 | 8 | 25 | 21.9% | 3.1% | 12.3% | 37.4%
E | boggeragh | 2030 | 50% | IE Solar not priority | 12 | 14 | 2 | 0 | 0 | 3 | 14.9% | 2.6% | 0.8% | 18.3%
E | boggeragh | 2030 | 50% | IE wind not priority | 23 | 76 | 17 | 2 | 9 | 28 | 21.9% | 3.1% | 12.3% | 37.4%
E | boggeragh | 2030 | 50% | IE wind priority | 143 | 462 | 0 | 26 | 0 | 26 | 0% | 5.7% | 0% | 5.7%
E | charleville | 2030 | 50% | IE Solar not priority | 83 | 97 | 14 | 3 | 1 | 18 | 14.9% | 2.6% | 0.8% | 18.3%
E | charleville | 2030 | 50% | IE wind priority | 51 | 166 | 0 | 9 | 0 | 9 | 0% | 5.7% | 0% | 5.7%
E | clahane | 2030 | 50% | IE Solar not priority | 34 | 40 | 6 | 1 | 0 | 7 | 14.9% | 2.6% | 0.8% | 18.3%
E | clahane | 2030 | 50% | IE wind priority | 52 | 167 | 0 | 10 | 0 | 10 | 0% | 5.7% | 0% | 5.7%
E | clashavoon | 2030 | 50% | IE wind not priority | 56 | 181 | 40 | 6 | 22 | 68 | 21.9% | 3.1% | 12.3% | 37.4%
E | cloghboola | 2030 | 50% | IE wind priority | 101 | 326 | 0 | 19 | 0 | 19 | 0% | 5.7% | 0% | 5.7%
E | coomagearlahy | 2030 | 50% | IE Solar not priority | 4 | 4 | 1 | 0 | 0 | 1 | 14.9% | 2.6% | 0.8% | 18.3%
E | coomagearlahy | 2030 | 50% | IE wind priority | 81 | 262 | 0 | 15 | 0 | 15 | 0% | 5.7% | 0% | 5.7%
E | coomataggart | 2030 | 50% | IE wind not priority | 200 | 647 | 142 | 20 | 80 | 242 | 21.9% | 3.1% | 12.3% | 37.4%
E | cordal | 2030 | 50% | IE wind priority | 148 | 478 | 0 | 27 | 0 | 27 | 0% | 5.7% | 0% | 5.7%
E | dromada | 2030 | 50% | IE wind priority | 29 | 92 | 0 | 5 | 0 | 5 | 0% | 5.7% | 0% | 5.7%
E | drombeg | 2030 | 50% | IE Solar not priority | 72 | 84 | 13 | 2 | 1 | 15 | 14.9% | 2.6% | 0.8% | 18.3%
E | drombeg | 2030 | 50% | IE wind not priority | 25 | 82 | 18 | 3 | 10 | 30 | 21.9% | 3.1% | 12.3% | 37.4%
E | garrow | 2030 | 50% | IE wind priority | 69 | 224 | 0 | 13 | 0 | 13 | 0% | 5.7% | 0% | 5.7%
E | glanlee | 2030 | 50% | IE wind not priority | 13 | 42 | 9 | 1 | 5 | 16 | 21.9% | 3.1% | 12.3% | 37.4%
E | glanlee | 2030 | 50% | IE wind priority | 30 | 96 | 0 | 6 | 0 | 6 | 0% | 5.7% | 0% | 5.7%
E | glenlara | 2030 | 50% | IE Solar not priority | 5 | 6 | 1 | 0 | 0 | 1 | 14.9% | 2.6% | 0.8% | 18.3%
E | glenlara 220kv side | 2030 | 50% | IE wind not priority | 14 | 45 | 10 | 1 | 6 | 17 | 21.9% | 3.1% | 12.3% | 37.4%
E | glenlara 220kv side | 2030 | 50% | IE wind priority | 53 | 172 | 0 | 10 | 0 | 10 | 0% | 5.7% | 0% | 5.7%
E | kilpaddoge | 2030 | 50% | IE wind priority | 55 | 178 | 0 | 10 | 0 | 10 | 0% | 5.7% | 0% | 5.7%
E | knockacummer | 2030 | 50% | IE wind priority | 105 | 340 | 0 | 19 | 0 | 19 | 0% | 5.7% | 0% | 5.7%
E | knockearagh | 2030 | 50% | IE Solar not priority | 2 | 3 | 0 | 0 | 0 | 1 | 14.9% | 2.6% | 0.8% | 18.3%
E | knockearagh | 2030 | 50% | IE wind priority | 9 | 30 | 0 | 2 | 0 | 2 | 0% | 5.7% | 0% | 5.7%
E | limerick | 2030 | 50% | IE Solar not priority | 2 | 3 | 0 | 0 | 0 | 1 | 14.9% | 2.6% | 0% | 17.5%
E | mallow | 2030 | 50% | IE Solar not priority | 5 | 6 | 1 | 0 | 0 | 1 | 14.9% | 2.6% | 0.8% | 18.3%
E | moneypoint | 2030 | 50% | IE wind priority | 17 | 56 | 0 | 3 | 0 | 3 | 0% | 5.7% | 0% | 5.7%
E | oughtragh | 2030 | 50% | IE Solar not priority | 5 | 6 | 1 | 0 | 0 | 1 | 14.9% | 2.6% | 0.8% | 18.3%
E | oughtragh | 2030 | 50% | IE wind priority | 9 | 29 | 0 | 2 | 0 | 2 | 0% | 5.7% | 0% | 5.7%
E | pollagh | 2030 | 50% | IE Solar not priority | 64 | 75 | 11 | 2 | 1 | 14 | 14.9% | 2.6% | 0.8% | 18.3%
E | pollagh | 2030 | 50% | IE wind not priority | 25 | 81 | 18 | 3 | 10 | 30 | 21.9% | 3.1% | 12.3% | 37.4%
E | rathkeale | 2030 | 50% | IE wind priority | 28 | 89 | 0 | 5 | 0 | 5 | 0% | 5.7% | 0% | 5.7%
E | reamore | 2030 | 50% | IE wind not priority | 28 | 89 | 20 | 3 | 11 | 33 | 21.9% | 3.1% | 12.3% | 37.4%
E | reamore | 2030 | 50% | IE wind priority | 58 | 187 | 0 | 11 | 0 | 11 | 0% | 5.7% | 0% | 5.7%
E | tralee | 2030 | 50% | IE Solar not priority | 8 | 9 | 1 | 0 | 0 | 2 | 14.9% | 2.6% | 0.8% | 18.3%
E | tralee | 2030 | 50% | IE wind priority | 15 | 49 | 0 | 3 | 0 | 3 | 0% | 5.7% | 0% | 5.7%
E | trien 220kv side | 2030 | 50% | IE wind not priority | 7 | 21 | 5 | 1 | 3 | 8 | 21.9% | 3.1% | 12.3% | 37.4%
E | trien | 2030 | 50% | IE wind priority | 47 | 153 | 0 | 9 | 0 | 9 | 0% | 5.7% | 0% | 5.7%
E | athea | 2030 | ECP | IE wind not priority | 23 | 75 | 21 | 2 | 9 | 32 | 28.1% | 2.8% | 11.4% | 42.4%
E | athea | 2030 | ECP | IE wind priority | 34 | 111 | 0 | 7 | 0 | 7 | 0% | 5.9% | 0% | 5.9%
E | ballinknockane | 2030 | ECP | IE Solar not priority | 50 | 59 | 15 | 2 | 0 | 17 | 24.9% | 3.5% | 0% | 28.4%
E | ballyvouskil 220 | 2030 | ECP | IE Solar not priority | 13 | 15 | 4 | 1 | 0 | 4 | 24.9% | 3.5% | 0.4% | 28.8%
E | ballyvouskil 220 | 2030 | ECP | IE wind not priority | 42 | 136 | 38 | 4 | 16 | 58 | 28.1% | 2.8% | 11.4% | 42.4%
E | boggeragh | 2030 | ECP | IE Solar not priority | 24 | 28 | 7 | 1 | 0 | 8 | 24.9% | 3.5% | 0.4% | 28.8%
E | boggeragh | 2030 | ECP | IE wind not priority | 23 | 76 | 21 | 2 | 9 | 32 | 28.1% | 2.8% | 11.4% | 42.4%
E | boggeragh | 2030 | ECP | IE wind priority | 143 | 462 | 0 | 27 | 0 | 27 | 0% | 5.9% | 0% | 5.9%
E | charleville | 2030 | ECP | IE Solar not priority | 165 | 193 | 48 | 7 | 1 | 56 | 24.9% | 3.5% | 0.4% | 28.8%
E | charleville | 2030 | ECP | IE wind priority | 51 | 166 | 0 | 10 | 0 | 10 | 0% | 5.9% | 0% | 5.9%
E | clahane | 2030 | ECP | IE Solar not priority | 34 | 40 | 10 | 1 | 0 | 11 | 24.9% | 3.5% | 0.4% | 28.8%
E | clahane | 2030 | ECP | IE wind priority | 52 | 167 | 0 | 10 | 0 | 10 | 0% | 5.9% | 0% | 5.9%
E | clashavoon | 2030 | ECP | IE wind not priority | 112 | 363 | 102 | 10 | 42 | 154 | 28.1% | 2.8% | 11.4% | 42.4%
E | cloghboola | 2030 | ECP | IE wind priority | 101 | 326 | 0 | 19 | 0 | 19 | 0% | 5.9% | 0% | 5.9%
E | coomagearlahy | 2030 | ECP | IE Solar not priority | 7 | 8 | 2 | 0 | 0 | 2 | 24.9% | 3.5% | 0.4% | 28.8%
E | coomagearlahy | 2030 | ECP | IE wind priority | 81 | 262 | 0 | 15 | 0 | 15 | 0% | 5.9% | 0% | 5.9%
E | coomataggart | 2030 | ECP | IE wind not priority | 243 | 786 | 221 | 22 | 90 | 333 | 28.1% | 2.8% | 11.4% | 42.4%
E | cordal | 2030 | ECP | IE wind priority | 148 | 478 | 0 | 28 | 0 | 28 | 0% | 5.9% | 0% | 5.9%
E | dromada | 2030 | ECP | IE wind priority | 29 | 92 | 0 | 5 | 0 | 5 | 0% | 5.9% | 0% | 5.9%
E | drombeg | 2030 | ECP | IE Solar not priority | 94 | 110 | 27 | 4 | 0 | 32 | 24.9% | 3.5% | 0.4% | 28.8%
E | drombeg | 2030 | ECP | IE wind not priority | 25 | 82 | 23 | 2 | 9 | 35 | 28.1% | 2.8% | 11.4% | 42.4%
E | garrow | 2030 | ECP | IE wind priority | 69 | 224 | 0 | 13 | 0 | 13 | 0% | 5.9% | 0% | 5.9%
E | glanlee | 2030 | ECP | IE wind not priority | 26 | 84 | 24 | 2 | 10 | 36 | 28.1% | 2.8% | 11.4% | 42.4%
E | glanlee | 2030 | ECP | IE wind priority | 30 | 96 | 0 | 6 | 0 | 6 | 0% | 5.9% | 0% | 5.9%
E | glenlara | 2030 | ECP | IE Solar not priority | 5 | 6 | 1 | 0 | 0 | 2 | 24.9% | 3.5% | 0.4% | 28.8%
E | glenlara 220kv side | 2030 | ECP | IE wind not priority | 14 | 45 | 13 | 1 | 5 | 19 | 28.1% | 2.8% | 11.4% | 42.4%
E | glenlara 220kv side | 2030 | ECP | IE wind priority | 53 | 172 | 0 | 10 | 0 | 10 | 0% | 5.9% | 0% | 5.9%
E | kilpaddoge | 2030 | ECP | IE wind priority | 55 | 178 | 0 | 10 | 0 | 10 | 0% | 5.9% | 0% | 5.9%
E | knockacummer | 2030 | ECP | IE wind priority | 105 | 340 | 0 | 20 | 0 | 20 | 0% | 5.9% | 0% | 5.9%
E | knockearagh | 2030 | ECP | IE Solar not priority | 5 | 6 | 1 | 0 | 0 | 2 | 24.9% | 3.5% | 0.4% | 28.8%
E | knockearagh | 2030 | ECP | IE wind priority | 9 | 30 | 0 | 2 | 0 | 2 | 0% | 5.9% | 0% | 5.9%
E | limerick | 2030 | ECP | IE Solar not priority | 5 | 6 | 1 | 0 | 0 | 2 | 24.9% | 3.5% | 0% | 28.4%
E | mallow | 2030 | ECP | IE Solar not priority | 5 | 6 | 1 | 0 | 0 | 2 | 24.9% | 3.5% | 0.4% | 28.8%
E | moneypoint | 2030 | ECP | IE wind priority | 17 | 56 | 0 | 3 | 0 | 3 | 0% | 5.9% | 0% | 5.9%
E | oughtragh | 2030 | ECP | IE Solar not priority | 9 | 11 | 3 | 0 | 0 | 3 | 24.9% | 3.5% | 0.4% | 28.8%
E | oughtragh | 2030 | ECP | IE wind priority | 9 | 29 | 0 | 2 | 0 | 2 | 0% | 5.9% | 0% | 5.9%
E | pollagh | 2030 | ECP | IE Solar not priority | 128 | 150 | 37 | 5 | 1 | 43 | 24.9% | 3.5% | 0.4% | 28.8%
E | pollagh | 2030 | ECP | IE wind not priority | 50 | 162 | 46 | 5 | 19 | 69 | 28.1% | 2.8% | 11.4% | 42.4%
E | rathkeale | 2030 | ECP | IE wind priority | 28 | 89 | 0 | 5 | 0 | 5 | 0% | 5.9% | 0% | 5.9%
E | reamore | 2030 | ECP | IE wind not priority | 30 | 96 | 27 | 3 | 11 | 41 | 28.1% | 2.8% | 11.4% | 42.4%
E | reamore | 2030 | ECP | IE wind priority | 58 | 187 | 0 | 11 | 0 | 11 | 0% | 5.9% | 0% | 5.9%
E | tralee | 2030 | ECP | IE Solar not priority | 15 | 18 | 4 | 1 | 0 | 5 | 24.9% | 3.5% | 0.4% | 28.8%
E | tralee | 2030 | ECP | IE wind priority | 15 | 49 | 0 | 3 | 0 | 3 | 0% | 5.9% | 0% | 5.9%
E | trien 220kv side | 2030 | ECP | IE wind not priority | 7 | 21 | 6 | 1 | 2 | 9 | 28.1% | 2.8% | 11.4% | 42.4%
E | trien | 2030 | ECP | IE wind priority | 47 | 153 | 0 | 9 | 0 | 9 | 0% | 5.9% | 0% | 5.9%
E | athea | 2030 | ECP + 3.1GW Offshore | IE wind not priority | 23 | 75 | 30 | 2 | 17 | 49 | 40.5% | 2.7% | 22.6% | 65.7%
E | athea | 2030 | ECP + 3.1GW Offshore | IE wind priority | 34 | 111 | 0 | 8 | 0 | 8 | 0% | 7% | 0% | 7%
E | ballinknockane | 2030 | ECP + 3.1GW Offshore | IE Solar not priority | 50 | 59 | 18 | 2 | 0 | 20 | 30.8% | 3.5% | 0% | 34.4%
E | ballyvouskil 220 | 2030 | ECP + 3.1GW Offshore | IE Solar not priority | 13 | 15 | 5 | 1 | 0 | 5 | 30.8% | 3.5% | 0.3% | 34.7%
E | ballyvouskil 220 | 2030 | ECP + 3.1GW Offshore | IE wind not priority | 42 | 136 | 55 | 4 | 31 | 89 | 40.5% | 2.7% | 22.6% | 65.7%
E | boggeragh | 2030 | ECP + 3.1GW Offshore | IE Solar not priority | 24 | 28 | 9 | 1 | 0 | 10 | 30.8% | 3.5% | 0.3% | 34.7%
E | boggeragh | 2030 | ECP + 3.1GW Offshore | IE wind not priority | 23 | 76 | 31 | 2 | 17 | 50 | 40.5% | 2.7% | 22.6% | 65.7%
E | boggeragh | 2030 | ECP + 3.1GW Offshore | IE wind priority | 143 | 462 | 0 | 32 | 0 | 32 | 0% | 7% | 0% | 7%
E | charleville | 2030 | ECP + 3.1GW Offshore | IE Solar not priority | 165 | 193 | 60 | 7 | 1 | 67 | 30.8% | 3.5% | 0.3% | 34.7%
E | charleville | 2030 | ECP + 3.1GW Offshore | IE wind priority | 51 | 166 | 0 | 12 | 0 | 12 | 0% | 7% | 0% | 7%
E | clahane | 2030 | ECP + 3.1GW Offshore | IE Solar not priority | 34 | 40 | 12 | 1 | 0 | 14 | 30.8% | 3.5% | 0.3% | 34.7%
E | clahane | 2030 | ECP + 3.1GW Offshore | IE wind priority | 52 | 167 | 0 | 12 | 0 | 12 | 0% | 7% | 0% | 7%
E | clashavoon | 2030 | ECP + 3.1GW Offshore | IE wind not priority | 112 | 363 | 147 | 10 | 82 | 238 | 40.5% | 2.7% | 22.6% | 65.7%
E | cloghboola | 2030 | ECP + 3.1GW Offshore | IE wind priority | 101 | 326 | 0 | 23 | 0 | 23 | 0% | 7% | 0% | 7%
E | coomagearlahy | 2030 | ECP + 3.1GW Offshore | IE Solar not priority | 7 | 8 | 3 | 0 | 0 | 3 | 30.8% | 3.5% | 0.3% | 34.7%
E | coomagearlahy | 2030 | ECP + 3.1GW Offshore | IE wind priority | 81 | 262 | 0 | 18 | 0 | 18 | 0% | 7% | 0% | 7%
E | coomataggart | 2030 | ECP + 3.1GW Offshore | IE wind not priority | 243 | 786 | 318 | 21 | 177 | 516 | 40.5% | 2.7% | 22.6% | 65.7%
E | cordal | 2030 | ECP + 3.1GW Offshore | IE wind priority | 148 | 478 | 0 | 33 | 0 | 33 | 0% | 7% | 0% | 7%
E | dromada | 2030 | ECP + 3.1GW Offshore | IE wind priority | 29 | 92 | 0 | 6 | 0 | 6 | 0% | 7% | 0% | 7%
E | drombeg | 2030 | ECP + 3.1GW Offshore | IE Solar not priority | 94 | 110 | 34 | 4 | 0 | 38 | 30.8% | 3.5% | 0.3% | 34.7%
E | drombeg | 2030 | ECP + 3.1GW Offshore | IE wind not priority | 25 | 82 | 33 | 2 | 18 | 54 | 40.5% | 2.7% | 22.6% | 65.7%
E | garrow | 2030 | ECP + 3.1GW Offshore | IE wind priority | 69 | 224 | 0 | 16 | 0 | 16 | 0% | 7% | 0% | 7%
E | glanlee | 2030 | ECP + 3.1GW Offshore | IE wind not priority | 26 | 84 | 34 | 2 | 19 | 55 | 40.5% | 2.7% | 22.6% | 65.7%
E | glanlee | 2030 | ECP + 3.1GW Offshore | IE wind priority | 30 | 96 | 0 | 7 | 0 | 7 | 0% | 7% | 0% | 7%
E | glenlara | 2030 | ECP + 3.1GW Offshore | IE Solar not priority | 5 | 6 | 2 | 0 | 0 | 2 | 30.8% | 3.5% | 0.3% | 34.7%
E | glenlara 220kv side | 2030 | ECP + 3.1GW Offshore | IE wind not priority | 14 | 45 | 18 | 1 | 10 | 29 | 40.5% | 2.7% | 22.6% | 65.7%
E | glenlara 220kv side | 2030 | ECP + 3.1GW Offshore | IE wind priority | 53 | 172 | 0 | 12 | 0 | 12 | 0% | 7% | 0% | 7%
E | kilpaddoge | 2030 | ECP + 3.1GW Offshore | IE wind priority | 55 | 178 | 0 | 12 | 0 | 12 | 0% | 7% | 0% | 7%
E | knockacummer | 2030 | ECP + 3.1GW Offshore | IE wind priority | 105 | 340 | 0 | 24 | 0 | 24 | 0% | 7% | 0% | 7%
E | knockearagh | 2030 | ECP + 3.1GW Offshore | IE Solar not priority | 5 | 6 | 2 | 0 | 0 | 2 | 30.8% | 3.5% | 0.3% | 34.7%
E | knockearagh | 2030 | ECP + 3.1GW Offshore | IE wind priority | 9 | 30 | 0 | 2 | 0 | 2 | 0% | 7% | 0% | 7%
E | limerick | 2030 | ECP + 3.1GW Offshore | IE Solar not priority | 5 | 6 | 2 | 0 | 0 | 2 | 30.8% | 3.5% | 0% | 34.4%
E | mallow | 2030 | ECP + 3.1GW Offshore | IE Solar not priority | 5 | 6 | 2 | 0 | 0 | 2 | 30.8% | 3.5% | 0.3% | 34.7%
E | moneypoint 220kv | 2030 | ECP + 3.1GW Offshore | IE wind not priority | 450 | 1990 | 701 | 54 | 8 | 763 | 35.2% | 2.7% | 0.4% | 38.3%
E | moneypoint | 2030 | ECP + 3.1GW Offshore | IE wind priority | 17 | 56 | 0 | 4 | 0 | 4 | 0% | 7% | 0% | 7%
E | oughtragh | 2030 | ECP + 3.1GW Offshore | IE Solar not priority | 9 | 11 | 3 | 0 | 0 | 4 | 30.8% | 3.5% | 0.3% | 34.7%
E | oughtragh | 2030 | ECP + 3.1GW Offshore | IE wind priority | 9 | 29 | 0 | 2 | 0 | 2 | 0% | 7% | 0% | 7%
E | pollagh | 2030 | ECP + 3.1GW Offshore | IE Solar not priority | 128 | 150 | 46 | 5 | 0 | 52 | 30.8% | 3.5% | 0.3% | 34.7%
E | pollagh | 2030 | ECP + 3.1GW Offshore | IE wind not priority | 50 | 162 | 66 | 4 | 37 | 106 | 40.5% | 2.7% | 22.6% | 65.7%
E | rathkeale | 2030 | ECP + 3.1GW Offshore | IE wind priority | 28 | 89 | 0 | 6 | 0 | 6 | 0% | 7% | 0% | 7%
E | reamore | 2030 | ECP + 3.1GW Offshore | IE wind not priority | 30 | 96 | 39 | 3 | 22 | 63 | 40.5% | 2.7% | 22.6% | 65.7%
E | reamore | 2030 | ECP + 3.1GW Offshore | IE wind priority | 58 | 187 | 0 | 13 | 0 | 13 | 0% | 7% | 0% | 7%
E | tralee | 2030 | ECP + 3.1GW Offshore | IE Solar not priority | 15 | 18 | 6 | 1 | 0 | 6 | 30.8% | 3.5% | 0.3% | 34.7%
E | tralee | 2030 | ECP + 3.1GW Offshore | IE wind priority | 15 | 49 | 0 | 3 | 0 | 3 | 0% | 7% | 0% | 7%
E | trien 220kv side | 2030 | ECP + 3.1GW Offshore | IE wind not priority | 7 | 21 | 9 | 1 | 5 | 14 | 40.5% | 2.7% | 22.6% | 65.7%
E | trien | 2030 | ECP + 3.1GW Offshore | IE wind priority | 47 | 153 | 0 | 11 | 0 | 11 | 0% | 7% | 0% | 7%
E | athea | 2030 | ECP (without Battery) | IE wind not priority | 23 | 75 | 25 | 3 | 10 | 38 | 33.1% | 3.8% | 13.4% | 50.3%
E | athea | 2030 | ECP (without Battery) | IE wind priority | 34 | 111 | 0 | 9 | 0 | 9 | 0% | 8.3% | 0% | 8.3%
E | ballinknockane | 2030 | ECP (without Battery) | IE Solar not priority | 50 | 59 | 20 | 3 | 0 | 22 | 33.4% | 4.5% | 0.1% | 38%
E | ballyvouskil 220 | 2030 | ECP (without Battery) | IE Solar not priority | 13 | 15 | 5 | 1 | 0 | 6 | 33.4% | 4.5% | 0.5% | 38.4%
E | ballyvouskil 220 | 2030 | ECP (without Battery) | IE wind not priority | 42 | 136 | 45 | 5 | 18 | 68 | 33.1% | 3.8% | 13.4% | 50.3%
E | boggeragh | 2030 | ECP (without Battery) | IE Solar not priority | 24 | 28 | 9 | 1 | 0 | 11 | 33.4% | 4.5% | 0.5% | 38.4%
E | boggeragh | 2030 | ECP (without Battery) | IE wind not priority | 23 | 76 | 25 | 3 | 10 | 38 | 33.1% | 3.8% | 13.4% | 50.3%
E | boggeragh | 2030 | ECP (without Battery) | IE wind priority | 143 | 462 | 0 | 38 | 0 | 38 | 0% | 8.3% | 0% | 8.3%
E | charleville | 2030 | ECP (without Battery) | IE Solar not priority | 165 | 193 | 64 | 9 | 1 | 74 | 33.4% | 4.5% | 0.5% | 38.4%
E | charleville | 2030 | ECP (without Battery) | IE wind priority | 51 | 166 | 0 | 14 | 0 | 14 | 0% | 8.3% | 0% | 8.3%
E | clahane | 2030 | ECP (without Battery) | IE Solar not priority | 34 | 40 | 13 | 2 | 0 | 15 | 33.4% | 4.5% | 0.5% | 38.4%
E | clahane | 2030 | ECP (without Battery) | IE wind priority | 52 | 167 | 0 | 14 | 0 | 14 | 0% | 8.3% | 0% | 8.3%
E | clashavoon | 2030 | ECP (without Battery) | IE wind not priority | 112 | 363 | 120 | 14 | 49 | 182 | 33.1% | 3.8% | 13.4% | 50.3%
E | cloghboola | 2030 | ECP (without Battery) | IE wind priority | 101 | 326 | 0 | 27 | 0 | 27 | 0% | 8.3% | 0% | 8.3%
E | coomagearlahy | 2030 | ECP (without Battery) | IE Solar not priority | 7 | 8 | 3 | 0 | 0 | 3 | 33.4% | 4.5% | 0.5% | 38.4%
E | coomagearlahy | 2030 | ECP (without Battery) | IE wind priority | 81 | 262 | 0 | 22 | 0 | 22 | 0% | 8.3% | 0% | 8.3%
E | coomataggart | 2030 | ECP (without Battery) | IE wind not priority | 243 | 786 | 260 | 30 | 105 | 395 | 33.1% | 3.8% | 13.4% | 50.3%
E | cordal | 2030 | ECP (without Battery) | IE wind priority | 148 | 478 | 0 | 40 | 0 | 40 | 0% | 8.3% | 0% | 8.3%
E | dromada | 2030 | ECP (without Battery) | IE wind priority | 29 | 92 | 0 | 8 | 0 | 8 | 0% | 8.3% | 0% | 8.3%
E | drombeg | 2030 | ECP (without Battery) | IE Solar not priority | 94 | 110 | 37 | 5 | 1 | 42 | 33.4% | 4.5% | 0.5% | 38.4%
E | drombeg | 2030 | ECP (without Battery) | IE wind not priority | 25 | 82 | 27 | 3 | 11 | 41 | 33.1% | 3.8% | 13.4% | 50.3%
E | garrow | 2030 | ECP (without Battery) | IE wind priority | 69 | 224 | 0 | 19 | 0 | 19 | 0% | 8.3% | 0% | 8.3%
E | glanlee | 2030 | ECP (without Battery) | IE wind not priority | 26 | 84 | 28 | 3 | 11 | 42 | 33.1% | 3.8% | 13.4% | 50.3%
E | glanlee | 2030 | ECP (without Battery) | IE wind priority | 30 | 96 | 0 | 8 | 0 | 8 | 0% | 8.3% | 0% | 8.3%
E | glenlara | 2030 | ECP (without Battery) | IE Solar not priority | 5 | 6 | 2 | 0 | 0 | 2 | 33.4% | 4.5% | 0.5% | 38.4%
E | glenlara 220kv side | 2030 | ECP (without Battery) | IE wind not priority | 14 | 45 | 15 | 2 | 6 | 22 | 33.1% | 3.8% | 13.4% | 50.3%
E | glenlara 220kv side | 2030 | ECP (without Battery) | IE wind priority | 53 | 172 | 0 | 14 | 0 | 14 | 0% | 8.3% | 0% | 8.3%
E | kilpaddoge | 2030 | ECP (without Battery) | IE wind priority | 55 | 178 | 0 | 15 | 0 | 15 | 0% | 8.3% | 0% | 8.3%
E | knockacummer | 2030 | ECP (without Battery) | IE wind priority | 105 | 340 | 0 | 28 | 0 | 28 | 0% | 8.3% | 0% | 8.3%
E | knockearagh | 2030 | ECP (without Battery) | IE Solar not priority | 5 | 6 | 2 | 0 | 0 | 2 | 33.4% | 4.5% | 0.5% | 38.4%
E | knockearagh | 2030 | ECP (without Battery) | IE wind priority | 9 | 30 | 0 | 3 | 0 | 3 | 0% | 8.3% | 0% | 8.3%
E | limerick | 2030 | ECP (without Battery) | IE Solar not priority | 5 | 6 | 2 | 0 | 0 | 2 | 33.4% | 4.5% | 0.1% | 38%
E | mallow | 2030 | ECP (without Battery) | IE Solar not priority | 5 | 6 | 2 | 0 | 0 | 2 | 33.4% | 4.5% | 0.5% | 38.4%
E | moneypoint | 2030 | ECP (without Battery) | IE wind priority | 17 | 56 | 0 | 5 | 0 | 5 | 0% | 8.3% | 0% | 8.3%
E | oughtragh | 2030 | ECP (without Battery) | IE Solar not priority | 9 | 11 | 4 | 0 | 0 | 4 | 33.4% | 4.5% | 0.5% | 38.4%
E | oughtragh | 2030 | ECP (without Battery) | IE wind priority | 9 | 29 | 0 | 2 | 0 | 2 | 0% | 8.3% | 0% | 8.3%
E | pollagh | 2030 | ECP (without Battery) | IE Solar not priority | 128 | 150 | 50 | 7 | 1 | 58 | 33.4% | 4.5% | 0.5% | 38.4%
E | pollagh | 2030 | ECP (without Battery) | IE wind not priority | 50 | 162 | 54 | 6 | 22 | 81 | 33.1% | 3.8% | 13.4% | 50.3%
E | rathkeale | 2030 | ECP (without Battery) | IE wind priority | 28 | 89 | 0 | 7 | 0 | 7 | 0% | 8.3% | 0% | 8.3%
E | reamore | 2030 | ECP (without Battery) | IE wind not priority | 30 | 96 | 32 | 4 | 13 | 49 | 33.1% | 3.8% | 13.4% | 50.3%
E | reamore | 2030 | ECP (without Battery) | IE wind priority | 58 | 187 | 0 | 16 | 0 | 16 | 0% | 8.3% | 0% | 8.3%
E | tralee | 2030 | ECP (without Battery) | IE Solar not priority | 15 | 18 | 6 | 1 | 0 | 7 | 33.4% | 4.5% | 0.5% | 38.4%
E | tralee | 2030 | ECP (without Battery) | IE wind priority | 15 | 49 | 0 | 4 | 0 | 4 | 0% | 8.3% | 0% | 8.3%
E | trien 220kv side | 2030 | ECP (without Battery) | IE wind not priority | 7 | 21 | 7 | 1 | 3 | 11 | 33.1% | 3.8% | 13.4% | 50.3%
E | trien | 2030 | ECP (without Battery) | IE wind priority | 47 | 153 | 0 | 13 | 0 | 13 | 0% | 8.3% | 0% | 8.3%
E | athea | 2035 | ECP + 5GW Offshore | IE wind not priority | 23 | 75 | 24 | 1 | 11 | 36 | 31.9% | 1.8% | 14.3% | 48%
E | athea | 2035 | ECP + 5GW Offshore | IE wind priority | 34 | 111 | 0 | 6 | 0 | 6 | 0% | 5.5% | 0% | 5.5%
E | ballinknockane | 2035 | ECP + 5GW Offshore | IE Solar not priority | 50 | 59 | 13 | 1 | 1 | 15 | 22.8% | 2.2% | 0.9% | 25.9%
E | ballyvouskil 220 | 2035 | ECP + 5GW Offshore | IE Solar not priority | 13 | 15 | 3 | 0 | 0 | 4 | 22.8% | 2.2% | 2.8% | 27.8%
E | ballyvouskil 220 | 2035 | ECP + 5GW Offshore | IE wind not priority | 42 | 136 | 43 | 2 | 19 | 65 | 31.9% | 1.8% | 14.3% | 48%
E | boggeragh | 2035 | ECP + 5GW Offshore | IE Solar not priority | 24 | 28 | 6 | 1 | 1 | 8 | 22.8% | 2.2% | 2.8% | 27.8%
E | boggeragh | 2035 | ECP + 5GW Offshore | IE wind not priority | 23 | 76 | 24 | 1 | 11 | 36 | 31.9% | 1.8% | 14.3% | 48%
E | boggeragh | 2035 | ECP + 5GW Offshore | IE wind priority | 143 | 462 | 0 | 26 | 0 | 26 | 0% | 5.5% | 0% | 5.5%
E | charleville | 2035 | ECP + 5GW Offshore | IE Solar not priority | 165 | 193 | 44 | 4 | 5 | 54 | 22.8% | 2.2% | 2.8% | 27.8%
E | charleville | 2035 | ECP + 5GW Offshore | IE wind priority | 51 | 166 | 0 | 9 | 0 | 9 | 0% | 5.5% | 0% | 5.5%
E | clahane | 2035 | ECP + 5GW Offshore | IE Solar not priority | 34 | 40 | 9 | 1 | 1 | 11 | 22.8% | 2.2% | 2.8% | 27.8%
E | clahane | 2035 | ECP + 5GW Offshore | IE wind priority | 52 | 167 | 0 | 9 | 0 | 9 | 0% | 5.5% | 0% | 5.5%
E | clashavoon | 2035 | ECP + 5GW Offshore | IE wind not priority | 112 | 363 | 116 | 7 | 52 | 174 | 31.9% | 1.8% | 14.3% | 48%
E | cloghboola | 2035 | ECP + 5GW Offshore | IE wind priority | 101 | 326 | 0 | 18 | 0 | 18 | 0% | 5.5% | 0% | 5.5%
E | coomagearlahy | 2035 | ECP + 5GW Offshore | IE Solar not priority | 7 | 8 | 2 | 0 | 0 | 2 | 22.8% | 2.2% | 2.8% | 27.8%
E | coomagearlahy | 2035 | ECP + 5GW Offshore | IE wind priority | 81 | 262 | 0 | 15 | 0 | 15 | 0% | 5.5% | 0% | 5.5%
E | coomataggart | 2035 | ECP + 5GW Offshore | IE wind not priority | 243 | 786 | 250 | 14 | 112 | 377 | 31.9% | 1.8% | 14.3% | 48%
E | cordal | 2035 | ECP + 5GW Offshore | IE wind priority | 148 | 478 | 0 | 27 | 0 | 27 | 0% | 5.5% | 0% | 5.5%
E | dromada | 2035 | ECP + 5GW Offshore | IE wind priority | 29 | 92 | 0 | 5 | 0 | 5 | 0% | 5.5% | 0% | 5.5%
E | drombeg | 2035 | ECP + 5GW Offshore | IE Solar not priority | 94 | 110 | 25 | 2 | 3 | 31 | 22.8% | 2.2% | 2.8% | 27.8%
E | drombeg | 2035 | ECP + 5GW Offshore | IE wind not priority | 25 | 82 | 26 | 1 | 12 | 39 | 31.9% | 1.8% | 14.3% | 48%
E | garrow | 2035 | ECP + 5GW Offshore | IE wind priority | 69 | 224 | 0 | 12 | 0 | 12 | 0% | 5.5% | 0% | 5.5%
E | glanlee | 2035 | ECP + 5GW Offshore | IE wind not priority | 26 | 84 | 27 | 2 | 12 | 40 | 31.9% | 1.8% | 14.3% | 48%
E | glanlee | 2035 | ECP + 5GW Offshore | IE wind priority | 30 | 96 | 0 | 5 | 0 | 5 | 0% | 5.5% | 0% | 5.5%
E | glenlara | 2035 | ECP + 5GW Offshore | IE Solar not priority | 5 | 6 | 1 | 0 | 0 | 2 | 22.8% | 2.2% | 2.8% | 27.8%
E | glenlara 220kv side | 2035 | ECP + 5GW Offshore | IE wind not priority | 14 | 45 | 14 | 1 | 6 | 21 | 31.9% | 1.8% | 14.3% | 48%
E | glenlara 220kv side | 2035 | ECP + 5GW Offshore | IE wind priority | 53 | 172 | 0 | 10 | 0 | 10 | 0% | 5.5% | 0% | 5.5%
E | kilpaddoge | 2035 | ECP + 5GW Offshore | IE wind priority | 55 | 178 | 0 | 10 | 0 | 10 | 0% | 5.5% | 0% | 5.5%
E | knockacummer | 2035 | ECP + 5GW Offshore | IE wind priority | 105 | 340 | 0 | 19 | 0 | 19 | 0% | 5.5% | 0% | 5.5%
E | knockearagh | 2035 | ECP + 5GW Offshore | IE Solar not priority | 5 | 6 | 1 | 0 | 0 | 2 | 22.8% | 2.2% | 2.8% | 27.8%
E | knockearagh | 2035 | ECP + 5GW Offshore | IE wind priority | 9 | 30 | 0 | 2 | 0 | 2 | 0% | 5.5% | 0% | 5.5%
E | limerick | 2035 | ECP + 5GW Offshore | IE Solar not priority | 5 | 6 | 1 | 0 | 0 | 2 | 22.8% | 2.2% | 0.9% | 25.9%
E | mallow | 2035 | ECP + 5GW Offshore | IE Solar not priority | 5 | 6 | 1 | 0 | 0 | 2 | 22.8% | 2.2% | 2.8% | 27.8%
E | moneypoint 220kv | 2035 | ECP + 5GW Offshore | IE wind not priority | 450 | 1990 | 546 | 34 | 103 | 683 | 27.4% | 1.7% | 5.2% | 34.3%
E | moneypoint | 2035 | ECP + 5GW Offshore | IE wind priority | 17 | 56 | 0 | 3 | 0 | 3 | 0% | 5.5% | 0% | 5.5%
E | oughtragh | 2035 | ECP + 5GW Offshore | IE Solar not priority | 9 | 11 | 3 | 0 | 0 | 3 | 22.8% | 2.2% | 2.8% | 27.8%
E | oughtragh | 2035 | ECP + 5GW Offshore | IE wind priority | 9 | 29 | 0 | 2 | 0 | 2 | 0% | 5.5% | 0% | 5.5%
E | pollagh | 2035 | ECP + 5GW Offshore | IE Solar not priority | 128 | 150 | 34 | 3 | 4 | 42 | 22.8% | 2.2% | 2.8% | 27.8%
E | pollagh | 2035 | ECP + 5GW Offshore | IE wind not priority | 50 | 162 | 52 | 3 | 23 | 78 | 31.9% | 1.8% | 14.3% | 48%
E | rathkeale | 2035 | ECP + 5GW Offshore | IE wind priority | 28 | 89 | 0 | 5 | 0 | 5 | 0% | 5.5% | 0% | 5.5%
E | reamore | 2035 | ECP + 5GW Offshore | IE wind not priority | 30 | 96 | 31 | 2 | 14 | 46 | 31.9% | 1.8% | 14.3% | 48%
E | reamore | 2035 | ECP + 5GW Offshore | IE wind priority | 58 | 187 | 0 | 10 | 0 | 10 | 0% | 5.5% | 0% | 5.5%
E | tralee | 2035 | ECP + 5GW Offshore | IE Solar not priority | 15 | 18 | 4 | 0 | 1 | 5 | 22.8% | 2.2% | 2.8% | 27.8%
E | tralee | 2035 | ECP + 5GW Offshore | IE wind priority | 15 | 49 | 0 | 3 | 0 | 3 | 0% | 5.5% | 0% | 5.5%
E | trien 220kv side | 2035 | ECP + 5GW Offshore | IE wind not priority | 7 | 21 | 7 | 0 | 3 | 10 | 31.9% | 1.8% | 14.3% | 48%
E | trien | 2035 | ECP + 5GW Offshore | IE wind priority | 47 | 153 | 0 | 8 | 0 | 8 | 0% | 5.5% | 0% | 5.5%
E | athea | 2035 | ECP + 5GW Offshore (without France 2, LirIC, MaRES) | IE wind not priority | 23 | 75 | 28 | 1 | 8 | 37 | 37.1% | 2% | 10.6% | 49.7%
E | athea | 2035 | ECP + 5GW Offshore (without France 2, LirIC, MaRES) | IE wind priority | 34 | 111 | 0 | 6 | 0 | 6 | 0% | 5.4% | 0% | 5.4%
E | ballinknockane | 2035 | ECP + 5GW Offshore (without France 2, LirIC, MaRES) | IE Solar not priority | 50 | 59 | 17 | 2 | 0 | 19 | 29% | 2.8% | 0.2% | 31.9%
E | ballyvouskil 220 | 2035 | ECP + 5GW Offshore (without France 2, LirIC, MaRES) | IE Solar not priority | 13 | 15 | 4 | 0 | 0 | 5 | 29% | 2.8% | 1.2% | 32.9%
E | ballyvouskil 220 | 2035 | ECP + 5GW Offshore (without France 2, LirIC, MaRES) | IE wind not priority | 42 | 136 | 50 | 3 | 14 | 68 | 37.1% | 2% | 10.6% | 49.7%
E | boggeragh | 2035 | ECP + 5GW Offshore (without France 2, LirIC, MaRES) | IE Solar not priority | 24 | 28 | 8 | 1 | 0 | 9 | 29% | 2.8% | 1.2% | 32.9%
E | boggeragh | 2035 | ECP + 5GW Offshore (without France 2, LirIC, MaRES) | IE wind not priority | 23 | 76 | 28 | 1 | 8 | 38 | 37.1% | 2% | 10.6% | 49.7%
E | boggeragh | 2035 | ECP + 5GW Offshore (without France 2, LirIC, MaRES) | IE wind priority | 143 | 462 | 0 | 25 | 0 | 25 | 0% | 5.4% | 0% | 5.4%
E | charleville | 2035 | ECP + 5GW Offshore (without France 2, LirIC, MaRES) | IE Solar not priority | 165 | 193 | 56 | 5 | 2 | 64 | 29% | 2.8% | 1.2% | 32.9%
E | charleville | 2035 | ECP + 5GW Offshore (without France 2, LirIC, MaRES) | IE wind priority | 51 | 166 | 0 | 9 | 0 | 9 | 0% | 5.4% | 0% | 5.4%
E | clahane | 2035 | ECP + 5GW Offshore (without France 2, LirIC, MaRES) | IE Solar not priority | 34 | 40 | 12 | 1 | 0 | 13 | 29% | 2.8% | 1.2% | 32.9%
E | clahane | 2035 | ECP + 5GW Offshore (without France 2, LirIC, MaRES) | IE wind priority | 52 | 167 | 0 | 9 | 0 | 9 | 0% | 5.4% | 0% | 5.4%
E | clashavoon | 2035 | ECP + 5GW Offshore (without France 2, LirIC, MaRES) | IE wind not priority | 112 | 363 | 134 | 7 | 39 | 180 | 37.1% | 2% | 10.6% | 49.7%
E | cloghboola | 2035 | ECP + 5GW Offshore (without France 2, LirIC, MaRES) | IE wind priority | 101 | 326 | 0 | 17 | 0 | 17 | 0% | 5.4% | 0% | 5.4%
E | coomagearlahy | 2035 | ECP + 5GW Offshore (without France 2, LirIC, MaRES) | IE Solar not priority | 7 | 8 | 2 | 0 | 0 | 3 | 29% | 2.8% | 1.2% | 32.9%
E | coomagearlahy | 2035 | ECP + 5GW Offshore (without France 2, LirIC, MaRES) | IE wind priority | 81 | 262 | 0 | 14 | 0 | 14 | 0% | 5.4% | 0% | 5.4%
E | coomataggart | 2035 | ECP + 5GW Offshore (without France 2, LirIC, MaRES) | IE wind not priority | 243 | 786 | 291 | 16 | 84 | 390 | 37.1% | 2% | 10.6% | 49.7%
E | cordal | 2035 | ECP + 5GW Offshore (without France 2, LirIC, MaRES) | IE wind priority | 148 | 478 | 0 | 26 | 0 | 26 | 0% | 5.4% | 0% | 5.4%
E | dromada | 2035 | ECP + 5GW Offshore (without France 2, LirIC, MaRES) | IE wind priority | 29 | 92 | 0 | 5 | 0 | 5 | 0% | 5.4% | 0% | 5.4%
E | drombeg | 2035 | ECP + 5GW Offshore (without France 2, LirIC, MaRES) | IE Solar not priority | 94 | 110 | 32 | 3 | 1 | 36 | 29% | 2.8% | 1.2% | 32.9%
E | drombeg | 2035 | ECP + 5GW Offshore (without France 2, LirIC, MaRES) | IE wind not priority | 25 | 82 | 30 | 2 | 9 | 41 | 37.1% | 2% | 10.6% | 49.7%
E | garrow | 2035 | ECP + 5GW Offshore (without France 2, LirIC, MaRES) | IE wind priority | 69 | 224 | 0 | 12 | 0 | 12 | 0% | 5.4% | 0% | 5.4%
E | glanlee | 2035 | ECP + 5GW Offshore (without France 2, LirIC, MaRES) | IE wind not priority | 26 | 84 | 31 | 2 | 9 | 42 | 37.1% | 2% | 10.6% | 49.7%
E | glanlee | 2035 | ECP + 5GW Offshore (without France 2, LirIC, MaRES) | IE wind priority | 30 | 96 | 0 | 5 | 0 | 5 | 0% | 5.4% | 0% | 5.4%
E | glenlara | 2035 | ECP + 5GW Offshore (without France 2, LirIC, MaRES) | IE Solar not priority | 5 | 6 | 2 | 0 | 0 | 2 | 29% | 2.8% | 1.2% | 32.9%
E | glenlara 220kv side | 2035 | ECP + 5GW Offshore (without France 2, LirIC, MaRES) | IE wind not priority | 14 | 45 | 17 | 1 | 5 | 22 | 37.1% | 2% | 10.6% | 49.7%
E | glenlara 220kv side | 2035 | ECP + 5GW Offshore (without France 2, LirIC, MaRES) | IE wind priority | 53 | 172 | 0 | 9 | 0 | 9 | 0% | 5.4% | 0% | 5.4%
E | kilpaddoge | 2035 | ECP + 5GW Offshore (without France 2, LirIC, MaRES) | IE wind priority | 55 | 178 | 0 | 10 | 0 | 10 | 0% | 5.4% | 0% | 5.4%
E | knockacummer | 2035 | ECP + 5GW Offshore (without France 2, LirIC, MaRES) | IE wind priority | 105 | 340 | 0 | 18 | 0 | 18 | 0% | 5.4% | 0% | 5.4%
E | knockearagh | 2035 | ECP + 5GW Offshore (without France 2, LirIC, MaRES) | IE Solar not priority | 5 | 6 | 2 | 0 | 0 | 2 | 29% | 2.8% | 1.2% | 32.9%
E | knockearagh | 2035 | ECP + 5GW Offshore (without France 2, LirIC, MaRES) | IE wind priority | 9 | 30 | 0 | 2 | 0 | 2 | 0% | 5.4% | 0% | 5.4%
E | limerick | 2035 | ECP + 5GW Offshore (without France 2, LirIC, MaRES) | IE Solar not priority | 5 | 6 | 2 | 0 | 0 | 2 | 29% | 2.8% | 0.2% | 31.9%
E | mallow | 2035 | ECP + 5GW Offshore (without France 2, LirIC, MaRES) | IE Solar not priority | 5 | 6 | 2 | 0 | 0 | 2 | 29% | 2.8% | 1.2% | 32.9%
E | moneypoint 220kv | 2035 | ECP + 5GW Offshore (without France 2, LirIC, MaRES) | IE wind not priority | 450 | 1990 | 644 | 38 | 24 | 707 | 32.4% | 1.9% | 1.2% | 35.5%
E | moneypoint | 2035 | ECP + 5GW Offshore (without France 2, LirIC, MaRES) | IE wind priority | 17 | 56 | 0 | 3 | 0 | 3 | 0% | 5.4% | 0% | 5.4%
E | oughtragh | 2035 | ECP + 5GW Offshore (without France 2, LirIC, MaRES) | IE Solar not priority | 9 | 11 | 3 | 0 | 0 | 4 | 29% | 2.8% | 1.2% | 32.9%
E | oughtragh | 2035 | ECP + 5GW Offshore (without France 2, LirIC, MaRES) | IE wind priority | 9 | 29 | 0 | 2 | 0 | 2 | 0% | 5.4% | 0% | 5.4%
E | pollagh | 2035 | ECP + 5GW Offshore (without France 2, LirIC, MaRES) | IE Solar not priority | 128 | 150 | 43 | 4 | 2 | 49 | 29% | 2.8% | 1.2% | 32.9%
E | pollagh | 2035 | ECP + 5GW Offshore (without France 2, LirIC, MaRES) | IE wind not priority | 50 | 162 | 60 | 3 | 17 | 80 | 37.1% | 2% | 10.6% | 49.7%
E | rathkeale | 2035 | ECP + 5GW Offshore (without France 2, LirIC, MaRES) | IE wind priority | 28 | 89 | 0 | 5 | 0 | 5 | 0% | 5.4% | 0% | 5.4%
E | reamore | 2035 | ECP + 5GW Offshore (without France 2, LirIC, MaRES) | IE wind not priority | 30 | 96 | 36 | 2 | 10 | 48 | 37.1% | 2% | 10.6% | 49.7%
E | reamore | 2035 | ECP + 5GW Offshore (without France 2, LirIC, MaRES) | IE wind priority | 58 | 187 | 0 | 10 | 0 | 10 | 0% | 5.4% | 0% | 5.4%
E | tralee | 2035 | ECP + 5GW Offshore (without France 2, LirIC, MaRES) | IE Solar not priority | 15 | 18 | 5 | 0 | 0 | 6 | 29% | 2.8% | 1.2% | 32.9%
E | tralee | 2035 | ECP + 5GW Offshore (without France 2, LirIC, MaRES) | IE wind priority | 15 | 49 | 0 | 3 | 0 | 3 | 0% | 5.4% | 0% | 5.4%
E | trien 220kv side | 2035 | ECP + 5GW Offshore (without France 2, LirIC, MaRES) | IE wind not priority | 7 | 21 | 8 | 0 | 2 | 11 | 37.1% | 2% | 10.6% | 49.7%
E | trien | 2035 | ECP + 5GW Offshore (without France 2, LirIC, MaRES) | IE wind priority | 47 | 153 | 0 | 8 | 0 | 8 | 0% | 5.4% | 0% | 5.4%
E | athea | 2035 | ECP + 5GW Offshore (with ECP 2.4 IC methodology) | IE wind not priority | 23 | 75 | 15 | 1 | 5 | 22 | 20.5% | 1.8% | 6.6% | 28.8%
E | athea | 2035 | ECP + 5GW Offshore (with ECP 2.4 IC methodology) | IE wind priority | 34 | 111 | 0 | 3 | 0 | 3 | 0% | 2.8% | 0% | 2.8%
E | ballinknockane | 2035 | ECP + 5GW Offshore (with ECP 2.4 IC methodology) | IE Solar not priority | 50 | 59 | 10 | 1 | 0 | 12 | 17.9% | 2% | 0% | 19.9%
E | ballyvouskil 220 | 2035 | ECP + 5GW Offshore (with ECP 2.4 IC methodology) | IE Solar not priority | 13 | 15 | 3 | 0 | 0 | 3 | 17.9% | 2% | 0.6% | 20.5%
E | ballyvouskil 220 | 2035 | ECP + 5GW Offshore (with ECP 2.4 IC methodology) | IE wind not priority | 42 | 136 | 28 | 2 | 9 | 39 | 20.5% | 1.8% | 6.6% | 28.8%
E | boggeragh | 2035 | ECP + 5GW Offshore (with ECP 2.4 IC methodology) | IE Solar not priority | 24 | 28 | 5 | 1 | 0 | 6 | 17.9% | 2% | 0.6% | 20.5%
E | boggeragh | 2035 | ECP + 5GW Offshore (with ECP 2.4 IC methodology) | IE wind not priority | 23 | 76 | 15 | 1 | 5 | 22 | 20.5% | 1.8% | 6.6% | 28.8%
E | boggeragh | 2035 | ECP + 5GW Offshore (with ECP 2.4 IC methodology) | IE wind priority | 143 | 462 | 0 | 13 | 0 | 13 | 0% | 2.8% | 0% | 2.8%
E | charleville | 2035 | ECP + 5GW Offshore (with ECP 2.4 IC methodology) | IE Solar not priority | 165 | 193 | 35 | 4 | 1 | 40 | 17.9% | 2% | 0.6% | 20.5%
E | charleville | 2035 | ECP + 5GW Offshore (with ECP 2.4 IC methodology) | IE wind priority | 51 | 166 | 0 | 5 | 0 | 5 | 0% | 2.8% | 0% | 2.8%
E | clahane | 2035 | ECP + 5GW Offshore (with ECP 2.4 IC methodology) | IE Solar not priority | 34 | 40 | 7 | 1 | 0 | 8 | 17.9% | 2% | 0.6% | 20.5%
E | clahane | 2035 | ECP + 5GW Offshore (with ECP 2.4 IC methodology) | IE wind priority | 52 | 167 | 0 | 5 | 0 | 5 | 0% | 2.8% | 0% | 2.8%
E | clashavoon | 2035 | ECP + 5GW Offshore (with ECP 2.4 IC methodology) | IE wind not priority | 112 | 363 | 74 | 6 | 24 | 104 | 20.5% | 1.8% | 6.6% | 28.8%
E | cloghboola | 2035 | ECP + 5GW Offshore (with ECP 2.4 IC methodology) | IE wind priority | 101 | 326 | 0 | 9 | 0 | 9 | 0% | 2.8% | 0% | 2.8%
E | coomagearlahy | 2035 | ECP + 5GW Offshore (with ECP 2.4 IC methodology) | IE Solar not priority | 7 | 8 | 1 | 0 | 0 | 2 | 17.9% | 2% | 0.6% | 20.5%
E | coomagearlahy | 2035 | ECP + 5GW Offshore (with ECP 2.4 IC methodology) | IE wind priority | 81 | 262 | 0 | 7 | 0 | 7 | 0% | 2.8% | 0% | 2.8%
E | coomataggart | 2035 | ECP + 5GW Offshore (with ECP 2.4 IC methodology) | IE wind not priority | 243 | 786 | 161 | 14 | 52 | 226 | 20.5% | 1.8% | 6.6% | 28.8%
E | cordal | 2035 | ECP + 5GW Offshore (with ECP 2.4 IC methodology) | IE wind priority | 148 | 478 | 0 | 13 | 0 | 13 | 0% | 2.8% | 0% | 2.8%
E | dromada | 2035 | ECP + 5GW Offshore (with ECP 2.4 IC methodology) | IE wind priority | 29 | 92 | 0 | 3 | 0 | 3 | 0% | 2.8% | 0% | 2.8%
E | drombeg | 2035 | ECP + 5GW Offshore (with ECP 2.4 IC methodology) | IE Solar not priority | 94 | 110 | 20 | 2 | 1 | 23 | 17.9% | 2% | 0.6% | 20.5%
E | drombeg | 2035 | ECP + 5GW Offshore (with ECP 2.4 IC methodology) | IE wind not priority | 25 | 82 | 17 | 1 | 5 | 24 | 20.5% | 1.8% | 6.6% | 28.8%
E | garrow | 2035 | ECP + 5GW Offshore (with ECP 2.4 IC methodology) | IE wind priority | 69 | 224 | 0 | 6 | 0 | 6 | 0% | 2.8% | 0% | 2.8%
E | glanlee | 2035 | ECP + 5GW Offshore (with ECP 2.4 IC methodology) | IE wind not priority | 26 | 84 | 17 | 1 | 6 | 24 | 20.5% | 1.8% | 6.6% | 28.8%
E | glanlee | 2035 | ECP + 5GW Offshore (with ECP 2.4 IC methodology) | IE wind priority | 30 | 96 | 0 | 3 | 0 | 3 | 0% | 2.8% | 0% | 2.8%
E | glenlara | 2035 | ECP + 5GW Offshore (with ECP 2.4 IC methodology) | IE Solar not priority | 5 | 6 | 1 | 0 | 0 | 1 | 17.9% | 2% | 0.6% | 20.5%
E | glenlara 220kv side | 2035 | ECP + 5GW Offshore (with ECP 2.4 IC methodology) | IE wind not priority | 14 | 45 | 9 | 1 | 3 | 13 | 20.5% | 1.8% | 6.6% | 28.8%
E | glenlara 220kv side | 2035 | ECP + 5GW Offshore (with ECP 2.4 IC methodology) | IE wind priority | 53 | 172 | 0 | 5 | 0 | 5 | 0% | 2.8% | 0% | 2.8%
E | kilpaddoge | 2035 | ECP + 5GW Offshore (with ECP 2.4 IC methodology) | IE wind priority | 55 | 178 | 0 | 5 | 0 | 5 | 0% | 2.8% | 0% | 2.8%
E | knockacummer | 2035 | ECP + 5GW Offshore (with ECP 2.4 IC methodology) | IE wind priority | 105 | 340 | 0 | 10 | 0 | 10 | 0% | 2.8% | 0% | 2.8%
E | knockearagh | 2035 | ECP + 5GW Offshore (with ECP 2.4 IC methodology) | IE Solar not priority | 5 | 6 | 1 | 0 | 0 | 1 | 17.9% | 2% | 0.6% | 20.5%
E | knockearagh | 2035 | ECP + 5GW Offshore (with ECP 2.4 IC methodology) | IE wind priority | 9 | 30 | 0 | 1 | 0 | 1 | 0% | 2.8% | 0% | 2.8%
E | limerick | 2035 | ECP + 5GW Offshore (with ECP 2.4 IC methodology) | IE Solar not priority | 5 | 6 | 1 | 0 | 0 | 1 | 17.9% | 2% | 0% | 19.9%
E | mallow | 2035 | ECP + 5GW Offshore (with ECP 2.4 IC methodology) | IE Solar not priority | 5 | 6 | 1 | 0 | 0 | 1 | 17.9% | 2% | 0.6% | 20.5%
E | moneypoint 220kv | 2035 | ECP + 5GW Offshore (with ECP 2.4 IC methodology) | IE wind not priority | 450 | 1990 | 348 | 32 | 17 | 397 | 17.5% | 1.6% | 0.8% | 19.9%
E | moneypoint | 2035 | ECP + 5GW Offshore (with ECP 2.4 IC methodology) | IE wind priority | 17 | 56 | 0 | 2 | 0 | 2 | 0% | 2.8% | 0% | 2.8%
E | oughtragh | 2035 | ECP + 5GW Offshore (with ECP 2.4 IC methodology) | IE Solar not priority | 9 | 11 | 2 | 0 | 0 | 2 | 17.9% | 2% | 0.6% | 20.5%
E | oughtragh | 2035 | ECP + 5GW Offshore (with ECP 2.4 IC methodology) | IE wind priority | 9 | 29 | 0 | 1 | 0 | 1 | 0% | 2.8% | 0% | 2.8%
E | pollagh | 2035 | ECP + 5GW Offshore (with ECP 2.4 IC methodology) | IE Solar not priority | 128 | 150 | 27 | 3 | 1 | 31 | 17.9% | 2% | 0.6% | 20.5%
E | pollagh | 2035 | ECP + 5GW Offshore (with ECP 2.4 IC methodology) | IE wind not priority | 50 | 162 | 33 | 3 | 11 | 47 | 20.5% | 1.8% | 6.6% | 28.8%
E | rathkeale | 2035 | ECP + 5GW Offshore (with ECP 2.4 IC methodology) | IE wind priority | 28 | 89 | 0 | 3 | 0 | 3 | 0% | 2.8% | 0% | 2.8%
E | reamore | 2035 | ECP + 5GW Offshore (with ECP 2.4 IC methodology) | IE wind not priority | 30 | 96 | 20 | 2 | 6 | 28 | 20.5% | 1.8% | 6.6% | 28.8%
E | reamore | 2035 | ECP + 5GW Offshore (with ECP 2.4 IC methodology) | IE wind priority | 58 | 187 | 0 | 5 | 0 | 5 | 0% | 2.8% | 0% | 2.8%
E | tralee | 2035 | ECP + 5GW Offshore (with ECP 2.4 IC methodology) | IE Solar not priority | 15 | 18 | 3 | 0 | 0 | 4 | 17.9% | 2% | 0.6% | 20.5%
E | tralee | 2035 | ECP + 5GW Offshore (with ECP 2.4 IC methodology) | IE wind priority | 15 | 49 | 0 | 1 | 0 | 1 | 0% | 2.8% | 0% | 2.8%
E | trien 220kv side | 2035 | ECP + 5GW Offshore (with ECP 2.4 IC methodology) | IE wind not priority | 7 | 21 | 4 | 0 | 1 | 6 | 20.5% | 1.8% | 6.6% | 28.8%
E | trien | 2035 | ECP + 5GW Offshore (with ECP 2.4 IC methodology) | IE wind priority | 47 | 153 | 0 | 4 | 0 | 4 | 0% | 2.8% | 0% | 2.8%
E | athea | 2028 | ECP (Pro-rata) | IE wind not priority | 23 | 75 | 20 | 3 | 5 | 28 | 26.2% | 4.5% | 6.4% | 37.2%
E | athea | 2028 | ECP (Pro-rata) | IE wind priority | 34 | 112 | 0 | 11 | 7 | 18 | 0% | 9.5% | 6.4% | 15.9%
E | ballinknockane | 2028 | ECP (Pro-rata) | IE Solar not priority | 50 | 59 | 13 | 4 | 0 | 17 | 23% | 6.1% | 0% | 29.1%
E | ballyvouskil 220 | 2028 | ECP (Pro-rata) | IE Solar not priority | 13 | 15 | 3 | 1 | 0 | 4 | 23% | 6.1% | 1.5% | 30.6%
E | ballyvouskil 220 | 2028 | ECP (Pro-rata) | IE wind not priority | 42 | 137 | 36 | 6 | 9 | 51 | 26.2% | 4.5% | 6.4% | 37.2%
E | boggeragh | 2028 | ECP (Pro-rata) | IE Solar not priority | 24 | 28 | 7 | 2 | 0 | 9 | 23% | 6.1% | 1.5% | 30.6%
E | boggeragh | 2028 | ECP (Pro-rata) | IE wind not priority | 23 | 76 | 20 | 3 | 5 | 28 | 26.2% | 4.5% | 6.4% | 37.2%
E | boggeragh | 2028 | ECP (Pro-rata) | IE wind priority | 143 | 465 | 0 | 44 | 30 | 74 | 0% | 9.5% | 6.4% | 15.9%
E | charleville | 2028 | ECP (Pro-rata) | IE Solar not priority | 165 | 193 | 45 | 12 | 3 | 59 | 23% | 6.1% | 1.5% | 30.6%
E | charleville | 2028 | ECP (Pro-rata) | IE wind priority | 51 | 167 | 0 | 16 | 11 | 27 | 0% | 9.5% | 6.4% | 15.9%
E | clahane | 2028 | ECP (Pro-rata) | IE Solar not priority | 34 | 40 | 9 | 2 | 1 | 12 | 23% | 6.1% | 1.5% | 30.6%
E | clahane | 2028 | ECP (Pro-rata) | IE wind priority | 52 | 168 | 0 | 16 | 11 | 27 | 0% | 9.5% | 6.4% | 15.9%
E | clashavoon | 2028 | ECP (Pro-rata) | IE wind not priority | 112 | 365 | 96 | 17 | 23 | 136 | 26.2% | 4.5% | 6.4% | 37.2%
E | cloghboola | 2028 | ECP (Pro-rata) | IE wind priority | 101 | 328 | 0 | 31 | 21 | 52 | 0% | 9.5% | 6.4% | 15.9%
E | coomagearlahy | 2028 | ECP (Pro-rata) | IE Solar not priority | 7 | 8 | 2 | 0 | 0 | 3 | 23% | 6.1% | 1.5% | 30.6%
E | coomagearlahy | 2028 | ECP (Pro-rata) | IE wind priority | 81 | 264 | 0 | 25 | 17 | 42 | 0% | 9.5% | 6.4% | 15.9%
E | coomataggart | 2028 | ECP (Pro-rata) | IE wind not priority | 243 | 791 | 207 | 36 | 50 | 294 | 26.2% | 4.5% | 6.4% | 37.2%
E | cordal | 2028 | ECP (Pro-rata) | IE wind priority | 148 | 481 | 0 | 46 | 31 | 76 | 0% | 9.5% | 6.4% | 15.9%
E | dromada | 2028 | ECP (Pro-rata) | IE wind priority | 29 | 93 | 0 | 9 | 6 | 15 | 0% | 9.5% | 6.4% | 15.9%
E | drombeg | 2028 | ECP (Pro-rata) | IE Solar not priority | 94 | 110 | 25 | 7 | 2 | 34 | 23% | 6.1% | 1.5% | 30.6%
E | drombeg | 2028 | ECP (Pro-rata) | IE wind not priority | 25 | 82 | 22 | 4 | 5 | 31 | 26.2% | 4.5% | 6.4% | 37.2%
E | garrow | 2028 | ECP (Pro-rata) | IE wind priority | 69 | 226 | 0 | 21 | 14 | 36 | 0% | 9.5% | 6.4% | 15.9%
E | glanlee | 2028 | ECP (Pro-rata) | IE wind not priority | 26 | 85 | 22 | 4 | 5 | 31 | 26.2% | 4.5% | 6.4% | 37.2%
E | glanlee | 2028 | ECP (Pro-rata) | IE wind priority | 30 | 97 | 0 | 9 | 6 | 15 | 0% | 9.5% | 6.4% | 15.9%
E | glenlara | 2028 | ECP (Pro-rata) | IE Solar not priority | 5 | 6 | 1 | 0 | 0 | 2 | 23% | 6.1% | 1.5% | 30.6%
E | glenlara 220kv side | 2028 | ECP (Pro-rata) | IE wind not priority | 14 | 45 | 12 | 2 | 3 | 17 | 26.2% | 4.5% | 6.4% | 37.2%
E | glenlara 220kv side | 2028 | ECP (Pro-rata) | IE wind priority | 53 | 173 | 0 | 16 | 11 | 27 | 0% | 9.5% | 6.4% | 15.9%
E | kilpaddoge | 2028 | ECP (Pro-rata) | IE wind priority | 55 | 179 | 0 | 17 | 11 | 28 | 0% | 9.5% | 6.4% | 15.9%
E | knockacummer | 2028 | ECP (Pro-rata) | IE wind priority | 105 | 342 | 0 | 33 | 22 | 54 | 0% | 9.5% | 6.4% | 15.9%
E | knockearagh | 2028 | ECP (Pro-rata) | IE Solar not priority | 5 | 6 | 1 | 0 | 0 | 2 | 23% | 6.1% | 1.5% | 30.6%
E | knockearagh | 2028 | ECP (Pro-rata) | IE wind priority | 9 | 30 | 0 | 3 | 2 | 5 | 0% | 9.5% | 6.4% | 15.9%
E | limerick | 2028 | ECP (Pro-rata) | IE Solar not priority | 5 | 6 | 1 | 0 | 0 | 2 | 23% | 6.1% | 0% | 29.1%
E | mallow | 2028 | ECP (Pro-rata) | IE Solar not priority | 5 | 6 | 1 | 0 | 0 | 2 | 23% | 6.1% | 1.5% | 30.6%
E | moneypoint | 2028 | ECP (Pro-rata) | IE wind priority | 17 | 56 | 0 | 5 | 0 | 5 | 0% | 9.5% | 0.1% | 9.6%
E | oughtragh | 2028 | ECP (Pro-rata) | IE Solar not priority | 9 | 11 | 3 | 1 | 0 | 3 | 23% | 6.1% | 1.5% | 30.6%
E | oughtragh | 2028 | ECP (Pro-rata) | IE wind priority | 9 | 29 | 0 | 3 | 2 | 5 | 0% | 9.5% | 6.4% | 15.9%
E | pollagh | 2028 | ECP (Pro-rata) | IE Solar not priority | 128 | 150 | 35 | 9 | 2 | 46 | 23% | 6.1% | 1.5% | 30.6%
E | pollagh | 2028 | ECP (Pro-rata) | IE wind not priority | 50 | 163 | 43 | 7 | 10 | 61 | 26.2% | 4.5% | 6.4% | 37.2%
E | rathkeale | 2028 | ECP (Pro-rata) | IE wind priority | 28 | 90 | 0 | 9 | 0 | 9 | 0% | 9.5% | 0.1% | 9.6%
E | reamore | 2028 | ECP (Pro-rata) | IE wind not priority | 30 | 97 | 25 | 4 | 6 | 36 | 26.2% | 4.5% | 6.4% | 37.2%
E | reamore | 2028 | ECP (Pro-rata) | IE wind priority | 58 | 189 | 0 | 18 | 12 | 30 | 0% | 9.5% | 6.4% | 15.9%
E | tralee | 2028 | ECP (Pro-rata) | IE Solar not priority | 15 | 18 | 4 | 1 | 0 | 6 | 23% | 6.1% | 1.5% | 30.6%
E | tralee | 2028 | ECP (Pro-rata) | IE wind priority | 15 | 49 | 0 | 5 | 3 | 8 | 0% | 9.5% | 6.4% | 15.9%
E | trien 220kv side | 2028 | ECP (Pro-rata) | IE wind not priority | 7 | 22 | 6 | 1 | 1 | 8 | 26.2% | 4.5% | 6.4% | 37.2%
E | trien | 2028 | ECP (Pro-rata) | IE wind priority | 47 | 154 | 0 | 15 | 10 | 24 | 0% | 9.5% | 6.4% | 15.9%
E | athea | 2030 | ECP (Pro-rata) | IE wind not priority | 23 | 75 | 21 | 2 | 3 | 26 | 28.1% | 2.8% | 4.1% | 35.1%
E | athea | 2030 | ECP (Pro-rata) | IE wind priority | 34 | 111 | 0 | 7 | 5 | 11 | 0% | 5.9% | 4.1% | 10%
E | ballinknockane | 2030 | ECP (Pro-rata) | IE Solar not priority | 50 | 59 | 15 | 2 | 0 | 17 | 24.9% | 3.5% | 0% | 28.4%
E | ballyvouskil 220 | 2030 | ECP (Pro-rata) | IE Solar not priority | 13 | 15 | 4 | 1 | 0 | 4 | 24.9% | 3.5% | 0.4% | 28.8%
E | ballyvouskil 220 | 2030 | ECP (Pro-rata) | IE wind not priority | 42 | 136 | 38 | 4 | 6 | 48 | 28.1% | 2.8% | 4.1% | 35.1%
E | boggeragh | 2030 | ECP (Pro-rata) | IE Solar not priority | 24 | 28 | 7 | 1 | 0 | 8 | 24.9% | 3.5% | 0.4% | 28.8%
E | boggeragh | 2030 | ECP (Pro-rata) | IE wind not priority | 23 | 76 | 21 | 2 | 3 | 27 | 28.1% | 2.8% | 4.1% | 35.1%
E | boggeragh | 2030 | ECP (Pro-rata) | IE wind priority | 143 | 462 | 0 | 27 | 19 | 46 | 0% | 5.9% | 4.1% | 10%
E | charleville | 2030 | ECP (Pro-rata) | IE Solar not priority | 165 | 193 | 48 | 7 | 1 | 56 | 24.9% | 3.5% | 0.4% | 28.8%
E | charleville | 2030 | ECP (Pro-rata) | IE wind priority | 51 | 166 | 0 | 10 | 7 | 17 | 0% | 5.9% | 4.1% | 10%
E | clahane | 2030 | ECP (Pro-rata) | IE Solar not priority | 34 | 40 | 10 | 1 | 0 | 11 | 24.9% | 3.5% | 0.4% | 28.8%
E | clahane | 2030 | ECP (Pro-rata) | IE wind priority | 52 | 167 | 0 | 10 | 7 | 17 | 0% | 5.9% | 4.1% | 10%
E | clashavoon | 2030 | ECP (Pro-rata) | IE wind not priority | 112 | 363 | 102 | 10 | 15 | 127 | 28.1% | 2.8% | 4.1% | 35.1%
E | cloghboola | 2030 | ECP (Pro-rata) | IE wind priority | 101 | 326 | 0 | 19 | 13 | 33 | 0% | 5.9% | 4.1% | 10%
E | coomagearlahy | 2030 | ECP (Pro-rata) | IE Solar not priority | 7 | 8 | 2 | 0 | 0 | 2 | 24.9% | 3.5% | 0.4% | 28.8%
E | coomagearlahy | 2030 | ECP (Pro-rata) | IE wind priority | 81 | 262 | 0 | 15 | 11 | 26 | 0% | 5.9% | 4.1% | 10%
E | coomataggart | 2030 | ECP (Pro-rata) | IE wind not priority | 243 | 786 | 221 | 22 | 33 | 276 | 28.1% | 2.8% | 4.1% | 35.1%
E | cordal | 2030 | ECP (Pro-rata) | IE wind priority | 148 | 478 | 0 | 28 | 20 | 48 | 0% | 5.9% | 4.1% | 10%
E | dromada | 2030 | ECP (Pro-rata) | IE wind priority | 29 | 92 | 0 | 5 | 4 | 9 | 0% | 5.9% | 4.1% | 10%
E | drombeg | 2030 | ECP (Pro-rata) | IE Solar not priority | 94 | 110 | 27 | 4 | 0 | 32 | 24.9% | 3.5% | 0.4% | 28.8%
E | drombeg | 2030 | ECP (Pro-rata) | IE wind not priority | 25 | 82 | 23 | 2 | 3 | 29 | 28.1% | 2.8% | 4.1% | 35.1%
E | garrow | 2030 | ECP (Pro-rata) | IE wind priority | 69 | 224 | 0 | 13 | 9 | 22 | 0% | 5.9% | 4.1% | 10%
E | glanlee | 2030 | ECP (Pro-rata) | IE wind not priority | 26 | 84 | 24 | 2 | 3 | 30 | 28.1% | 2.8% | 4.1% | 35.1%
E | glanlee | 2030 | ECP (Pro-rata) | IE wind priority | 30 | 96 | 0 | 6 | 4 | 10 | 0% | 5.9% | 4.1% | 10%
E | glenlara | 2030 | ECP (Pro-rata) | IE Solar not priority | 5 | 6 | 1 | 0 | 0 | 2 | 24.9% | 3.5% | 0.4% | 28.8%
E | glenlara 220kv side | 2030 | ECP (Pro-rata) | IE wind not priority | 14 | 45 | 13 | 1 | 2 | 16 | 28.1% | 2.8% | 4.1% | 35.1%
E | glenlara 220kv side | 2030 | ECP (Pro-rata) | IE wind priority | 53 | 172 | 0 | 10 | 7 | 17 | 0% | 5.9% | 4.1% | 10%
E | kilpaddoge | 2030 | ECP (Pro-rata) | IE wind priority | 55 | 178 | 0 | 10 | 7 | 18 | 0% | 5.9% | 4.1% | 10%
E | knockacummer | 2030 | ECP (Pro-rata) | IE wind priority | 105 | 340 | 0 | 20 | 14 | 34 | 0% | 5.9% | 4.1% | 10%
E | knockearagh | 2030 | ECP (Pro-rata) | IE Solar not priority | 5 | 6 | 1 | 0 | 0 | 2 | 24.9% | 3.5% | 0.4% | 28.8%
E | knockearagh | 2030 | ECP (Pro-rata) | IE wind priority | 9 | 30 | 0 | 2 | 1 | 3 | 0% | 5.9% | 4.1% | 10%
E | limerick | 2030 | ECP (Pro-rata) | IE Solar not priority | 5 | 6 | 1 | 0 | 0 | 2 | 24.9% | 3.5% | 0% | 28.4%
E | mallow | 2030 | ECP (Pro-rata) | IE Solar not priority | 5 | 6 | 1 | 0 | 0 | 2 | 24.9% | 3.5% | 0.4% | 28.8%
E | moneypoint | 2030 | ECP (Pro-rata) | IE wind priority | 17 | 56 | 0 | 3 | 0 | 3 | 0% | 5.9% | 0.1% | 6%
E | oughtragh | 2030 | ECP (Pro-rata) | IE Solar not priority | 9 | 11 | 3 | 0 | 0 | 3 | 24.9% | 3.5% | 0.4% | 28.8%
E | oughtragh | 2030 | ECP (Pro-rata) | IE wind priority | 9 | 29 | 0 | 2 | 1 | 3 | 0% | 5.9% | 4.1% | 10%
E | pollagh | 2030 | ECP (Pro-rata) | IE Solar not priority | 128 | 150 | 37 | 5 | 1 | 43 | 24.9% | 3.5% | 0.4% | 28.8%
E | pollagh | 2030 | ECP (Pro-rata) | IE wind not priority | 50 | 162 | 46 | 5 | 7 | 57 | 28.1% | 2.8% | 4.1% | 35.1%
E | rathkeale | 2030 | ECP (Pro-rata) | IE wind priority | 28 | 89 | 0 | 5 | 0 | 5 | 0% | 5.9% | 0.1% | 6%
E | reamore | 2030 | ECP (Pro-rata) | IE wind not priority | 30 | 96 | 27 | 3 | 4 | 34 | 28.1% | 2.8% | 4.1% | 35.1%
E | reamore | 2030 | ECP (Pro-rata) | IE wind priority | 58 | 187 | 0 | 11 | 8 | 19 | 0% | 5.9% | 4.1% | 10%
E | tralee | 2030 | ECP (Pro-rata) | IE Solar not priority | 15 | 18 | 4 | 1 | 0 | 5 | 24.9% | 3.5% | 0.4% | 28.8%
E | tralee | 2030 | ECP (Pro-rata) | IE wind priority | 15 | 49 | 0 | 3 | 2 | 5 | 0% | 5.9% | 4.1% | 10%
E | trien 220kv side | 2030 | ECP (Pro-rata) | IE wind not priority | 7 | 21 | 6 | 1 | 1 | 8 | 28.1% | 2.8% | 4.1% | 35.1%
E | trien | 2030 | ECP (Pro-rata) | IE wind priority | 47 | 153 | 0 | 9 | 6 | 15 | 0% | 5.9% | 4.1% | 10%
E | athea | 2030 | ECP + 3.1GW Offshore (Pro-rata) | IE wind not priority | 23 | 75 | 30 | 2 | 6 | 38 | 40.5% | 2.7% | 8.2% | 51.3%
E | athea | 2030 | ECP + 3.1GW Offshore (Pro-rata) | IE wind priority | 34 | 111 | 0 | 8 | 9 | 17 | 0% | 7% | 8.2% | 15.2%
E | ballinknockane | 2030 | ECP + 3.1GW Offshore (Pro-rata) | IE Solar not priority | 50 | 59 | 18 | 2 | 0 | 20 | 30.8% | 3.5% | 0% | 34.4%
E | ballyvouskil 220 | 2030 | ECP + 3.1GW Offshore (Pro-rata) | IE Solar not priority | 13 | 15 | 5 | 1 | 0 | 5 | 30.8% | 3.5% | 0.3% | 34.7%
E | ballyvouskil 220 | 2030 | ECP + 3.1GW Offshore (Pro-rata) | IE wind not priority | 42 | 136 | 55 | 4 | 11 | 70 | 40.5% | 2.7% | 8.2% | 51.3%
E | boggeragh | 2030 | ECP + 3.1GW Offshore (Pro-rata) | IE Solar not priority | 24 | 28 | 9 | 1 | 0 | 10 | 30.8% | 3.5% | 0.3% | 34.7%
E | boggeragh | 2030 | ECP + 3.1GW Offshore (Pro-rata) | IE wind not priority | 23 | 76 | 31 | 2 | 6 | 39 | 40.5% | 2.7% | 8.2% | 51.3%
E | boggeragh | 2030 | ECP + 3.1GW Offshore (Pro-rata) | IE wind priority | 143 | 462 | 0 | 32 | 38 | 70 | 0% | 7% | 8.2% | 15.2%
E | charleville | 2030 | ECP + 3.1GW Offshore (Pro-rata) | IE Solar not priority | 165 | 193 | 60 | 7 | 1 | 67 | 30.8% | 3.5% | 0.3% | 34.7%
E | charleville | 2030 | ECP + 3.1GW Offshore (Pro-rata) | IE wind priority | 51 | 166 | 0 | 12 | 14 | 25 | 0% | 7% | 8.2% | 15.2%
E | clahane | 2030 | ECP + 3.1GW Offshore (Pro-rata) | IE Solar not priority | 34 | 40 | 12 | 1 | 0 | 14 | 30.8% | 3.5% | 0.3% | 34.7%
E | clahane | 2030 | ECP + 3.1GW Offshore (Pro-rata) | IE wind priority | 52 | 167 | 0 | 12 | 14 | 25 | 0% | 7% | 8.2% | 15.2%
E | clashavoon | 2030 | ECP + 3.1GW Offshore (Pro-rata) | IE wind not priority | 112 | 363 | 147 | 10 | 30 | 186 | 40.5% | 2.7% | 8.2% | 51.3%
E | cloghboola | 2030 | ECP + 3.1GW Offshore (Pro-rata) | IE wind priority | 101 | 326 | 0 | 23 | 27 | 49 | 0% | 7% | 8.2% | 15.2%
E | coomagearlahy | 2030 | ECP + 3.1GW Offshore (Pro-rata) | IE Solar not priority | 7 | 8 | 3 | 0 | 0 | 3 | 30.8% | 3.5% | 0.3% | 34.7%
E | coomagearlahy | 2030 | ECP + 3.1GW Offshore (Pro-rata) | IE wind priority | 81 | 262 | 0 | 18 | 21 | 40 | 0% | 7% | 8.2% | 15.2%
E | coomataggart | 2030 | ECP + 3.1GW Offshore (Pro-rata) | IE wind not priority | 243 | 786 | 318 | 21 | 64 | 403 | 40.5% | 2.7% | 8.2% | 51.3%
E | cordal | 2030 | ECP + 3.1GW Offshore (Pro-rata) | IE wind priority | 148 | 478 | 0 | 33 | 39 | 72 | 0% | 7% | 8.2% | 15.2%
E | dromada | 2030 | ECP + 3.1GW Offshore (Pro-rata) | IE wind priority | 29 | 92 | 0 | 6 | 8 | 14 | 0% | 7% | 8.2% | 15.2%
E | drombeg | 2030 | ECP + 3.1GW Offshore (Pro-rata) | IE Solar not priority | 94 | 110 | 34 | 4 | 0 | 38 | 30.8% | 3.5% | 0.3% | 34.7%
E | drombeg | 2030 | ECP + 3.1GW Offshore (Pro-rata) | IE wind not priority | 25 | 82 | 33 | 2 | 7 | 42 | 40.5% | 2.7% | 8.2% | 51.3%
E | garrow | 2030 | ECP + 3.1GW Offshore (Pro-rata) | IE wind priority | 69 | 224 | 0 | 16 | 18 | 34 | 0% | 7% | 8.2% | 15.2%
E | glanlee | 2030 | ECP + 3.1GW Offshore (Pro-rata) | IE wind not priority | 26 | 84 | 34 | 2 | 7 | 43 | 40.5% | 2.7% | 8.2% | 51.3%
E | glanlee | 2030 | ECP + 3.1GW Offshore (Pro-rata) | IE wind priority | 30 | 96 | 0 | 7 | 8 | 15 | 0% | 7% | 8.2% | 15.2%
E | glenlara | 2030 | ECP + 3.1GW Offshore (Pro-rata) | IE Solar not priority | 5 | 6 | 2 | 0 | 0 | 2 | 30.8% | 3.5% | 0.3% | 34.7%
E | glenlara 220kv side | 2030 | ECP + 3.1GW Offshore (Pro-rata) | IE wind not priority | 14 | 45 | 18 | 1 | 4 | 23 | 40.5% | 2.7% | 8.2% | 51.3%
E | glenlara 220kv side | 2030 | ECP + 3.1GW Offshore (Pro-rata) | IE wind priority | 53 | 172 | 0 | 12 | 14 | 26 | 0% | 7% | 8.2% | 15.2%
E | kilpaddoge | 2030 | ECP + 3.1GW Offshore (Pro-rata) | IE wind priority | 55 | 178 | 0 | 12 | 15 | 27 | 0% | 7% | 8.2% | 15.2%
E | knockacummer | 2030 | ECP + 3.1GW Offshore (Pro-rata) | IE wind priority | 105 | 340 | 0 | 24 | 28 | 52 | 0% | 7% | 8.2% | 15.2%
E | knockearagh | 2030 | ECP + 3.1GW Offshore (Pro-rata) | IE Solar not priority | 5 | 6 | 2 | 0 | 0 | 2 | 30.8% | 3.5% | 0.3% | 34.7%
E | knockearagh | 2030 | ECP + 3.1GW Offshore (Pro-rata) | IE wind priority | 9 | 30 | 0 | 2 | 2 | 5 | 0% | 7% | 8.2% | 15.2%
E | limerick | 2030 | ECP + 3.1GW Offshore (Pro-rata) | IE Solar not priority | 5 | 6 | 2 | 0 | 0 | 2 | 30.8% | 3.5% | 0% | 34.4%
E | mallow | 2030 | ECP + 3.1GW Offshore (Pro-rata) | IE Solar not priority | 5 | 6 | 2 | 0 | 0 | 2 | 30.8% | 3.5% | 0.3% | 34.7%
E | moneypoint 220kv | 2030 | ECP + 3.1GW Offshore (Pro-rata) | IE wind not priority | 450 | 1990 | 701 | 54 | 7 | 761 | 35.2% | 2.7% | 0.3% | 38.2%
E | moneypoint | 2030 | ECP + 3.1GW Offshore (Pro-rata) | IE wind priority | 17 | 56 | 0 | 4 | 0 | 4 | 0% | 7% | 0.3% | 7.3%
E | oughtragh | 2030 | ECP + 3.1GW Offshore (Pro-rata) | IE Solar not priority | 9 | 11 | 3 | 0 | 0 | 4 | 30.8% | 3.5% | 0.3% | 34.7%
E | oughtragh | 2030 | ECP + 3.1GW Offshore (Pro-rata) | IE wind priority | 9 | 29 | 0 | 2 | 2 | 4 | 0% | 7% | 8.2% | 15.2%
E | pollagh | 2030 | ECP + 3.1GW Offshore (Pro-rata) | IE Solar not priority | 128 | 150 | 46 | 5 | 0 | 52 | 30.8% | 3.5% | 0.3% | 34.7%
E | pollagh | 2030 | ECP + 3.1GW Offshore (Pro-rata) | IE wind not priority | 50 | 162 | 66 | 4 | 13 | 83 | 40.5% | 2.7% | 8.2% | 51.3%
E | rathkeale | 2030 | ECP + 3.1GW Offshore (Pro-rata) | IE wind priority | 28 | 89 | 0 | 6 | 0 | 7 | 0% | 7% | 0.3% | 7.3%
E | reamore | 2030 | ECP + 3.1GW Offshore (Pro-rata) | IE wind not priority | 30 | 96 | 39 | 3 | 8 | 50 | 40.5% | 2.7% | 8.2% | 51.3%
E | reamore | 2030 | ECP + 3.1GW Offshore (Pro-rata) | IE wind priority | 58 | 187 | 0 | 13 | 15 | 28 | 0% | 7% | 8.2% | 15.2%
E | tralee | 2030 | ECP + 3.1GW Offshore (Pro-rata) | IE Solar not priority | 15 | 18 | 6 | 1 | 0 | 6 | 30.8% | 3.5% | 0.3% | 34.7%
E | tralee | 2030 | ECP + 3.1GW Offshore (Pro-rata) | IE wind priority | 15 | 49 | 0 | 3 | 4 | 7 | 0% | 7% | 8.2% | 15.2%
E | trien 220kv side | 2030 | ECP + 3.1GW Offshore (Pro-rata) | IE wind not priority | 7 | 21 | 9 | 1 | 2 | 11 | 40.5% | 2.7% | 8.2% | 51.3%
E | trien | 2030 | ECP + 3.1GW Offshore (Pro-rata) | IE wind priority | 47 | 153 | 0 | 11 | 12 | 23 | 0% | 7% | 8.2% | 15.2%
F | ballylickey | 2028 | Initial | IE wind not priority | 6 | 19 | 3 | 1 | 10 | 14 | 14.9% | 6% | 52.7% | 73.7%
F | ballylickey | 2028 | Initial | IE wind priority | 51 | 168 | 0 | 16 | 0 | 16 | 0% | 9.3% | 0% | 9.3%
F | bandon | 2028 | Initial | IE Solar not priority | 18 | 22 | 2 | 1 | 5 | 7 | 7.5% | 4.5% | 21.8% | 33.8%
F | bandon | 2028 | Initial | IE wind priority | 9 | 28 | 0 | 3 | 0 | 3 | 0% | 9.3% | 0% | 9.3%
F | dunmanway | 2028 | Initial | IE wind not priority | 82 | 266 | 40 | 16 | 140 | 196 | 14.9% | 6% | 52.7% | 73.7%
F | dunmanway | 2028 | Initial | IE wind priority | 31 | 100 | 0 | 9 | 0 | 9 | 0% | 9.3% | 0% | 9.3%
F | macroom | 2028 | Initial | IE Solar not priority | 4 | 5 | 0 | 0 | 1 | 2 | 7.5% | 4.5% | 21.8% | 33.8%
F | macroom | 2028 | Initial | IE wind priority | 24 | 78 | 0 | 7 | 0 | 7 | 0% | 9.3% | 0% | 9.3%
F | ballylickey | 2028 | 50% | IE wind not priority | 6 | 19 | 4 | 1 | 5 | 9 | 19.3% | 4.7% | 25.1% | 49.1%
F | ballylickey | 2028 | 50% | IE wind priority | 51 | 168 | 0 | 14 | 0 | 14 | 0% | 8.6% | 0% | 8.6%
F | bandon | 2028 | 50% | IE Solar not priority | 24 | 28 | 4 | 1 | 1 | 6 | 12.9% | 4.2% | 3.7% | 20.8%
F | bandon | 2028 | 50% | IE wind priority | 9 | 28 | 0 | 2 | 0 | 2 | 0% | 8.6% | 0% | 8.6%
F | dunmanway | 2028 | 50% | IE wind not priority | 82 | 266 | 51 | 13 | 67 | 131 | 19.3% | 4.7% | 25.1% | 49.1%
F | dunmanway | 2028 | 50% | IE wind priority | 31 | 100 | 0 | 9 | 0 | 9 | 0% | 8.6% | 0% | 8.6%
F | macroom | 2028 | 50% | IE Solar not priority | 11 | 13 | 2 | 1 | 0 | 3 | 12.9% | 4.2% | 3.7% | 20.8%
F | macroom | 2028 | 50% | IE wind priority | 24 | 78 | 0 | 7 | 0 | 7 | 0% | 8.6% | 0% | 8.6%
F | ballylickey | 2028 | ECP | IE wind not priority | 6 | 19 | 5 | 1 | 3 | 9 | 25% | 4.5% | 17.6% | 47.1%
F | ballylickey | 2028 | ECP | IE wind priority | 51 | 168 | 0 | 15 | 0 | 15 | 0% | 9.2% | 0% | 9.2%
F | bandon | 2028 | ECP | IE Solar not priority | 29 | 34 | 8 | 2 | 1 | 11 | 23% | 6.1% | 1.5% | 30.6%
F | bandon | 2028 | ECP | IE wind priority | 9 | 28 | 0 | 3 | 0 | 3 | 0% | 9.2% | 0% | 9.2%
F | dunmanway | 2028 | ECP | IE wind not priority | 82 | 266 | 67 | 12 | 47 | 126 | 25% | 4.5% | 17.6% | 47.1%
F | dunmanway | 2028 | ECP | IE wind priority | 31 | 100 | 0 | 9 | 0 | 9 | 0% | 9.2% | 0% | 9.2%
F | macroom | 2028 | ECP | IE Solar not priority | 18 | 21 | 5 | 1 | 0 | 6 | 23% | 6.1% | 1.5% | 30.6%
F | macroom | 2028 | ECP | IE wind priority | 24 | 78 | 0 | 7 | 0 | 7 | 0% | 9.2% | 0% | 9.2%
F | ballylickey | 2030 | Initial | IE wind not priority | 6 | 19 | 2 | 1 | 4 | 7 | 11.4% | 4.5% | 19% | 34.9%
F | ballylickey | 2030 | Initial | IE wind priority | 51 | 167 | 0 | 11 | 0 | 11 | 0% | 6.3% | 0% | 6.3%
F | bandon | 2030 | Initial | IE Solar not priority | 18 | 22 | 2 | 1 | 1 | 3 | 8.4% | 2.5% | 5% | 15.8%
F | bandon | 2030 | Initial | IE wind priority | 9 | 28 | 0 | 2 | 0 | 2 | 0% | 6.3% | 0% | 6.3%
F | dunmanway | 2030 | Initial | IE wind not priority | 82 | 265 | 30 | 12 | 50 | 92 | 11.4% | 4.5% | 19% | 34.9%
F | dunmanway | 2030 | Initial | IE wind priority | 31 | 100 | 0 | 6 | 0 | 6 | 0% | 6.3% | 0% | 6.3%
F | macroom | 2030 | Initial | IE Solar not priority | 4 | 5 | 0 | 0 | 0 | 1 | 8.4% | 2.5% | 5% | 15.8%
F | macroom | 2030 | Initial | IE wind priority | 24 | 78 | 0 | 5 | 0 | 5 | 0% | 6.3% | 0% | 6.3%
F | ballylickey | 2030 | 50% | IE wind not priority | 6 | 19 | 4 | 1 | 2 | 7 | 20.9% | 3% | 12.3% | 36.3%
F | ballylickey | 2030 | 50% | IE wind priority | 51 | 167 | 0 | 9 | 0 | 9 | 0% | 5.5% | 0% | 5.5%
F | bandon | 2030 | 50% | IE Solar not priority | 24 | 28 | 4 | 1 | 0 | 5 | 14.9% | 2.6% | 0.8% | 18.3%
F | bandon | 2030 | 50% | IE wind priority | 9 | 28 | 0 | 2 | 0 | 2 | 0% | 5.5% | 0% | 5.5%
F | dunmanway | 2030 | 50% | IE wind not priority | 82 | 265 | 55 | 8 | 33 | 96 | 20.9% | 3% | 12.3% | 36.3%
F | dunmanway | 2030 | 50% | IE wind priority | 31 | 100 | 0 | 5 | 0 | 5 | 0% | 5.5% | 0% | 5.5%
F | macroom | 2030 | 50% | IE Solar not priority | 11 | 13 | 2 | 0 | 0 | 2 | 14.9% | 2.6% | 0.8% | 18.3%
F | macroom | 2030 | 50% | IE wind priority | 24 | 78 | 0 | 4 | 0 | 4 | 0% | 5.5% | 0% | 5.5%
F | ballylickey | 2030 | ECP | IE wind not priority | 6 | 19 | 5 | 1 | 2 | 8 | 27.2% | 2.7% | 11.4% | 41.3%
F | ballylickey | 2030 | ECP | IE wind priority | 51 | 167 | 0 | 9 | 0 | 9 | 0% | 5.7% | 0% | 5.7%
F | bandon | 2030 | ECP | IE Solar not priority | 29 | 34 | 9 | 1 | 0 | 10 | 24.9% | 3.5% | 0.4% | 28.8%
F | bandon | 2030 | ECP | IE wind priority | 9 | 28 | 0 | 2 | 0 | 2 | 0% | 5.7% | 0% | 5.7%
F | dunmanway | 2030 | ECP | IE wind not priority | 82 | 265 | 72 | 7 | 30 | 109 | 27.2% | 2.7% | 11.4% | 41.3%
F | dunmanway | 2030 | ECP | IE wind priority | 31 | 100 | 0 | 6 | 0 | 6 | 0% | 5.7% | 0% | 5.7%
F | macroom | 2030 | ECP | IE Solar not priority | 18 | 21 | 5 | 1 | 0 | 6 | 24.9% | 3.5% | 0.4% | 28.8%
F | macroom | 2030 | ECP | IE wind priority | 24 | 78 | 0 | 4 | 0 | 4 | 0% | 5.7% | 0% | 5.7%
F | ballylickey | 2030 | ECP + 3.1GW Offshore | IE wind not priority | 6 | 19 | 7 | 0 | 4 | 12 | 39.2% | 2.6% | 22.6% | 64.3%
F | ballylickey | 2030 | ECP + 3.1GW Offshore | IE wind priority | 51 | 167 | 0 | 11 | 0 | 11 | 0% | 6.8% | 0% | 6.8%
F | bandon | 2030 | ECP + 3.1GW Offshore | IE Solar not priority | 29 | 34 | 11 | 1 | 0 | 12 | 30.8% | 3.5% | 0.3% | 34.7%
F | bandon | 2030 | ECP + 3.1GW Offshore | IE wind priority | 9 | 28 | 0 | 2 | 0 | 2 | 0% | 6.8% | 0% | 6.8%
F | dunmanway | 2030 | ECP + 3.1GW Offshore | IE wind not priority | 82 | 265 | 104 | 7 | 60 | 170 | 39.2% | 2.6% | 22.6% | 64.3%
F | dunmanway | 2030 | ECP + 3.1GW Offshore | IE wind priority | 31 | 100 | 0 | 7 | 0 | 7 | 0% | 6.8% | 0% | 6.8%
F | macroom | 2030 | ECP + 3.1GW Offshore | IE Solar not priority | 18 | 21 | 6 | 1 | 0 | 7 | 30.8% | 3.5% | 0.3% | 34.7%
F | macroom | 2030 | ECP + 3.1GW Offshore | IE wind priority | 24 | 78 | 0 | 5 | 0 | 5 | 0% | 6.8% | 0% | 6.8%
F | ballylickey | 2030 | ECP (without Battery) | IE wind not priority | 6 | 19 | 6 | 1 | 3 | 9 | 31.9% | 3.7% | 13.4% | 49%
F | ballylickey | 2030 | ECP (without Battery) | IE wind priority | 51 | 167 | 0 | 13 | 0 | 13 | 0% | 8% | 0% | 8%
F | bandon | 2030 | ECP (without Battery) | IE Solar not priority | 29 | 34 | 11 | 2 | 0 | 13 | 33.4% | 4.5% | 0.5% | 38.4%
F | bandon | 2030 | ECP (without Battery) | IE wind priority | 9 | 28 | 0 | 2 | 0 | 2 | 0% | 8% | 0% | 8%
F | dunmanway | 2030 | ECP (without Battery) | IE wind not priority | 82 | 265 | 84 | 10 | 35 | 130 | 31.9% | 3.7% | 13.4% | 49%
F | dunmanway | 2030 | ECP (without Battery) | IE wind priority | 31 | 100 | 0 | 8 | 0 | 8 | 0% | 8% | 0% | 8%
F | macroom | 2030 | ECP (without Battery) | IE Solar not priority | 18 | 21 | 7 | 1 | 0 | 8 | 33.4% | 4.5% | 0.5% | 38.4%
F | macroom | 2030 | ECP (without Battery) | IE wind priority | 24 | 78 | 0 | 6 | 0 | 6 | 0% | 8% | 0% | 8%
F | ballylickey | 2035 | ECP + 5GW Offshore | IE wind not priority | 6 | 19 | 6 | 0 | 3 | 9 | 30.7% | 1.8% | 14.3% | 46.8%
F | ballylickey | 2035 | ECP + 5GW Offshore | IE wind priority | 51 | 167 | 0 | 9 | 0 | 9 | 0% | 5.3% | 0% | 5.3%
F | bandon | 2035 | ECP + 5GW Offshore | IE Solar not priority | 29 | 34 | 8 | 1 | 1 | 10 | 22.8% | 2.2% | 2.8% | 27.8%
F | bandon | 2035 | ECP + 5GW Offshore | IE wind priority | 9 | 28 | 0 | 2 | 0 | 2 | 0% | 5.3% | 0% | 5.3%
F | dunmanway | 2035 | ECP + 5GW Offshore | IE wind not priority | 82 | 265 | 81 | 5 | 38 | 124 | 30.7% | 1.8% | 14.3% | 46.8%
F | dunmanway | 2035 | ECP + 5GW Offshore | IE wind priority | 31 | 100 | 0 | 5 | 0 | 5 | 0% | 5.3% | 0% | 5.3%
F | macroom | 2035 | ECP + 5GW Offshore | IE Solar not priority | 18 | 21 | 5 | 0 | 1 | 6 | 22.8% | 2.2% | 2.8% | 27.8%
F | macroom | 2035 | ECP + 5GW Offshore | IE wind priority | 24 | 78 | 0 | 4 | 0 | 4 | 0% | 5.3% | 0% | 5.3%
F | ballylickey | 2035 | ECP + 5GW Offshore (without France 2, LirIC, MaRES) | IE wind not priority | 6 | 19 | 7 | 0 | 2 | 9 | 35.6% | 1.9% | 10.6% | 48.2%
F | ballylickey | 2035 | ECP + 5GW Offshore (without France 2, LirIC, MaRES) | IE wind priority | 51 | 167 | 0 | 9 | 0 | 9 | 0% | 5.1% | 0% | 5.1%
F | bandon | 2035 | ECP + 5GW Offshore (without France 2, LirIC, MaRES) | IE Solar not priority | 29 | 34 | 10 | 1 | 0 | 11 | 29% | 2.8% | 1.2% | 32.9%
F | bandon | 2035 | ECP + 5GW Offshore (without France 2, LirIC, MaRES) | IE wind priority | 9 | 28 | 0 | 1 | 0 | 1 | 0% | 5.1% | 0% | 5.1%
F | dunmanway | 2035 | ECP + 5GW Offshore (without France 2, LirIC, MaRES) | IE wind not priority | 82 | 265 | 94 | 5 | 28 | 128 | 35.6% | 1.9% | 10.6% | 48.2%
F | dunmanway | 2035 | ECP + 5GW Offshore (without France 2, LirIC, MaRES) | IE wind priority | 31 | 100 | 0 | 5 | 0 | 5 | 0% | 5.1% | 0% | 5.1%
F | macroom | 2035 | ECP + 5GW Offshore (without France 2, LirIC, MaRES) | IE Solar not priority | 18 | 21 | 6 | 1 | 0 | 7 | 29% | 2.8% | 1.2% | 32.9%
F | macroom | 2035 | ECP + 5GW Offshore (without France 2, LirIC, MaRES) | IE wind priority | 24 | 78 | 0 | 4 | 0 | 4 | 0% | 5.1% | 0% | 5.1%
F | ballylickey | 2035 | ECP + 5GW Offshore (with ECP 2.4 IC methodology) | IE wind not priority | 6 | 19 | 4 | 0 | 1 | 5 | 19.6% | 1.7% | 6.6% | 27.9%
F | ballylickey | 2035 | ECP + 5GW Offshore (with ECP 2.4 IC methodology) | IE wind priority | 51 | 167 | 0 | 5 | 0 | 5 | 0% | 2.7% | 0% | 2.7%
F | bandon | 2035 | ECP + 5GW Offshore (with ECP 2.4 IC methodology) | IE Solar not priority | 29 | 34 | 6 | 1 | 0 | 7 | 17.9% | 2% | 0.6% | 20.5%
F | bandon | 2035 | ECP + 5GW Offshore (with ECP 2.4 IC methodology) | IE wind priority | 9 | 28 | 0 | 1 | 0 | 1 | 0% | 2.7% | 0% | 2.7%
F | dunmanway | 2035 | ECP + 5GW Offshore (with ECP 2.4 IC methodology) | IE wind not priority | 82 | 265 | 52 | 5 | 17 | 74 | 19.6% | 1.7% | 6.6% | 27.9%
F | dunmanway | 2035 | ECP + 5GW Offshore (with ECP 2.4 IC methodology) | IE wind priority | 31 | 100 | 0 | 3 | 0 | 3 | 0% | 2.7% | 0% | 2.7%
F | macroom | 2035 | ECP + 5GW Offshore (with ECP 2.4 IC methodology) | IE Solar not priority | 18 | 21 | 4 | 0 | 0 | 4 | 17.9% | 2% | 0.6% | 20.5%
F | macroom | 2035 | ECP + 5GW Offshore (with ECP 2.4 IC methodology) | IE wind priority | 24 | 78 | 0 | 2 | 0 | 2 | 0% | 2.7% | 0% | 2.7%
F | ballylickey | 2028 | ECP (Pro-rata) | IE wind not priority | 6 | 19 | 5 | 1 | 1 | 7 | 25% | 4.5% | 6.4% | 35.9%
F | ballylickey | 2028 | ECP (Pro-rata) | IE wind priority | 51 | 168 | 0 | 15 | 11 | 26 | 0% | 9.2% | 6.4% | 15.6%
F | bandon | 2028 | ECP (Pro-rata) | IE Solar not priority | 29 | 34 | 8 | 2 | 1 | 11 | 23% | 6.1% | 1.5% | 30.6%
F | bandon | 2028 | ECP (Pro-rata) | IE wind priority | 9 | 28 | 0 | 3 | 2 | 4 | 0% | 9.2% | 6.4% | 15.6%
F | dunmanway | 2028 | ECP (Pro-rata) | IE wind not priority | 82 | 266 | 67 | 12 | 17 | 96 | 25% | 4.5% | 6.4% | 35.9%
F | dunmanway | 2028 | ECP (Pro-rata) | IE wind priority | 31 | 100 | 0 | 9 | 6 | 16 | 0% | 9.2% | 6.4% | 15.6%
F | macroom | 2028 | ECP (Pro-rata) | IE Solar not priority | 18 | 21 | 5 | 1 | 0 | 6 | 23% | 6.1% | 1.5% | 30.6%
F | macroom | 2028 | ECP (Pro-rata) | IE wind priority | 24 | 78 | 0 | 7 | 5 | 12 | 0% | 9.2% | 6.4% | 15.6%
F | ballylickey | 2030 | ECP (Pro-rata) | IE wind not priority | 6 | 19 | 5 | 1 | 1 | 6 | 27.2% | 2.7% | 4.1% | 34%
F | ballylickey | 2030 | ECP (Pro-rata) | IE wind priority | 51 | 167 | 0 | 9 | 7 | 16 | 0% | 5.7% | 4.1% | 9.8%
F | bandon | 2030 | ECP (Pro-rata) | IE Solar not priority | 29 | 34 | 9 | 1 | 0 | 10 | 24.9% | 3.5% | 0.4% | 28.8%
F | bandon | 2030 | ECP (Pro-rata) | IE wind priority | 9 | 28 | 0 | 2 | 1 | 3 | 0% | 5.7% | 4.1% | 9.8%
F | dunmanway | 2030 | ECP (Pro-rata) | IE wind not priority | 82 | 265 | 72 | 7 | 11 | 90 | 27.2% | 2.7% | 4.1% | 34%
F | dunmanway | 2030 | ECP (Pro-rata) | IE wind priority | 31 | 100 | 0 | 6 | 4 | 10 | 0% | 5.7% | 4.1% | 9.8%
F | macroom | 2030 | ECP (Pro-rata) | IE Solar not priority | 18 | 21 | 5 | 1 | 0 | 6 | 24.9% | 3.5% | 0.4% | 28.8%
F | macroom | 2030 | ECP (Pro-rata) | IE wind priority | 24 | 78 | 0 | 4 | 3 | 8 | 0% | 5.7% | 4.1% | 9.8%
F | ballylickey | 2030 | ECP + 3.1GW Offshore (Pro-rata) | IE wind not priority | 6 | 19 | 7 | 0 | 2 | 9 | 39.2% | 2.6% | 8.2% | 49.9%
F | ballylickey | 2030 | ECP + 3.1GW Offshore (Pro-rata) | IE wind priority | 51 | 167 | 0 | 11 | 14 | 25 | 0% | 6.8% | 8.2% | 14.9%
F | bandon | 2030 | ECP + 3.1GW Offshore (Pro-rata) | IE Solar not priority | 29 | 34 | 11 | 1 | 0 | 12 | 30.8% | 3.5% | 0.3% | 34.7%
F | bandon | 2030 | ECP + 3.1GW Offshore (Pro-rata) | IE wind priority | 9 | 28 | 0 | 2 | 2 | 4 | 0% | 6.8% | 8.2% | 14.9%
F | dunmanway | 2030 | ECP + 3.1GW Offshore (Pro-rata) | IE wind not priority | 82 | 265 | 104 | 7 | 22 | 132 | 39.2% | 2.6% | 8.2% | 49.9%
F | dunmanway | 2030 | ECP + 3.1GW Offshore (Pro-rata) | IE wind priority | 31 | 100 | 0 | 7 | 8 | 15 | 0% | 6.8% | 8.2% | 14.9%
F | macroom | 2030 | ECP + 3.1GW Offshore (Pro-rata) | IE Solar not priority | 18 | 21 | 6 | 1 | 0 | 7 | 30.8% | 3.5% | 0.3% | 34.7%
F | macroom | 2030 | ECP + 3.1GW Offshore (Pro-rata) | IE wind priority | 24 | 78 | 0 | 5 | 6 | 12 | 0% | 6.8% | 8.2% | 14.9%
G | baltrasna | 2028 | Initial | IE Solar not priority | 17 | 22 | 2 | 1 | 0 | 3 | 7.2% | 4.4% | 0.2% | 11.9%
G | drybridge | 2028 | Initial | IE Solar not priority | 16 | 21 | 1 | 1 | 0 | 2 | 7.2% | 4.4% | 0.2% | 11.9%
G | dundalk | 2028 | Initial | IE wind priority | 16 | 51 | 0 | 5 | 0 | 5 | 0% | 10.2% | 0% | 10.2%
G | garballagh | 2028 | Initial | IE Solar not priority | 95 | 122 | 9 | 5 | 0 | 14 | 7.2% | 4.4% | 0.2% | 11.9%
G | gaskinstown | 2028 | Initial | IE Solar not priority | 85 | 109 | 8 | 5 | 0 | 13 | 7.2% | 4.4% | 0.2% | 11.9%
G | lisdrum | 2028 | Initial | IE wind not priority | 33 | 104 | 18 | 7 | 8 | 32 | 17% | 6.4% | 7.5% | 31%
G | lislea | 2028 | Initial | IE wind not priority | 49 | 153 | 26 | 10 | 12 | 48 | 17% | 6.4% | 7.5% | 31%
G | meath hill | 2028 | Initial | IE wind not priority | 35 | 109 | 19 | 7 | 8 | 34 | 17% | 6.4% | 7.5% | 31%
G | meath hill | 2028 | Initial | IE wind priority | 17 | 52 | 0 | 5 | 0 | 5 | 0% | 10.2% | 0% | 10.2%
G | navan | 2028 | Initial | IE Solar not priority | 8 | 10 | 1 | 0 | 0 | 1 | 7.2% | 4.4% | 0.1% | 11.7%
G | ratrussan | 2028 | Initial | IE wind priority | 79 | 247 | 0 | 25 | 0 | 25 | 0% | 10.2% | 0% | 10.2%
G | shankill | 2028 | Initial | IE wind priority | 22 | 69 | 0 | 7 | 0 | 7 | 0% | 10.2% | 0% | 10.2%
G | balruntagh | 2028 | 50% | IE Solar not priority | 67 | 86 | 11 | 4 | 1 | 16 | 12.6% | 4.2% | 1.3% | 18.1%
G | balruntagh | 2028 | 50% | IE wind not priority | 25 | 79 | 17 | 4 | 3 | 24 | 21.8% | 5% | 3.8% | 30.6%
G | baltrasna | 2028 | 50% | IE Solar not priority | 17 | 22 | 3 | 1 | 1 | 4 | 12.6% | 4.2% | 2.6% | 19.4%
G | deenes | 2028 | 50% | IE Solar not priority | 43 | 55 | 7 | 2 | 1 | 11 | 12.6% | 4.2% | 2.6% | 19.4%
G | drybridge | 2028 | 50% | IE Solar not priority | 16 | 21 | 3 | 1 | 1 | 4 | 12.6% | 4.2% | 2.6% | 19.4%
G | dundalk | 2028 | 50% | IE Solar not priority | 27 | 35 | 4 | 1 | 0 | 6 | 12.6% | 4.2% | 1.3% | 18.1%
G | dundalk | 2028 | 50% | IE wind priority | 16 | 51 | 0 | 5 | 0 | 5 | 0% | 9.4% | 0% | 9.4%
G | garballagh | 2028 | 50% | IE Solar not priority | 155 | 199 | 25 | 8 | 5 | 39 | 12.6% | 4.2% | 2.6% | 19.4%
G | gaskinstown | 2028 | 50% | IE Solar not priority | 85 | 109 | 14 | 5 | 3 | 21 | 12.6% | 4.2% | 2.6% | 19.4%
G | gorman | 2028 | 50% | IE Solar not priority | 23 | 30 | 4 | 1 | 1 | 6 | 12.6% | 4.2% | 2.6% | 19.4%
G | lisdrum | 2028 | 50% | IE wind not priority | 33 | 104 | 23 | 5 | 4 | 32 | 21.8% | 5% | 3.8% | 30.6%
G | lislea | 2028 | 50% | IE wind not priority | 49 | 153 | 34 | 8 | 6 | 47 | 21.8% | 5% | 3.8% | 30.6%
G | louth | 2028 | 50% | IE Solar not priority | 63 | 80 | 10 | 3 | 1 | 15 | 12.6% | 4.2% | 1.3% | 18.1%
G | meath hill | 2028 | 50% | IE Solar not priority | 0 | 0 | 0 | 0 | 0 | 0 | 12.6% | 4.2% | 1.3% | 18.1%
G | meath hill | 2028 | 50% | IE wind not priority | 35 | 109 | 24 | 5 | 4 | 33 | 21.8% | 5% | 3.8% | 30.6%
G | meath hill | 2028 | 50% | IE wind priority | 17 | 52 | 0 | 5 | 0 | 5 | 0% | 9.4% | 0% | 9.4%
G | navan | 2028 | 50% | IE Solar not priority | 12 | 16 | 2 | 1 | 0 | 3 | 12.6% | 4.2% | 1.3% | 18.1%
G | ratrussan | 2028 | 50% | IE wind priority | 79 | 247 | 0 | 23 | 0 | 23 | 0% | 9.4% | 0% | 9.4%
G | ricetown | 2028 | 50% | IE Solar not priority | 32 | 40 | 5 | 2 | 1 | 7 | 12.6% | 4.2% | 1.3% | 18.1%
G | shankill | 2028 | 50% | IE Solar not priority | 6 | 7 | 1 | 0 | 0 | 1 | 12.6% | 4.2% | 1.3% | 18.1%
G | shankill | 2028 | 50% | IE wind priority | 22 | 69 | 0 | 7 | 0 | 7 | 0% | 9.4% | 0% | 9.4%
G | balruntagh | 2028 | ECP | IE Solar not priority | 134 | 172 | 39 | 10 | 3 | 52 | 22.7% | 6% | 1.5% | 30.2%
G | balruntagh | 2028 | ECP | IE wind not priority | 50 | 159 | 44 | 7 | 6 | 57 | 27.6% | 4.7% | 3.5% | 35.8%
G | baltrasna | 2028 | ECP | IE Solar not priority | 17 | 22 | 5 | 1 | 1 | 7 | 22.7% | 6% | 5.1% | 33.8%
G | deenes | 2028 | ECP | IE Solar not priority | 85 | 109 | 25 | 7 | 6 | 37 | 22.7% | 6% | 5.1% | 33.8%
G | drybridge | 2028 | ECP | IE Solar not priority | 17 | 22 | 5 | 1 | 1 | 7 | 22.7% | 6% | 5.1% | 33.8%
G | dundalk | 2028 | ECP | IE Solar not priority | 55 | 70 | 16 | 4 | 1 | 21 | 22.7% | 6% | 1.5% | 30.2%
G | dundalk | 2028 | ECP | IE wind priority | 16 | 51 | 0 | 5 | 0 | 5 | 0% | 10% | 0% | 10%
G | garballagh | 2028 | ECP | IE Solar not priority | 215 | 276 | 63 | 17 | 14 | 93 | 22.7% | 6% | 5.1% | 33.8%
G | gaskinstown | 2028 | ECP | IE Solar not priority | 85 | 109 | 25 | 7 | 6 | 37 | 22.7% | 6% | 5.1% | 33.8%
G | gorman | 2028 | ECP | IE Solar not priority | 46 | 59 | 13 | 4 | 3 | 20 | 22.7% | 6% | 5.1% | 33.8%
G | lisdrum | 2028 | ECP | IE wind not priority | 33 | 104 | 29 | 5 | 4 | 37 | 27.6% | 4.7% | 3.5% | 35.8%
G | lislea | 2028 | ECP | IE wind not priority | 49 | 153 | 42 | 7 | 5 | 55 | 27.6% | 4.7% | 3.5% | 35.8%
G | louth | 2028 | ECP | IE Solar not priority | 125 | 160 | 36 | 10 | 2 | 48 | 22.7% | 6% | 1.5% | 30.2%
G | meath hill | 2028 | ECP | IE Solar not priority | 0 | 1 | 0 | 0 | 0 | 0 | 22.7% | 6% | 1.5% | 30.2%
G | meath hill | 2028 | ECP | IE wind not priority | 35 | 109 | 30 | 5 | 4 | 39 | 27.6% | 4.7% | 3.5% | 35.8%
G | meath hill | 2028 | ECP | IE wind priority | 17 | 52 | 0 | 5 | 0 | 5 | 0% | 10% | 0% | 10%
G | navan | 2028 | ECP | IE Solar not priority | 16 | 21 | 5 | 1 | 0 | 6 | 22.7% | 6% | 1.5% | 30.2%
G | ratrussan | 2028 | ECP | IE wind priority | 79 | 247 | 0 | 25 | 0 | 25 | 0% | 10% | 0% | 10%
G | ricetown | 2028 | ECP | IE Solar not priority | 63 | 81 | 18 | 5 | 1 | 24 | 22.7% | 6% | 1.5% | 30.2%
G | shankill | 2028 | ECP | IE Solar not priority | 11 | 14 | 3 | 1 | 0 | 4 | 22.7% | 6% | 1.5% | 30.2%
G | shankill | 2028 | ECP | IE wind priority | 22 | 69 | 0 | 7 | 0 | 7 | 0% | 10% | 0% | 10%
G | baltrasna | 2030 | Initial | IE Solar not priority | 17 | 22 | 2 | 1 | 0 | 2 | 8.1% | 2.5% | 0.1% | 10.7%
G | drybridge | 2030 | Initial | IE Solar not priority | 16 | 20 | 2 | 1 | 0 | 2 | 8.1% | 2.5% | 0.1% | 10.7%
G | dundalk | 2030 | Initial | IE wind priority | 16 | 50 | 0 | 3 | 0 | 3 | 0% | 6.8% | 0% | 6.8%
G | garballagh | 2030 | Initial | IE Solar not priority | 95 | 122 | 10 | 3 | 0 | 13 | 8.1% | 2.5% | 0.1% | 10.7%
G | gaskinstown | 2030 | Initial | IE Solar not priority | 85 | 109 | 9 | 3 | 0 | 12 | 8.1% | 2.5% | 0.1% | 10.7%
G | lisdrum | 2030 | Initial | IE wind not priority | 33 | 103 | 13 | 5 | 16 | 34 | 12.7% | 4.8% | 15.3% | 32.8%
G | lislea | 2030 | Initial | IE wind not priority | 49 | 152 | 19 | 7 | 23 | 50 | 12.7% | 4.8% | 15.3% | 32.8%
G | meath hill | 2030 | Initial | IE wind not priority | 35 | 108 | 14 | 5 | 17 | 35 | 12.7% | 4.8% | 15.3% | 32.8%
G | meath hill | 2030 | Initial | IE wind priority | 17 | 52 | 0 | 4 | 0 | 4 | 0% | 6.8% | 0% | 6.8%
G | navan | 2030 | Initial | IE Solar not priority | 8 | 10 | 1 | 0 | 0 | 1 | 8.1% | 2.5% | 0.1% | 10.6%
G | ratrussan | 2030 | Initial | IE wind priority | 79 | 246 | 0 | 17 | 0 | 17 | 0% | 6.8% | 0% | 6.8%
G | shankill | 2030 | Initial | IE wind priority | 22 | 69 | 0 | 5 | 0 | 5 | 0% | 6.8% | 0% | 6.8%
G | balruntagh | 2030 | 50% | IE Solar not priority | 67 | 86 | 13 | 2 | 1 | 15 | 14.7% | 2.6% | 0.8% | 18%
G | balruntagh | 2030 | 50% | IE wind not priority | 25 | 79 | 18 | 3 | 3 | 24 | 22.7% | 3.3% | 4.1% | 30.1%
G | baltrasna | 2030 | 50% | IE Solar not priority | 17 | 22 | 3 | 1 | 0 | 4 | 14.7% | 2.6% | 0.5% | 17.8%
G | deenes | 2030 | 50% | IE Solar not priority | 43 | 54 | 8 | 1 | 0 | 10 | 14.7% | 2.6% | 0.5% | 17.8%
G | drybridge | 2030 | 50% | IE Solar not priority | 16 | 21 | 3 | 1 | 0 | 4 | 14.7% | 2.6% | 0.5% | 17.8%
G | dundalk | 2030 | 50% | IE Solar not priority | 27 | 35 | 5 | 1 | 0 | 6 | 14.7% | 2.6% | 0.8% | 18%
G | dundalk | 2030 | 50% | IE wind priority | 16 | 50 | 0 | 3 | 0 | 3 | 0% | 5.9% | 0% | 5.9%
G | garballagh | 2030 | 50% | IE Solar not priority | 155 | 199 | 29 | 5 | 1 | 35 | 14.7% | 2.6% | 0.5% | 17.8%
G | gaskinstown | 2030 | 50% | IE Solar not priority | 85 | 109 | 16 | 3 | 1 | 19 | 14.7% | 2.6% | 0.5% | 17.8%
G | gorman | 2030 | 50% | IE Solar not priority | 23 | 29 | 4 | 1 | 0 | 5 | 14.7% | 2.6% | 0.5% | 17.8%
G | lisdrum | 2030 | 50% | IE wind not priority | 33 | 103 | 24 | 3 | 4 | 31 | 22.7% | 3.3% | 4.1% | 30.1%
G | lislea | 2030 | 50% | IE wind not priority | 49 | 152 | 35 | 5 | 6 | 46 | 22.7% | 3.3% | 4.1% | 30.1%
G | louth | 2030 | 50% | IE Solar not priority | 63 | 80 | 12 | 2 | 1 | 14 | 14.7% | 2.6% | 0.8% | 18%
G | meath hill | 2030 | 50% | IE Solar not priority | 0 | 0 | 0 | 0 | 0 | 0 | 14.7% | 2.6% | 0.8% | 18%
G | meath hill | 2030 | 50% | IE wind not priority | 35 | 108 | 25 | 4 | 4 | 32 | 22.7% | 3.3% | 4.1% | 30.1%
G | meath hill | 2030 | 50% | IE wind priority | 17 | 52 | 0 | 3 | 0 | 3 | 0% | 5.9% | 0% | 5.9%
G | navan | 2030 | 50% | IE Solar not priority | 12 | 16 | 2 | 0 | 0 | 3 | 14.7% | 2.6% | 0.8% | 18%
G | ratrussan | 2030 | 50% | IE wind priority | 79 | 246 | 0 | 15 | 0 | 15 | 0% | 5.9% | 0% | 5.9%
G | ricetown | 2030 | 50% | IE Solar not priority | 32 | 40 | 6 | 1 | 0 | 7 | 14.7% | 2.6% | 0.8% | 18%
G | shankill | 2030 | 50% | IE Solar not priority | 6 | 7 | 1 | 0 | 0 | 1 | 14.7% | 2.6% | 0.8% | 18%
G | shankill | 2030 | 50% | IE wind priority | 22 | 69 | 0 | 4 | 0 | 4 | 0% | 5.9% | 0% | 5.9%
G | balruntagh | 2030 | ECP | IE Solar not priority | 134 | 172 | 42 | 6 | 2 | 50 | 24.6% | 3.5% | 1.2% | 29.3%
G | balruntagh | 2030 | ECP | IE wind not priority | 50 | 157 | 46 | 5 | 5 | 56 | 29.3% | 2.9% | 3.3% | 35.5%
G | baltrasna | 2030 | ECP | IE Solar not priority | 17 | 22 | 5 | 1 | 0 | 7 | 24.6% | 3.5% | 1.8% | 29.9%
G | deenes | 2030 | ECP | IE Solar not priority | 85 | 109 | 27 | 4 | 2 | 33 | 24.6% | 3.5% | 1.8% | 29.9%
G | drybridge | 2030 | ECP | IE Solar not priority | 17 | 22 | 5 | 1 | 0 | 6 | 24.6% | 3.5% | 1.8% | 29.9%
G | dundalk | 2030 | ECP | IE Solar not priority | 55 | 70 | 17 | 2 | 1 | 21 | 24.6% | 3.5% | 1.2% | 29.3%
G | dundalk | 2030 | ECP | IE wind priority | 16 | 50 | 0 | 3 | 0 | 3 | 0% | 6.1% | 0% | 6.1%
G | garballagh | 2030 | ECP | IE Solar not priority | 215 | 275 | 68 | 10 | 5 | 82 | 24.6% | 3.5% | 1.8% | 29.9%
G | gaskinstown | 2030 | ECP | IE Solar not priority | 85 | 109 | 27 | 4 | 2 | 33 | 24.6% | 3.5% | 1.8% | 29.9%
G | gorman | 2030 | ECP | IE Solar not priority | 46 | 59 | 14 | 2 | 1 | 18 | 24.6% | 3.5% | 1.8% | 29.9%
G | lisdrum | 2030 | ECP | IE wind not priority | 33 | 103 | 30 | 3 | 3 | 37 | 29.3% | 2.9% | 3.3% | 35.5%
G | lislea | 2030 | ECP | IE wind not priority | 49 | 152 | 45 | 4 | 5 | 54 | 29.3% | 2.9% | 3.3% | 35.5%
G | louth | 2030 | ECP | IE Solar not priority | 125 | 160 | 39 | 6 | 2 | 47 | 24.6% | 3.5% | 1.2% | 29.3%
G | meath hill | 2030 | ECP | IE Solar not priority | 0 | 1 | 0 | 0 | 0 | 0 | 24.6% | 3.5% | 1.2% | 29.3%
G | meath hill | 2030 | ECP | IE wind not priority | 35 | 108 | 32 | 3 | 4 | 38 | 29.3% | 2.9% | 3.3% | 35.5%
G | meath hill | 2030 | ECP | IE wind priority | 17 | 52 | 0 | 3 | 0 | 3 | 0% | 6.1% | 0% | 6.1%
G | navan | 2030 | ECP | IE Solar not priority | 16 | 21 | 5 | 1 | 0 | 6 | 24.6% | 3.5% | 1.2% | 29.3%
G | ratrussan | 2030 | ECP | IE wind priority | 79 | 246 | 0 | 15 | 0 | 15 | 0% | 6.1% | 0% | 6.1%
G | ricetown | 2030 | ECP | IE Solar not priority | 63 | 81 | 20 | 3 | 1 | 24 | 24.6% | 3.5% | 1.2% | 29.3%
G | shankill | 2030 | ECP | IE Solar not priority | 11 | 14 | 3 | 0 | 0 | 4 | 24.6% | 3.5% | 1.2% | 29.3%
G | shankill | 2030 | ECP | IE wind priority | 22 | 69 | 0 | 4 | 0 | 4 | 0% | 6.1% | 0% | 6.1%
G | balruntagh | 2030 | ECP + 3.1GW Offshore | IE Solar not priority | 134 | 172 | 52 | 6 | 0 | 59 | 30.5% | 3.6% | 0.2% | 34.3%
G | balruntagh | 2030 | ECP + 3.1GW Offshore | IE wind not priority | 50 | 157 | 66 | 4 | 2 | 72 | 41.6% | 2.7% | 1.2% | 45.6%
G | baltrasna | 2030 | ECP + 3.1GW Offshore | IE Solar not priority | 17 | 22 | 7 | 1 | 0 | 8 | 30.5% | 3.6% | 0.9% | 35%
G | deenes | 2030 | ECP + 3.1GW Offshore | IE Solar not priority | 85 | 109 | 33 | 4 | 1 | 38 | 30.5% | 3.6% | 0.9% | 35%
G | drybridge | 2030 | ECP + 3.1GW Offshore | IE Solar not priority | 17 | 22 | 7 | 1 | 0 | 8 | 30.5% | 3.6% | 0.9% | 35%
G | dundalk | 2030 | ECP + 3.1GW Offshore | IE Solar not priority | 55 | 70 | 21 | 3 | 0 | 24 | 30.5% | 3.6% | 0.2% | 34.3%
G | dundalk | 2030 | ECP + 3.1GW Offshore | IE wind priority | 16 | 50 | 0 | 4 | 0 | 4 | 0% | 7.2% | 0% | 7.2%
G | garballagh | 2030 | ECP + 3.1GW Offshore | IE Solar not priority | 215 | 275 | 84 | 10 | 3 | 96 | 30.5% | 3.6% | 0.9% | 35%
G | gaskinstown | 2030 | ECP + 3.1GW Offshore | IE Solar not priority | 85 | 109 | 33 | 4 | 1 | 38 | 30.5% | 3.6% | 0.9% | 35%
G | gorman | 2030 | ECP + 3.1GW Offshore | IE Solar not priority | 46 | 59 | 18 | 2 | 1 | 21 | 30.5% | 3.6% | 0.9% | 35%
G | lisdrum | 2030 | ECP + 3.1GW Offshore | IE wind not priority | 33 | 103 | 43 | 3 | 1 | 47 | 41.6% | 2.7% | 1.2% | 45.6%
G | lislea | 2030 | ECP + 3.1GW Offshore | IE wind not priority | 49 | 152 | 63 | 4 | 2 | 69 | 41.6% | 2.7% | 1.2% | 45.6%
G | louth | 2030 | ECP + 3.1GW Offshore | IE Solar not priority | 125 | 160 | 49 | 6 | 0 | 55 | 30.5% | 3.6% | 0.2% | 34.3%
G | meath hill | 2030 | ECP + 3.1GW Offshore | IE Solar not priority | 0 | 1 | 0 | 0 | 0 | 0 | 30.5% | 3.6% | 0.2% | 34.3%
G | meath hill | 2030 | ECP + 3.1GW Offshore | IE wind not priority | 35 | 108 | 45 | 3 | 1 | 49 | 41.6% | 2.7% | 1.2% | 45.6%
G | meath hill | 2030 | ECP + 3.1GW Offshore | IE wind priority | 17 | 52 | 0 | 4 | 0 | 4 | 0% | 7.2% | 0% | 7.2%
G | navan | 2030 | ECP + 3.1GW Offshore | IE Solar not priority | 16 | 21 | 6 | 1 | 0 | 7 | 30.5% | 3.6% | 0.2% | 34.3%
G | ratrussan | 2030 | ECP + 3.1GW Offshore | IE wind priority | 79 | 246 | 0 | 18 | 0 | 18 | 0% | 7.2% | 0% | 7.2%
G | ricetown | 2030 | ECP + 3.1GW Offshore | IE Solar not priority | 63 | 81 | 25 | 3 | 0 | 28 | 30.5% | 3.6% | 0.2% | 34.3%
G | shankill | 2030 | ECP + 3.1GW Offshore | IE Solar not priority | 11 | 14 | 4 | 1 | 0 | 5 | 30.5% | 3.6% | 0.2% | 34.3%
G | shankill | 2030 | ECP + 3.1GW Offshore | IE wind priority | 22 | 69 | 0 | 5 | 0 | 5 | 0% | 7.2% | 0% | 7.2%
G | balruntagh | 2030 | ECP (without Battery) | IE Solar not priority | 134 | 172 | 57 | 8 | 6 | 70 | 33% | 4.5% | 3.3% | 40.8%
G | balruntagh | 2030 | ECP (without Battery) | IE wind not priority | 50 | 157 | 54 | 6 | 18 | 78 | 34.4% | 4% | 11.5% | 49.8%
G | baltrasna | 2030 | ECP (without Battery) | IE Solar not priority | 17 | 22 | 7 | 1 | 1 | 9 | 33% | 4.5% | 3.4% | 40.9%
G | deenes | 2030 | ECP (without Battery) | IE Solar not priority | 85 | 109 | 36 | 5 | 4 | 45 | 33% | 4.5% | 3.4% | 40.9%
G | drybridge | 2030 | ECP (without Battery) | IE Solar not priority | 17 | 22 | 7 | 1 | 1 | 9 | 33% | 4.5% | 3.4% | 40.9%
G | dundalk | 2030 | ECP (without Battery) | IE Solar not priority | 55 | 70 | 23 | 3 | 2 | 29 | 33% | 4.5% | 3.3% | 40.8%
G | dundalk | 2030 | ECP (without Battery) | IE wind priority | 16 | 50 | 0 | 4 | 0 | 4 | 0% | 8.7% | 0% | 8.7%
G | garballagh | 2030 | ECP (without Battery) | IE Solar not priority | 215 | 275 | 91 | 12 | 9 | 113 | 33% | 4.5% | 3.4% | 40.9%
G | gaskinstown | 2030 | ECP (without Battery) | IE Solar not priority | 85 | 109 | 36 | 5 | 4 | 45 | 33% | 4.5% | 3.4% | 40.9%
G | gorman | 2030 | ECP (without Battery) | IE Solar not priority | 46 | 59 | 19 | 3 | 2 | 24 | 33% | 4.5% | 3.4% | 40.9%
G | lisdrum | 2030 | ECP (without Battery) | IE wind not priority | 33 | 103 | 36 | 4 | 12 | 52 | 34.4% | 4% | 11.5% | 49.8%
G | lislea | 2030 | ECP (without Battery) | IE wind not priority | 49 | 152 | 52 | 6 | 18 | 76 | 34.4% | 4% | 11.5% | 49.8%
G | louth | 2030 | ECP (without Battery) | IE Solar not priority | 125 | 160 | 53 | 7 | 5 | 65 | 33% | 4.5% | 3.3% | 40.8%
G | meath hill | 2030 | ECP (without Battery) | IE Solar not priority | 0 | 1 | 0 | 0 | 0 | 0 | 33% | 4.5% | 3.3% | 40.8%
G | meath hill | 2030 | ECP (without Battery) | IE wind not priority | 35 | 108 | 37 | 4 | 12 | 54 | 34.4% | 4% | 11.5% | 49.8%
G | meath hill | 2030 | ECP (without Battery) | IE wind priority | 17 | 52 | 0 | 4 | 0 | 4 | 0% | 8.7% | 0% | 8.7%
G | navan | 2030 | ECP (without Battery) | IE Solar not priority | 16 | 21 | 7 | 1 | 1 | 9 | 33% | 4.5% | 3.3% | 40.8%
G | ratrussan | 2030 | ECP (without Battery) | IE wind priority | 79 | 246 | 0 | 21 | 0 | 21 | 0% | 8.7% | 0% | 8.7%
G | ricetown | 2030 | ECP (without Battery) | IE Solar not priority | 63 | 81 | 27 | 4 | 3 | 33 | 33% | 4.5% | 3.3% | 40.8%
G | shankill | 2030 | ECP (without Battery) | IE Solar not priority | 11 | 14 | 5 | 1 | 0 | 6 | 33% | 4.5% | 3.3% | 40.8%
G | shankill | 2030 | ECP (without Battery) | IE wind priority | 22 | 69 | 0 | 6 | 0 | 6 | 0% | 8.7% | 0% | 8.7%
G | balruntagh | 2035 | ECP + 5GW Offshore | IE Solar not priority | 134 | 172 | 38 | 4 | 3 | 45 | 22.2% | 2.2% | 1.6% | 26%
G | balruntagh | 2035 | ECP + 5GW Offshore | IE wind not priority | 50 | 157 | 53 | 3 | 0 | 57 | 34% | 1.8% | 0.2% | 36%
G | baltrasna | 2035 | ECP + 5GW Offshore | IE Solar not priority | 17 | 22 | 5 | 0 | 0 | 5 | 22.2% | 2.2% | 0.6% | 25%
G | deenes | 2035 | ECP + 5GW Offshore | IE Solar not priority | 85 | 109 | 24 | 2 | 1 | 27 | 22.2% | 2.2% | 0.6% | 25%
G | drybridge | 2035 | ECP + 5GW Offshore | IE Solar not priority | 17 | 22 | 5 | 0 | 0 | 5 | 22.2% | 2.2% | 0.6% | 25%
G | dundalk | 2035 | ECP + 5GW Offshore | IE Solar not priority | 55 | 70 | 16 | 2 | 1 | 18 | 22.2% | 2.2% | 1.6% | 26%
G | dundalk | 2035 | ECP + 5GW Offshore | IE wind priority | 16 | 50 | 0 | 3 | 0 | 3 | 0% | 5.9% | 0% | 5.9%
G | garballagh | 2035 | ECP + 5GW Offshore | IE Solar not priority | 215 | 275 | 61 | 6 | 2 | 69 | 22.2% | 2.2% | 0.6% | 25%
G | gaskinstown | 2035 | ECP + 5GW Offshore | IE Solar not priority | 85 | 109 | 24 | 2 | 1 | 27 | 22.2% | 2.2% | 0.6% | 25%
G | gorman | 2035 | ECP + 5GW Offshore | IE Solar not priority | 46 | 59 | 13 | 1 | 0 | 15 | 22.2% | 2.2% | 0.6% | 25%
G | lisdrum | 2035 | ECP + 5GW Offshore | IE wind not priority | 33 | 103 | 35 | 2 | 0 | 37 | 34% | 1.8% | 0.2% | 36%
G | lislea | 2035 | ECP + 5GW Offshore | IE wind not priority | 49 | 152 | 52 | 3 | 0 | 55 | 34% | 1.8% | 0.2% | 36%
G | louth | 2035 | ECP + 5GW Offshore | IE Solar not priority | 125 | 160 | 36 | 3 | 3 | 42 | 22.2% | 2.2% | 1.6% | 26%
G | meath hill | 2035 | ECP + 5GW Offshore | IE Solar not priority | 0 | 1 | 0 | 0 | 0 | 0 | 22.2% | 2.2% | 1.6% | 26%
G | meath hill | 2035 | ECP + 5GW Offshore | IE wind not priority | 35 | 108 | 37 | 2 | 0 | 39 | 34% | 1.8% | 0.2% | 36%
G | meath hill | 2035 | ECP + 5GW Offshore | IE wind priority | 17 | 52 | 0 | 3 | 0 | 3 | 0% | 5.9% | 0% | 5.9%
G | navan | 2035 | ECP + 5GW Offshore | IE Solar not priority | 16 | 21 | 5 | 0 | 0 | 5 | 22.2% | 2.2% | 1.6% | 26%
G | oriel 220kv | 2035 | ECP + 5GW Offshore | IE wind not priority | 160 | 670 | 203 | 12 | 1 | 217 | 30.3% | 1.9% | 0.2% | 32.3%
G | oriel 220kv | 2035 | ECP + 5GW Offshore | IE wind not priority | 210 | 880 | 266 | 16 | 2 | 284 | 30.3% | 1.9% | 0.2% | 32.3%
G | ratrussan | 2035 | ECP + 5GW Offshore | IE wind priority | 79 | 246 | 0 | 15 | 0 | 15 | 0% | 5.9% | 0% | 5.9%
G | ricetown | 2035 | ECP + 5GW Offshore | IE Solar not priority | 63 | 81 | 18 | 2 | 1 | 21 | 22.2% | 2.2% | 1.6% | 26%
G | shankill | 2035 | ECP + 5GW Offshore | IE Solar not priority | 11 | 14 | 3 | 0 | 0 | 4 | 22.2% | 2.2% | 1.6% | 26%
G | shankill | 2035 | ECP + 5GW Offshore | IE wind priority | 22 | 69 | 0 | 4 | 0 | 4 | 0% | 5.9% | 0% | 5.9%
G | balruntagh | 2035 | ECP + 5GW Offshore (without France 2, LirIC, MaRES) | IE Solar not priority | 134 | 172 | 49 | 5 | 1 | 55 | 28.6% | 2.7% | 0.8% | 32.1%
G | balruntagh | 2035 | ECP + 5GW Offshore (without France 2, LirIC, MaRES) | IE wind not priority | 50 | 157 | 61 | 3 | 0 | 64 | 38.6% | 2% | 0.2% | 40.9%
G | baltrasna | 2035 | ECP + 5GW Offshore (without France 2, LirIC, MaRES) | IE Solar not priority | 17 | 22 | 6 | 1 | 0 | 7 | 28.6% | 2.7% | 0.3% | 31.6%
G | deenes | 2035 | ECP + 5GW Offshore (without France 2, LirIC, MaRES) | IE Solar not priority | 85 | 109 | 31 | 3 | 0 | 34 | 28.6% | 2.7% | 0.3% | 31.6%
G | drybridge | 2035 | ECP + 5GW Offshore (without France 2, LirIC, MaRES) | IE Solar not priority | 17 | 22 | 6 | 1 | 0 | 7 | 28.6% | 2.7% | 0.3% | 31.6%
G | dundalk | 2035 | ECP + 5GW Offshore (without France 2, LirIC, MaRES) | IE Solar not priority | 55 | 70 | 20 | 2 | 1 | 23 | 28.6% | 2.7% | 0.8% | 32.1%
G | dundalk | 2035 | ECP + 5GW Offshore (without France 2, LirIC, MaRES) | IE wind priority | 16 | 50 | 0 | 3 | 0 | 3 | 0% | 5.6% | 0% | 5.6%
G | garballagh | 2035 | ECP + 5GW Offshore (without France 2, LirIC, MaRES) | IE Solar not priority | 215 | 275 | 79 | 8 | 1 | 87 | 28.6% | 2.7% | 0.3% | 31.6%
G | gaskinstown | 2035 | ECP + 5GW Offshore (without France 2, LirIC, MaRES) | IE Solar not priority | 85 | 109 | 31 | 3 | 0 | 34 | 28.6% | 2.7% | 0.3% | 31.6%
G | gorman | 2035 | ECP + 5GW Offshore (without France 2, LirIC, MaRES) | IE Solar not priority | 46 | 59 | 17 | 2 | 0 | 19 | 28.6% | 2.7% | 0.3% | 31.6%
G | lisdrum | 2035 | ECP + 5GW Offshore (without France 2, LirIC, MaRES) | IE wind not priority | 33 | 103 | 40 | 2 | 0 | 42 | 38.6% | 2% | 0.2% | 40.9%
G | lislea | 2035 | ECP + 5GW Offshore (without France 2, LirIC, MaRES) | IE wind not priority | 49 | 152 | 59 | 3 | 0 | 62 | 38.6% | 2% | 0.2% | 40.9%
G | louth | 2035 | ECP + 5GW Offshore (without France 2, LirIC, MaRES) | IE Solar not priority | 125 | 160 | 46 | 4 | 1 | 51 | 28.6% | 2.7% | 0.8% | 32.1%
G | meath hill | 2035 | ECP + 5GW Offshore (without France 2, LirIC, MaRES) | IE Solar not priority | 0 | 1 | 0 | 0 | 0 | 0 | 28.6% | 2.7% | 0.8% | 32.1%
G | meath hill | 2035 | ECP + 5GW Offshore (without France 2, LirIC, MaRES) | IE wind not priority | 35 | 108 | 42 | 2 | 0 | 44 | 38.6% | 2% | 0.2% | 40.9%
G | meath hill | 2035 | ECP + 5GW Offshore (without France 2, LirIC, MaRES) | IE wind priority | 17 | 52 | 0 | 3 | 0 | 3 | 0% | 5.6% | 0% | 5.6%
G | navan | 2035 | ECP + 5GW Offshore (without France 2, LirIC, MaRES) | IE Solar not priority | 16 | 21 | 6 | 1 | 0 | 7 | 28.6% | 2.7% | 0.8% | 32.1%
G | oriel 220kv | 2035 | ECP + 5GW Offshore (without France 2, LirIC, MaRES) | IE wind not priority | 160 | 670 | 235 | 14 | 1 | 250 | 35.1% | 2.1% | 0.2% | 37.4%
G | oriel 220kv | 2035 | ECP + 5GW Offshore (without France 2, LirIC, MaRES) | IE wind not priority | 210 | 880 | 309 | 18 | 2 | 329 | 35.1% | 2.1% | 0.2% | 37.4%
G | ratrussan | 2035 | ECP + 5GW Offshore (without France 2, LirIC, MaRES) | IE wind priority | 79 | 246 | 0 | 14 | 0 | 14 | 0% | 5.6% | 0% | 5.6%
G | ricetown | 2035 | ECP + 5GW Offshore (without France 2, LirIC, MaRES) | IE Solar not priority | 63 | 81 | 23 | 2 | 1 | 26 | 28.6% | 2.7% | 0.8% | 32.1%
G | shankill | 2035 | ECP + 5GW Offshore (without France 2, LirIC, MaRES) | IE Solar not priority | 11 | 14 | 4 | 0 | 0 | 5 | 28.6% | 2.7% | 0.8% | 32.1%
G | shankill | 2035 | ECP + 5GW Offshore (without France 2, LirIC, MaRES) | IE wind priority | 22 | 69 | 0 | 4 | 0 | 4 | 0% | 5.6% | 0% | 5.6%
G | balruntagh | 2035 | ECP + 5GW Offshore (with ECP 2.4 IC methodology) | IE Solar not priority | 134 | 172 | 31 | 3 | 2 | 36 | 17.9% | 2% | 1.3% | 21.2%
G | balruntagh | 2035 | ECP + 5GW Offshore (with ECP 2.4 IC methodology) | IE wind not priority | 50 | 157 | 33 | 3 | 0 | 36 | 21% | 1.8% | 0.3% | 23.1%
G | baltrasna | 2035 | ECP + 5GW Offshore (with ECP 2.4 IC methodology) | IE Solar not priority | 17 | 22 | 4 | 0 | 0 | 4 | 17.9% | 2% | 0.3% | 20.2%
G | deenes | 2035 | ECP + 5GW Offshore (with ECP 2.4 IC methodology) | IE Solar not priority | 85 | 109 | 20 | 2 | 0 | 22 | 17.9% | 2% | 0.3% | 20.2%
G | drybridge | 2035 | ECP + 5GW Offshore (with ECP 2.4 IC methodology) | IE Solar not priority | 17 | 22 | 4 | 0 | 0 | 4 | 17.9% | 2% | 0.3% | 20.2%
G | dundalk | 2035 | ECP + 5GW Offshore (with ECP 2.4 IC methodology) | IE Solar not priority | 55 | 70 | 13 | 1 | 1 | 15 | 17.9% | 2% | 1.3% | 21.2%
G | dundalk | 2035 | ECP + 5GW Offshore (with ECP 2.4 IC methodology) | IE wind priority | 16 | 50 | 0 | 1 | 0 | 1 | 0% | 2.9% | 0% | 2.9%
G | garballagh | 2035 | ECP + 5GW Offshore (with ECP 2.4 IC methodology) | IE Solar not priority | 215 | 275 | 49 | 5 | 1 | 56 | 17.9% | 2% | 0.3% | 20.2%
G | gaskinstown | 2035 | ECP + 5GW Offshore (with ECP 2.4 IC methodology) | IE Solar not priority | 85 | 109 | 20 | 2 | 0 | 22 | 17.9% | 2% | 0.3% | 20.2%
G | gorman | 2035 | ECP + 5GW Offshore (with ECP 2.4 IC methodology) | IE Solar not priority | 46 | 59 | 11 | 1 | 0 | 12 | 17.9% | 2% | 0.3% | 20.2%
G | lisdrum | 2035 | ECP + 5GW Offshore (with ECP 2.4 IC methodology) | IE wind not priority | 33 | 103 | 22 | 2 | 0 | 24 | 21% | 1.8% | 0.3% | 23.1%
G | lislea | 2035 | ECP + 5GW Offshore (with ECP 2.4 IC methodology) | IE wind not priority | 49 | 152 | 32 | 3 | 0 | 35 | 21% | 1.8% | 0.3% | 23.1%
G | louth | 2035 | ECP + 5GW Offshore (with ECP 2.4 IC methodology) | IE Solar not priority | 125 | 160 | 29 | 3 | 2 | 34 | 17.9% | 2% | 1.3% | 21.2%
G | meath hill | 2035 | ECP + 5GW Offshore (with ECP 2.4 IC methodology) | IE Solar not priority | 0 | 1 | 0 | 0 | 0 | 0 | 17.9% | 2% | 1.3% | 21.2%
G | meath hill | 2035 | ECP + 5GW Offshore (with ECP 2.4 IC methodology) | IE wind not priority | 35 | 108 | 23 | 2 | 0 | 25 | 21% | 1.8% | 0.3% | 23.1%
G | meath hill | 2035 | ECP + 5GW Offshore (with ECP 2.4 IC methodology) | IE wind priority | 17 | 52 | 0 | 1 | 0 | 1 | 0% | 2.9% | 0% | 2.9%
G | navan | 2035 | ECP + 5GW Offshore (with ECP 2.4 IC methodology) | IE Solar not priority | 16 | 21 | 4 | 0 | 0 | 4 | 17.9% | 2% | 1.3% | 21.2%
G | oriel 220kv | 2035 | ECP + 5GW Offshore (with ECP 2.4 IC methodology) | IE wind not priority | 160 | 670 | 125 | 11 | 2 | 138 | 18.6% | 1.7% | 0.3% | 20.6%
G | oriel 220kv | 2035 | ECP + 5GW Offshore (with ECP 2.4 IC methodology) | IE wind not priority | 210 | 880 | 164 | 15 | 3 | 182 | 18.6% | 1.7% | 0.3% | 20.6%
G | ratrussan | 2035 | ECP + 5GW Offshore (with ECP 2.4 IC methodology) | IE wind priority | 79 | 246 | 0 | 7 | 0 | 7 | 0% | 2.9% | 0% | 2.9%
G | ricetown | 2035 | ECP + 5GW Offshore (with ECP 2.4 IC methodology) | IE Solar not priority | 63 | 81 | 14 | 2 | 1 | 17 | 17.9% | 2% | 1.3% | 21.2%
G | shankill | 2035 | ECP + 5GW Offshore (with ECP 2.4 IC methodology) | IE Solar not priority | 11 | 14 | 3 | 0 | 0 | 3 | 17.9% | 2% | 1.3% | 21.2%
G | shankill | 2035 | ECP + 5GW Offshore (with ECP 2.4 IC methodology) | IE wind priority | 22 | 69 | 0 | 2 | 0 | 2 | 0% | 2.9% | 0% | 2.9%
G | balruntagh | 2028 | ECP (Pro-rata) | IE Solar not priority | 134 | 172 | 39 | 10 | 3 | 52 | 22.7% | 6% | 1.5% | 30.2%
G | balruntagh | 2028 | ECP (Pro-rata) | IE wind not priority | 50 | 159 | 44 | 7 | 3 | 54 | 27.6% | 4.7% | 2% | 34.2%
G | baltrasna | 2028 | ECP (Pro-rata) | IE Solar not priority | 17 | 22 | 5 | 1 | 1 | 7 | 22.7% | 6% | 5.1% | 33.8%
G | deenes | 2028 | ECP (Pro-rata) | IE Solar not priority | 85 | 109 | 25 | 7 | 6 | 37 | 22.7% | 6% | 5.1% | 33.8%
G | drybridge | 2028 | ECP (Pro-rata) | IE Solar not priority | 17 | 22 | 5 | 1 | 1 | 7 | 22.7% | 6% | 5.1% | 33.8%
G | dundalk | 2028 | ECP (Pro-rata) | IE Solar not priority | 55 | 70 | 16 | 4 | 1 | 21 | 22.7% | 6% | 1.5% | 30.2%
G | dundalk | 2028 | ECP (Pro-rata) | IE wind priority | 16 | 51 | 0 | 5 | 1 | 6 | 0% | 10% | 2% | 11.9%
G | garballagh | 2028 | ECP (Pro-rata) | IE Solar not priority | 215 | 276 | 63 | 17 | 14 | 93 | 22.7% | 6% | 5.1% | 33.8%
G | gaskinstown | 2028 | ECP (Pro-rata) | IE Solar not priority | 85 | 109 | 25 | 7 | 6 | 37 | 22.7% | 6% | 5.1% | 33.8%
G | gorman | 2028 | ECP (Pro-rata) | IE Solar not priority | 46 | 59 | 13 | 4 | 3 | 20 | 22.7% | 6% | 5.1% | 33.8%
G | lisdrum | 2028 | ECP (Pro-rata) | IE wind not priority | 33 | 104 | 29 | 5 | 2 | 36 | 27.6% | 4.7% | 2% | 34.2%
G | lislea | 2028 | ECP (Pro-rata) | IE wind not priority | 49 | 153 | 42 | 7 | 3 | 53 | 27.6% | 4.7% | 2% | 34.2%
G | louth | 2028 | ECP (Pro-rata) | IE Solar not priority | 125 | 160 | 36 | 10 | 2 | 48 | 22.7% | 6% | 1.5% | 30.2%
G | meath hill | 2028 | ECP (Pro-rata) | IE Solar not priority | 0 | 1 | 0 | 0 | 0 | 0 | 22.7% | 6% | 1.5% | 30.2%
G | meath hill | 2028 | ECP (Pro-rata) | IE wind not priority | 35 | 109 | 30 | 5 | 2 | 37 | 27.6% | 4.7% | 2% | 34.2%
G | meath hill | 2028 | ECP (Pro-rata) | IE wind priority | 17 | 52 | 0 | 5 | 1 | 6 | 0% | 10% | 2% | 11.9%
G | navan | 2028 | ECP (Pro-rata) | IE Solar not priority | 16 | 21 | 5 | 1 | 0 | 6 | 22.7% | 6% | 1.5% | 30.2%
G | ratrussan | 2028 | ECP (Pro-rata) | IE wind priority | 79 | 247 | 0 | 25 | 5 | 29 | 0% | 10% | 2% | 11.9%
G | ricetown | 2028 | ECP (Pro-rata) | IE Solar not priority | 63 | 81 | 18 | 5 | 1 | 24 | 22.7% | 6% | 1.5% | 30.2%
G | shankill | 2028 | ECP (Pro-rata) | IE Solar not priority | 11 | 14 | 3 | 1 | 0 | 4 | 22.7% | 6% | 1.5% | 30.2%
G | shankill | 2028 | ECP (Pro-rata) | IE wind priority | 22 | 69 | 0 | 7 | 1 | 8 | 0% | 10% | 2% | 11.9%
G | balruntagh | 2030 | ECP (Pro-rata) | IE Solar not priority | 134 | 172 | 42 | 6 | 2 | 50 | 24.6% | 3.5% | 1.2% | 29.3%
G | balruntagh | 2030 | ECP (Pro-rata) | IE wind not priority | 50 | 157 | 46 | 5 | 3 | 54 | 29.3% | 2.9% | 1.9% | 34.1%
G | baltrasna | 2030 | ECP (Pro-rata) | IE Solar not priority | 17 | 22 | 5 | 1 | 0 | 7 | 24.6% | 3.5% | 1.8% | 29.9%
G | deenes | 2030 | ECP (Pro-rata) | IE Solar not priority | 85 | 109 | 27 | 4 | 2 | 33 | 24.6% | 3.5% | 1.8% | 29.9%
G | drybridge | 2030 | ECP (Pro-rata) | IE Solar not priority | 17 | 22 | 5 | 1 | 0 | 6 | 24.6% | 3.5% | 1.8% | 29.9%
G | dundalk | 2030 | ECP (Pro-rata) | IE Solar not priority | 55 | 70 | 17 | 2 | 1 | 21 | 24.6% | 3.5% | 1.2% | 29.3%
G | dundalk | 2030 | ECP (Pro-rata) | IE wind priority | 16 | 50 | 0 | 3 | 1 | 4 | 0% | 6.1% | 1.9% | 8%
G | garballagh | 2030 | ECP (Pro-rata) | IE Solar not priority | 215 | 275 | 68 | 10 | 5 | 82 | 24.6% | 3.5% | 1.8% | 29.9%
G | gaskinstown | 2030 | ECP (Pro-rata) | IE Solar not priority | 85 | 109 | 27 | 4 | 2 | 33 | 24.6% | 3.5% | 1.8% | 29.9%
G | gorman | 2030 | ECP (Pro-rata) | IE Solar not priority | 46 | 59 | 14 | 2 | 1 | 18 | 24.6% | 3.5% | 1.8% | 29.9%
G | lisdrum | 2030 | ECP (Pro-rata) | IE wind not priority | 33 | 103 | 30 | 3 | 2 | 35 | 29.3% | 2.9% | 1.9% | 34.1%
G | lislea | 2030 | ECP (Pro-rata) | IE wind not priority | 49 | 152 | 45 | 4 | 3 | 52 | 29.3% | 2.9% | 1.9% | 34.1%
G | louth | 2030 | ECP (Pro-rata) | IE Solar not priority | 125 | 160 | 39 | 6 | 2 | 47 | 24.6% | 3.5% | 1.2% | 29.3%
G | meath hill | 2030 | ECP (Pro-rata) | IE Solar not priority | 0 | 1 | 0 | 0 | 0 | 0 | 24.6% | 3.5% | 1.2% | 29.3%
G | meath hill | 2030 | ECP (Pro-rata) | IE wind not priority | 35 | 108 | 32 | 3 | 2 | 37 | 29.3% | 2.9% | 1.9% | 34.1%
G | meath hill | 2030 | ECP (Pro-rata) | IE wind priority | 17 | 52 | 0 | 3 | 1 | 4 | 0% | 6.1% | 1.9% | 8%
G | navan | 2030 | ECP (Pro-rata) | IE Solar not priority | 16 | 21 | 5 | 1 | 0 | 6 | 24.6% | 3.5% | 1.2% | 29.3%
G | ratrussan | 2030 | ECP (Pro-rata) | IE wind priority | 79 | 246 | 0 | 15 | 5 | 20 | 0% | 6.1% | 1.9% | 8%
G | ricetown | 2030 | ECP (Pro-rata) | IE Solar not priority | 63 | 81 | 20 | 3 | 1 | 24 | 24.6% | 3.5% | 1.2% | 29.3%
G | shankill | 2030 | ECP (Pro-rata) | IE Solar not priority | 11 | 14 | 3 | 0 | 0 | 4 | 24.6% | 3.5% | 1.2% | 29.3%
G | shankill | 2030 | ECP (Pro-rata) | IE wind priority | 22 | 69 | 0 | 4 | 1 | 6 | 0% | 6.1% | 1.9% | 8%
G | balruntagh | 2030 | ECP + 3.1GW Offshore (Pro-rata) | IE Solar not priority | 134 | 172 | 52 | 6 | 0 | 59 | 30.5% | 3.6% | 0.2% | 34.3%
G | balruntagh | 2030 | ECP + 3.1GW Offshore (Pro-rata) | IE wind not priority | 50 | 157 | 66 | 4 | 1 | 71 | 41.6% | 2.7% | 0.7% | 45%
G | baltrasna | 2030 | ECP + 3.1GW Offshore (Pro-rata) | IE Solar not priority | 17 | 22 | 7 | 1 | 0 | 8 | 30.5% | 3.6% | 0.9% | 35%
G | deenes | 2030 | ECP + 3.1GW Offshore (Pro-rata) | IE Solar not priority | 85 | 109 | 33 | 4 | 1 | 38 | 30.5% | 3.6% | 0.9% | 35%
G | drybridge | 2030 | ECP + 3.1GW Offshore (Pro-rata) | IE Solar not priority | 17 | 22 | 7 | 1 | 0 | 8 | 30.5% | 3.6% | 0.9% | 35%
G | dundalk | 2030 | ECP + 3.1GW Offshore (Pro-rata) | IE Solar not priority | 55 | 70 | 21 | 3 | 0 | 24 | 30.5% | 3.6% | 0.2% | 34.3%
G | dundalk | 2030 | ECP + 3.1GW Offshore (Pro-rata) | IE wind priority | 16 | 50 | 0 | 4 | 0 | 4 | 0% | 7.2% | 0.7% | 7.9%
G | garballagh | 2030 | ECP + 3.1GW Offshore (Pro-rata) | IE Solar not priority | 215 | 275 | 84 | 10 | 3 | 96 | 30.5% | 3.6% | 0.9% | 35%
G | gaskinstown | 2030 | ECP + 3.1GW Offshore (Pro-rata) | IE Solar not priority | 85 | 109 | 33 | 4 | 1 | 38 | 30.5% | 3.6% | 0.9% | 35%
G | gorman | 2030 | ECP + 3.1GW Offshore (Pro-rata) | IE Solar not priority | 46 | 59 | 18 | 2 | 1 | 21 | 30.5% | 3.6% | 0.9% | 35%
G | lisdrum | 2030 | ECP + 3.1GW Offshore (Pro-rata) | IE wind not priority | 33 | 103 | 43 | 3 | 1 | 47 | 41.6% | 2.7% | 0.7% | 45%
G | lislea | 2030 | ECP + 3.1GW Offshore (Pro-rata) | IE wind not priority | 49 | 152 | 63 | 4 | 1 | 69 | 41.6% | 2.7% | 0.7% | 45%
G | louth | 2030 | ECP + 3.1GW Offshore (Pro-rata) | IE Solar not priority | 125 | 160 | 49 | 6 | 0 | 55 | 30.5% | 3.6% | 0.2% | 34.3%
G | meath hill | 2030 | ECP + 3.1GW Offshore (Pro-rata) | IE Solar not priority | 0 | 1 | 0 | 0 | 0 | 0 | 30.5% | 3.6% | 0.2% | 34.3%
G | meath hill | 2030 | ECP + 3.1GW Offshore (Pro-rata) | IE wind not priority | 35 | 108 | 45 | 3 | 1 | 49 | 41.6% | 2.7% | 0.7% | 45%
G | meath hill | 2030 | ECP + 3.1GW Offshore (Pro-rata) | IE wind priority | 17 | 52 | 0 | 4 | 0 | 4 | 0% | 7.2% | 0.7% | 7.9%
G | navan | 2030 | ECP + 3.1GW Offshore (Pro-rata) | IE Solar not priority | 16 | 21 | 6 | 1 | 0 | 7 | 30.5% | 3.6% | 0.2% | 34.3%
G | ratrussan | 2030 | ECP + 3.1GW Offshore (Pro-rata) | IE wind priority | 79 | 246 | 0 | 18 | 2 | 19 | 0% | 7.2% | 0.7% | 7.9%
G | ricetown | 2030 | ECP + 3.1GW Offshore (Pro-rata) | IE Solar not priority | 63 | 81 | 25 | 3 | 0 | 28 | 30.5% | 3.6% | 0.2% | 34.3%
G | shankill | 2030 | ECP + 3.1GW Offshore (Pro-rata) | IE Solar not priority | 11 | 14 | 4 | 1 | 0 | 5 | 30.5% | 3.6% | 0.2% | 34.3%
G | shankill | 2030 | ECP + 3.1GW Offshore (Pro-rata) | IE wind priority | 22 | 69 | 0 | 5 | 0 | 5 | 0% | 7.2% | 0.7% | 7.9%
H1 | barrymore | 2028 | Initial | IE wind priority | 32 | 103 | 0 | 11 | 0 | 11 | 0% | 10.5% | 0% | 10.5%
H1 | cahir | 2028 | Initial | IE Solar not priority | 33 | 39 | 3 | 2 | 1 | 6 | 7.5% | 4.5% | 3.2% | 15.2%
H1 | cauteen | 2028 | Initial | IE wind priority | 178 | 563 | 0 | 59 | 0 | 59 | 0% | 10.5% | 0% | 10.5%
H1 | doon | 2028 | Initial | IE Solar not priority | 8 | 9 | 1 | 0 | 0 | 1 | 7.5% | 4.5% | 3.2% | 15.2%
H1 | ikerrin | 2028 | Initial | IE wind priority | 36 | 114 | 0 | 12 | 0 | 12 | 0% | 10.5% | 0% | 10.5%
H1 | kill hill | 2028 | Initial | IE wind priority | 36 | 114 | 0 | 12 | 0 | 12 | 0% | 10.5% | 0% | 10.5%
H1 | killonan | 2028 | Initial | IE wind not priority | 84 | 266 | 48 | 17 | 81 | 146 | 17.9% | 6.5% | 30.4% | 54.8%
H1 | lisheen | 2028 | Initial | IE wind not priority | 29 | 91 | 16 | 6 | 28 | 50 | 17.9% | 6.5% | 30.4% | 54.8%
H1 | lisheen | 2028 | Initial | IE wind priority | 99 | 312 | 0 | 33 | 0 | 33 | 0% | 10.5% | 0% | 10.5%
H1 | thurles | 2028 | Initial | IE wind priority | 35 | 110 | 0 | 12 | 0 | 12 | 0% | 10.5% | 0% | 10.5%
H1 | timoney | 2028 | Initial | IE Solar not priority | 157 | 184 | 14 | 8 | 6 | 28 | 7.5% | 4.5% | 3.2% | 15.2%
H1 | ahane | 2028 | 50% | IE Solar not priority | 2 | 2 | 0 | 0 | 0 | 1 | 12.9% | 4.2% | 7.8% | 24.9%
H1 | ballydine | 2028 | 50% | IE Solar not priority | 9 | 10 | 1 | 0 | 1 | 3 | 12.9% | 4.2% | 7.8% | 24.9%
H1 | barrymore | 2028 | 50% | IE Solar not priority | 10 | 12 | 2 | 1 | 1 | 3 | 12.9% | 4.2% | 7.8% | 24.9%
H1 | barrymore | 2028 | 50% | IE wind not priority | 53 | 167 | 39 | 9 | 48 | 96 | 23.1% | 5.2% | 29% | 57.2%
H1 | barrymore | 2028 | 50% | IE wind priority | 32 | 103 | 0 | 10 | 0 | 10 | 0% | 9.8% | 0% | 9.8%
H1 | borrisbeg | 2028 | 50% | IE wind not priority | 27 | 85 | 20 | 4 | 25 | 49 | 23.1% | 5.2% | 29% | 57.2%
H1 | cahir | 2028 | 50% | IE Solar not priority | 35 | 41 | 5 | 2 | 3 | 10 | 12.9% | 4.2% | 7.8% | 24.9%
H1 | cauteen | 2028 | 50% | IE Solar not priority | 126 | 147 | 19 | 6 | 11 | 37 | 12.9% | 4.2% | 7.8% | 24.9%
H1 | cauteen | 2028 | 50% | IE wind priority | 178 | 563 | 0 | 55 | 0 | 55 | 0% | 9.8% | 0% | 9.8%
H1 | curraghduff | 2028 | 50% | IE Solar not priority | 63 | 73 | 9 | 3 | 6 | 18 | 12.9% | 4.2% | 7.8% | 24.9%
H1 | doon | 2028 | 50% | IE Solar not priority | 12 | 15 | 2 | 1 | 1 | 4 | 12.9% | 4.2% | 7.8% | 24.9%
H1 | doon | 2028 | 50% | IE wind not priority | 17 | 53 | 12 | 3 | 15 | 30 | 23.1% | 5.2% | 29% | 57.2%
H1 | ikerrin | 2028 | 50% | IE wind priority | 36 | 114 | 0 | 11 | 0 | 11 | 0% | 9.8% | 0% | 9.8%
H1 | kill hill | 2028 | 50% | IE wind priority | 36 | 114 | 0 | 11 | 0 | 11 | 0% | 9.8% | 0% | 9.8%
H1 | killonan | 2028 | 50% | IE wind not priority | 84 | 266 | 61 | 14 | 77 | 152 | 23.1% | 5.2% | 29% | 57.2%
H1 | lisheen | 2028 | 50% | IE Solar not priority | 38 | 45 | 6 | 2 | 3 | 11 | 12.9% | 4.2% | 7.8% | 24.9%
H1 | lisheen | 2028 | 50% | IE wind not priority | 29 | 91 | 21 | 5 | 26 | 52 | 23.1% | 5.2% | 29% | 57.2%
H1 | lisheen | 2028 | 50% | IE wind priority | 99 | 312 | 0 | 31 | 0 | 31 | 0% | 9.8% | 0% | 9.8%
H1 | nenagh | 2028 | 50% | IE Solar not priority | 23 | 27 | 3 | 1 | 2 | 7 | 12.9% | 4.2% | 7.8% | 24.9%
H1 | springmount | 2028 | 50% | IE Solar not priority | 33 | 38 | 5 | 2 | 3 | 9 | 12.9% | 4.2% | 7.8% | 24.9%
H1 | thurles | 2028 | 50% | IE wind not priority | 1 | 4 | 1 | 0 | 1 | 2 | 23.1% | 5.2% | 29% | 57.2%
H1 | thurles | 2028 | 50% | IE wind priority | 35 | 110 | 0 | 11 | 0 | 11 | 0% | 9.8% | 0% | 9.8%
H1 | timoney | 2028 | 50% | IE Solar not priority | 164 | 192 | 25 | 8 | 15 | 48 | 12.9% | 4.2% | 7.8% | 24.9%
H1 | tipperary | 2028 | 50% | IE Solar not priority | 15 | 17 | 2 | 1 | 1 | 4 | 12.9% | 4.2% | 7.8% | 24.9%
H1 | ahane | 2028 | ECP | IE Solar not priority | 4 | 5 | 1 | 0 | 0 | 2 | 23% | 6.1% | 9.6% | 38.7%
H1 | ballydine | 2028 | ECP | IE Solar not priority | 18 | 21 | 5 | 1 | 2 | 8 | 23% | 6.1% | 9.6% | 38.7%
H1 | barrymore | 2028 | ECP | IE Solar not priority | 20 | 24 | 6 | 1 | 2 | 9 | 23% | 6.1% | 9.6% | 38.7%
H1 | barrymore | 2028 | ECP | IE wind not priority | 106 | 334 | 98 | 16 | 87 | 201 | 29.3% | 4.9% | 26.1% | 60.3%
H1 | barrymore | 2028 | ECP | IE wind priority | 32 | 103 | 0 | 11 | 0 | 11 | 0% | 10.4% | 0% | 10.4%
H1 | borrisbeg | 2028 | ECP | IE wind not priority | 54 | 171 | 50 | 8 | 45 | 103 | 29.3% | 4.9% | 26.1% | 60.3%
H1 | cahir | 2028 | ECP | IE Solar not priority | 36 | 43 | 10 | 3 | 4 | 16 | 23% | 6.1% | 9.6% | 38.7%
H1 | cauteen | 2028 | ECP | IE Solar not priority | 251 | 294 | 68 | 18 | 28 | 114 | 23% | 6.1% | 9.6% | 38.7%
H1 | cauteen | 2028 | ECP | IE wind priority | 178 | 563 | 0 | 59 | 0 | 59 | 0% | 10.4% | 0% | 10.4%
H1 | curraghduff | 2028 | ECP | IE Solar not priority | 125 | 147 | 34 | 9 | 14 | 57 | 23% | 6.1% | 9.6% | 38.7%
H1 | doon | 2028 | ECP | IE Solar not priority | 17 | 20 | 5 | 1 | 2 | 8 | 23% | 6.1% | 9.6% | 38.7%
H1 | doon | 2028 | ECP | IE wind not priority | 34 | 106 | 31 | 5 | 28 | 64 | 29.3% | 4.9% | 26.1% | 60.3%
H1 | ikerrin | 2028 | ECP | IE wind priority | 36 | 114 | 0 | 12 | 0 | 12 | 0% | 10.4% | 0% | 10.4%
H1 | kill hill | 2028 | ECP | IE wind priority | 36 | 114 | 0 | 12 | 0 | 12 | 0% | 10.4% | 0% | 10.4%
H1 | killonan | 2028 | ECP | IE wind not priority | 84 | 266 | 78 | 13 | 69 | 160 | 29.3% | 4.9% | 26.1% | 60.3%
H1 | lisheen | 2028 | ECP | IE Solar not priority | 76 | 89 | 21 | 5 | 9 | 35 | 23% | 6.1% | 9.6% | 38.7%
H1 | lisheen | 2028 | ECP | IE wind not priority | 29 | 91 | 27 | 4 | 24 | 55 | 29.3% | 4.9% | 26.1% | 60.3%
H1 | lisheen | 2028 | ECP | IE wind priority | 99 | 312 | 0 | 33 | 0 | 33 | 0% | 10.4% | 0% | 10.4%
H1 | nenagh | 2028 | ECP | IE Solar not priority | 46 | 54 | 12 | 3 | 5 | 21 | 23% | 6.1% | 9.6% | 38.7%
H1 | springmount | 2028 | ECP | IE Solar not priority | 65 | 76 | 18 | 5 | 7 | 30 | 23% | 6.1% | 9.6% | 38.7%
H1 | thurles | 2028 | ECP | IE wind not priority | 2 | 7 | 2 | 0 | 2 | 4 | 29.3% | 4.9% | 26.1% | 60.3%
H1 | thurles | 2028 | ECP | IE wind priority | 35 | 110 | 0 | 12 | 0 | 12 | 0% | 10.4% | 0% | 10.4%
H1 | timoney | 2028 | ECP | IE Solar not priority | 172 | 201 | 46 | 12 | 19 | 78 | 23% | 6.1% | 9.6% | 38.7%
H1 | tipperary | 2028 | ECP | IE Solar not priority | 29 | 34 | 8 | 2 | 3 | 13 | 23% | 6.1% | 9.6% | 38.7%
H1 | barrymore | 2030 | Initial | IE wind priority | 32 | 102 | 0 | 7 | 0 | 7 | 0% | 7.1% | 0% | 7.1%
H1 | cahir | 2030 | Initial | IE Solar not priority | 33 | 39 | 3 | 1 | 1 | 6 | 8.4% | 2.5% | 3.7% | 14.5%
H1 | cauteen | 2030 | Initial | IE wind priority | 178 | 560 | 0 | 40 | 0 | 40 | 0% | 7.1% | 0% | 7.1%
H1 | doon | 2030 | Initial | IE Solar not priority | 8 | 9 | 1 | 0 | 0 | 1 | 8.4% | 2.5% | 3.7% | 14.5%
H1 | ikerrin | 2030 | Initial | IE wind priority | 36 | 113 | 0 | 8 | 0 | 8 | 0% | 7.1% | 0% | 7.1%
H1 | kill hill | 2030 | Initial | IE wind priority | 36 | 113 | 0 | 8 | 0 | 8 | 0% | 7.1% | 0% | 7.1%
H1 | killonan | 2030 | Initial | IE wind not priority | 84 | 264 | 36 | 13 | 40 | 89 | 13.7% | 5% | 15% | 33.7%
H1 | lisheen | 2030 | Initial | IE wind not priority | 29 | 91 | 12 | 5 | 14 | 31 | 13.7% | 5% | 15% | 33.7%
H1 | lisheen | 2030 | Initial | IE wind priority | 99 | 310 | 0 | 22 | 0 | 22 | 0% | 7.1% | 0% | 7.1%
H1 | thurles | 2030 | Initial | IE wind priority | 35 | 110 | 0 | 8 | 0 | 8 | 0% | 7.1% | 0% | 7.1%
H1 | timoney | 2030 | Initial | IE Solar not priority | 157 | 183 | 15 | 5 | 7 | 27 | 8.4% | 2.5% | 3.7% | 14.5%
H1 | ahane | 2030 | 50% | IE Solar not priority | 2 | 2 | 0 | 0 | 0 | 0 | 14.9% | 2.6% | 1.5% | 19%
H1 | ballydine | 2030 | 50% | IE Solar not priority | 9 | 10 | 2 | 0 | 0 | 2 | 14.9% | 2.6% | 1.5% | 19%
H1 | barrymore | 2030 | 50% | IE Solar not priority | 10 | 12 | 2 | 0 | 0 | 2 | 14.9% | 2.6% | 1.5% | 19%
H1 | barrymore | 2030 | 50% | IE wind not priority | 53 | 166 | 41 | 6 | 8 | 54 | 24.6% | 3.4% | 4.8% | 32.7%
H1 | barrymore | 2030 | 50% | IE wind priority | 32 | 102 | 0 | 6 | 0 | 6 | 0% | 6.3% | 0% | 6.3%
H1 | borrisbeg | 2030 | 50% | IE wind not priority | 27 | 85 | 21 | 3 | 4 | 28 | 24.6% | 3.4% | 4.8% | 32.7%
H1 | cahir | 2030 | 50% | IE Solar not priority | 35 | 41 | 6 | 1 | 1 | 8 | 14.9% | 2.6% | 1.5% | 19%
H1 | cauteen | 2030 | 50% | IE Solar not priority | 126 | 147 | 22 | 4 | 2 | 28 | 14.9% | 2.6% | 1.5% | 19%
H1 | cauteen | 2030 | 50% | IE wind priority | 178 | 560 | 0 | 35 | 0 | 35 | 0% | 6.3% | 0% | 6.3%
H1 | curraghduff | 2030 | 50% | IE Solar not priority | 63 | 73 | 11 | 2 | 1 | 14 | 14.9% | 2.6% | 1.5% | 19%
H1 | doon | 2030 | 50% | IE Solar not priority | 12 | 15 | 2 | 0 | 0 | 3 | 14.9% | 2.6% | 1.5% | 19%
H1 | doon | 2030 | 50% | IE wind not priority | 17 | 53 | 13 | 2 | 3 | 17 | 24.6% | 3.4% | 4.8% | 32.7%
H1 | ikerrin | 2030 | 50% | IE wind priority | 36 | 113 | 0 | 7 | 0 | 7 | 0% | 6.3% | 0% | 6.3%
H1 | kill hill | 2030 | 50% | IE wind priority | 36 | 113 | 0 | 7 | 0 | 7 | 0% | 6.3% | 0% | 6.3%
H1 | killonan | 2030 | 50% | IE wind not priority | 84 | 264 | 65 | 9 | 13 | 86 | 24.6% | 3.4% | 4.8% | 32.7%
H1 | lisheen | 2030 | 50% | IE Solar not priority | 38 | 44 | 7 | 1 | 1 | 8 | 14.9% | 2.6% | 1.5% | 19%
H1 | lisheen | 2030 | 50% | IE wind not priority | 29 | 91 | 22 | 3 | 4 | 30 | 24.6% | 3.4% | 4.8% | 32.7%
H1 | lisheen | 2030 | 50% | IE wind priority | 99 | 310 | 0 | 19 | 0 | 19 | 0% | 6.3% | 0% | 6.3%
H1 | nenagh | 2030 | 50% | IE Solar not priority | 23 | 27 | 4 | 1 | 0 | 5 | 14.9% | 2.6% | 1.5% | 19%
H1 | springmount | 2030 | 50% | IE Solar not priority | 33 | 38 | 6 | 1 | 1 | 7 | 14.9% | 2.6% | 1.5% | 19%
H1 | thurles | 2030 | 50% | IE wind not priority | 1 | 4 | 1 | 0 | 0 | 1 | 24.6% | 3.4% | 4.8% | 32.7%
H1 | thurles | 2030 | 50% | IE wind priority | 35 | 110 | 0 | 7 | 0 | 7 | 0% | 6.3% | 0% | 6.3%
H1 | timoney | 2030 | 50% | IE Solar not priority | 164 | 192 | 29 | 5 | 3 | 37 | 14.9% | 2.6% | 1.5% | 19%
H1 | tipperary | 2030 | 50% | IE Solar not priority | 15 | 17 | 3 | 0 | 0 | 3 | 14.9% | 2.6% | 1.5% | 19%
H1 | ahane | 2030 | ECP | IE Solar not priority | 4 | 5 | 1 | 0 | 0 | 1 | 24.9% | 3.5% | 2.2% | 30.6%
H1 | ballydine | 2030 | ECP | IE Solar not priority | 18 | 21 | 5 | 1 | 0 | 6 | 24.9% | 3.5% | 2.2% | 30.6%
H1 | barrymore | 2030 | ECP | IE Solar not priority | 20 | 24 | 6 | 1 | 1 | 7 | 24.9% | 3.5% | 2.2% | 30.6%
H1 | barrymore | 2030 | ECP | IE wind not priority | 106 | 332 | 104 | 10 | 15 | 130 | 31.4% | 3% | 4.6% | 39%
H1 | barrymore | 2030 | ECP | IE wind priority | 32 | 102 | 0 | 7 | 0 | 7 | 0% | 6.4% | 0% | 6.4%
H1 | borrisbeg | 2030 | ECP | IE wind not priority | 54 | 170 | 53 | 5 | 8 | 66 | 31.4% | 3% | 4.6% | 39%
H1 | cahir | 2030 | ECP | IE Solar not priority | 36 | 43 | 11 | 1 | 1 | 13 | 24.9% | 3.5% | 2.2% | 30.6%
H1 | cauteen | 2030 | ECP | IE Solar not priority | 251 | 294 | 73 | 10 | 6 | 90 | 24.9% | 3.5% | 2.2% | 30.6%
H1 | cauteen | 2030 | ECP | IE wind priority | 178 | 560 | 0 | 36 | 0 | 36 | 0% | 6.4% | 0% | 6.4%
H1 | curraghduff | 2030 | ECP | IE Solar not priority | 125 | 146 | 36 | 5 | 3 | 45 | 24.9% | 3.5% | 2.2% | 30.6%
H1 | doon | 2030 | ECP | IE Solar not priority | 17 | 20 | 5 | 1 | 0 | 6 | 24.9% | 3.5% | 2.2% | 30.6%
H1 | doon | 2030 | ECP | IE wind not priority | 34 | 106 | 33 | 3 | 5 | 41 | 31.4% | 3% | 4.6% | 39%
H1 | ikerrin | 2030 | ECP | IE wind priority | 36 | 113 | 0 | 7 | 0 | 7 | 0% | 6.4% | 0% | 6.4%
H1 | kill hill | 2030 | ECP | IE wind priority | 36 | 113 | 0 | 7 | 0 | 7 | 0% | 6.4% | 0% | 6.4%
H1 | killonan | 2030 | ECP | IE wind not priority | 84 | 264 | 83 | 8 | 12 | 103 | 31.4% | 3% | 4.6% | 39%
H1 | lisheen | 2030 | ECP | IE Solar not priority | 76 | 89 | 22 | 3 | 2 | 27 | 24.9% | 3.5% | 2.2% | 30.6%
H1 | lisheen | 2030 | ECP | IE wind not priority | 29 | 91 | 28 | 3 | 4 | 35 | 31.4% | 3% | 4.6% | 39%
H1 | lisheen | 2030 | ECP | IE wind priority | 99 | 310 | 0 | 20 | 0 | 20 | 0% | 6.4% | 0% | 6.4%
H1 | nenagh | 2030 | ECP | IE Solar not priority | 46 | 54 | 13 | 2 | 1 | 16 | 24.9% | 3.5% | 2.2% | 30.6%
H1 | springmount | 2030 | ECP | IE Solar not priority | 65 | 76 | 19 | 3 | 2 | 23 | 24.9% | 3.5% | 2.2% | 30.6%
H1 | thurles | 2030 | ECP | IE wind not priority | 2 | 7 | 2 | 0 | 0 | 3 | 31.4% | 3% | 4.6% | 39%
H1 | thurles | 2030 | ECP | IE wind priority | 35 | 110 | 0 | 7 | 0 | 7 | 0% | 6.4% | 0% | 6.4%
H1 | timoney | 2030 | ECP | IE Solar not priority | 172 | 201 | 50 | 7 | 4 | 61 | 24.9% | 3.5% | 2.2% | 30.6%
H1 | tipperary | 2030 | ECP | IE Solar not priority | 29 | 34 | 8 | 1 | 1 | 10 | 24.9% | 3.5% | 2.2% | 30.6%
H1 | ahane | 2030 | ECP + 3.1GW Offshore | IE Solar not priority | 4 | 5 | 1 | 0 | 0 | 2 | 30.8% | 3.5% | 1.7% | 36%
H1 | ballydine | 2030 | ECP + 3.1GW Offshore | IE Solar not priority | 18 | 21 | 6 | 1 | 0 | 8 | 30.8% | 3.5% | 1.7% | 36%
H1 | barrymore | 2030 | ECP + 3.1GW Offshore | IE Solar not priority | 20 | 24 | 7 | 1 | 0 | 9 | 30.8% | 3.5% | 1.7% | 36%
H1 | barrymore | 2030 | ECP + 3.1GW Offshore | IE wind not priority | 106 | 332 | 149 | 9 | 13 | 172 | 45% | 2.8% | 3.9% | 51.7%
H1 | barrymore | 2030 | ECP + 3.1GW Offshore | IE wind priority | 32 | 102 | 0 | 8 | 0 | 8 | 0% | 7.7% | 0% | 7.7%
H1 | borrisbeg | 2030 | ECP + 3.1GW Offshore | IE wind not priority | 54 | 170 | 76 | 5 | 7 | 88 | 45% | 2.8% | 3.9% | 51.7%
H1 | cahir | 2030 | ECP + 3.1GW Offshore | IE Solar not priority | 36 | 43 | 13 | 2 | 1 | 15 | 30.8% | 3.5% | 1.7% | 36%
H1 | cauteen | 2030 | ECP + 3.1GW Offshore | IE Solar not priority | 251 | 294 | 91 | 10 | 5 | 106 | 30.8% | 3.5% | 1.7% | 36%
H1 | cauteen | 2030 | ECP + 3.1GW Offshore | IE wind priority | 178 | 560 | 0 | 43 | 0 | 43 | 0% | 7.7% | 0% | 7.7%
H1 | curraghduff | 2030 | ECP + 3.1GW Offshore | IE Solar not priority | 125 | 146 | 45 | 5 | 2 | 53 | 30.8% | 3.5% | 1.7% | 36%
H1 | doon | 2030 | ECP + 3.1GW Offshore | IE Solar not priority | 17 | 20 | 6 | 1 | 0 | 7 | 30.8% | 3.5% | 1.7% | 36%
H1 | doon | 2030 | ECP + 3.1GW Offshore | IE wind not priority | 34 | 106 | 48 | 3 | 4 | 55 | 45% | 2.8% | 3.9% | 51.7%
H1 | ikerrin | 2030 | ECP + 3.1GW Offshore | IE wind priority | 36 | 113 | 0 | 9 | 0 | 9 | 0% | 7.7% | 0% | 7.7%
H1 | kill hill | 2030 | ECP + 3.1GW Offshore | IE wind priority | 36 | 113 | 0 | 9 | 0 | 9 | 0% | 7.7% | 0% | 7.7%
H1 | killonan | 2030 | ECP + 3.1GW Offshore | IE wind not priority | 84 | 264 | 119 | 7 | 10 | 137 | 45% | 2.8% | 3.9% | 51.7%
H1 | lisheen | 2030 | ECP + 3.1GW Offshore | IE Solar not priority | 76 | 89 | 27 | 3 | 2 | 32 | 30.8% | 3.5% | 1.7% | 36%
H1 | lisheen | 2030 | ECP + 3.1GW Offshore | IE wind not priority | 29 | 91 | 41 | 3 | 4 | 47 | 45% | 2.8% | 3.9% | 51.7%
H1 | lisheen | 2030 | ECP + 3.1GW Offshore | IE wind priority | 99 | 310 | 0 | 24 | 0 | 24 | 0% | 7.7% | 0% | 7.7%
H1 | nenagh | 2030 | ECP + 3.1GW Offshore | IE Solar not priority | 46 | 54 | 17 | 2 | 1 | 19 | 30.8% | 3.5% | 1.7% | 36%
H1 | springmount | 2030 | ECP + 3.1GW Offshore | IE Solar not priority | 65 | 76 | 23 | 3 | 1 | 27 | 30.8% | 3.5% | 1.7% | 36%
H1 | thurles | 2030 | ECP + 3.1GW Offshore | IE wind not priority | 2 | 7 | 3 | 0 | 0 | 4 | 45% | 2.8% | 3.9% | 51.7%
H1 | thurles | 2030 | ECP + 3.1GW Offshore | IE wind priority | 35 | 110 | 0 | 8 | 0 | 8 | 0% | 7.7% | 0% | 7.7%
H1 | timoney | 2030 | ECP + 3.1GW Offshore | IE Solar not priority | 172 | 201 | 62 | 7 | 3 | 72 | 30.8% | 3.5% | 1.7% | 36%
H1 | tipperary | 2030 | ECP + 3.1GW Offshore | IE Solar not priority | 29 | 34 | 10 | 1 | 1 | 12 | 30.8% | 3.5% | 1.7% | 36%
H1 | ahane | 2030 | ECP (without Battery) | IE Solar not priority | 4 | 5 | 2 | 0 | 0 | 2 | 33.4% | 4.5% | 2.6% | 40.4%
H1 | ballydine | 2030 | ECP (without Battery) | IE Solar not priority | 18 | 21 | 7 | 1 | 1 | 8 | 33.4% | 4.5% | 2.6% | 40.4%
H1 | barrymore | 2030 | ECP (without Battery) | IE Solar not priority | 20 | 24 | 8 | 1 | 1 | 10 | 33.4% | 4.5% | 2.6% | 40.4%
H1 | barrymore | 2030 | ECP (without Battery) | IE wind not priority | 106 | 332 | 122 | 13 | 25 | 161 | 36.8% | 4% | 7.6% | 48.4%
H1 | barrymore | 2030 | ECP (without Battery) | IE wind priority | 32 | 102 | 0 | 9 | 0 | 9 | 0% | 9% | 0% | 9%
H1 | borrisbeg | 2030 | ECP (without Battery) | IE wind not priority | 54 | 170 | 62 | 7 | 13 | 82 | 36.8% | 4% | 7.6% | 48.4%
H1 | cahir | 2030 | ECP (without Battery) | IE Solar not priority | 36 | 43 | 14 | 2 | 1 | 17 | 33.4% | 4.5% | 2.6% | 40.4%
H1 | cauteen | 2030 | ECP (without Battery) | IE Solar not priority | 251 | 294 | 98 | 13 | 8 | 119 | 33.4% | 4.5% | 2.6% | 40.4%
H1 | cauteen | 2030 | ECP (without Battery) | IE wind priority | 178 | 560 | 0 | 51 | 0 | 51 | 0% | 9% | 0% | 9%
H1 | curraghduff | 2030 | ECP (without Battery) | IE Solar not priority | 125 | 146 | 49 | 7 | 4 | 59 | 33.4% | 4.5% | 2.6% | 40.4%
H1 | doon | 2030 | ECP (without Battery) | IE Solar not priority | 17 | 20 | 7 | 1 | 1 | 8 | 33.4% | 4.5% | 2.6% | 40.4%
H1 | doon | 2030 | ECP (without Battery) | IE wind not priority | 34 | 106 | 39 | 4 | 8 | 51 | 36.8% | 4% | 7.6% | 48.4%
H1 | ikerrin | 2030 | ECP (without Battery) | IE wind priority | 36 | 113 | 0 | 10 | 0 | 10 | 0% | 9% | 0% | 9%
H1 | kill hill | 2030 | ECP (without Battery) | IE wind priority | 36 | 113 | 0 | 10 | 0 | 10 | 0% | 9% | 0% | 9%
H1 | killonan | 2030 | ECP (without Battery) | IE wind not priority | 84 | 264 | 97 | 11 | 20 | 128 | 36.8% | 4% | 7.6% | 48.4%
H1 | lisheen | 2030 | ECP (without Battery) | IE Solar not priority | 76 | 89 | 30 | 4 | 2 | 36 | 33.4% | 4.5% | 2.6% | 40.4%
H1 | lisheen | 2030 | ECP (without Battery) | IE wind not priority | 29 | 91 | 33 | 4 | 7 | 44 | 36.8% | 4% | 7.6% | 48.4%
H1 | lisheen | 2030 | ECP (without Battery) | IE wind priority | 99 | 310 | 0 | 28 | 0 | 28 | 0% | 9% | 0% | 9%
H1 | nenagh | 2030 | ECP (without Battery) | IE Solar not priority | 46 | 54 | 18 | 2 | 1 | 22 | 33.4% | 4.5% | 2.6% | 40.4%
H1 | springmount | 2030 | ECP (without Battery) | IE Solar not priority | 65 | 76 | 25 | 3 | 2 | 31 | 33.4% | 4.5% | 2.6% | 40.4%
H1 | thurles | 2030 | ECP (without Battery) | IE wind not priority | 2 | 7 | 3 | 0 | 1 | 4 | 36.8% | 4% | 7.6% | 48.4%
H1 | thurles | 2030 | ECP (without Battery) | IE wind priority | 35 | 110 | 0 | 10 | 0 | 10 | 0% | 9% | 0% | 9%
H1 | timoney | 2030 | ECP (without Battery) | IE Solar not priority | 172 | 201 | 67 | 9 | 5 | 81 | 33.4% | 4.5% | 2.6% | 40.4%
H1 | tipperary | 2030 | ECP (without Battery) | IE Solar not priority | 29 | 34 | 11 | 2 | 1 | 14 | 33.4% | 4.5% | 2.6% | 40.4%
H1 | ahane | 2035 | ECP + 5GW Offshore | IE Solar not priority | 4 | 5 | 1 | 0 | 0 | 2 | 22.8% | 2.2% | 7.1% | 32.1%
H1 | ballydine | 2035 | ECP + 5GW Offshore | IE Solar not priority | 18 | 21 | 5 | 0 | 1 | 7 | 22.8% | 2.2% | 7.1% | 32.1%
H1 | barrymore | 2035 | ECP + 5GW Offshore | IE Solar not priority | 20 | 24 | 5 | 1 | 2 | 8 | 22.8% | 2.2% | 7.1% | 32.1%
H1 | barrymore | 2035 | ECP + 5GW Offshore | IE wind not priority | 106 | 332 | 120 | 6 | 21 | 148 | 36% | 2% | 6.5% | 44.5%
H1 | barrymore | 2035 | ECP + 5GW Offshore | IE wind priority | 32 | 102 | 0 | 6 | 0 | 6 | 0% | 6.3% | 0% | 6.3%
H1 | borrisbeg | 2035 | ECP + 5GW Offshore | IE wind not priority | 54 | 170 | 61 | 3 | 11 | 75 | 36% | 2% | 6.5% | 44.5%
H1 | cahir | 2035 | ECP + 5GW Offshore | IE Solar not priority | 36 | 43 | 10 | 1 | 3 | 14 | 22.8% | 2.2% | 7.1% | 32.1%
H1 | cauteen | 2035 | ECP + 5GW Offshore | IE Solar not priority | 251 | 294 | 67 | 6 | 21 | 94 | 22.8% | 2.2% | 7.1% | 32.1%
H1 | cauteen | 2035 | ECP + 5GW Offshore | IE wind priority | 178 | 560 | 0 | 35 | 0 | 35 | 0% | 6.3% | 0% | 6.3%
H1 | curraghduff | 2035 | ECP + 5GW Offshore | IE Solar not priority | 125 | 146 | 33 | 3 | 10 | 47 | 22.8% | 2.2% | 7.1% | 32.1%
H1 | doon | 2035 | ECP + 5GW Offshore | IE Solar not priority | 17 | 20 | 5 | 0 | 1 | 6 | 22.8% | 2.2% | 7.1% | 32.1%
H1 | doon | 2035 | ECP + 5GW Offshore | IE wind not priority | 34 | 106 | 38 | 2 | 7 | 47 | 36% | 2% | 6.5% | 44.5%
H1 | ikerrin | 2035 | ECP + 5GW Offshore | IE wind priority | 36 | 113 | 0 | 7 | 0 | 7 | 0% | 6.3% | 0% | 6.3%
H1 | kill hill | 2035 | ECP + 5GW Offshore | IE wind priority | 36 | 113 | 0 | 7 | 0 | 7 | 0% | 6.3% | 0% | 6.3%
H1 | killonan | 2035 | ECP + 5GW Offshore | IE wind not priority | 84 | 264 | 95 | 5 | 17 | 117 | 36% | 2% | 6.5% | 44.5%
H1 | lisheen | 2035 | ECP + 5GW Offshore | IE Solar not priority | 76 | 89 | 20 | 2 | 6 | 29 | 22.8% | 2.2% | 7.1% | 32.1%
H1 | lisheen | 2035 | ECP + 5GW Offshore | IE wind not priority | 29 | 91 | 33 | 2 | 6 | 40 | 36% | 2% | 6.5% | 44.5%
H1 | lisheen | 2035 | ECP + 5GW Offshore | IE wind priority | 99 | 310 | 0 | 19 | 0 | 19 | 0% | 6.3% | 0% | 6.3%
H1 | nenagh | 2035 | ECP + 5GW Offshore | IE Solar not priority | 46 | 54 | 12 | 1 | 4 | 17 | 22.8% | 2.2% | 7.1% | 32.1%
H1 | springmount | 2035 | ECP + 5GW Offshore | IE Solar not priority | 65 | 76 | 17 | 2 | 5 | 24 | 22.8% | 2.2% | 7.1% | 32.1%
H1 | thurles | 2035 | ECP + 5GW Offshore | IE wind not priority | 2 | 7 | 3 | 0 | 0 | 3 | 36% | 2% | 6.5% | 44.5%
H1 | thurles | 2035 | ECP + 5GW Offshore | IE wind priority | 35 | 110 | 0 | 7 | 0 | 7 | 0% | 6.3% | 0% | 6.3%
H1 | timoney | 2035 | ECP + 5GW Offshore | IE Solar not priority | 172 | 201 | 46 | 4 | 14 | 64 | 22.8% | 2.2% | 7.1% | 32.1%
H1 | tipperary | 2035 | ECP + 5GW Offshore | IE Solar not priority | 29 | 34 | 8 | 1 | 2 | 11 | 22.8% | 2.2% | 7.1% | 32.1%
H1 | ahane | 2035 | ECP + 5GW Offshore (without France 2, LirIC, MaRES) | IE Solar not priority | 4 | 5 | 1 | 0 | 0 | 2 | 29% | 2.8% | 4% | 35.7%
H1 | ballydine | 2035 | ECP + 5GW Offshore (without France 2, LirIC, MaRES) | IE Solar not priority | 18 | 21 | 6 | 1 | 1 | 7 | 29% | 2.8% | 4% | 35.7%
H1 | barrymore | 2035 | ECP + 5GW Offshore (without France 2, LirIC, MaRES) | IE Solar not priority | 20 | 24 | 7 | 1 | 1 | 9 | 29% | 2.8% | 4% | 35.7%
H1 | barrymore | 2035 | ECP + 5GW Offshore (without France 2, LirIC, MaRES) | IE wind not priority | 106 | 332 | 137 | 7 | 14 | 159 | 41.4% | 2.1% | 4.3% | 47.8%
H1 | barrymore | 2035 | ECP + 5GW Offshore (without France 2, LirIC, MaRES) | IE wind priority | 32 | 102 | 0 | 6 | 0 | 6 | 0% | 5.9% | 0% | 5.9%
H1 | borrisbeg | 2035 | ECP + 5GW Offshore (without France 2, LirIC, MaRES) | IE wind not priority | 54 | 170 | 70 | 4 | 7 | 81 | 41.4% | 2.1% | 4.3% | 47.8%
H1 | cahir | 2035 | ECP + 5GW Offshore (without France 2, LirIC, MaRES) | IE Solar not priority | 36 | 43 | 12 | 1 | 2 | 15 | 29% | 2.8% | 4% | 35.7%
H1 | cauteen | 2035 | ECP + 5GW Offshore (without France 2, LirIC, MaRES) | IE Solar not priority | 251 | 294 | 85 | 8 | 12 | 105 | 29% | 2.8% | 4% | 35.7%
H1 | cauteen | 2035 | ECP + 5GW Offshore (without France 2, LirIC, MaRES) | IE wind priority | 178 | 560 | 0 | 33 | 0 | 33 | 0% | 5.9% | 0% | 5.9%
H1 | curraghduff | 2035 | ECP + 5GW Offshore (without France 2, LirIC, MaRES) | IE Solar not priority | 125 | 146 | 42 | 4 | 6 | 52 | 29% | 2.8% | 4% | 35.7%
H1 | doon | 2035 | ECP + 5GW Offshore (without France 2, LirIC, MaRES) | IE Solar not priority | 17 | 20 | 6 | 1 | 1 | 7 | 29% | 2.8% | 4% | 35.7%
H1 | doon | 2035 | ECP + 5GW Offshore (without France 2, LirIC, MaRES) | IE wind not priority | 34 | 106 | 44 | 2 | 5 | 51 | 41.4% | 2.1% | 4.3% | 47.8%
H1 | ikerrin | 2035 | ECP + 5GW Offshore (without France 2, LirIC, MaRES) | IE wind priority | 36 | 113 | 0 | 7 | 0 | 7 | 0% | 5.9% | 0% | 5.9%
H1 | kill hill | 2035 | ECP + 5GW Offshore (without France 2, LirIC, MaRES) | IE wind priority | 36 | 113 | 0 | 7 | 0 | 7 | 0% | 5.9% | 0% | 5.9%
H1 | killonan | 2035 | ECP + 5GW Offshore (without France 2, LirIC, MaRES) | IE wind not priority | 84 | 264 | 109 | 6 | 11 | 126 | 41.4% | 2.1% | 4.3% | 47.8%
H1 | lisheen | 2035 | ECP + 5GW Offshore (without France 2, LirIC, MaRES) | IE Solar not priority | 76 | 89 | 26 | 2 | 4 | 32 | 29% | 2.8% | 4% | 35.7%
H1 | lisheen | 2035 | ECP + 5GW Offshore (without France 2, LirIC, MaRES) | IE wind not priority | 29 | 91 | 37 | 2 | 4 | 43 | 41.4% | 2.1% | 4.3% | 47.8%
H1 | lisheen | 2035 | ECP + 5GW Offshore (without France 2, LirIC, MaRES) | IE wind priority | 99 | 310 | 0 | 18 | 0 | 18 | 0% | 5.9% | 0% | 5.9%
H1 | nenagh | 2035 | ECP + 5GW Offshore (without France 2, LirIC, MaRES) | IE Solar not priority | 46 | 54 | 16 | 1 | 2 | 19 | 29% | 2.8% | 4% | 35.7%
H1 | springmount | 2035 | ECP + 5GW Offshore (without France 2, LirIC, MaRES) | IE Solar not priority | 65 | 76 | 22 | 2 | 3 | 27 | 29% | 2.8% | 4% | 35.7%
H1 | thurles | 2035 | ECP + 5GW Offshore (without France 2, LirIC, MaRES) | IE wind not priority | 2 | 7 | 3 | 0 | 0 | 4 | 41.4% | 2.1% | 4.3% | 47.8%
H1 | thurles | 2035 | ECP + 5GW Offshore (without France 2, LirIC, MaRES) | IE wind priority | 35 | 110 | 0 | 7 | 0 | 7 | 0% | 5.9% | 0% | 5.9%
H1 | timoney | 2035 | ECP + 5GW Offshore (without France 2, LirIC, MaRES) | IE Solar not priority | 172 | 201 | 58 | 6 | 8 | 72 | 29% | 2.8% | 4% | 35.7%
H1 | tipperary | 2035 | ECP + 5GW Offshore (without France 2, LirIC, MaRES) | IE Solar not priority | 29 | 34 | 10 | 1 | 1 | 12 | 29% | 2.8% | 4% | 35.7%
H1 | ahane | 2035 | ECP + 5GW Offshore (with ECP 2.4 IC methodology) | IE Solar not priority | 4 | 5 | 1 | 0 | 0 | 1 | 17.9% | 2% | 5.6% | 25.5%
H1 | ballydine | 2035 | ECP + 5GW Offshore (with ECP 2.4 IC methodology) | IE Solar not priority | 18 | 21 | 4 | 0 | 1 | 5 | 17.9% | 2% | 5.6% | 25.5%
H1 | barrymore | 2035 | ECP + 5GW Offshore (with ECP 2.4 IC methodology) | IE Solar not priority | 20 | 24 | 4 | 0 | 1 | 6 | 17.9% | 2% | 5.6% | 25.5%
H1 | barrymore | 2035 | ECP + 5GW Offshore (with ECP 2.4 IC methodology) | IE wind not priority | 106 | 332 | 76 | 6 | 25 | 107 | 22.8% | 2% | 7.4% | 32.1%
H1 | barrymore | 2035 | ECP + 5GW Offshore (with ECP 2.4 IC methodology) | IE wind priority | 32 | 102 | 0 | 3 | 0 | 3 | 0% | 3.1% | 0% | 3.1%
H1 | borrisbeg | 2035 | ECP + 5GW Offshore (with ECP 2.4 IC methodology) | IE wind not priority | 54 | 170 | 39 | 3 | 13 | 54 | 22.8% | 2% | 7.4% | 32.1%
H1 | cahir | 2035 | ECP + 5GW Offshore (with ECP 2.4 IC methodology) | IE Solar not priority | 36 | 43 | 8 | 1 | 2 | 11 | 17.9% | 2% | 5.6% | 25.5%
H1 | cauteen | 2035 | ECP + 5GW Offshore (with ECP 2.4 IC methodology) | IE Solar not priority | 251 | 294 | 53 | 6 | 16 | 75 | 17.9% | 2% | 5.6% | 25.5%
H1 | cauteen | 2035 | ECP + 5GW Offshore (with ECP 2.4 IC methodology) | IE wind priority | 178 | 560 | 0 | 18 | 0 | 18 | 0% | 3.1% | 0% | 3.1%
H1 | curraghduff | 2035 | ECP + 5GW Offshore (with ECP 2.4 IC methodology) | IE Solar not priority | 125 | 146 | 26 | 3 | 8 | 37 | 17.9% | 2% | 5.6% | 25.5%
H1 | doon | 2035 | ECP + 5GW Offshore (with ECP 2.4 IC methodology) | IE Solar not priority | 17 | 20 | 4 | 0 | 1 | 5 | 17.9% | 2% | 5.6% | 25.5%
H1 | doon | 2035 | ECP + 5GW Offshore (with ECP 2.4 IC methodology) | IE wind not priority | 34 | 106 | 24 | 2 | 8 | 34 | 22.8% | 2% | 7.4% | 32.1%
H1 | ikerrin | 2035 | ECP + 5GW Offshore (with ECP 2.4 IC methodology) | IE wind priority | 36 | 113 | 0 | 4 | 0 | 4 | 0% | 3.1% | 0% | 3.1%
H1 | kill hill | 2035 | ECP + 5GW Offshore (with ECP 2.4 IC methodology) | IE wind priority | 36 | 113 | 0 | 4 | 0 | 4 | 0% | 3.1% | 0% | 3.1%
H1 | killonan | 2035 | ECP + 5GW Offshore (with ECP 2.4 IC methodology) | IE wind not priority | 84 | 264 | 60 | 5 | 19 | 85 | 22.8% | 2% | 7.4% | 32.1%
H1 | lisheen | 2035 | ECP + 5GW Offshore (with ECP 2.4 IC methodology) | IE Solar not priority | 76 | 89 | 16 | 2 | 5 | 23 | 17.9% | 2% | 5.6% | 25.5%
H1 | lisheen | 2035 | ECP + 5GW Offshore (with ECP 2.4 IC methodology) | IE wind not priority | 29 | 91 | 21 | 2 | 7 | 29 | 22.8% | 2% | 7.4% | 32.1%
H1 | lisheen | 2035 | ECP + 5GW Offshore (with ECP 2.4 IC methodology) | IE wind priority | 99 | 310 | 0 | 10 | 0 | 10 | 0% | 3.1% | 0% | 3.1%
H1 | nenagh | 2035 | ECP + 5GW Offshore (with ECP 2.4 IC methodology) | IE Solar not priority | 46 | 54 | 10 | 1 | 3 | 14 | 17.9% | 2% | 5.6% | 25.5%
H1 | springmount | 2035 | ECP + 5GW Offshore (with ECP 2.4 IC methodology) | IE Solar not priority | 65 | 76 | 14 | 2 | 4 | 19 | 17.9% | 2% | 5.6% | 25.5%
H1 | thurles | 2035 | ECP + 5GW Offshore (with ECP 2.4 IC methodology) | IE wind not priority | 2 | 7 | 2 | 0 | 1 | 2 | 22.8% | 2% | 7.4% | 32.1%
H1 | thurles | 2035 | ECP + 5GW Offshore (with ECP 2.4 IC methodology) | IE wind priority | 35 | 110 | 0 | 3 | 0 | 3 | 0% | 3.1% | 0% | 3.1%
H1 | timoney | 2035 | ECP + 5GW Offshore (with ECP 2.4 IC methodology) | IE Solar not priority | 172 | 201 | 36 | 4 | 11 | 51 | 17.9% | 2% | 5.6% | 25.5%
H1 | tipperary | 2035 | ECP + 5GW Offshore (with ECP 2.4 IC methodology) | IE Solar not priority | 29 | 34 | 6 | 1 | 2 | 9 | 17.9% | 2% | 5.6% | 25.5%
H1 | ahane | 2028 | ECP (Pro-rata) | IE Solar not priority | 4 | 5 | 1 | 0 | 0 | 2 | 23% | 6.1% | 9.6% | 38.7%
H1 | ballydine | 2028 | ECP (Pro-rata) | IE Solar not priority | 18 | 21 | 5 | 1 | 2 | 8 | 23% | 6.1% | 9.6% | 38.7%
H1 | barrymore | 2028 | ECP (Pro-rata) | IE Solar not priority | 20 | 24 | 6 | 1 | 2 | 9 | 23% | 6.1% | 9.6% | 38.7%
H1 | barrymore | 2028 | ECP (Pro-rata) | IE wind not priority | 106 | 334 | 98 | 16 | 37 | 151 | 29.3% | 4.9% | 11.1% | 45.3%
H1 | barrymore | 2028 | ECP (Pro-rata) | IE wind priority | 32 | 103 | 0 | 11 | 11 | 22 | 0% | 10.4% | 11.1% | 21.6%
H1 | borrisbeg | 2028 | ECP (Pro-rata) | IE wind not priority | 54 | 171 | 50 | 8 | 19 | 77 | 29.3% | 4.9% | 11.1% | 45.3%
H1 | cahir | 2028 | ECP (Pro-rata) | IE Solar not priority | 36 | 43 | 10 | 3 | 4 | 16 | 23% | 6.1% | 9.6% | 38.7%
H1 | cauteen | 2028 | ECP (Pro-rata) | IE Solar not priority | 251 | 294 | 68 | 18 | 28 | 114 | 23% | 6.1% | 9.6% | 38.7%
H1 | cauteen | 2028 | ECP (Pro-rata) | IE wind priority | 178 | 563 | 0 | 59 | 63 | 122 | 0% | 10.4% | 11.1% | 21.6%
H1 | curraghduff | 2028 | ECP (Pro-rata) | IE Solar not priority | 125 | 147 | 34 | 9 | 14 | 57 | 23% | 6.1% | 9.6% | 38.7%
H1 | doon | 2028 | ECP (Pro-rata) | IE Solar not priority | 17 | 20 | 5 | 1 | 2 | 8 | 23% | 6.1% | 9.6% | 38.7%
H1 | doon | 2028 | ECP (Pro-rata) | IE wind not priority | 34 | 106 | 31 | 5 | 12 | 48 | 29.3% | 4.9% | 11.1% | 45.3%
H1 | ikerrin | 2028 | ECP (Pro-rata) | IE wind priority | 36 | 114 | 0 | 12 | 13 | 25 | 0% | 10.4% | 11.1% | 21.6%
H1 | kill hill | 2028 | ECP (Pro-rata) | IE wind priority | 36 | 114 | 0 | 12 | 13 | 25 | 0% | 10.4% | 11.1% | 21.6%
H1 | killonan | 2028 | ECP (Pro-rata) | IE wind not priority | 84 | 266 | 78 | 13 | 30 | 120 | 29.3% | 4.9% | 11.1% | 45.3%
H1 | lisheen | 2028 | ECP (Pro-rata) | IE Solar not priority | 76 | 89 | 21 | 5 | 9 | 35 | 23% | 6.1% | 9.6% | 38.7%
H1 | lisheen | 2028 | ECP (Pro-rata) | IE wind not priority | 29 | 91 | 27 | 4 | 10 | 41 | 29.3% | 4.9% | 11.1% | 45.3%
H1 | lisheen | 2028 | ECP (Pro-rata) | IE wind priority | 99 | 312 | 0 | 33 | 35 | 67 | 0% | 10.4% | 11.1% | 21.6%
H1 | nenagh | 2028 | ECP (Pro-rata) | IE Solar not priority | 46 | 54 | 12 | 3 | 5 | 21 | 23% | 6.1% | 9.6% | 38.7%
H1 | springmount | 2028 | ECP (Pro-rata) | IE Solar not priority | 65 | 76 | 18 | 5 | 7 | 30 | 23% | 6.1% | 9.6% | 38.7%
H1 | thurles | 2028 | ECP (Pro-rata) | IE wind not priority | 2 | 7 | 2 | 0 | 1 | 3 | 29.3% | 4.9% | 11.1% | 45.3%
H1 | thurles | 2028 | ECP (Pro-rata) | IE wind priority | 35 | 110 | 0 | 12 | 12 | 24 | 0% | 10.4% | 11.1% | 21.6%
H1 | timoney | 2028 | ECP (Pro-rata) | IE Solar not priority | 172 | 201 | 46 | 12 | 19 | 78 | 23% | 6.1% | 9.6% | 38.7%
H1 | tipperary | 2028 | ECP (Pro-rata) | IE Solar not priority | 29 | 34 | 8 | 2 | 3 | 13 | 23% | 6.1% | 9.6% | 38.7%
H1 | ahane | 2030 | ECP (Pro-rata) | IE Solar not priority | 4 | 5 | 1 | 0 | 0 | 1 | 24.9% | 3.5% | 2.2% | 30.6%
H1 | ballydine | 2030 | ECP (Pro-rata) | IE Solar not priority | 18 | 21 | 5 | 1 | 0 | 6 | 24.9% | 3.5% | 2.2% | 30.6%
H1 | barrymore | 2030 | ECP (Pro-rata) | IE Solar not priority | 20 | 24 | 6 | 1 | 1 | 7 | 24.9% | 3.5% | 2.2% | 30.6%
H1 | barrymore | 2030 | ECP (Pro-rata) | IE wind not priority | 106 | 332 | 104 | 10 | 6 | 121 | 31.4% | 3% | 2% | 36.4%
H1 | barrymore | 2030 | ECP (Pro-rata) | IE wind priority | 32 | 102 | 0 | 7 | 2 | 9 | 0% | 6.4% | 2% | 8.4%
H1 | borrisbeg | 2030 | ECP (Pro-rata) | IE wind not priority | 54 | 170 | 53 | 5 | 3 | 62 | 31.4% | 3% | 2% | 36.4%
H1 | cahir | 2030 | ECP (Pro-rata) | IE Solar not priority | 36 | 43 | 11 | 1 | 1 | 13 | 24.9% | 3.5% | 2.2% | 30.6%
H1 | cauteen | 2030 | ECP (Pro-rata) | IE Solar not priority | 251 | 294 | 73 | 10 | 6 | 90 | 24.9% | 3.5% | 2.2% | 30.6%
H1 | cauteen | 2030 | ECP (Pro-rata) | IE wind priority | 178 | 560 | 0 | 36 | 11 | 47 | 0% | 6.4% | 2% | 8.4%
H1 | curraghduff | 2030 | ECP (Pro-rata) | IE Solar not priority | 125 | 146 | 36 | 5 | 3 | 45 | 24.9% | 3.5% | 2.2% | 30.6%
H1 | doon | 2030 | ECP (Pro-rata) | IE Solar not priority | 17 | 20 | 5 | 1 | 0 | 6 | 24.9% | 3.5% | 2.2% | 30.6%
H1 | doon | 2030 | ECP (Pro-rata) | IE wind not priority | 34 | 106 | 33 | 3 | 2 | 38 | 31.4% | 3% | 2% | 36.4%
H1 | ikerrin | 2030 | ECP (Pro-rata) | IE wind priority | 36 | 113 | 0 | 7 | 2 | 9 | 0% | 6.4% | 2% | 8.4%
H1 | kill hill | 2030 | ECP (Pro-rata) | IE wind priority | 36 | 113 | 0 | 7 | 2 | 9 | 0% | 6.4% | 2% | 8.4%
H1 | killonan | 2030 | ECP (Pro-rata) | IE wind not priority | 84 | 264 | 83 | 8 | 5 | 96 | 31.4% | 3% | 2% | 36.4%
H1 | lisheen | 2030 | ECP (Pro-rata) | IE Solar not priority | 76 | 89 | 22 | 3 | 2 | 27 | 24.9% | 3.5% | 2.2% | 30.6%
H1 | lisheen | 2030 | ECP (Pro-rata) | IE wind not priority | 29 | 91 | 28 | 3 | 2 | 33 | 31.4% | 3% | 2% | 36.4%
H1 | lisheen | 2030 | ECP (Pro-rata) | IE wind priority | 99 | 310 | 0 | 20 | 6 | 26 | 0% | 6.4% | 2% | 8.4%
H1 | nenagh | 2030 | ECP (Pro-rata) | IE Solar not priority | 46 | 54 | 13 | 2 | 1 | 16 | 24.9% | 3.5% | 2.2% | 30.6%
H1 | springmount | 2030 | ECP (Pro-rata) | IE Solar not priority | 65 | 76 | 19 | 3 | 2 | 23 | 24.9% | 3.5% | 2.2% | 30.6%
H1 | thurles | 2030 | ECP (Pro-rata) | IE wind not priority | 2 | 7 | 2 | 0 | 0 | 3 | 31.4% | 3% | 2% | 36.4%
H1 | thurles | 2030 | ECP (Pro-rata) | IE wind priority | 35 | 110 | 0 | 7 | 2 | 9 | 0% | 6.4% | 2% | 8.4%
H1 | timoney | 2030 | ECP (Pro-rata) | IE Solar not priority | 172 | 201 | 50 | 7 | 4 | 61 | 24.9% | 3.5% | 2.2% | 30.6%
H1 | tipperary | 2030 | ECP (Pro-rata) | IE Solar not priority | 29 | 34 | 8 | 1 | 1 | 10 | 24.9% | 3.5% | 2.2% | 30.6%
H1 | ahane | 2030 | ECP + 3.1GW Offshore (Pro-rata) | IE Solar not priority | 4 | 5 | 1 | 0 | 0 | 2 | 30.8% | 3.5% | 1.7% | 36%
H1 | ballydine | 2030 | ECP + 3.1GW Offshore (Pro-rata) | IE Solar not priority | 18 | 21 | 6 | 1 | 0 | 8 | 30.8% | 3.5% | 1.7% | 36%
H1 | barrymore | 2030 | ECP + 3.1GW Offshore (Pro-rata) | IE Solar not priority | 20 | 24 | 7 | 1 | 0 | 9 | 30.8% | 3.5% | 1.7% | 36%
H1 | barrymore | 2030 | ECP + 3.1GW Offshore (Pro-rata) | IE wind not priority | 106 | 332 | 149 | 9 | 6 | 164 | 45% | 2.8% | 1.7% | 49.5%
H1 | barrymore | 2030 | ECP + 3.1GW Offshore (Pro-rata) | IE wind priority | 32 | 102 | 0 | 8 | 2 | 9 | 0% | 7.7% | 1.7% | 9.3%
H1 | borrisbeg | 2030 | ECP + 3.1GW Offshore (Pro-rata) | IE wind not priority | 54 | 170 | 76 | 5 | 3 | 84 | 45% | 2.8% | 1.7% | 49.5%
H1 | cahir | 2030 | ECP + 3.1GW Offshore (Pro-rata) | IE Solar not priority | 36 | 43 | 13 | 2 | 1 | 15 | 30.8% | 3.5% | 1.7% | 36%
H1 | cauteen | 2030 | ECP + 3.1GW Offshore (Pro-rata) | IE Solar not priority | 251 | 294 | 91 | 10 | 5 | 106 | 30.8% | 3.5% | 1.7% | 36%
H1 | cauteen | 2030 | ECP + 3.1GW Offshore (Pro-rata) | IE wind priority | 178 | 560 | 0 | 43 | 9 | 52 | 0% | 7.7% | 1.7% | 9.3%
H1 | curraghduff | 2030 | ECP + 3.1GW Offshore (Pro-rata) | IE Solar not priority | 125 | 146 | 45 | 5 | 2 | 53 | 30.8% | 3.5% | 1.7% | 36%
H1 | doon | 2030 | ECP + 3.1GW Offshore (Pro-rata) | IE Solar not priority | 17 | 20 | 6 | 1 | 0 | 7 | 30.8% | 3.5% | 1.7% | 36%
H1 | doon | 2030 | ECP + 3.1GW Offshore (Pro-rata) | IE wind not priority | 34 | 106 | 48 | 3 | 2 | 52 | 45% | 2.8% | 1.7% | 49.5%
H1 | ikerrin | 2030 | ECP + 3.1GW Offshore (Pro-rata) | IE wind priority | 36 | 113 | 0 | 9 | 2 | 11 | 0% | 7.7% | 1.7% | 9.3%
H1 | kill hill | 2030 | ECP + 3.1GW Offshore (Pro-rata) | IE wind priority | 36 | 113 | 0 | 9 | 2 | 11 | 0% | 7.7% | 1.7% | 9.3%
H1 | killonan | 2030 | ECP + 3.1GW Offshore (Pro-rata) | IE wind not priority | 84 | 264 | 119 | 7 | 4 | 131 | 45% | 2.8% | 1.7% | 49.5%
H1 | lisheen | 2030 | ECP + 3.1GW Offshore (Pro-rata) | IE Solar not priority | 76 | 89 | 27 | 3 | 2 | 32 | 30.8% | 3.5% | 1.7% | 36%
H1 | lisheen | 2030 | ECP + 3.1GW Offshore (Pro-rata) | IE wind not priority | 29 | 91 | 41 | 3 | 2 | 45 | 45% | 2.8% | 1.7% | 49.5%
H1 | lisheen | 2030 | ECP + 3.1GW Offshore (Pro-rata) | IE wind priority | 99 | 310 | 0 | 24 | 5 | 29 | 0% | 7.7% | 1.7% | 9.3%
H1 | nenagh | 2030 | ECP + 3.1GW Offshore (Pro-rata) | IE Solar not priority | 46 | 54 | 17 | 2 | 1 | 19 | 30.8% | 3.5% | 1.7% | 36%
H1 | springmount | 2030 | ECP + 3.1GW Offshore (Pro-rata) | IE Solar not priority | 65 | 76 | 23 | 3 | 1 | 27 | 30.8% | 3.5% | 1.7% | 36%
H1 | thurles | 2030 | ECP + 3.1GW Offshore (Pro-rata) | IE wind not priority | 2 | 7 | 3 | 0 | 0 | 4 | 45% | 2.8% | 1.7% | 49.5%
H1 | thurles | 2030 | ECP + 3.1GW Offshore (Pro-rata) | IE wind priority | 35 | 110 | 0 | 8 | 2 | 10 | 0% | 7.7% | 1.7% | 9.3%
H1 | timoney | 2030 | ECP + 3.1GW Offshore (Pro-rata) | IE Solar not priority | 172 | 201 | 62 | 7 | 3 | 72 | 30.8% | 3.5% | 1.7% | 36%
H1 | tipperary | 2030 | ECP + 3.1GW Offshore (Pro-rata) | IE Solar not priority | 29 | 34 | 10 | 1 | 1 | 12 | 30.8% | 3.5% | 1.7% | 36%
H2 | arklow | 2028 | Initial | IE Solar not priority | 18 | 21 | 2 | 1 | 4 | 7 | 7.5% | 4.5% | 19.6% | 31.6%
H2 | arklow | 2028 | Initial | IE wind priority | 78 | 223 | 0 | 22 | 18 | 39 | 0% | 9.7% | 7.9% | 17.6%
H2 | ballybeg | 2028 | Initial | IE Solar not priority | 8 | 10 | 1 | 0 | 2 | 3 | 7.2% | 4.4% | 19.6% | 31.2%
H2 | ballyragget | 2028 | Initial | IE wind priority | 9 | 26 | 0 | 3 | 2 | 5 | 0% | 9.7% | 7.9% | 17.6%
H2 | ballywater | 2028 | Initial | IE wind priority | 42 | 120 | 0 | 12 | 9 | 21 | 0% | 9.7% | 7.9% | 17.6%
H2 | banoge | 2028 | Initial | IE Solar not priority | 8 | 9 | 1 | 0 | 2 | 3 | 7.5% | 4.5% | 19.6% | 31.6%
H2 | carlow | 2028 | Initial | IE wind priority | 30 | 87 | 0 | 8 | 7 | 15 | 0% | 9.7% | 7.9% | 17.6%
H2 | castledockrell | 2028 | Initial | IE wind priority | 41 | 118 | 0 | 11 | 9 | 21 | 0% | 9.7% | 7.9% | 17.6%
H2 | crane | 2028 | Initial | IE Solar not priority | 9 | 11 | 1 | 0 | 2 | 3 | 7.5% | 4.5% | 19.6% | 31.6%
H2 | crane | 2028 | Initial | IE wind priority | 3 | 7 | 0 | 1 | 1 | 1 | 0% | 9.7% | 7.9% | 17.6%
H2 | crory | 2028 | Initial | IE Solar not priority | 20 | 23 | 2 | 1 | 5 | 7 | 7.5% | 4.5% | 19.6% | 31.6%
H2 | crory | 2028 | Initial | IE wind priority | 44 | 125 | 0 | 12 | 10 | 22 | 0% | 9.7% | 7.9% | 17.6%
H2 | great island | 2028 | Initial | IE Solar not priority | 17 | 20 | 2 | 1 | 4 | 6 | 7.5% | 4.5% | 19.6% | 31.6%
H2 | kellis | 2028 | Initial | IE Solar not priority | 163 | 191 | 14 | 9 | 37 | 60 | 7.5% | 4.5% | 19.6% | 31.6%
H2 | kilkenny | 2028 | Initial | IE Solar not priority | 4 | 5 | 0 | 0 | 1 | 1 | 7.5% | 4.5% | 19.6% | 31.6%
H2 | rosspile | 2028 | Initial | IE Solar not priority | 95 | 111 | 8 | 5 | 22 | 35 | 7.5% | 4.5% | 19.6% | 31.6%
H2 | tullabeg | 2028 | Initial | IE Solar not priority | 50 | 59 | 4 | 3 | 11 | 19 | 7.5% | 4.5% | 19.6% | 31.6%
H2 | waterford | 2028 | Initial | IE Solar not priority | 4 | 5 | 0 | 0 | 1 | 1 | 7.5% | 4.5% | 19.6% | 31.6%
H2 | waterford | 2028 | Initial | IE wind priority | 14 | 41 | 0 | 4 | 3 | 7 | 0% | 9.7% | 7.9% | 17.6%
H2 | wexford | 2028 | Initial | IE Solar not priority | 13 | 15 | 1 | 1 | 3 | 5 | 7.5% | 4.5% | 19.6% | 31.6%
H2 | wexford | 2028 | Initial | IE wind priority | 27 | 77 | 0 | 7 | 6 | 14 | 0% | 9.7% | 7.9% | 17.6%
H2 | arklow | 2028 | 50% | IE Solar not priority | 75 | 88 | 11 | 4 | 3 | 18 | 12.9% | 4.2% | 3.5% | 20.6%
H2 | arklow | 2028 | 50% | IE wind not priority | 20 | 57 | 12 | 3 | 6 | 21 | 20.3% | 5.1% | 10.7% | 36.1%
H2 | arklow | 2028 | 50% | IE wind priority | 78 | 223 | 0 | 20 | 0 | 20 | 0% | 9.1% | 0% | 9.1%
H2 | ballybeg | 2028 | 50% | IE Solar not priority | 12 | 16 | 2 | 1 | 1 | 3 | 12.6% | 4.2% | 3.5% | 20.2%
H2 | ballyragget | 2028 | 50% | IE Solar not priority | 20 | 23 | 3 | 1 | 1 | 5 | 12.9% | 4.2% | 3.5% | 20.6%
H2 | ballyragget | 2028 | 50% | IE wind not priority | 23 | 64 | 13 | 3 | 7 | 23 | 20.3% | 5.1% | 10.7% | 36.1%
H2 | ballyragget | 2028 | 50% | IE wind priority | 9 | 26 | 0 | 2 | 0 | 2 | 0% | 9.1% | 0% | 9.1%
H2 | ballywater | 2028 | 50% | IE wind priority | 42 | 120 | 0 | 11 | 0 | 11 | 0% | 9.1% | 0% | 9.1%
H2 | banoge | 2028 | 50% | IE Solar not priority | 8 | 9 | 1 | 0 | 0 | 2 | 12.9% | 4.2% | 3.5% | 20.6%
H2 | carlow | 2028 | 50% | IE Solar not priority | 47 | 55 | 7 | 2 | 2 | 11 | 12.9% | 4.2% | 3.5% | 20.6%
H2 | carlow | 2028 | 50% | IE wind not priority | 11 | 30 | 6 | 2 | 3 | 11 | 20.3% | 5.1% | 10.7% | 36.1%
H2 | carlow | 2028 | 50% | IE wind priority | 30 | 87 | 0 | 8 | 0 | 8 | 0% | 9.1% | 0% | 9.1%
H2 | castledockrell | 2028 | 50% | IE wind priority | 41 | 118 | 0 | 11 | 0 | 11 | 0% | 9.1% | 0% | 9.1%
H2 | crane | 2028 | 50% | IE Solar not priority | 10 | 11 | 1 | 0 | 0 | 2 | 12.9% | 4.2% | 3.5% | 20.6%
H2 | crane | 2028 | 50% | IE wind priority | 3 | 7 | 0 | 1 | 0 | 1 | 0% | 9.1% | 0% | 9.1%
H2 | crory | 2028 | 50% | IE Solar not priority | 20 | 23 | 3 | 1 | 1 | 5 | 12.9% | 4.2% | 3.5% | 20.6%
H2 | crory | 2028 | 50% | IE wind priority | 44 | 125 | 0 | 11 | 0 | 11 | 0% | 9.1% | 0% | 9.1%
H2 | effernoge | 2028 | 50% | IE Solar not priority | 26 | 30 | 4 | 1 | 1 | 6 | 12.9% | 4.2% | 3.5% | 20.6%
H2 | garrintaggart | 2028 | 50% | IE wind not priority | 25 | 70 | 14 | 4 | 8 | 25 | 20.3% | 5.1% | 10.7% | 36.1%
H2 | great island | 2028 | 50% | IE Solar not priority | 17 | 20 | 3 | 1 | 1 | 4 | 12.9% | 4.2% | 3.5% | 20.6%
H2 | kellis | 2028 | 50% | IE Solar not priority | 226 | 264 | 34 | 11 | 9 | 54 | 12.9% | 4.2% | 3.5% | 20.6%
H2 | kellymount | 2028 | 50% | IE wind not priority | 25 | 72 | 15 | 4 | 8 | 26 | 20.3% | 5.1% | 10.7% | 36.1%
H2 | kilkenny | 2028 | 50% | IE Solar not priority | 76 | 89 | 11 | 4 | 3 | 18 | 12.9% | 4.2% | 3.5% | 20.6%
H2 | kilvinoge | 2028 | 50% | IE wind not priority | 69 | 197 | 40 | 10 | 21 | 71 | 20.3% | 5.1% | 10.7% | 36.1%
H2 | lodgewood | 2028 | 50% | IE Solar not priority | 55 | 64 | 8 | 3 | 2 | 13 | 12.9% | 4.2% | 3.5% | 20.6%
H2 | rosspile | 2028 | 50% | IE Solar not priority | 95 | 111 | 14 | 5 | 4 | 23 | 12.9% | 4.2% | 3.5% | 20.6%
H2 | tullabeg | 2028 | 50% | IE Solar not priority | 118 | 138 | 18 | 6 | 5 | 28 | 12.9% | 4.2% | 3.5% | 20.6%
H2 | waterford | 2028 | 50% | IE Solar not priority | 7 | 8 | 1 | 0 | 0 | 2 | 12.9% | 4.2% | 3.5% | 20.6%
H2 | waterford | 2028 | 50% | IE wind priority | 14 | 41 | 0 | 4 | 0 | 4 | 0% | 9.1% | 0% | 9.1%
H2 | wexford | 2028 | 50% | IE Solar not priority | 63 | 74 | 10 | 3 | 3 | 15 | 12.9% | 4.2% | 3.5% | 20.6%
H2 | wexford | 2028 | 50% | IE wind priority | 27 | 77 | 0 | 7 | 0 | 7 | 0% | 9.1% | 0% | 9.1%
H2 | arklow | 2028 | ECP | IE Solar not priority | 132 | 155 | 36 | 9 | 3 | 48 | 23% | 6.1% | 1.7% | 30.8%
H2 | arklow | 2028 | ECP | IE wind not priority | 40 | 114 | 30 | 6 | 5 | 40 | 26.4% | 4.9% | 4.1% | 35.4%
H2 | arklow | 2028 | ECP | IE wind priority | 78 | 223 | 0 | 22 | 0 | 22 | 0% | 9.9% | 0% | 9.9%
H2 | ballybeg | 2028 | ECP | IE Solar not priority | 17 | 21 | 5 | 1 | 0 | 6 | 22.7% | 6% | 1.7% | 30.4%
H2 | ballyragget | 2028 | ECP | IE Solar not priority | 40 | 47 | 11 | 3 | 1 | 14 | 23% | 6.1% | 1.7% | 30.8%
H2 | ballyragget | 2028 | ECP | IE wind not priority | 45 | 128 | 34 | 6 | 5 | 45 | 26.4% | 4.9% | 4.1% | 35.4%
H2 | ballyragget | 2028 | ECP | IE wind priority | 9 | 26 | 0 | 3 | 0 | 3 | 0% | 9.9% | 0% | 9.9%
H2 | ballywater | 2028 | ECP | IE wind priority | 42 | 120 | 0 | 12 | 0 | 12 | 0% | 9.9% | 0% | 9.9%
H2 | banoge | 2028 | ECP | IE Solar not priority | 8 | 9 | 2 | 1 | 0 | 3 | 23% | 6.1% | 1.7% | 30.8%
H2 | carlow | 2028 | ECP | IE Solar not priority | 93 | 109 | 25 | 7 | 2 | 34 | 23% | 6.1% | 1.7% | 30.8%
H2 | carlow | 2028 | ECP | IE wind not priority | 21 | 60 | 16 | 3 | 2 | 21 | 26.4% | 4.9% | 4.1% | 35.4%
H2 | carlow | 2028 | ECP | IE wind priority | 30 | 87 | 0 | 9 | 0 | 9 | 0% | 9.9% | 0% | 9.9%
H2 | castledockrell | 2028 | ECP | IE wind priority | 41 | 118 | 0 | 12 | 0 | 12 | 0% | 9.9% | 0% | 9.9%
H2 | crane | 2028 | ECP | IE Solar not priority | 10 | 12 | 3 | 1 | 0 | 4 | 23% | 6.1% | 1.7% | 30.8%
H2 | crane | 2028 | ECP | IE wind priority | 3 | 7 | 0 | 1 | 0 | 1 | 0% | 9.9% | 0% | 9.9%
H2 | crory | 2028 | ECP | IE Solar not priority | 20 | 23 | 5 | 1 | 0 | 7 | 23% | 6.1% | 1.7% | 30.8%
H2 | crory | 2028 | ECP | IE wind priority | 44 | 125 | 0 | 12 | 0 | 12 | 0% | 9.9% | 0% | 9.9%
H2 | effernoge | 2028 | ECP | IE Solar not priority | 51 | 60 | 14 | 4 | 1 | 18 | 23% | 6.1% | 1.7% | 30.8%
H2 | garrintaggart | 2028 | ECP | IE wind not priority | 50 | 141 | 37 | 7 | 6 | 50 | 26.4% | 4.9% | 4.1% | 35.4%
H2 | great island | 2028 | ECP | IE Solar not priority | 17 | 20 | 5 | 1 | 0 | 6 | 23% | 6.1% | 1.7% | 30.8%
H2 | kellis | 2028 | ECP | IE Solar not priority | 288 | 338 | 78 | 21 | 6 | 104 | 23% | 6.1% | 1.7% | 30.8%
H2 | kellymount | 2028 | ECP | IE wind not priority | 50 | 143 | 38 | 7 | 6 | 51 | 26.4% | 4.9% | 4.1% | 35.4%
H2 | kilkenny | 2028 | ECP | IE Solar not priority | 147 | 172 | 40 | 10 | 3 | 53 | 23% | 6.1% | 1.7% | 30.8%
H2 | kilvinoge | 2028 | ECP | IE wind not priority | 139 | 394 | 104 | 19 | 16 | 140 | 26.4% | 4.9% | 4.1% | 35.4%
H2 | lodgewood | 2028 | ECP | IE Solar not priority | 109 | 128 | 29 | 8 | 2 | 39 | 23% | 6.1% | 1.7% | 30.8%
H2 | rosspile | 2028 | ECP | IE Solar not priority | 95 | 111 | 26 | 7 | 2 | 34 | 23% | 6.1% | 1.7% | 30.8%
H2 | tullabeg | 2028 | ECP | IE Solar not priority | 185 | 217 | 50 | 13 | 4 | 67 | 23% | 6.1% | 1.7% | 30.8%
H2 | waterford | 2028 | ECP | IE Solar not priority | 10 | 12 | 3 | 1 | 0 | 4 | 23% | 6.1% | 1.7% | 30.8%
H2 | waterford | 2028 | ECP | IE wind priority | 14 | 41 | 0 | 4 | 0 | 4 | 0% | 9.9% | 0% | 9.9%
H2 | wexford | 2028 | ECP | IE Solar not priority | 114 | 134 | 31 | 8 | 2 | 41 | 23% | 6.1% | 1.7% | 30.8%
H2 | wexford | 2028 | ECP | IE wind priority | 27 | 77 | 0 | 8 | 0 | 8 | 0% | 9.9% | 0% | 9.9%
H2 | arklow | 2030 | Initial | IE Solar not priority | 18 | 21 | 2 | 1 | 2 | 5 | 8.4% | 2.5% | 11.1% | 21.9%
H2 | arklow | 2030 | Initial | IE wind priority | 78 | 222 | 0 | 14 | 0 | 14 | 0% | 6.5% | 0% | 6.5%
H2 | ballybeg | 2030 | Initial | IE Solar not priority | 8 | 10 | 1 | 0 | 1 | 2 | 8.1% | 2.5% | 11.1% | 21.6%
H2 | ballyragget | 2030 | Initial | IE wind priority | 9 | 26 | 0 | 2 | 0 | 2 | 0% | 6.5% | 0% | 6.5%
H2 | ballywater | 2030 | Initial | IE wind priority | 42 | 119 | 0 | 8 | 0 | 8 | 0% | 6.5% | 0% | 6.5%
H2 | banoge | 2030 | Initial | IE Solar not priority | 8 | 9 | 1 | 0 | 1 | 2 | 8.4% | 2.5% | 11.1% | 21.9%
H2 | carlow | 2030 | Initial | IE wind priority | 30 | 86 | 0 | 6 | 0 | 6 | 0% | 6.5% | 0% | 6.5%
H2 | castledockrell | 2030 | Initial | IE wind priority | 41 | 117 | 0 | 8 | 0 | 8 | 0% | 6.5% | 0% | 6.5%
H2 | crane | 2030 | Initial | IE Solar not priority | 9 | 11 | 1 | 0 | 1 | 2 | 8.4% | 2.5% | 11.1% | 21.9%
H2 | crane | 2030 | Initial | IE wind priority | 3 | 7 | 0 | 0 | 0 | 0 | 0% | 6.5% | 0% | 6.5%
H2 | crory | 2030 | Initial | IE Solar not priority | 20 | 23 | 2 | 1 | 3 | 5 | 8.4% | 2.5% | 11.1% | 21.9%
H2 | crory | 2030 | Initial | IE wind priority | 44 | 124 | 0 | 8 | 0 | 8 | 0% | 6.5% | 0% | 6.5%
H2 | great island | 2030 | Initial | IE Solar not priority | 17 | 20 | 2 | 0 | 2 | 4 | 8.4% | 2.5% | 11.1% | 21.9%
H2 | kellis | 2030 | Initial | IE Solar not priority | 163 | 191 | 16 | 5 | 21 | 42 | 8.4% | 2.5% | 11.1% | 21.9%
H2 | kilkenny | 2030 | Initial | IE Solar not priority | 4 | 5 | 0 | 0 | 1 | 1 | 8.4% | 2.5% | 11.1% | 21.9%
H2 | rosspile | 2030 | Initial | IE Solar not priority | 95 | 111 | 9 | 3 | 12 | 24 | 8.4% | 2.5% | 11.1% | 21.9%
H2 | tullabeg | 2030 | Initial | IE Solar not priority | 50 | 59 | 5 | 1 | 6 | 13 | 8.4% | 2.5% | 11.1% | 21.9%
H2 | waterford | 2030 | Initial | IE Solar not priority | 4 | 5 | 0 | 0 | 1 | 1 | 8.4% | 2.5% | 11.1% | 21.9%
H2 | waterford | 2030 | Initial | IE wind priority | 14 | 40 | 0 | 3 | 0 | 3 | 0% | 6.5% | 0% | 6.5%
H2 | wexford | 2030 | Initial | IE Solar not priority | 13 | 15 | 1 | 0 | 2 | 3 | 8.4% | 2.5% | 11.1% | 21.9%
H2 | wexford | 2030 | Initial | IE wind priority | 27 | 76 | 0 | 5 | 0 | 5 | 0% | 6.5% | 0% | 6.5%
H2 | arklow | 2030 | 50% | IE Solar not priority | 75 | 88 | 13 | 2 | 2 | 17 | 14.9% | 2.6% | 2.4% | 19.9%
H2 | arklow | 2030 | 50% | IE wind not priority | 20 | 57 | 12 | 2 | 3 | 17 | 21.8% | 3.3% | 5.8% | 30.9%
H2 | arklow | 2030 | 50% | IE wind priority | 78 | 222 | 0 | 13 | 0 | 13 | 0% | 5.9% | 0% | 5.9%
H2 | ballybeg | 2030 | 50% | IE Solar not priority | 12 | 16 | 2 | 0 | 0 | 3 | 14.7% | 2.6% | 2.4% | 19.6%
H2 | ballyragget | 2030 | 50% | IE Solar not priority | 20 | 23 | 3 | 1 | 1 | 5 | 14.9% | 2.6% | 2.4% | 19.9%
H2 | ballyragget | 2030 | 50% | IE wind not priority | 23 | 64 | 14 | 2 | 4 | 20 | 21.8% | 3.3% | 5.8% | 30.9%
H2 | ballyragget | 2030 | 50% | IE wind priority | 9 | 26 | 0 | 2 | 0 | 2 | 0% | 5.9% | 0% | 5.9%
H2 | ballywater | 2030 | 50% | IE wind priority | 42 | 119 | 0 | 7 | 0 | 7 | 0% | 5.9% | 0% | 5.9%
H2 | banoge | 2030 | 50% | IE Solar not priority | 8 | 9 | 1 | 0 | 0 | 2 | 14.9% | 2.6% | 2.4% | 19.9%
H2 | carlow | 2030 | 50% | IE Solar not priority | 47 | 55 | 8 | 1 | 1 | 11 | 14.9% | 2.6% | 2.4% | 19.9%
H2 | carlow | 2030 | 50% | IE wind not priority | 11 | 30 | 6 | 1 | 2 | 9 | 21.8% | 3.3% | 5.8% | 30.9%
H2 | carlow | 2030 | 50% | IE wind priority | 30 | 86 | 0 | 5 | 0 | 5 | 0% | 5.9% | 0% | 5.9%
H2 | castledockrell | 2030 | 50% | IE wind priority | 41 | 117 | 0 | 7 | 0 | 7 | 0% | 5.9% | 0% | 5.9%
H2 | crane | 2030 | 50% | IE Solar not priority | 10 | 11 | 2 | 0 | 0 | 2 | 14.9% | 2.6% | 2.4% | 19.9%
H2 | crane | 2030 | 50% | IE wind priority | 3 | 7 | 0 | 0 | 0 | 0 | 0% | 5.9% | 0% | 5.9%
H2 | crory | 2030 | 50% | IE Solar not priority | 20 | 23 | 3 | 1 | 1 | 5 | 14.9% | 2.6% | 2.4% | 19.9%
H2 | crory | 2030 | 50% | IE wind priority | 44 | 124 | 0 | 7 | 0 | 7 | 0% | 5.9% | 0% | 5.9%
H2 | effernoge | 2030 | 50% | IE Solar not priority | 26 | 30 | 4 | 1 | 1 | 6 | 14.9% | 2.6% | 2.4% | 19.9%
H2 | garrintaggart | 2030 | 50% | IE wind not priority | 25 | 70 | 15 | 2 | 4 | 22 | 21.8% | 3.3% | 5.8% | 30.9%
H2 | great island | 2030 | 50% | IE Solar not priority | 17 | 20 | 3 | 1 | 0 | 4 | 14.9% | 2.6% | 2.4% | 19.9%
H2 | kellis | 2030 | 50% | IE Solar not priority | 226 | 264 | 39 | 7 | 6 | 52 | 14.9% | 2.6% | 2.4% | 19.9%
H2 | kellymount | 2030 | 50% | IE wind not priority | 25 | 71 | 16 | 2 | 4 | 22 | 21.8% | 3.3% | 5.8% | 30.9%
H2 | kilkenny | 2030 | 50% | IE Solar not priority | 76 | 88 | 13 | 2 | 2 | 18 | 14.9% | 2.6% | 2.4% | 19.9%
H2 | kilvinoge | 2030 | 50% | IE wind not priority | 69 | 196 | 43 | 6 | 11 | 61 | 21.8% | 3.3% | 5.8% | 30.9%
H2 | lodgewood | 2030 | 50% | IE Solar not priority | 55 | 64 | 9 | 2 | 1 | 13 | 14.9% | 2.6% | 2.4% | 19.9%
H2 | rosspile | 2030 | 50% | IE Solar not priority | 95 | 111 | 17 | 3 | 3 | 22 | 14.9% | 2.6% | 2.4% | 19.9%
H2 | tullabeg | 2030 | 50% | IE Solar not priority | 118 | 138 | 20 | 4 | 3 | 27 | 14.9% | 2.6% | 2.4% | 19.9%
H2 | waterford | 2030 | 50% | IE Solar not priority | 7 | 8 | 1 | 0 | 0 | 2 | 14.9% | 2.6% | 2.4% | 19.9%
H2 | waterford | 2030 | 50% | IE wind priority | 14 | 40 | 0 | 2 | 0 | 2 | 0% | 5.9% | 0% | 5.9%
H2 | wexford | 2030 | 50% | IE Solar not priority | 63 | 74 | 11 | 2 | 2 | 15 | 14.9% | 2.6% | 2.4% | 19.9%
H2 | wexford | 2030 | 50% | IE wind priority | 27 | 76 | 0 | 4 | 0 | 4 | 0% | 5.9% | 0% | 5.9%
H2 | arklow | 2030 | ECP | IE Solar not priority | 132 | 155 | 38 | 5 | 2 | 46 | 24.9% | 3.5% | 1.4% | 29.8%
H2 | arklow | 2030 | ECP | IE wind not priority | 40 | 113 | 32 | 3 | 2 | 38 | 28.6% | 3.1% | 2.2% | 33.9%
H2 | arklow | 2030 | ECP | IE wind priority | 78 | 222 | 0 | 14 | 0 | 14 | 0% | 6.2% | 0% | 6.2%
H2 | ballybeg | 2030 | ECP | IE Solar not priority | 17 | 21 | 5 | 1 | 0 | 6 | 24.6% | 3.5% | 1.4% | 29.5%
H2 | ballyragget | 2030 | ECP | IE Solar not priority | 40 | 47 | 12 | 2 | 1 | 14 | 24.9% | 3.5% | 1.4% | 29.8%
H2 | ballyragget | 2030 | ECP | IE wind not priority | 45 | 127 | 36 | 4 | 3 | 43 | 28.6% | 3.1% | 2.2% | 33.9%
H2 | ballyragget | 2030 | ECP | IE wind priority | 9 | 26 | 0 | 2 | 0 | 2 | 0% | 6.2% | 0% | 6.2%
H2 | ballywater | 2030 | ECP | IE wind priority | 42 | 119 | 0 | 7 | 0 | 7 | 0% | 6.2% | 0% | 6.2%
H2 | banoge | 2030 | ECP | IE Solar not priority | 8 | 9 | 2 | 0 | 0 | 3 | 24.9% | 3.5% | 1.4% | 29.8%
H2 | carlow | 2030 | ECP | IE Solar not priority | 93 | 109 | 27 | 4 | 1 | 33 | 24.9% | 3.5% | 1.4% | 29.8%
H2 | carlow | 2030 | ECP | IE wind not priority | 21 | 59 | 17 | 2 | 1 | 20 | 28.6% | 3.1% | 2.2% | 33.9%
H2 | carlow | 2030 | ECP | IE wind priority | 30 | 86 | 0 | 5 | 0 | 5 | 0% | 6.2% | 0% | 6.2%
H2 | castledockrell | 2030 | ECP | IE wind priority | 41 | 117 | 0 | 7 | 0 | 7 | 0% | 6.2% | 0% | 6.2%
H2 | crane | 2030 | ECP | IE Solar not priority | 10 | 12 | 3 | 0 | 0 | 4 | 24.9% | 3.5% | 1.4% | 29.8%
H2 | crane | 2030 | ECP | IE wind priority | 3 | 7 | 0 | 0 | 0 | 0 | 0% | 6.2% | 0% | 6.2%
H2 | crory | 2030 | ECP | IE Solar not priority | 20 | 23 | 6 | 1 | 0 | 7 | 24.9% | 3.5% | 1.4% | 29.8%
H2 | crory | 2030 | ECP | IE wind priority | 44 | 124 | 0 | 8 | 0 | 8 | 0% | 6.2% | 0% | 6.2%
H2 | effernoge | 2030 | ECP | IE Solar not priority | 51 | 60 | 15 | 2 | 1 | 18 | 24.9% | 3.5% | 1.4% | 29.8%
H2 | garrintaggart | 2030 | ECP | IE wind not priority | 50 | 140 | 40 | 4 | 3 | 47 | 28.6% | 3.1% | 2.2% | 33.9%
H2 | great island | 2030 | ECP | IE Solar not priority | 17 | 20 | 5 | 1 | 0 | 6 | 24.9% | 3.5% | 1.4% | 29.8%
H2 | kellis | 2030 | ECP | IE Solar not priority | 288 | 337 | 84 | 12 | 5 | 100 | 24.9% | 3.5% | 1.4% | 29.8%
H2 | kellymount | 2030 | ECP | IE wind not priority | 50 | 143 | 41 | 4 | 3 | 48 | 28.6% | 3.1% | 2.2% | 33.9%
H2 | kilkenny | 2030 | ECP | IE Solar not priority | 147 | 172 | 43 | 6 | 2 | 51 | 24.9% | 3.5% | 1.4% | 29.8%
H2 | kilvinoge | 2030 | ECP | IE wind not priority | 139 | 392 | 112 | 12 | 9 | 133 | 28.6% | 3.1% | 2.2% | 33.9%
H2 | lodgewood | 2030 | ECP | IE Solar not priority | 109 | 128 | 32 | 4 | 2 | 38 | 24.9% | 3.5% | 1.4% | 29.8%
H2 | rosspile | 2030 | ECP | IE Solar not priority | 95 | 111 | 28 | 4 | 2 | 33 | 24.9% | 3.5% | 1.4% | 29.8%
H2 | tullabeg | 2030 | ECP | IE Solar not priority | 185 | 217 | 54 | 8 | 3 | 64 | 24.9% | 3.5% | 1.4% | 29.8%
H2 | waterford | 2030 | ECP | IE Solar not priority | 10 | 12 | 3 | 0 | 0 | 3 | 24.9% | 3.5% | 1.4% | 29.8%
H2 | waterford | 2030 | ECP | IE wind priority | 14 | 40 | 0 | 2 | 0 | 2 | 0% | 6.2% | 0% | 6.2%
H2 | wexford | 2030 | ECP | IE Solar not priority | 114 | 134 | 33 | 5 | 2 | 40 | 24.9% | 3.5% | 1.4% | 29.8%
H2 | wexford | 2030 | ECP | IE wind priority | 27 | 76 | 0 | 5 | 0 | 5 | 0% | 6.2% | 0% | 6.2%
H2 | arklow | 2030 | ECP + 3.1GW Offshore | IE Solar not priority | 132 | 155 | 48 | 5 | 1 | 54 | 30.8% | 3.5% | 0.8% | 35.1%
H2 | arklow | 2030 | ECP + 3.1GW Offshore | IE wind not priority | 40 | 113 | 48 | 3 | 2 | 54 | 42.7% | 2.9% | 2% | 47.5%
H2 | arklow | 2030 | ECP + 3.1GW Offshore | IE wind priority | 78 | 222 | 0 | 17 | 0 | 17 | 0% | 7.5% | 0% | 7.5%
H2 | ballybeg | 2030 | ECP + 3.1GW Offshore | IE Solar not priority | 17 | 21 | 6 | 1 | 0 | 7 | 30.5% | 3.6% | 0.8% | 34.8%
H2 | ballyragget | 2030 | ECP + 3.1GW Offshore | IE Solar not priority | 40 | 47 | 14 | 2 | 0 | 16 | 30.8% | 3.5% | 0.8% | 35.1%
H2 | ballyragget | 2030 | ECP + 3.1GW Offshore | IE wind not priority | 45 | 127 | 54 | 4 | 3 | 61 | 42.7% | 2.9% | 2% | 47.5%
H2 | ballyragget | 2030 | ECP + 3.1GW Offshore | IE wind priority | 9 | 26 | 0 | 2 | 0 | 2 | 0% | 7.5% | 0% | 7.5%
H2 | ballywater | 2030 | ECP + 3.1GW Offshore | IE wind priority | 42 | 119 | 0 | 9 | 0 | 9 | 0% | 7.5% | 0% | 7.5%
H2 | banoge | 2030 | ECP + 3.1GW Offshore | IE Solar not priority | 8 | 9 | 3 | 0 | 0 | 3 | 30.8% | 3.5% | 0.8% | 35.1%
H2 | carlow | 2030 | ECP + 3.1GW Offshore | IE Solar not priority | 93 | 109 | 34 | 4 | 1 | 38 | 30.8% | 3.5% | 0.8% | 35.1%
H2 | carlow | 2030 | ECP + 3.1GW Offshore | IE wind not priority | 21 | 59 | 25 | 2 | 1 | 28 | 42.7% | 2.9% | 2% | 47.5%
H2 | carlow | 2030 | ECP + 3.1GW Offshore | IE wind priority | 30 | 86 | 0 | 6 | 0 | 6 | 0% | 7.5% | 0% | 7.5%
H2 | castledockrell | 2030 | ECP + 3.1GW Offshore | IE wind priority | 41 | 117 | 0 | 9 | 0 | 9 | 0% | 7.5% | 0% | 7.5%
H2 | crane | 2030 | ECP + 3.1GW Offshore | IE Solar not priority | 10 | 12 | 4 | 0 | 0 | 4 | 30.8% | 3.5% | 0.8% | 35.1%
H2 | crane | 2030 | ECP + 3.1GW Offshore | IE wind priority | 3 | 7 | 0 | 1 | 0 | 1 | 0% | 7.5% | 0% | 7.5%
H2 | crory | 2030 | ECP + 3.1GW Offshore | IE Solar not priority | 20 | 23 | 7 | 1 | 0 | 8 | 30.8% | 3.5% | 0.8% | 35.1%
H2 | crory | 2030 | ECP + 3.1GW Offshore | IE wind priority | 44 | 124 | 0 | 9 | 0 | 9 | 0% | 7.5% | 0% | 7.5%
H2 | effernoge | 2030 | ECP + 3.1GW Offshore | IE Solar not priority | 51 | 60 | 18 | 2 | 0 | 21 | 30.8% | 3.5% | 0.8% | 35.1%
H2 | garrintaggart | 2030 | ECP + 3.1GW Offshore | IE wind not priority | 50 | 140 | 60 | 4 | 3 | 67 | 42.7% | 2.9% | 2% | 47.5%
H2 | great island | 2030 | ECP + 3.1GW Offshore | IE Solar not priority | 17 | 20 | 6 | 1 | 0 | 7 | 30.8% | 3.5% | 0.8% | 35.1%
H2 | kellis | 2030 | ECP + 3.1GW Offshore | IE Solar not priority | 288 | 337 | 104 | 12 | 3 | 118 | 30.8% | 3.5% | 0.8% | 35.1%
H2 | kellymount | 2030 | ECP + 3.1GW Offshore | IE wind not priority | 50 | 143 | 61 | 4 | 3 | 68 | 42.7% | 2.9% | 2% | 47.5%
H2 | kilkenny | 2030 | ECP + 3.1GW Offshore | IE Solar not priority | 147 | 172 | 53 | 6 | 1 | 60 | 30.8% | 3.5% | 0.8% | 35.1%
H2 | kilvinoge | 2030 | ECP + 3.1GW Offshore | IE wind not priority | 139 | 392 | 167 | 11 | 8 | 186 | 42.7% | 2.9% | 2% | 47.5%
H2 | lodgewood | 2030 | ECP + 3.1GW Offshore | IE Solar not priority | 109 | 128 | 39 | 5 | 1 | 45 | 30.8% | 3.5% | 0.8% | 35.1%
H2 | rosspile | 2030 | ECP + 3.1GW Offshore | IE Solar not priority | 95 | 111 | 34 | 4 | 1 | 39 | 30.8% | 3.5% | 0.8% | 35.1%
H2 | tullabeg | 2030 | ECP + 3.1GW Offshore | IE Solar not priority | 185 | 217 | 67 | 8 | 2 | 76 | 30.8% | 3.5% | 0.8% | 35.1%
H2 | waterford | 2030 | ECP + 3.1GW Offshore | IE Solar not priority | 10 | 12 | 4 | 0 | 0 | 4 | 30.8% | 3.5% | 0.8% | 35.1%
H2 | waterford | 2030 | ECP + 3.1GW Offshore | IE wind priority | 14 | 40 | 0 | 3 | 0 | 3 | 0% | 7.5% | 0% | 7.5%
H2 | wexford | 2030 | ECP + 3.1GW Offshore | IE Solar not priority | 114 | 134 | 41 | 5 | 1 | 47 | 30.8% | 3.5% | 0.8% | 35.1%
H2 | wexford | 2030 | ECP + 3.1GW Offshore | IE wind priority | 27 | 76 | 0 | 6 | 0 | 6 | 0% | 7.5% | 0% | 7.5%
H2 | arklow | 2030 | ECP (without Battery) | IE Solar not priority | 132 | 155 | 52 | 7 | 4 | 63 | 33.4% | 4.5% | 2.6% | 40.5%
H2 | arklow | 2030 | ECP (without Battery) | IE wind not priority | 40 | 113 | 38 | 5 | 8 | 51 | 33.9% | 4.1% | 6.8% | 44.9%
H2 | arklow | 2030 | ECP (without Battery) | IE wind priority | 78 | 222 | 0 | 19 | 0 | 19 | 0% | 8.7% | 0% | 8.7%
H2 | ballybeg | 2030 | ECP (without Battery) | IE Solar not priority | 17 | 21 | 7 | 1 | 1 | 8 | 33% | 4.5% | 2.6% | 40.1%
H2 | ballyragget | 2030 | ECP (without Battery) | IE Solar not priority | 40 | 47 | 16 | 2 | 1 | 19 | 33.4% | 4.5% | 2.6% | 40.5%
H2 | ballyragget | 2030 | ECP (without Battery) | IE wind not priority | 45 | 127 | 43 | 5 | 9 | 57 | 33.9% | 4.1% | 6.8% | 44.9%
H2 | ballyragget | 2030 | ECP (without Battery) | IE wind priority | 9 | 26 | 0 | 2 | 0 | 2 | 0% | 8.7% | 0% | 8.7%
H2 | ballywater | 2030 | ECP (without Battery) | IE wind priority | 42 | 119 | 0 | 10 | 0 | 10 | 0% | 8.7% | 0% | 8.7%
H2 | banoge | 2030 | ECP (without Battery) | IE Solar not priority | 8 | 9 | 3 | 0 | 0 | 4 | 33.4% | 4.5% | 2.6% | 40.5%
H2 | carlow | 2030 | ECP (without Battery) | IE Solar not priority | 93 | 109 | 36 | 5 | 3 | 44 | 33.4% | 4.5% | 2.6% | 40.5%
H2 | carlow | 2030 | ECP (without Battery) | IE wind not priority | 21 | 59 | 20 | 2 | 4 | 27 | 33.9% | 4.1% | 6.8% | 44.9%
H2 | carlow | 2030 | ECP (without Battery) | IE wind priority | 30 | 86 | 0 | 8 | 0 | 8 | 0% | 8.7% | 0% | 8.7%
H2 | castledockrell | 2030 | ECP (without Battery) | IE wind priority | 41 | 117 | 0 | 10 | 0 | 10 | 0% | 8.7% | 0% | 8.7%
H2 | crane | 2030 | ECP (without Battery) | IE Solar not priority | 10 | 12 | 4 | 1 | 0 | 5 | 33.4% | 4.5% | 2.6% | 40.5%
H2 | crane | 2030 | ECP (without Battery) | IE wind priority | 3 | 7 | 0 | 1 | 0 | 1 | 0% | 8.7% | 0% | 8.7%
H2 | crory | 2030 | ECP (without Battery) | IE Solar not priority | 20 | 23 | 8 | 1 | 1 | 9 | 33.4% | 4.5% | 2.6% | 40.5%
H2 | crory | 2030 | ECP (without Battery) | IE wind priority | 44 | 124 | 0 | 11 | 0 | 11 | 0% | 8.7% | 0% | 8.7%
H2 | effernoge | 2030 | ECP (without Battery) | IE Solar not priority | 51 | 60 | 20 | 3 | 2 | 24 | 33.4% | 4.5% | 2.6% | 40.5%
H2 | garrintaggart | 2030 | ECP (without Battery) | IE wind not priority | 50 | 140 | 48 | 6 | 10 | 63 | 33.9% | 4.1% | 6.8% | 44.9%
H2 | great island | 2030 | ECP (without Battery) | IE Solar not priority | 17 | 20 | 7 | 1 | 1 | 8 | 33.4% | 4.5% | 2.6% | 40.5%
H2 | kellis | 2030 | ECP (without Battery) | IE Solar not priority | 288 | 337 | 112 | 15 | 9 | 137 | 33.4% | 4.5% | 2.6% | 40.5%
H2 | kellymount | 2030 | ECP (without Battery) | IE wind not priority | 50 | 143 | 48 | 6 | 10 | 64 | 33.9% | 4.1% | 6.8% | 44.9%
H2 | kilkenny | 2030 | ECP (without Battery) | IE Solar not priority | 147 | 172 | 57 | 8 | 5 | 70 | 33.4% | 4.5% | 2.6% | 40.5%
H2 | kilvinoge | 2030 | ECP (without Battery) | IE wind not priority | 139 | 392 | 133 | 16 | 27 | 176 | 33.9% | 4.1% | 6.8% | 44.9%
H2 | lodgewood | 2030 | ECP (without Battery) | IE Solar not priority | 109 | 128 | 43 | 6 | 3 | 52 | 33.4% | 4.5% | 2.6% | 40.5%
H2 | rosspile | 2030 | ECP (without Battery) | IE Solar not priority | 95 | 111 | 37 | 5 | 3 | 45 | 33.4% | 4.5% | 2.6% | 40.5%
H2 | tullabeg | 2030 | ECP (without Battery) | IE Solar not priority | 185 | 217 | 72 | 10 | 6 | 88 | 33.4% | 4.5% | 2.6% | 40.5%
H2 | waterford | 2030 | ECP (without Battery) | IE Solar not priority | 10 | 12 | 4 | 1 | 0 | 5 | 33.4% | 4.5% | 2.6% | 40.5%
H2 | waterford | 2030 | ECP (without Battery) | IE wind priority | 14 | 40 | 0 | 4 | 0 | 4 | 0% | 8.7% | 0% | 8.7%
H2 | wexford | 2030 | ECP (without Battery) | IE Solar not priority | 114 | 134 | 45 | 6 | 3 | 54 | 33.4% | 4.5% | 2.6% | 40.5%
H2 | wexford | 2030 | ECP (without Battery) | IE wind priority | 27 | 76 | 0 | 7 | 0 | 7 | 0% | 8.7% | 0% | 8.7%
H2 | arklow 220kv | 2035 | ECP + 5GW Offshore | IE wind not priority | 400 | 1608 | 503 | 31 | 46 | 579 | 31.3% | 1.9% | 2.8% | 36%
H2 | arklow 220kv | 2035 | ECP + 5GW Offshore | IE wind not priority | 400 | 1608 | 503 | 31 | 46 | 579 | 31.3% | 1.9% | 2.8% | 36%
H2 | arklow | 2035 | ECP + 5GW Offshore | IE Solar not priority | 132 | 155 | 35 | 3 | 6 | 44 | 22.8% | 2.2% | 3.7% | 28.7%
H2 | arklow | 2035 | ECP + 5GW Offshore | IE wind not priority | 40 | 113 | 38 | 2 | 3 | 44 | 33.8% | 2% | 2.8% | 38.6%
H2 | arklow | 2035 | ECP + 5GW Offshore | IE wind priority | 78 | 222 | 0 | 13 | 0 | 13 | 0% | 5.9% | 0% | 5.9%
H2 | ballybeg | 2035 | ECP + 5GW Offshore | IE Solar not priority | 17 | 21 | 5 | 0 | 1 | 6 | 22.2% | 2.2% | 3.7% | 28.1%
H2 | ballyragget | 2035 | ECP + 5GW Offshore | IE Solar not priority | 40 | 47 | 11 | 1 | 2 | 13 | 22.8% | 2.2% | 3.7% | 28.7%
H2 | ballyragget | 2035 | ECP + 5GW Offshore | IE wind not priority | 45 | 127 | 43 | 3 | 4 | 49 | 33.8% | 2% | 2.8% | 38.6%
H2 | ballyragget | 2035 | ECP + 5GW Offshore | IE wind priority | 9 | 26 | 0 | 2 | 0 | 2 | 0% | 5.9% | 0% | 5.9%
H2 | ballywater | 2035 | ECP + 5GW Offshore | IE wind priority | 42 | 119 | 0 | 7 | 0 | 7 | 0% | 5.9% | 0% | 5.9%
H2 | banoge | 2035 | ECP + 5GW Offshore | IE Solar not priority | 8 | 9 | 2 | 0 | 0 | 3 | 22.8% | 2.2% | 3.7% | 28.7%
H2 | carlow | 2035 | ECP + 5GW Offshore | IE Solar not priority | 93 | 109 | 25 | 2 | 4 | 31 | 22.8% | 2.2% | 3.7% | 28.7%
H2 | carlow | 2035 | ECP + 5GW Offshore | IE wind not priority | 21 | 59 | 20 | 1 | 2 | 23 | 33.8% | 2% | 2.8% | 38.6%
H2 | carlow | 2035 | ECP + 5GW Offshore | IE wind priority | 30 | 86 | 0 | 5 | 0 | 5 | 0% | 5.9% | 0% | 5.9%
H2 | castledockrell | 2035 | ECP + 5GW Offshore | IE wind priority | 41 | 117 | 0 | 7 | 0 | 7 | 0% | 5.9% | 0% | 5.9%
H2 | crane | 2035 | ECP + 5GW Offshore | IE Solar not priority | 10 | 12 | 3 | 0 | 0 | 3 | 22.8% | 2.2% | 3.7% | 28.7%
H2 | crane | 2035 | ECP + 5GW Offshore | IE wind priority | 3 | 7 | 0 | 0 | 0 | 0 | 0% | 5.9% | 0% | 5.9%
H2 | crory | 2035 | ECP + 5GW Offshore | IE Solar not priority | 20 | 23 | 5 | 1 | 1 | 7 | 22.8% | 2.2% | 3.7% | 28.7%
H2 | crory | 2035 | ECP + 5GW Offshore | IE wind priority | 44 | 124 | 0 | 7 | 0 | 7 | 0% | 5.9% | 0% | 5.9%
H2 | effernoge | 2035 | ECP + 5GW Offshore | IE Solar not priority | 51 | 60 | 14 | 1 | 2 | 17 | 22.8% | 2.2% | 3.7% | 28.7%
H2 | garrintaggart | 2035 | ECP + 5GW Offshore | IE wind not priority | 50 | 140 | 47 | 3 | 4 | 54 | 33.8% | 2% | 2.8% | 38.6%
H2 | great island 220kv | 2035 | ECP + 5GW Offshore | IE wind not priority | 378 | 1520 | 475 | 29 | 43 | 547 | 31.3% | 1.9% | 2.8% | 36%
H2 | great island | 2035 | ECP + 5GW Offshore | IE Solar not priority | 17 | 20 | 5 | 0 | 1 | 6 | 22.8% | 2.2% | 3.7% | 28.7%
H2 | kellis | 2035 | ECP + 5GW Offshore | IE Solar not priority | 288 | 337 | 77 | 7 | 12 | 97 | 22.8% | 2.2% | 3.7% | 28.7%
H2 | kellymount | 2035 | ECP + 5GW Offshore | IE wind not priority | 50 | 143 | 48 | 3 | 4 | 55 | 33.8% | 2% | 2.8% | 38.6%
H2 | kilkenny | 2035 | ECP + 5GW Offshore | IE Solar not priority | 147 | 172 | 39 | 4 | 6 | 49 | 22.8% | 2.2% | 3.7% | 28.7%
H2 | kilvinoge | 2035 | ECP + 5GW Offshore | IE wind not priority | 139 | 392 | 132 | 8 | 11 | 151 | 33.8% | 2% | 2.8% | 38.6%
H2 | lodgewood | 2035 | ECP + 5GW Offshore | IE Solar not priority | 109 | 128 | 29 | 3 | 5 | 37 | 22.8% | 2.2% | 3.7% | 28.7%
H2 | rosspile | 2035 | ECP + 5GW Offshore | IE Solar not priority | 95 | 111 | 25 | 2 | 4 | 32 | 22.8% | 2.2% | 3.7% | 28.7%
H2 | tullabeg | 2035 | ECP + 5GW Offshore | IE Solar not priority | 185 | 217 | 49 | 5 | 8 | 62 | 22.8% | 2.2% | 3.7% | 28.7%
H2 | waterford | 2035 | ECP + 5GW Offshore | IE Solar not priority | 10 | 12 | 3 | 0 | 0 | 3 | 22.8% | 2.2% | 3.7% | 28.7%
H2 | waterford | 2035 | ECP + 5GW Offshore | IE wind priority | 14 | 40 | 0 | 2 | 0 | 2 | 0% | 5.9% | 0% | 5.9%
H2 | wexford | 2035 | ECP + 5GW Offshore | IE Solar not priority | 114 | 134 | 30 | 3 | 5 | 38 | 22.8% | 2.2% | 3.7% | 28.7%
H2 | wexford | 2035 | ECP + 5GW Offshore | IE wind priority | 27 | 76 | 0 | 5 | 0 | 5 | 0% | 5.9% | 0% | 5.9%
H2 | arklow 220kv | 2035 | ECP + 5GW Offshore (without France 2, LirIC, MaRES) | IE wind not priority | 400 | 1608 | 579 | 34 | 25 | 638 | 36% | 2.1% | 1.6% | 39.7%
H2 | arklow 220kv | 2035 | ECP + 5GW Offshore (without France 2, LirIC, MaRES) | IE wind not priority | 400 | 1608 | 579 | 34 | 25 | 638 | 36% | 2.1% | 1.6% | 39.7%
H2 | arklow | 2035 | ECP + 5GW Offshore (without France 2, LirIC, MaRES) | IE Solar not priority | 132 | 155 | 45 | 4 | 3 | 52 | 29% | 2.8% | 1.9% | 33.7%
H2 | arklow | 2035 | ECP + 5GW Offshore (without France 2, LirIC, MaRES) | IE wind not priority | 40 | 113 | 44 | 2 | 2 | 49 | 39.2% | 2.2% | 1.6% | 42.9%
H2 | arklow | 2035 | ECP + 5GW Offshore (without France 2, LirIC, MaRES) | IE wind priority | 78 | 222 | 0 | 13 | 0 | 13 | 0% | 5.7% | 0% | 5.7%
H2 | ballybeg | 2035 | ECP + 5GW Offshore (without France 2, LirIC, MaRES) | IE Solar not priority | 17 | 21 | 6 | 1 | 0 | 7 | 28.6% | 2.7% | 1.9% | 33.3%
H2 | ballyragget | 2035 | ECP + 5GW Offshore (without France 2, LirIC, MaRES) | IE Solar not priority | 40 | 47 | 14 | 1 | 1 | 16 | 29% | 2.8% | 1.9% | 33.7%
H2 | ballyragget | 2035 | ECP + 5GW Offshore (without France 2, LirIC, MaRES) | IE wind not priority | 45 | 127 | 50 | 3 | 2 | 55 | 39.2% | 2.2% | 1.6% | 42.9%
H2 | ballyragget | 2035 | ECP + 5GW Offshore (without France 2, LirIC, MaRES) | IE wind priority | 9 | 26 | 0 | 1 | 0 | 1 | 0% | 5.7% | 0% | 5.7%
H2 | ballywater | 2035 | ECP + 5GW Offshore (without France 2, LirIC, MaRES) | IE wind priority | 42 | 119 | 0 | 7 | 0 | 7 | 0% | 5.7% | 0% | 5.7%
H2 | banoge | 2035 | ECP + 5GW Offshore (without France 2, LirIC, MaRES) | IE Solar not priority | 8 | 9 | 3 | 0 | 0 | 3 | 29% | 2.8% | 1.9% | 33.7%
H2 | carlow | 2035 | ECP + 5GW Offshore (without France 2, LirIC, MaRES) | IE Solar not priority | 93 | 109 | 32 | 3 | 2 | 37 | 29% | 2.8% | 1.9% | 33.7%
H2 | carlow | 2035 | ECP + 5GW Offshore (without France 2, LirIC, MaRES) | IE wind not priority | 21 | 59 | 23 | 1 | 1 | 25 | 39.2% | 2.2% | 1.6% | 42.9%
H2 | carlow | 2035 | ECP + 5GW Offshore (without France 2, LirIC, MaRES) | IE wind priority | 30 | 86 | 0 | 5 | 0 | 5 | 0% | 5.7% | 0% | 5.7%
H2 | castledockrell | 2035 | ECP + 5GW Offshore (without France 2, LirIC, MaRES) | IE wind priority | 41 | 117 | 0 | 7 | 0 | 7 | 0% | 5.7% | 0% | 5.7%
H2 | crane | 2035 | ECP + 5GW Offshore (without France 2, LirIC, MaRES) | IE Solar not priority | 10 | 12 | 3 | 0 | 0 | 4 | 29% | 2.8% | 1.9% | 33.7%
H2 | crane | 2035 | ECP + 5GW Offshore (without France 2, LirIC, MaRES) | IE wind priority | 3 | 7 | 0 | 0 | 0 | 0 | 0% | 5.7% | 0% | 5.7%
H2 | crory | 2035 | ECP + 5GW Offshore (without France 2, LirIC, MaRES) | IE Solar not priority | 20 | 23 | 7 | 1 | 0 | 8 | 29% | 2.8% | 1.9% | 33.7%
H2 | crory | 2035 | ECP + 5GW Offshore (without France 2, LirIC, MaRES) | IE wind priority | 44 | 124 | 0 | 7 | 0 | 7 | 0% | 5.7% | 0% | 5.7%
H2 | effernoge | 2035 | ECP + 5GW Offshore (without France 2, LirIC, MaRES) | IE Solar not priority | 51 | 60 | 17 | 2 | 1 | 20 | 29% | 2.8% | 1.9% | 33.7%
H2 | garrintaggart | 2035 | ECP + 5GW Offshore (without France 2, LirIC, MaRES) | IE wind not priority | 50 | 140 | 55 | 3 | 2 | 60 | 39.2% | 2.2% | 1.6% | 42.9%
H2 | great island 220kv | 2035 | ECP + 5GW Offshore (without France 2, LirIC, MaRES) | IE wind not priority | 378 | 1520 | 547 | 32 | 24 | 603 | 36% | 2.1% | 1.6% | 39.7%
H2 | great island | 2035 | ECP + 5GW Offshore (without France 2, LirIC, MaRES) | IE Solar not priority | 17 | 20 | 6 | 1 | 0 | 7 | 29% | 2.8% | 1.9% | 33.7%
H2 | kellis | 2035 | ECP + 5GW Offshore (without France 2, LirIC, MaRES) | IE Solar not priority | 288 | 337 | 98 | 9 | 7 | 114 | 29% | 2.8% | 1.9% | 33.7%
H2 | kellymount | 2035 | ECP + 5GW Offshore (without France 2, LirIC, MaRES) | IE wind not priority | 50 | 143 | 56 | 3 | 2 | 61 | 39.2% | 2.2% | 1.6% | 42.9%
H2 | kilkenny | 2035 | ECP + 5GW Offshore (without France 2, LirIC, MaRES) | IE Solar not priority | 147 | 172 | 50 | 5 | 3 | 58 | 29% | 2.8% | 1.9% | 33.7%
H2 | kilvinoge | 2035 | ECP + 5GW Offshore (without France 2, LirIC, MaRES) | IE wind not priority | 139 | 392 | 154 | 9 | 6 | 168 | 39.2% | 2.2% | 1.6% | 42.9%
H2 | lodgewood | 2035 | ECP + 5GW Offshore (without France 2, LirIC, MaRES) | IE Solar not priority | 109 | 128 | 37 | 4 | 2 | 43 | 29% | 2.8% | 1.9% | 33.7%
H2 | rosspile | 2035 | ECP + 5GW Offshore (without France 2, LirIC, MaRES) | IE Solar not priority | 95 | 111 | 32 | 3 | 2 | 37 | 29% | 2.8% | 1.9% | 33.7%
H2 | tullabeg | 2035 | ECP + 5GW Offshore (without France 2, LirIC, MaRES) | IE Solar not priority | 185 | 217 | 63 | 6 | 4 | 73 | 29% | 2.8% | 1.9% | 33.7%
H2 | waterford | 2035 | ECP + 5GW Offshore (without France 2, LirIC, MaRES) | IE Solar not priority | 10 | 12 | 3 | 0 | 0 | 4 | 29% | 2.8% | 1.9% | 33.7%
H2 | waterford | 2035 | ECP + 5GW Offshore (without France 2, LirIC, MaRES) | IE wind priority | 14 | 40 | 0 | 2 | 0 | 2 | 0% | 5.7% | 0% | 5.7%
H2 | wexford | 2035 | ECP + 5GW Offshore (without France 2, LirIC, MaRES) | IE Solar not priority | 114 | 134 | 39 | 4 | 3 | 45 | 29% | 2.8% | 1.9% | 33.7%
H2 | wexford | 2035 | ECP + 5GW Offshore (without France 2, LirIC, MaRES) | IE wind priority | 27 | 76 | 0 | 4 | 0 | 4 | 0% | 5.7% | 0% | 5.7%
H2 | arklow 220kv | 2035 | ECP + 5GW Offshore (with ECP 2.4 IC methodology) | IE wind not priority | 400 | 1608 | 306 | 28 | 28 | 362 | 19% | 1.7% | 1.8% | 22.5%
H2 | arklow 220kv | 2035 | ECP + 5GW Offshore (with ECP 2.4 IC methodology) | IE wind not priority | 400 | 1608 | 306 | 28 | 28 | 362 | 19% | 1.7% | 1.8% | 22.5%
H2 | arklow | 2035 | ECP + 5GW Offshore (with ECP 2.4 IC methodology) | IE Solar not priority | 132 | 155 | 28 | 3 | 2 | 33 | 17.9% | 2% | 1.4% | 21.4%
H2 | arklow | 2035 | ECP + 5GW Offshore (with ECP 2.4 IC methodology) | IE wind not priority | 40 | 113 | 24 | 2 | 2 | 28 | 21.1% | 2% | 1.8% | 24.8%
H2 | arklow | 2035 | ECP + 5GW Offshore (with ECP 2.4 IC methodology) | IE wind priority | 78 | 222 | 0 | 7 | 0 | 7 | 0% | 3.1% | 0% | 3.1%
H2 | ballybeg | 2035 | ECP + 5GW Offshore (with ECP 2.4 IC methodology) | IE Solar not priority | 17 | 21 | 4 | 0 | 0 | 5 | 17.9% | 2% | 1.4% | 21.3%
H2 | ballyragget | 2035 | ECP + 5GW Offshore (with ECP 2.4 IC methodology) | IE Solar not priority | 40 | 47 | 8 | 1 | 1 | 10 | 17.9% | 2% | 1.4% | 21.4%
H2 | ballyragget | 2035 | ECP + 5GW Offshore (with ECP 2.4 IC methodology) | IE wind not priority | 45 | 127 | 27 | 2 | 2 | 32 | 21.1% | 2% | 1.8% | 24.8%
H2 | ballyragget | 2035 | ECP + 5GW Offshore (with ECP 2.4 IC methodology) | IE wind priority | 9 | 26 | 0 | 1 | 0 | 1 | 0% | 3.1% | 0% | 3.1%
H2 | ballywater | 2035 | ECP + 5GW Offshore (with ECP 2.4 IC methodology) | IE wind priority | 42 | 119 | 0 | 4 | 0 | 4 | 0% | 3.1% | 0% | 3.1%
H2 | banoge | 2035 | ECP + 5GW Offshore (with ECP 2.4 IC methodology) | IE Solar not priority | 8 | 9 | 2 | 0 | 0 | 2 | 17.9% | 2% | 1.4% | 21.4%
H2 | carlow | 2035 | ECP + 5GW Offshore (with ECP 2.4 IC methodology) | IE Solar not priority | 93 | 109 | 20 | 2 | 2 | 23 | 17.9% | 2% | 1.4% | 21.4%
H2 | carlow | 2035 | ECP + 5GW Offshore (with ECP 2.4 IC methodology) | IE wind not priority | 21 | 59 | 13 | 1 | 1 | 15 | 21.1% | 2% | 1.8% | 24.8%
H2 | carlow | 2035 | ECP + 5GW Offshore (with ECP 2.4 IC methodology) | IE wind priority | 30 | 86 | 0 | 3 | 0 | 3 | 0% | 3.1% | 0% | 3.1%
H2 | castledockrell | 2035 | ECP + 5GW Offshore (with ECP 2.4 IC methodology) | IE wind priority | 41 | 117 | 0 | 4 | 0 | 4 | 0% | 3.1% | 0% | 3.1%
H2 | crane | 2035 | ECP + 5GW Offshore (with ECP 2.4 IC methodology) | IE Solar not priority | 10 | 12 | 2 | 0 | 0 | 3 | 17.9% | 2% | 1.4% | 21.4%
H2 | crane | 2035 | ECP + 5GW Offshore (with ECP 2.4 IC methodology) | IE wind priority | 3 | 7 | 0 | 0 | 0 | 0 | 0% | 3.1% | 0% | 3.1%
H2 | crory | 2035 | ECP + 5GW Offshore (with ECP 2.4 IC methodology) | IE Solar not priority | 20 | 23 | 4 | 0 | 0 | 5 | 17.9% | 2% | 1.4% | 21.4%
H2 | crory | 2035 | ECP + 5GW Offshore (with ECP 2.4 IC methodology) | IE wind priority | 44 | 124 | 0 | 4 | 0 | 4 | 0% | 3.1% | 0% | 3.1%
H2 | effernoge | 2035 | ECP + 5GW Offshore (with ECP 2.4 IC methodology) | IE Solar not priority | 51 | 60 | 11 | 1 | 1 | 13 | 17.9% | 2% | 1.4% | 21.4%
H2 | garrintaggart | 2035 | ECP + 5GW Offshore (with ECP 2.4 IC methodology) | IE wind not priority | 50 | 140 | 30 | 3 | 2 | 35 | 21.1% | 2% | 1.8% | 24.8%
H2 | great island 220kv | 2035 | ECP + 5GW Offshore (with ECP 2.4 IC methodology) | IE wind not priority | 378 | 1520 | 289 | 27 | 27 | 342 | 19% | 1.7% | 1.8% | 22.5%
H2 | great island | 2035 | ECP + 5GW Offshore (with ECP 2.4 IC methodology) | IE Solar not priority | 17 | 20 | 4 | 0 | 0 | 4 | 17.9% | 2% | 1.4% | 21.4%
H2 | kellis | 2035 | ECP + 5GW Offshore (with ECP 2.4 IC methodology) | IE Solar not priority | 288 | 337 | 60 | 7 | 5 | 72 | 17.9% | 2% | 1.4% | 21.4%
H2 | kellymount | 2035 | ECP + 5GW Offshore (with ECP 2.4 IC methodology) | IE wind not priority | 50 | 143 | 30 | 3 | 3 | 35 | 21.1% | 2% | 1.8% | 24.8%
H2 | kilkenny | 2035 | ECP + 5GW Offshore (with ECP 2.4 IC methodology) | IE Solar not priority | 147 | 172 | 31 | 3 | 2 | 37 | 17.9% | 2% | 1.4% | 21.4%
H2 | kilvinoge | 2035 | ECP + 5GW Offshore (with ECP 2.4 IC methodology) | IE wind not priority | 139 | 392 | 83 | 8 | 7 | 97 | 21.1% | 2% | 1.8% | 24.8%
H2 | lodgewood | 2035 | ECP + 5GW Offshore (with ECP 2.4 IC methodology) | IE Solar not priority | 109 | 128 | 23 | 3 | 2 | 27 | 17.9% | 2% | 1.4% | 21.4%
H2 | rosspile | 2035 | ECP + 5GW Offshore (with ECP 2.4 IC methodology) | IE Solar not priority | 95 | 111 | 20 | 2 | 2 | 24 | 17.9% | 2% | 1.4% | 21.4%
H2 | tullabeg | 2035 | ECP + 5GW Offshore (with ECP 2.4 IC methodology) | IE Solar not priority | 185 | 217 | 39 | 4 | 3 | 46 | 17.9% | 2% | 1.4% | 21.4%
H2 | waterford | 2035 | ECP + 5GW Offshore (with ECP 2.4 IC methodology) | IE Solar not priority | 10 | 12 | 2 | 0 | 0 | 2 | 17.9% | 2% | 1.4% | 21.4%
H2 | waterford | 2035 | ECP + 5GW Offshore (with ECP 2.4 IC methodology) | IE wind priority | 14 | 40 | 0 | 1 | 0 | 1 | 0% | 3.1% | 0% | 3.1%
H2 | wexford | 2035 | ECP + 5GW Offshore (with ECP 2.4 IC methodology) | IE Solar not priority | 114 | 134 | 24 | 3 | 2 | 29 | 17.9% | 2% | 1.4% | 21.4%
H2 | wexford | 2035 | ECP + 5GW Offshore (with ECP 2.4 IC methodology) | IE wind priority | 27 | 76 | 0 | 2 | 0 | 2 | 0% | 3.1% | 0% | 3.1%
H2 | arklow | 2028 | ECP (Pro-rata) | IE Solar not priority | 132 | 155 | 36 | 9 | 3 | 48 | 23% | 6.1% | 1.7% | 30.8%
H2 | arklow | 2028 | ECP (Pro-rata) | IE wind not priority | 40 | 114 | 30 | 6 | 3 | 38 | 26.4% | 4.9% | 2.5% | 33.8%
H2 | arklow | 2028 | ECP (Pro-rata) | IE wind priority | 78 | 223 | 0 | 22 | 5 | 28 | 0% | 9.9% | 2.5% | 12.4%
H2 | ballybeg | 2028 | ECP (Pro-rata) | IE Solar not priority | 17 | 21 | 5 | 1 | 0 | 6 | 22.7% | 6% | 1.7% | 30.4%
H2 | ballyragget | 2028 | ECP (Pro-rata) | IE Solar not priority | 40 | 47 | 11 | 3 | 1 | 14 | 23% | 6.1% | 1.7% | 30.8%
H2 | ballyragget | 2028 | ECP (Pro-rata) | IE wind not priority | 45 | 128 | 34 | 6 | 3 | 43 | 26.4% | 4.9% | 2.5% | 33.8%
H2 | ballyragget | 2028 | ECP (Pro-rata) | IE wind priority | 9 | 26 | 0 | 3 | 1 | 3 | 0% | 9.9% | 2.5% | 12.4%
H2 | ballywater | 2028 | ECP (Pro-rata) | IE wind priority | 42 | 120 | 0 | 12 | 3 | 15 | 0% | 9.9% | 2.5% | 12.4%
H2 | banoge | 2028 | ECP (Pro-rata) | IE Solar not priority | 8 | 9 | 2 | 1 | 0 | 3 | 23% | 6.1% | 1.7% | 30.8%
H2 | carlow | 2028 | ECP (Pro-rata) | IE Solar not priority | 93 | 109 | 25 | 7 | 2 | 34 | 23% | 6.1% | 1.7% | 30.8%
H2 | carlow | 2028 | ECP (Pro-rata) | IE wind not priority | 21 | 60 | 16 | 3 | 1 | 20 | 26.4% | 4.9% | 2.5% | 33.8%
H2 | carlow | 2028 | ECP (Pro-rata) | IE wind priority | 30 | 87 | 0 | 9 | 2 | 11 | 0% | 9.9% | 2.5% | 12.4%
H2 | castledockrell | 2028 | ECP (Pro-rata) | IE wind priority | 41 | 118 | 0 | 12 | 3 | 15 | 0% | 9.9% | 2.5% | 12.4%
H2 | crane | 2028 | ECP (Pro-rata) | IE Solar not priority | 10 | 12 | 3 | 1 | 0 | 4 | 23% | 6.1% | 1.7% | 30.8%
H2 | crane | 2028 | ECP (Pro-rata) | IE wind priority | 3 | 7 | 0 | 1 | 0 | 1 | 0% | 9.9% | 2.5% | 12.4%
H2 | crory | 2028 | ECP (Pro-rata) | IE Solar not priority | 20 | 23 | 5 | 1 | 0 | 7 | 23% | 6.1% | 1.7% | 30.8%
H2 | crory | 2028 | ECP (Pro-rata) | IE wind priority | 44 | 125 | 0 | 12 | 3 | 15 | 0% | 9.9% | 2.5% | 12.4%
H2 | effernoge | 2028 | ECP (Pro-rata) | IE Solar not priority | 51 | 60 | 14 | 4 | 1 | 18 | 23% | 6.1% | 1.7% | 30.8%
H2 | garrintaggart | 2028 | ECP (Pro-rata) | IE wind not priority | 50 | 141 | 37 | 7 | 3 | 48 | 26.4% | 4.9% | 2.5% | 33.8%
H2 | great island | 2028 | ECP (Pro-rata) | IE Solar not priority | 17 | 20 | 5 | 1 | 0 | 6 | 23% | 6.1% | 1.7% | 30.8%
H2 | kellis | 2028 | ECP (Pro-rata) | IE Solar not priority | 288 | 338 | 78 | 21 | 6 | 104 | 23% | 6.1% | 1.7% | 30.8%
H2 | kellymount | 2028 | ECP (Pro-rata) | IE wind not priority | 50 | 143 | 38 | 7 | 4 | 48 | 26.4% | 4.9% | 2.5% | 33.8%
H2 | kilkenny | 2028 | ECP (Pro-rata) | IE Solar not priority | 147 | 172 | 40 | 10 | 3 | 53 | 23% | 6.1% | 1.7% | 30.8%
H2 | kilvinoge | 2028 | ECP (Pro-rata) | IE wind not priority | 139 | 394 | 104 | 19 | 10 | 133 | 26.4% | 4.9% | 2.5% | 33.8%
H2 | lodgewood | 2028 | ECP (Pro-rata) | IE Solar not priority | 109 | 128 | 29 | 8 | 2 | 39 | 23% | 6.1% | 1.7% | 30.8%
H2 | rosspile | 2028 | ECP (Pro-rata) | IE Solar not priority | 95 | 111 | 26 | 7 | 2 | 34 | 23% | 6.1% | 1.7% | 30.8%
H2 | tullabeg | 2028 | ECP (Pro-rata) | IE Solar not priority | 185 | 217 | 50 | 13 | 4 | 67 | 23% | 6.1% | 1.7% | 30.8%
H2 | waterford | 2028 | ECP (Pro-rata) | IE Solar not priority | 10 | 12 | 3 | 1 | 0 | 4 | 23% | 6.1% | 1.7% | 30.8%
H2 | waterford | 2028 | ECP (Pro-rata) | IE wind priority | 14 | 41 | 0 | 4 | 1 | 5 | 0% | 9.9% | 2.5% | 12.4%
H2 | wexford | 2028 | ECP (Pro-rata) | IE Solar not priority | 114 | 134 | 31 | 8 | 2 | 41 | 23% | 6.1% | 1.7% | 30.8%
H2 | wexford | 2028 | ECP (Pro-rata) | IE wind priority | 27 | 77 | 0 | 8 | 2 | 9 | 0% | 9.9% | 2.5% | 12.4%
H2 | arklow | 2030 | ECP (Pro-rata) | IE Solar not priority | 132 | 155 | 38 | 5 | 2 | 46 | 24.9% | 3.5% | 1.4% | 29.8%
H2 | arklow | 2030 | ECP (Pro-rata) | IE wind not priority | 40 | 113 | 32 | 3 | 1 | 37 | 28.6% | 3.1% | 1.3% | 33%
H2 | arklow | 2030 | ECP (Pro-rata) | IE wind priority | 78 | 222 | 0 | 14 | 3 | 17 | 0% | 6.2% | 1.3% | 7.5%
H2 | ballybeg | 2030 | ECP (Pro-rata) | IE Solar not priority | 17 | 21 | 5 | 1 | 0 | 6 | 24.6% | 3.5% | 1.4% | 29.5%
H2 | ballyragget | 2030 | ECP (Pro-rata) | IE Solar not priority | 40 | 47 | 12 | 2 | 1 | 14 | 24.9% | 3.5% | 1.4% | 29.8%
H2 | ballyragget | 2030 | ECP (Pro-rata) | IE wind not priority | 45 | 127 | 36 | 4 | 2 | 42 | 28.6% | 3.1% | 1.3% | 33%
H2 | ballyragget | 2030 | ECP (Pro-rata) | IE wind priority | 9 | 26 | 0 | 2 | 0 | 2 | 0% | 6.2% | 1.3% | 7.5%
H2 | ballywater | 2030 | ECP (Pro-rata) | IE wind priority | 42 | 119 | 0 | 7 | 2 | 9 | 0% | 6.2% | 1.3% | 7.5%
H2 | banoge | 2030 | ECP (Pro-rata) | IE Solar not priority | 8 | 9 | 2 | 0 | 0 | 3 | 24.9% | 3.5% | 1.4% | 29.8%
H2 | carlow | 2030 | ECP (Pro-rata) | IE Solar not priority | 93 | 109 | 27 | 4 | 1 | 33 | 24.9% | 3.5% | 1.4% | 29.8%
H2 | carlow | 2030 | ECP (Pro-rata) | IE wind not priority | 21 | 59 | 17 | 2 | 1 | 20 | 28.6% | 3.1% | 1.3% | 33%
H2 | carlow | 2030 | ECP (Pro-rata) | IE wind priority | 30 | 86 | 0 | 5 | 1 | 6 | 0% | 6.2% | 1.3% | 7.5%
H2 | castledockrell | 2030 | ECP (Pro-rata) | IE wind priority | 41 | 117 | 0 | 7 | 2 | 9 | 0% | 6.2% | 1.3% | 7.5%
H2 | crane | 2030 | ECP (Pro-rata) | IE Solar not priority | 10 | 12 | 3 | 0 | 0 | 4 | 24.9% | 3.5% | 1.4% | 29.8%
H2 | crane | 2030 | ECP (Pro-rata) | IE wind priority | 3 | 7 | 0 | 0 | 0 | 1 | 0% | 6.2% | 1.3% | 7.5%
H2 | crory | 2030 | ECP (Pro-rata) | IE Solar not priority | 20 | 23 | 6 | 1 | 0 | 7 | 24.9% | 3.5% | 1.4% | 29.8%
H2 | crory | 2030 | ECP (Pro-rata) | IE wind priority | 44 | 124 | 0 | 8 | 2 | 9 | 0% | 6.2% | 1.3% | 7.5%
H2 | effernoge | 2030 | ECP (Pro-rata) | IE Solar not priority | 51 | 60 | 15 | 2 | 1 | 18 | 24.9% | 3.5% | 1.4% | 29.8%
H2 | garrintaggart | 2030 | ECP (Pro-rata) | IE wind not priority | 50 | 140 | 40 | 4 | 2 | 46 | 28.6% | 3.1% | 1.3% | 33%
H2 | great island | 2030 | ECP (Pro-rata) | IE Solar not priority | 17 | 20 | 5 | 1 | 0 | 6 | 24.9% | 3.5% | 1.4% | 29.8%
H2 | kellis | 2030 | ECP (Pro-rata) | IE Solar not priority | 288 | 337 | 84 | 12 | 5 | 100 | 24.9% | 3.5% | 1.4% | 29.8%
H2 | kellymount | 2030 | ECP (Pro-rata) | IE wind not priority | 50 | 143 | 41 | 4 | 2 | 47 | 28.6% | 3.1% | 1.3% | 33%
H2 | kilkenny | 2030 | ECP (Pro-rata) | IE Solar not priority | 147 | 172 | 43 | 6 | 2 | 51 | 24.9% | 3.5% | 1.4% | 29.8%
H2 | kilvinoge | 2030 | ECP (Pro-rata) | IE wind not priority | 139 | 392 | 112 | 12 | 5 | 129 | 28.6% | 3.1% | 1.3% | 33%
H2 | lodgewood | 2030 | ECP (Pro-rata) | IE Solar not priority | 109 | 128 | 32 | 4 | 2 | 38 | 24.9% | 3.5% | 1.4% | 29.8%
H2 | rosspile | 2030 | ECP (Pro-rata) | IE Solar not priority | 95 | 111 | 28 | 4 | 2 | 33 | 24.9% | 3.5% | 1.4% | 29.8%
H2 | tullabeg | 2030 | ECP (Pro-rata) | IE Solar not priority | 185 | 217 | 54 | 8 | 3 | 64 | 24.9% | 3.5% | 1.4% | 29.8%
H2 | waterford | 2030 | ECP (Pro-rata) | IE Solar not priority | 10 | 12 | 3 | 0 | 0 | 3 | 24.9% | 3.5% | 1.4% | 29.8%
H2 | waterford | 2030 | ECP (Pro-rata) | IE wind priority | 14 | 40 | 0 | 2 | 1 | 3 | 0% | 6.2% | 1.3% | 7.5%
H2 | wexford | 2030 | ECP (Pro-rata) | IE Solar not priority | 114 | 134 | 33 | 5 | 2 | 40 | 24.9% | 3.5% | 1.4% | 29.8%
H2 | wexford | 2030 | ECP (Pro-rata) | IE wind priority | 27 | 76 | 0 | 5 | 1 | 6 | 0% | 6.2% | 1.3% | 7.5%
H2 | arklow | 2030 | ECP + 3.1GW Offshore (Pro-rata) | IE Solar not priority | 132 | 155 | 48 | 5 | 1 | 54 | 30.8% | 3.5% | 0.8% | 35.1%
H2 | arklow | 2030 | ECP + 3.1GW Offshore (Pro-rata) | IE wind not priority | 40 | 113 | 48 | 3 | 1 | 53 | 42.7% | 2.9% | 1.2% | 46.8%
H2 | arklow | 2030 | ECP + 3.1GW Offshore (Pro-rata) | IE wind priority | 78 | 222 | 0 | 17 | 3 | 19 | 0% | 7.5% | 1.2% | 8.6%
H2 | ballybeg | 2030 | ECP + 3.1GW Offshore (Pro-rata) | IE Solar not priority | 17 | 21 | 6 | 1 | 0 | 7 | 30.5% | 3.6% | 0.8% | 34.8%
H2 | ballyragget | 2030 | ECP + 3.1GW Offshore (Pro-rata) | IE Solar not priority | 40 | 47 | 14 | 2 | 0 | 16 | 30.8% | 3.5% | 0.8% | 35.1%
H2 | ballyragget | 2030 | ECP + 3.1GW Offshore (Pro-rata) | IE wind not priority | 45 | 127 | 54 | 4 | 2 | 60 | 42.7% | 2.9% | 1.2% | 46.8%
H2 | ballyragget | 2030 | ECP + 3.1GW Offshore (Pro-rata) | IE wind priority | 9 | 26 | 0 | 2 | 0 | 2 | 0% | 7.5% | 1.2% | 8.6%
H2 | ballywater | 2030 | ECP + 3.1GW Offshore (Pro-rata) | IE wind priority | 42 | 119 | 0 | 9 | 1 | 10 | 0% | 7.5% | 1.2% | 8.6%
H2 | banoge | 2030 | ECP + 3.1GW Offshore (Pro-rata) | IE Solar not priority | 8 | 9 | 3 | 0 | 0 | 3 | 30.8% | 3.5% | 0.8% | 35.1%
H2 | carlow | 2030 | ECP + 3.1GW Offshore (Pro-rata) | IE Solar not priority | 93 | 109 | 34 | 4 | 1 | 38 | 30.8% | 3.5% | 0.8% | 35.1%
H2 | carlow | 2030 | ECP + 3.1GW Offshore (Pro-rata) | IE wind not priority | 21 | 59 | 25 | 2 | 1 | 28 | 42.7% | 2.9% | 1.2% | 46.8%
H2 | carlow | 2030 | ECP + 3.1GW Offshore (Pro-rata) | IE wind priority | 30 | 86 | 0 | 6 | 1 | 7 | 0% | 7.5% | 1.2% | 8.6%
H2 | castledockrell | 2030 | ECP + 3.1GW Offshore (Pro-rata) | IE wind priority | 41 | 117 | 0 | 9 | 1 | 10 | 0% | 7.5% | 1.2% | 8.6%
H2 | crane | 2030 | ECP + 3.1GW Offshore (Pro-rata) | IE Solar not priority | 10 | 12 | 4 | 0 | 0 | 4 | 30.8% | 3.5% | 0.8% | 35.1%
H2 | crane | 2030 | ECP + 3.1GW Offshore (Pro-rata) | IE wind priority | 3 | 7 | 0 | 1 | 0 | 1 | 0% | 7.5% | 1.2% | 8.6%
H2 | crory | 2030 | ECP + 3.1GW Offshore (Pro-rata) | IE Solar not priority | 20 | 23 | 7 | 1 | 0 | 8 | 30.8% | 3.5% | 0.8% | 35.1%
H2 | crory | 2030 | ECP + 3.1GW Offshore (Pro-rata) | IE wind priority | 44 | 124 | 0 | 9 | 1 | 11 | 0% | 7.5% | 1.2% | 8.6%
H2 | effernoge | 2030 | ECP + 3.1GW Offshore (Pro-rata) | IE Solar not priority | 51 | 60 | 18 | 2 | 0 | 21 | 30.8% | 3.5% | 0.8% | 35.1%
H2 | garrintaggart | 2030 | ECP + 3.1GW Offshore (Pro-rata) | IE wind not priority | 50 | 140 | 60 | 4 | 2 | 65 | 42.7% | 2.9% | 1.2% | 46.8%
H2 | great island | 2030 | ECP + 3.1GW Offshore (Pro-rata) | IE Solar not priority | 17 | 20 | 6 | 1 | 0 | 7 | 30.8% | 3.5% | 0.8% | 35.1%
H2 | kellis | 2030 | ECP + 3.1GW Offshore (Pro-rata) | IE Solar not priority | 288 | 337 | 104 | 12 | 3 | 118 | 30.8% | 3.5% | 0.8% | 35.1%
H2 | kellymount | 2030 | ECP + 3.1GW Offshore (Pro-rata) | IE wind not priority | 50 | 143 | 61 | 4 | 2 | 67 | 42.7% | 2.9% | 1.2% | 46.8%
H2 | kilkenny | 2030 | ECP + 3.1GW Offshore (Pro-rata) | IE Solar not priority | 147 | 172 | 53 | 6 | 1 | 60 | 30.8% | 3.5% | 0.8% | 35.1%
H2 | kilvinoge | 2030 | ECP + 3.1GW Offshore (Pro-rata) | IE wind not priority | 139 | 392 | 167 | 11 | 5 | 183 | 42.7% | 2.9% | 1.2% | 46.8%
H2 | lodgewood | 2030 | ECP + 3.1GW Offshore (Pro-rata) | IE Solar not priority | 109 | 128 | 39 | 5 | 1 | 45 | 30.8% | 3.5% | 0.8% | 35.1%
H2 | rosspile | 2030 | ECP + 3.1GW Offshore (Pro-rata) | IE Solar not priority | 95 | 111 | 34 | 4 | 1 | 39 | 30.8% | 3.5% | 0.8% | 35.1%
H2 | tullabeg | 2030 | ECP + 3.1GW Offshore (Pro-rata) | IE Solar not priority | 185 | 217 | 67 | 8 | 2 | 76 | 30.8% | 3.5% | 0.8% | 35.1%
H2 | waterford | 2030 | ECP + 3.1GW Offshore (Pro-rata) | IE Solar not priority | 10 | 12 | 4 | 0 | 0 | 4 | 30.8% | 3.5% | 0.8% | 35.1%
H2 | waterford | 2030 | ECP + 3.1GW Offshore (Pro-rata) | IE wind priority | 14 | 40 | 0 | 3 | 0 | 3 | 0% | 7.5% | 1.2% | 8.6%
H2 | wexford | 2030 | ECP + 3.1GW Offshore (Pro-rata) | IE Solar not priority | 114 | 134 | 41 | 5 | 1 | 47 | 30.8% | 3.5% | 0.8% | 35.1%
H2 | wexford | 2030 | ECP + 3.1GW Offshore (Pro-rata) | IE wind priority | 27 | 76 | 0 | 6 | 1 | 7 | 0% | 7.5% | 1.2% | 8.6%
I | cow cross | 2028 | Initial | IE Solar not priority | 5 | 6 | 0 | 0 | 1 | 2 | 7.5% | 4.5% | 21.8% | 33.8%
I | kilbarry | 2028 | Initial | IE Solar not priority | 10 | 12 | 1 | 1 | 3 | 4 | 7.5% | 4.5% | 21.8% | 33.8%
I | lysaghtstown | 2028 | Initial | IE Solar not priority | 87 | 102 | 8 | 5 | 22 | 34 | 7.5% | 4.5% | 21.8% | 33.8%
I | midleton | 2028 | Initial | IE Solar not priority | 4 | 4 | 0 | 0 | 1 | 1 | 7.5% | 4.5% | 21.8% | 33.8%
I | trabeg | 2028 | Initial | IE Solar not priority | 5 | 6 | 0 | 0 | 1 | 2 | 7.5% | 4.5% | 21.8% | 33.8%
I | barnahely | 2028 | 50% | IE Solar not priority | 5 | 6 | 1 | 0 | 0 | 1 | 12.9% | 4.2% | 3.7% | 20.8%
I | castleview | 2028 | 50% | IE Solar not priority | 2 | 2 | 0 | 0 | 0 | 0 | 12.9% | 4.2% | 3.7% | 20.8%
I | coolroe | 2028 | 50% | IE Solar not priority | 7 | 8 | 1 | 0 | 0 | 2 | 12.9% | 4.2% | 3.7% | 20.8%
I | cow cross | 2028 | 50% | IE Solar not priority | 9 | 10 | 1 | 0 | 0 | 2 | 12.9% | 4.2% | 3.7% | 20.8%
I | kilbarry | 2028 | 50% | IE Solar not priority | 45 | 53 | 7 | 2 | 2 | 11 | 12.9% | 4.2% | 3.7% | 20.8%
I | knockraha | 2028 | 50% | IE Solar not priority | 21 | 25 | 3 | 1 | 1 | 5 | 12.9% | 4.2% | 3.7% | 20.8%
I | lysaghtstown | 2028 | 50% | IE Solar not priority | 110 | 128 | 17 | 5 | 5 | 27 | 12.9% | 4.2% | 3.7% | 20.8%
I | midleton | 2028 | 50% | IE Solar not priority | 18 | 21 | 3 | 1 | 1 | 4 | 12.9% | 4.2% | 3.7% | 20.8%
I | raffeen | 2028 | 50% | IE Solar not priority | 28 | 32 | 4 | 1 | 1 | 7 | 12.9% | 4.2% | 3.7% | 20.8%
I | rathcoursey | 2028 | 50% | IE Solar not priority | 55 | 64 | 8 | 3 | 2 | 13 | 12.9% | 4.2% | 3.7% | 20.8%
I | trabeg | 2028 | 50% | IE Solar not priority | 5 | 6 | 1 | 0 | 0 | 1 | 12.9% | 4.2% | 3.7% | 20.8%
I | barnahely | 2028 | ECP | IE Solar not priority | 10 | 12 | 3 | 1 | 0 | 4 | 23% | 6.1% | 1.5% | 30.6%
I | castleview | 2028 | ECP | IE Solar not priority | 3 | 4 | 1 | 0 | 0 | 1 | 23% | 6.1% | 1.5% | 30.6%
I | coolroe | 2028 | ECP | IE Solar not priority | 14 | 16 | 4 | 1 | 0 | 5 | 23% | 6.1% | 1.5% | 30.6%
I | cow cross | 2028 | ECP | IE Solar not priority | 13 | 15 | 3 | 1 | 0 | 5 | 23% | 6.1% | 1.5% | 30.6%
I | kilbarry | 2028 | ECP | IE Solar not priority | 80 | 94 | 22 | 6 | 1 | 29 | 23% | 6.1% | 1.5% | 30.6%
I | knockraha | 2028 | ECP | IE Solar not priority | 42 | 49 | 11 | 3 | 1 | 15 | 23% | 6.1% | 1.5% | 30.6%
I | lysaghtstown | 2028 | ECP | IE Solar not priority | 132 | 155 | 36 | 9 | 2 | 47 | 23% | 6.1% | 1.5% | 30.6%
I | midleton | 2028 | ECP | IE Solar not priority | 33 | 38 | 9 | 2 | 1 | 12 | 23% | 6.1% | 1.5% | 30.6%
I | raffeen | 2028 | ECP | IE Solar not priority | 55 | 64 | 15 | 4 | 1 | 20 | 23% | 6.1% | 1.5% | 30.6%
I | rathcoursey | 2028 | ECP | IE Solar not priority | 110 | 129 | 30 | 8 | 2 | 39 | 23% | 6.1% | 1.5% | 30.6%
I | trabeg | 2028 | ECP | IE Solar not priority | 5 | 6 | 1 | 0 | 0 | 2 | 23% | 6.1% | 1.5% | 30.6%
I | cow cross | 2030 | Initial | IE Solar not priority | 5 | 6 | 0 | 0 | 0 | 1 | 8.4% | 2.5% | 5% | 15.8%
I | kilbarry | 2030 | Initial | IE Solar not priority | 10 | 12 | 1 | 0 | 1 | 2 | 8.4% | 2.5% | 5% | 15.8%
I | lysaghtstown | 2030 | Initial | IE Solar not priority | 87 | 102 | 9 | 3 | 5 | 16 | 8.4% | 2.5% | 5% | 15.8%
I | midleton | 2030 | Initial | IE Solar not priority | 4 | 4 | 0 | 0 | 0 | 1 | 8.4% | 2.5% | 5% | 15.8%
I | trabeg | 2030 | Initial | IE Solar not priority | 5 | 6 | 0 | 0 | 0 | 1 | 8.4% | 2.5% | 5% | 15.8%
I | barnahely | 2030 | 50% | IE Solar not priority | 5 | 6 | 1 | 0 | 0 | 1 | 14.9% | 2.6% | 0.8% | 18.3%
I | castleview | 2030 | 50% | IE Solar not priority | 2 | 2 | 0 | 0 | 0 | 0 | 14.9% | 2.6% | 0.8% | 18.3%
I | coolroe | 2030 | 50% | IE Solar not priority | 7 | 8 | 1 | 0 | 0 | 2 | 14.9% | 2.6% | 0.8% | 18.3%
I | cow cross | 2030 | 50% | IE Solar not priority | 9 | 10 | 2 | 0 | 0 | 2 | 14.9% | 2.6% | 0.8% | 18.3%
I | kilbarry | 2030 | 50% | IE Solar not priority | 45 | 53 | 8 | 1 | 0 | 10 | 14.9% | 2.6% | 0.8% | 18.3%
I | knockraha | 2030 | 50% | IE Solar not priority | 21 | 25 | 4 | 1 | 0 | 5 | 14.9% | 2.6% | 0.8% | 18.3%
I | lysaghtstown | 2030 | 50% | IE Solar not priority | 110 | 128 | 19 | 3 | 1 | 23 | 14.9% | 2.6% | 0.8% | 18.3%
I | midleton | 2030 | 50% | IE Solar not priority | 18 | 21 | 3 | 1 | 0 | 4 | 14.9% | 2.6% | 0.8% | 18.3%
I | raffeen | 2030 | 50% | IE Solar not priority | 28 | 32 | 5 | 1 | 0 | 6 | 14.9% | 2.6% | 0.8% | 18.3%
I | rathcoursey | 2030 | 50% | IE Solar not priority | 55 | 64 | 10 | 2 | 1 | 12 | 14.9% | 2.6% | 0.8% | 18.3%
I | trabeg | 2030 | 50% | IE Solar not priority | 5 | 6 | 1 | 0 | 0 | 1 | 14.9% | 2.6% | 0.8% | 18.3%
I | barnahely | 2030 | ECP | IE Solar not priority | 10 | 12 | 3 | 0 | 0 | 3 | 24.9% | 3.5% | 0.4% | 28.8%
I | castleview | 2030 | ECP | IE Solar not priority | 3 | 4 | 1 | 0 | 0 | 1 | 24.9% | 3.5% | 0.4% | 28.8%
I | coolroe | 2030 | ECP | IE Solar not priority | 14 | 16 | 4 | 1 | 0 | 5 | 24.9% | 3.5% | 0.4% | 28.8%
I | cow cross | 2030 | ECP | IE Solar not priority | 13 | 15 | 4 | 1 | 0 | 4 | 24.9% | 3.5% | 0.4% | 28.8%
I | kilbarry | 2030 | ECP | IE Solar not priority | 80 | 93 | 23 | 3 | 0 | 27 | 24.9% | 3.5% | 0.4% | 28.8%
I | knockraha | 2030 | ECP | IE Solar not priority | 42 | 49 | 12 | 2 | 0 | 14 | 24.9% | 3.5% | 0.4% | 28.8%
I | lysaghtstown | 2030 | ECP | IE Solar not priority | 132 | 155 | 38 | 5 | 1 | 45 | 24.9% | 3.5% | 0.4% | 28.8%
I | midleton | 2030 | ECP | IE Solar not priority | 33 | 38 | 9 | 1 | 0 | 11 | 24.9% | 3.5% | 0.4% | 28.8%
I | raffeen | 2030 | ECP | IE Solar not priority | 55 | 64 | 16 | 2 | 0 | 19 | 24.9% | 3.5% | 0.4% | 28.8%
I | rathcoursey | 2030 | ECP | IE Solar not priority | 110 | 129 | 32 | 5 | 1 | 37 | 24.9% | 3.5% | 0.4% | 28.8%
I | trabeg | 2030 | ECP | IE Solar not priority | 5 | 6 | 1 | 0 | 0 | 2 | 24.9% | 3.5% | 0.4% | 28.8%
I | barnahely | 2030 | ECP + 3.1GW Offshore | IE Solar not priority | 10 | 12 | 4 | 0 | 0 | 4 | 30.8% | 3.5% | 0.3% | 34.7%
I | castleview | 2030 | ECP + 3.1GW Offshore | IE Solar not priority | 3 | 4 | 1 | 0 | 0 | 1 | 30.8% | 3.5% | 0.3% | 34.7%
I | coolroe | 2030 | ECP + 3.1GW Offshore | IE Solar not priority | 14 | 16 | 5 | 1 | 0 | 6 | 30.8% | 3.5% | 0.3% | 34.7%
I | cow cross | 2030 | ECP + 3.1GW Offshore | IE Solar not priority | 13 | 15 | 5 | 1 | 0 | 5 | 30.8% | 3.5% | 0.3% | 34.7%
I | kilbarry | 2030 | ECP + 3.1GW Offshore | IE Solar not priority | 80 | 93 | 29 | 3 | 0 | 32 | 30.8% | 3.5% | 0.3% | 34.7%
I | knockraha | 2030 | ECP + 3.1GW Offshore | IE Solar not priority | 42 | 49 | 15 | 2 | 0 | 17 | 30.8% | 3.5% | 0.3% | 34.7%
I | lysaghtstown | 2030 | ECP + 3.1GW Offshore | IE Solar not priority | 132 | 155 | 48 | 5 | 1 | 54 | 30.8% | 3.5% | 0.3% | 34.7%
I | midleton | 2030 | ECP + 3.1GW Offshore | IE Solar not priority | 33 | 38 | 12 | 1 | 0 | 13 | 30.8% | 3.5% | 0.3% | 34.7%
I | raffeen | 2030 | ECP + 3.1GW Offshore | IE Solar not priority | 55 | 64 | 20 | 2 | 0 | 22 | 30.8% | 3.5% | 0.3% | 34.7%
I | rathcoursey | 2030 | ECP + 3.1GW Offshore | IE Solar not priority | 110 | 129 | 40 | 5 | 0 | 45 | 30.8% | 3.5% | 0.3% | 34.7%
I | trabeg | 2030 | ECP + 3.1GW Offshore | IE Solar not priority | 5 | 6 | 2 | 0 | 0 | 2 | 30.8% | 3.5% | 0.3% | 34.7%
I | barnahely | 2030 | ECP (without Battery) | IE Solar not priority | 10 | 12 | 4 | 1 | 0 | 4 | 33.4% | 4.5% | 0.5% | 38.4%
I | castleview | 2030 | ECP (without Battery) | IE Solar not priority | 3 | 4 | 1 | 0 | 0 | 2 | 33.4% | 4.5% | 0.5% | 38.4%
I | coolroe | 2030 | ECP (without Battery) | IE Solar not priority | 14 | 16 | 5 | 1 | 0 | 6 | 33.4% | 4.5% | 0.5% | 38.4%
I | cow cross | 2030 | ECP (without Battery) | IE Solar not priority | 13 | 15 | 5 | 1 | 0 | 6 | 33.4% | 4.5% | 0.5% | 38.4%
I | kilbarry | 2030 | ECP (without Battery) | IE Solar not priority | 80 | 93 | 31 | 4 | 0 | 36 | 33.4% | 4.5% | 0.5% | 38.4%
I | knockraha | 2030 | ECP (without Battery) | IE Solar not priority | 42 | 49 | 16 | 2 | 0 | 19 | 33.4% | 4.5% | 0.5% | 38.4%
I | lysaghtstown | 2030 | ECP (without Battery) | IE Solar not priority | 132 | 155 | 52 | 7 | 1 | 59 | 33.4% | 4.5% | 0.5% | 38.4%
I | midleton | 2030 | ECP (without Battery) | IE Solar not priority | 33 | 38 | 13 | 2 | 0 | 15 | 33.4% | 4.5% | 0.5% | 38.4%
I | raffeen | 2030 | ECP (without Battery) | IE Solar not priority | 55 | 64 | 21 | 3 | 0 | 25 | 33.4% | 4.5% | 0.5% | 38.4%
I | rathcoursey | 2030 | ECP (without Battery) | IE Solar not priority | 110 | 129 | 43 | 6 | 1 | 49 | 33.4% | 4.5% | 0.5% | 38.4%
I | trabeg | 2030 | ECP (without Battery) | IE Solar not priority | 5 | 6 | 2 | 0 | 0 | 2 | 33.4% | 4.5% | 0.5% | 38.4%
I | barnahely | 2035 | ECP + 5GW Offshore | IE Solar not priority | 10 | 12 | 3 | 0 | 0 | 3 | 22.8% | 2.2% | 2.8% | 27.8%
I | castleview | 2035 | ECP + 5GW Offshore | IE Solar not priority | 3 | 4 | 1 | 0 | 0 | 1 | 22.8% | 2.2% | 2.8% | 27.8%
I | coolroe | 2035 | ECP + 5GW Offshore | IE Solar not priority | 14 | 16 | 4 | 0 | 0 | 5 | 22.8% | 2.2% | 2.8% | 27.8%
I | cow cross | 2035 | ECP + 5GW Offshore | IE Solar not priority | 13 | 15 | 3 | 0 | 0 | 4 | 22.8% | 2.2% | 2.8% | 27.8%
I | kilbarry | 2035 | ECP + 5GW Offshore | IE Solar not priority | 80 | 93 | 21 | 2 | 3 | 26 | 22.8% | 2.2% | 2.8% | 27.8%
I | knockraha 220kv | 2035 | ECP + 5GW Offshore | IE wind not priority | 378 | 1607 | 468 | 29 | 230 | 727 | 29.2% | 1.8% | 14.3% | 45.3%
I | knockraha | 2035 | ECP + 5GW Offshore | IE Solar not priority | 42 | 49 | 11 | 1 | 1 | 14 | 22.8% | 2.2% | 2.8% | 27.8%
I | lysaghtstown | 2035 | ECP + 5GW Offshore | IE Solar not priority | 132 | 155 | 35 | 3 | 4 | 43 | 22.8% | 2.2% | 2.8% | 27.8%
I | midleton | 2035 | ECP + 5GW Offshore | IE Solar not priority | 33 | 38 | 9 | 1 | 1 | 11 | 22.8% | 2.2% | 2.8% | 27.8%
I | raffeen | 2035 | ECP + 5GW Offshore | IE Solar not priority | 55 | 64 | 15 | 1 | 2 | 18 | 22.8% | 2.2% | 2.8% | 27.8%
I | rathcoursey | 2035 | ECP + 5GW Offshore | IE Solar not priority | 110 | 129 | 29 | 3 | 4 | 36 | 22.8% | 2.2% | 2.8% | 27.8%
I | trabeg | 2035 | ECP + 5GW Offshore | IE Solar not priority | 5 | 6 | 1 | 0 | 0 | 2 | 22.8% | 2.2% | 2.8% | 27.8%
I | barnahely | 2035 | ECP + 5GW Offshore (without France 2, LirIC, MaRES) | IE Solar not priority | 10 | 12 | 3 | 0 | 0 | 4 | 29% | 2.8% | 1.2% | 32.9%
I | castleview | 2035 | ECP + 5GW Offshore (without France 2, LirIC, MaRES) | IE Solar not priority | 3 | 4 | 1 | 0 | 0 | 1 | 29% | 2.8% | 1.2% | 32.9%
I | coolroe | 2035 | ECP + 5GW Offshore (without France 2, LirIC, MaRES) | IE Solar not priority | 14 | 16 | 5 | 0 | 0 | 5 | 29% | 2.8% | 1.2% | 32.9%
I | cow cross | 2035 | ECP + 5GW Offshore (without France 2, LirIC, MaRES) | IE Solar not priority | 13 | 15 | 4 | 0 | 0 | 5 | 29% | 2.8% | 1.2% | 32.9%
I | kilbarry | 2035 | ECP + 5GW Offshore (without France 2, LirIC, MaRES) | IE Solar not priority | 80 | 93 | 27 | 3 | 1 | 31 | 29% | 2.8% | 1.2% | 32.9%
I | knockraha 220kv | 2035 | ECP + 5GW Offshore (without France 2, LirIC, MaRES) | IE wind not priority | 378 | 1607 | 545 | 32 | 171 | 748 | 33.9% | 2% | 10.6% | 46.5%
I | knockraha | 2035 | ECP + 5GW Offshore (without France 2, LirIC, MaRES) | IE Solar not priority | 42 | 49 | 14 | 1 | 1 | 16 | 29% | 2.8% | 1.2% | 32.9%
I | lysaghtstown | 2035 | ECP + 5GW Offshore (without France 2, LirIC, MaRES) | IE Solar not priority | 132 | 155 | 45 | 4 | 2 | 51 | 29% | 2.8% | 1.2% | 32.9%
I | midleton | 2035 | ECP + 5GW Offshore (without France 2, LirIC, MaRES) | IE Solar not priority | 33 | 38 | 11 | 1 | 0 | 13 | 29% | 2.8% | 1.2% | 32.9%
I | raffeen | 2035 | ECP + 5GW Offshore (without France 2, LirIC, MaRES) | IE Solar not priority | 55 | 64 | 19 | 2 | 1 | 21 | 29% | 2.8% | 1.2% | 32.9%
I | rathcoursey | 2035 | ECP + 5GW Offshore (without France 2, LirIC, MaRES) | IE Solar not priority | 110 | 129 | 37 | 4 | 2 | 42 | 29% | 2.8% | 1.2% | 32.9%
I | trabeg | 2035 | ECP + 5GW Offshore (without France 2, LirIC, MaRES) | IE Solar not priority | 5 | 6 | 2 | 0 | 0 | 2 | 29% | 2.8% | 1.2% | 32.9%
I | barnahely | 2035 | ECP + 5GW Offshore (with ECP 2.4 IC methodology) | IE Solar not priority | 10 | 12 | 2 | 0 | 0 | 2 | 17.9% | 2% | 0.6% | 20.5%
I | castleview | 2035 | ECP + 5GW Offshore (with ECP 2.4 IC methodology) | IE Solar not priority | 3 | 4 | 1 | 0 | 0 | 1 | 17.9% | 2% | 0.6% | 20.5%
I | coolroe | 2035 | ECP + 5GW Offshore (with ECP 2.4 IC methodology) | IE Solar not priority | 14 | 16 | 3 | 0 | 0 | 3 | 17.9% | 2% | 0.6% | 20.5%
I | cow cross | 2035 | ECP + 5GW Offshore (with ECP 2.4 IC methodology) | IE Solar not priority | 13 | 15 | 3 | 0 | 0 | 3 | 17.9% | 2% | 0.6% | 20.5%
I | kilbarry | 2035 | ECP + 5GW Offshore (with ECP 2.4 IC methodology) | IE Solar not priority | 80 | 93 | 17 | 2 | 1 | 19 | 17.9% | 2% | 0.6% | 20.5%
I | knockraha 220kv | 2035 | ECP + 5GW Offshore (with ECP 2.4 IC methodology) | IE wind not priority | 378 | 1607 | 291 | 27 | 105 | 424 | 18.1% | 1.7% | 6.6% | 26.4%
I | knockraha | 2035 | ECP + 5GW Offshore (with ECP 2.4 IC methodology) | IE Solar not priority | 42 | 49 | 9 | 1 | 0 | 10 | 17.9% | 2% | 0.6% | 20.5%
I | lysaghtstown | 2035 | ECP + 5GW Offshore (with ECP 2.4 IC methodology) | IE Solar not priority | 132 | 155 | 28 | 3 | 1 | 32 | 17.9% | 2% | 0.6% | 20.5%
I | midleton | 2035 | ECP + 5GW Offshore (with ECP 2.4 IC methodology) | IE Solar not priority | 33 | 38 | 7 | 1 | 0 | 8 | 17.9% | 2% | 0.6% | 20.5%
I | raffeen | 2035 | ECP + 5GW Offshore (with ECP 2.4 IC methodology) | IE Solar not priority | 55 | 64 | 12 | 1 | 0 | 13 | 17.9% | 2% | 0.6% | 20.5%
I | rathcoursey | 2035 | ECP + 5GW Offshore (with ECP 2.4 IC methodology) | IE Solar not priority | 110 | 129 | 23 | 3 | 1 | 26 | 17.9% | 2% | 0.6% | 20.5%
I | trabeg | 2035 | ECP + 5GW Offshore (with ECP 2.4 IC methodology) | IE Solar not priority | 5 | 6 | 1 | 0 | 0 | 1 | 17.9% | 2% | 0.6% | 20.5%
I | barnahely | 2028 | ECP (Pro-rata) | IE Solar not priority | 10 | 12 | 3 | 1 | 0 | 4 | 23% | 6.1% | 1.5% | 30.6%
I | castleview | 2028 | ECP (Pro-rata) | IE Solar not priority | 3 | 4 | 1 | 0 | 0 | 1 | 23% | 6.1% | 1.5% | 30.6%
I | coolroe | 2028 | ECP (Pro-rata) | IE Solar not priority | 14 | 16 | 4 | 1 | 0 | 5 | 23% | 6.1% | 1.5% | 30.6%
I | cow cross | 2028 | ECP (Pro-rata) | IE Solar not priority | 13 | 15 | 3 | 1 | 0 | 5 | 23% | 6.1% | 1.5% | 30.6%
I | kilbarry | 2028 | ECP (Pro-rata) | IE Solar not priority | 80 | 94 | 22 | 6 | 1 | 29 | 23% | 6.1% | 1.5% | 30.6%
I | knockraha | 2028 | ECP (Pro-rata) | IE Solar not priority | 42 | 49 | 11 | 3 | 1 | 15 | 23% | 6.1% | 1.5% | 30.6%
I | lysaghtstown | 2028 | ECP (Pro-rata) | IE Solar not priority | 132 | 155 | 36 | 9 | 2 | 47 | 23% | 6.1% | 1.5% | 30.6%
I | midleton | 2028 | ECP (Pro-rata) | IE Solar not priority | 33 | 38 | 9 | 2 | 1 | 12 | 23% | 6.1% | 1.5% | 30.6%
I | raffeen | 2028 | ECP (Pro-rata) | IE Solar not priority | 55 | 64 | 15 | 4 | 1 | 20 | 23% | 6.1% | 1.5% | 30.6%
I | rathcoursey | 2028 | ECP (Pro-rata) | IE Solar not priority | 110 | 129 | 30 | 8 | 2 | 39 | 23% | 6.1% | 1.5% | 30.6%
I | trabeg | 2028 | ECP (Pro-rata) | IE Solar not priority | 5 | 6 | 1 | 0 | 0 | 2 | 23% | 6.1% | 1.5% | 30.6%
I | barnahely | 2030 | ECP (Pro-rata) | IE Solar not priority | 10 | 12 | 3 | 0 | 0 | 3 | 24.9% | 3.5% | 0.4% | 28.8%
I | castleview | 2030 | ECP (Pro-rata) | IE Solar not priority | 3 | 4 | 1 | 0 | 0 | 1 | 24.9% | 3.5% | 0.4% | 28.8%
I | coolroe | 2030 | ECP (Pro-rata) | IE Solar not priority | 14 | 16 | 4 | 1 | 0 | 5 | 24.9% | 3.5% | 0.4% | 28.8%
I | cow cross | 2030 | ECP (Pro-rata) | IE Solar not priority | 13 | 15 | 4 | 1 | 0 | 4 | 24.9% | 3.5% | 0.4% | 28.8%
I | kilbarry | 2030 | ECP (Pro-rata) | IE Solar not priority | 80 | 93 | 23 | 3 | 0 | 27 | 24.9% | 3.5% | 0.4% | 28.8%
I | knockraha | 2030 | ECP (Pro-rata) | IE Solar not priority | 42 | 49 | 12 | 2 | 0 | 14 | 24.9% | 3.5% | 0.4% | 28.8%
I | lysaghtstown | 2030 | ECP (Pro-rata) | IE Solar not priority | 132 | 155 | 38 | 5 | 1 | 45 | 24.9% | 3.5% | 0.4% | 28.8%
I | midleton | 2030 | ECP (Pro-rata) | IE Solar not priority | 33 | 38 | 9 | 1 | 0 | 11 | 24.9% | 3.5% | 0.4% | 28.8%
I | raffeen | 2030 | ECP (Pro-rata) | IE Solar not priority | 55 | 64 | 16 | 2 | 0 | 19 | 24.9% | 3.5% | 0.4% | 28.8%
I | rathcoursey | 2030 | ECP (Pro-rata) | IE Solar not priority | 110 | 129 | 32 | 5 | 1 | 37 | 24.9% | 3.5% | 0.4% | 28.8%
I | trabeg | 2030 | ECP (Pro-rata) | IE Solar not priority | 5 | 6 | 1 | 0 | 0 | 2 | 24.9% | 3.5% | 0.4% | 28.8%
I | barnahely | 2030 | ECP + 3.1GW Offshore (Pro-rata) | IE Solar not priority | 10 | 12 | 4 | 0 | 0 | 4 | 30.8% | 3.5% | 0.3% | 34.7%
I | castleview | 2030 | ECP + 3.1GW Offshore (Pro-rata) | IE Solar not priority | 3 | 4 | 1 | 0 | 0 | 1 | 30.8% | 3.5% | 0.3% | 34.7%
I | coolroe | 2030 | ECP + 3.1GW Offshore (Pro-rata) | IE Solar not priority | 14 | 16 | 5 | 1 | 0 | 6 | 30.8% | 3.5% | 0.3% | 34.7%
I | cow cross | 2030 | ECP + 3.1GW Offshore (Pro-rata) | IE Solar not priority | 13 | 15 | 5 | 1 | 0 | 5 | 30.8% | 3.5% | 0.3% | 34.7%
I | kilbarry | 2030 | ECP + 3.1GW Offshore (Pro-rata) | IE Solar not priority | 80 | 93 | 29 | 3 | 0 | 32 | 30.8% | 3.5% | 0.3% | 34.7%
I | knockraha | 2030 | ECP + 3.1GW Offshore (Pro-rata) | IE Solar not priority | 42 | 49 | 15 | 2 | 0 | 17 | 30.8% | 3.5% | 0.3% | 34.7%
I | lysaghtstown | 2030 | ECP + 3.1GW Offshore (Pro-rata) | IE Solar not priority | 132 | 155 | 48 | 5 | 1 | 54 | 30.8% | 3.5% | 0.3% | 34.7%
I | midleton | 2030 | ECP + 3.1GW Offshore (Pro-rata) | IE Solar not priority | 33 | 38 | 12 | 1 | 0 | 13 | 30.8% | 3.5% | 0.3% | 34.7%
I | raffeen | 2030 | ECP + 3.1GW Offshore (Pro-rata) | IE Solar not priority | 55 | 64 | 20 | 2 | 0 | 22 | 30.8% | 3.5% | 0.3% | 34.7%
I | rathcoursey | 2030 | ECP + 3.1GW Offshore (Pro-rata) | IE Solar not priority | 110 | 129 | 40 | 5 | 0 | 45 | 30.8% | 3.5% | 0.3% | 34.7%
I | trabeg | 2030 | ECP + 3.1GW Offshore (Pro-rata) | IE Solar not priority | 5 | 6 | 2 | 0 | 0 | 2 | 30.8% | 3.5% | 0.3% | 34.7%
J | athy | 2028 | Initial | IE Solar not priority | 5 | 6 | 0 | 0 | 0 | 1 | 7.2% | 4.4% | 5.4% | 17.1%
J | blundelstown | 2028 | Initial | IE Solar not priority | 60 | 77 | 6 | 3 | 4 | 13 | 7.2% | 4.4% | 5.4% | 17.1%
J | clonfad | 2028 | Initial | IE Solar not priority | 100 | 128 | 9 | 6 | 7 | 22 | 7.2% | 4.4% | 5.4% | 17.1%
J | cushaling | 2028 | Initial | IE wind not priority | 75 | 233 | 41 | 15 | 52 | 109 | 17.8% | 6.5% | 22.5% | 46.8%
J | derryiron | 2028 | Initial | IE Solar not priority | 47 | 60 | 4 | 3 | 3 | 10 | 7.2% | 4.4% | 5.4% | 17.1%
J | derryiron | 2028 | Initial | IE wind not priority | 101 | 314 | 56 | 20 | 71 | 147 | 17.8% | 6.5% | 22.5% | 46.8%
J | dunfirth | 2028 | Initial | IE Solar not priority | 14 | 18 | 1 | 1 | 1 | 3 | 7.2% | 4.4% | 5.4% | 17.1%
J | finglas | 2028 | Initial | IE Solar not priority | 8 | 11 | 1 | 0 | 0 | 1 | 7.2% | 4.4% | 0.2% | 11.9%
J | gallanstown | 2028 | Initial | IE Solar not priority | 151 | 193 | 14 | 9 | 0 | 23 | 7.2% | 4.4% | 0.2% | 11.9%
J | glasmore | 2028 | Initial | IE Solar not priority | 4 | 5 | 0 | 0 | 0 | 1 | 7.2% | 4.4% | 0.2% | 11.9%
J | griffinrath | 2028 | Initial | IE Solar not priority | 16 | 20 | 1 | 1 | 0 | 2 | 7.2% | 4.4% | 0.2% | 11.9%
J | monread | 2028 | Initial | IE Solar not priority | 8 | 10 | 1 | 0 | 1 | 2 | 7.2% | 4.4% | 5.4% | 17.1%
J | mount lucas | 2028 | Initial | IE wind not priority | 56 | 175 | 31 | 11 | 39 | 82 | 17.8% | 6.5% | 22.5% | 46.8%
J | mount lucas | 2028 | Initial | IE wind priority | 79 | 246 | 0 | 26 | 0 | 26 | 0% | 10.4% | 0% | 10.4%
J | newbridge | 2028 | Initial | IE Solar not priority | 12 | 15 | 1 | 1 | 1 | 3 | 7.2% | 4.4% | 5.4% | 17.1%
J | philipstown | 2028 | Initial | IE wind not priority | 50 | 155 | 28 | 10 | 35 | 73 | 17.8% | 6.5% | 22.5% | 46.8%
J | portlaoise | 2028 | Initial | IE wind not priority | 45 | 140 | 25 | 9 | 31 | 65 | 17.8% | 6.5% | 22.5% | 46.8%
J | thornsberry | 2028 | Initial | IE Solar not priority | 4 | 5 | 0 | 0 | 0 | 1 | 7.2% | 4.4% | 5.4% | 17.1%
J | timahoe | 2028 | Initial | IE Solar not priority | 70 | 90 | 7 | 4 | 5 | 15 | 7.2% | 4.4% | 5.4% | 17.1%
J | arodstown | 2028 | 50% | IE Solar not priority | 178 | 228 | 29 | 10 | 6 | 44 | 12.6% | 4.2% | 2.6% | 19.4%
J | athy | 2028 | 50% | IE Solar not priority | 5 | 6 | 1 | 0 | 3 | 4 | 12.6% | 4.2% | 42.6% | 59.4%
J | blundelstown | 2028 | 50% | IE Solar not priority | 60 | 77 | 10 | 3 | 33 | 46 | 12.6% | 4.2% | 42.6% | 59.4%
J | bracklone | 2028 | 50% | IE Solar not priority | 43 | 55 | 7 | 2 | 23 | 32 | 12.6% | 4.2% | 42.6% | 59.4%
J | bracklone | 2028 | 50% | IE wind not priority | 29 | 89 | 20 | 5 | 30 | 55 | 22.8% | 5.1% | 33.3% | 61.2%
J | bracklyn | 2028 | 50% | IE wind not priority | 32 | 101 | 23 | 5 | 33 | 62 | 22.8% | 5.1% | 33.3% | 61.2%
J | clonfad | 2028 | 50% | IE Solar not priority | 100 | 128 | 16 | 5 | 55 | 76 | 12.6% | 4.2% | 42.6% | 59.4%
J | coolnabacky | 2028 | 50% | IE Solar not priority | 40 | 51 | 6 | 2 | 22 | 30 | 12.6% | 4.2% | 42.6% | 59.4%
J | craddanstown | 2028 | 50% | IE wind not priority | 91 | 283 | 64 | 14 | 94 | 173 | 22.8% | 5.1% | 33.3% | 61.2%
J | crakenstown | 2028 | 50% | IE Solar not priority | 286 | 367 | 46 | 15 | 10 | 71 | 12.6% | 4.2% | 2.6% | 19.4%
J | curraghdoo | 2028 | 50% | IE Solar not priority | 2 | 3 | 0 | 0 | 1 | 2 | 12.6% | 4.2% | 42.6% | 59.4%
J | cushaling | 2028 | 50% | IE wind not priority | 75 | 233 | 53 | 12 | 78 | 143 | 22.8% | 5.1% | 33.3% | 61.2%
J | derryiron | 2028 | 50% | IE Solar not priority | 90 | 115 | 14 | 5 | 49 | 68 | 12.6% | 4.2% | 42.6% | 59.4%
J | derryiron | 2028 | 50% | IE wind not priority | 101 | 314 | 72 | 16 | 104 | 192 | 22.8% | 5.1% | 33.3% | 61.2%
J | dunfirth | 2028 | 50% | IE Solar not priority | 23 | 29 | 4 | 1 | 12 | 17 | 12.6% | 4.2% | 42.6% | 59.4%
J | dunstown | 2028 | 50% | IE Solar not priority | 105 | 135 | 17 | 6 | 4 | 26 | 12.6% | 4.2% | 2.6% | 19.4%
J | finglas | 2028 | 50% | IE Solar not priority | 86 | 111 | 14 | 5 | 3 | 21 | 12.6% | 4.2% | 2.6% | 19.4%
J | fosterstown | 2028 | 50% | IE Solar not priority | 42 | 54 | 7 | 2 | 23 | 32 | 12.6% | 4.2% | 42.6% | 59.4%
J | gallanstown | 2028 | 50% | IE Solar not priority | 167 | 214 | 27 | 9 | 6 | 41 | 12.6% | 4.2% | 2.6% | 19.4%
J | glasmore | 2028 | 50% | IE Solar not priority | 4 | 5 | 1 | 0 | 0 | 1 | 12.6% | 4.2% | 2.6% | 19.4%
J | grange | 2028 | 50% | IE Solar not priority | 20 | 26 | 3 | 1 | 1 | 5 | 12.6% | 4.2% | 2.6% | 19.4%
J | griffinrath | 2028 | 50% | IE Solar not priority | 43 | 55 | 7 | 2 | 1 | 11 | 12.6% | 4.2% | 2.6% | 19.4%
J | harristown | 2028 | 50% | IE Solar not priority | 21 | 27 | 3 | 1 | 12 | 16 | 12.6% | 4.2% | 42.6% | 59.4%
J | kilteel | 2028 | 50% | IE Solar not priority | 8 | 10 | 1 | 0 | 4 | 6 | 12.6% | 4.2% | 42.6% | 59.4%
J | maynooth | 2028 | 50% | IE Solar not priority | 25 | 32 | 4 | 1 | 14 | 19 | 12.6% | 4.2% | 42.6% | 59.4%
J | monread | 2028 | 50% | IE Solar not priority | 8 | 10 | 1 | 0 | 4 | 6 | 12.6% | 4.2% | 42.6% | 59.4%
J | mount lucas | 2028 | 50% | IE wind not priority | 56 | 175 | 40 | 9 | 58 | 107 | 22.8% | 5.1% | 33.3% | 61.2%
J | mount lucas | 2028 | 50% | IE wind priority | 79 | 246 | 0 | 24 | 0 | 24 | 0% | 9.7% | 0% | 9.7%
J | mulgeeth | 2028 | 50% | IE wind not priority | 30 | 93 | 21 | 5 | 31 | 57 | 22.8% | 5.1% | 33.3% | 61.2%
J | newbridge | 2028 | 50% | IE Solar not priority | 14 | 18 | 2 | 1 | 8 | 11 | 12.6% | 4.2% | 42.6% | 59.4%
J | philipstown | 2028 | 50% | IE Solar not priority | 25 | 32 | 4 | 1 | 14 | 19 | 12.6% | 4.2% | 42.6% | 59.4%
J | philipstown | 2028 | 50% | IE wind not priority | 50 | 155 | 35 | 8 | 52 | 95 | 22.8% | 5.1% | 33.3% | 61.2%
J | portlaoise | 2028 | 50% | IE Solar not priority | 2 | 3 | 0 | 0 | 1 | 2 | 12.6% | 4.2% | 42.6% | 59.4%
J | portlaoise | 2028 | 50% | IE wind not priority | 45 | 140 | 32 | 7 | 47 | 86 | 22.8% | 5.1% | 33.3% | 61.2%
J | thornsberry | 2028 | 50% | IE Solar not priority | 124 | 159 | 20 | 7 | 68 | 94 | 12.6% | 4.2% | 42.6% | 59.4%
J | timahoe | 2028 | 50% | IE Solar not priority | 205 | 263 | 33 | 11 | 112 | 156 | 12.6% | 4.2% | 42.6% | 59.4%
J | arodstown | 2028 | ECP | IE Solar not priority | 356 | 456 | 104 | 28 | 23 | 154 | 22.7% | 6% | 5.1% | 33.8%
J | athy | 2028 | ECP | IE Solar not priority | 5 | 6 | 1 | 0 | 3 | 5 | 22.7% | 6% | 42% | 70.7%
J | blundelstown | 2028 | ECP | IE Solar not priority | 60 | 77 | 17 | 5 | 32 | 54 | 22.7% | 6% | 42% | 70.7%
J | bracklone | 2028 | ECP | IE Solar not priority | 85 | 109 | 25 | 7 | 46 | 77 | 22.7% | 6% | 42% | 70.7%
J | bracklone | 2028 | ECP | IE wind not priority | 58 | 179 | 52 | 9 | 70 | 130 | 29% | 4.9% | 39% | 72.9%
J | bracklyn | 2028 | ECP | IE wind not priority | 65 | 201 | 58 | 10 | 79 | 147 | 29% | 4.9% | 39% | 72.9%
J | clonfad | 2028 | ECP | IE Solar not priority | 100 | 128 | 29 | 8 | 54 | 91 | 22.7% | 6% | 42% | 70.7%
J | coolnabacky | 2028 | ECP | IE Solar not priority | 80 | 103 | 23 | 6 | 43 | 73 | 22.7% | 6% | 42% | 70.7%
J | craddanstown | 2028 | ECP | IE wind not priority | 182 | 565 | 164 | 27 | 221 | 412 | 29% | 4.9% | 39% | 72.9%
J | crakenstown | 2028 | ECP | IE Solar not priority | 572 | 734 | 167 | 44 | 37 | 248 | 22.7% | 6% | 5.1% | 33.8%
J | curraghdoo | 2028 | ECP | IE Solar not priority | 4 | 5 | 1 | 0 | 2 | 4 | 22.7% | 6% | 42% | 70.7%
J | cushaling | 2028 | ECP | IE wind not priority | 75 | 233 | 68 | 11 | 91 | 170 | 29% | 4.9% | 39% | 72.9%
J | derryiron | 2028 | ECP | IE Solar not priority | 132 | 169 | 38 | 10 | 71 | 120 | 22.7% | 6% | 42% | 70.7%
J | derryiron | 2028 | ECP | IE wind not priority | 101 | 314 | 91 | 15 | 122 | 229 | 29% | 4.9% | 39% | 72.9%
J | dunfirth | 2028 | ECP | IE Solar not priority | 32 | 40 | 9 | 2 | 17 | 29 | 22.7% | 6% | 42% | 70.7%
J | dunstown | 2028 | ECP | IE Solar not priority | 210 | 269 | 61 | 16 | 14 | 91 | 22.7% | 6% | 5.1% | 33.8%
J | finglas | 2028 | ECP | IE Solar not priority | 164 | 211 | 48 | 13 | 11 | 71 | 22.7% | 6% | 5.1% | 33.8%
J | fosterstown | 2028 | ECP | IE Solar not priority | 84 | 108 | 24 | 6 | 45 | 76 | 22.7% | 6% | 42% | 70.7%
J | gallanstown | 2028 | ECP | IE Solar not priority | 183 | 235 | 53 | 14 | 12 | 79 | 22.7% | 6% | 5.1% | 33.8%
J | glasmore | 2028 | ECP | IE Solar not priority | 4 | 5 | 1 | 0 | 0 | 2 | 22.7% | 6% | 5.1% | 33.8%
J | grange | 2028 | ECP | IE Solar not priority | 40 | 51 | 12 | 3 | 3 | 17 | 22.7% | 6% | 5.1% | 33.8%
J | griffinrath | 2028 | ECP | IE Solar not priority | 71 | 91 | 21 | 5 | 5 | 31 | 22.7% | 6% | 5.1% | 33.8%
J | harristown | 2028 | ECP | IE Solar not priority | 42 | 54 | 12 | 3 | 23 | 38 | 22.7% | 6% | 42% | 70.7%
J | kilteel | 2028 | ECP | IE Solar not priority | 15 | 19 | 4 | 1 | 8 | 14 | 22.7% | 6% | 42% | 70.7%
J | maynooth | 2028 | ECP | IE Solar not priority | 50 | 64 | 15 | 4 | 27 | 45 | 22.7% | 6% | 42% | 70.7%
J | monread | 2028 | ECP | IE Solar not priority | 8 | 10 | 2 | 1 | 4 | 7 | 22.7% | 6% | 42% | 70.7%
J | mount lucas | 2028 | ECP | IE wind not priority | 56 | 175 | 51 | 9 | 68 | 128 | 29% | 4.9% | 39% | 72.9%
J | mount lucas | 2028 | ECP | IE wind priority | 79 | 246 | 0 | 25 | 0 | 25 | 0% | 10.4% | 0% | 10.4%
J | mulgeeth | 2028 | ECP | IE wind not priority | 60 | 186 | 54 | 9 | 73 | 136 | 29% | 4.9% | 39% | 72.9%
J | newbridge | 2028 | ECP | IE Solar not priority | 16 | 21 | 5 | 1 | 9 | 15 | 22.7% | 6% | 42% | 70.7%
J | philipstown | 2028 | ECP | IE Solar not priority | 50 | 64 | 15 | 4 | 27 | 45 | 22.7% | 6% | 42% | 70.7%
J | philipstown | 2028 | ECP | IE wind not priority | 50 | 155 | 45 | 8 | 61 | 113 | 29% | 4.9% | 39% | 72.9%
J | portlaoise | 2028 | ECP | IE Solar not priority | 4 | 5 | 1 | 0 | 2 | 4 | 22.7% | 6% | 42% | 70.7%
J | portlaoise | 2028 | ECP | IE wind not priority | 45 | 140 | 41 | 7 | 55 | 102 | 29% | 4.9% | 39% | 72.9%
J | thornsberry | 2028 | ECP | IE Solar not priority | 244 | 313 | 71 | 19 | 131 | 221 | 22.7% | 6% | 42% | 70.7%
J | timahoe | 2028 | ECP | IE Solar not priority | 340 | 436 | 99 | 26 | 183 | 309 | 22.7% | 6% | 42% | 70.7%
J | athy | 2030 | Initial | IE Solar not priority | 5 | 6 | 1 | 0 | 0 | 1 | 8.1% | 2.5% | 2.5% | 13.1%
J | blundelstown | 2030 | Initial | IE Solar not priority | 60 | 77 | 6 | 2 | 2 | 10 | 8.1% | 2.5% | 2.5% | 13.1%
J | clonfad | 2030 | Initial | IE Solar not priority | 100 | 128 | 10 | 3 | 3 | 17 | 8.1% | 2.5% | 2.5% | 13.1%
J | cushaling | 2030 | Initial | IE wind not priority | 75 | 231 | 32 | 11 | 48 | 91 | 13.7% | 5% | 20.6% | 39.2%
J | derryiron | 2030 | Initial | IE Solar not priority | 47 | 60 | 5 | 1 | 1 | 8 | 8.1% | 2.5% | 2.5% | 13.1%
J | derryiron | 2030 | Initial | IE wind not priority | 101 | 311 | 43 | 15 | 64 | 122 | 13.7% | 5% | 20.6% | 39.2%
J | dunfirth | 2030 | Initial | IE Solar not priority | 14 | 18 | 1 | 0 | 0 | 2 | 8.1% | 2.5% | 2.5% | 13.1%
J | finglas | 2030 | Initial | IE Solar not priority | 8 | 11 | 1 | 0 | 0 | 1 | 8.1% | 2.5% | 0.1% | 10.7%
J | gallanstown | 2030 | Initial | IE Solar not priority | 151 | 193 | 16 | 5 | 0 | 21 | 8.1% | 2.5% | 0.1% | 10.7%
J | glasmore | 2030 | Initial | IE Solar not priority | 4 | 5 | 0 | 0 | 0 | 1 | 8.1% | 2.5% | 0.1% | 10.7%
J | griffinrath | 2030 | Initial | IE Solar not priority | 16 | 20 | 2 | 0 | 0 | 2 | 8.1% | 2.5% | 0.1% | 10.7%
J | monread | 2030 | Initial | IE Solar not priority | 8 | 10 | 1 | 0 | 0 | 1 | 8.1% | 2.5% | 2.5% | 13.1%
J | mount lucas | 2030 | Initial | IE wind not priority | 56 | 174 | 24 | 9 | 36 | 68 | 13.7% | 5% | 20.6% | 39.2%
J | mount lucas | 2030 | Initial | IE wind priority | 79 | 244 | 0 | 17 | 0 | 17 | 0% | 7.1% | 0% | 7.1%
J | newbridge | 2030 | Initial | IE Solar not priority | 12 | 15 | 1 | 0 | 0 | 2 | 8.1% | 2.5% | 2.5% | 13.1%
J | philipstown | 2030 | Initial | IE wind not priority | 50 | 154 | 21 | 8 | 32 | 60 | 13.7% | 5% | 20.6% | 39.2%
J | portlaoise | 2030 | Initial | IE wind not priority | 45 | 139 | 19 | 7 | 29 | 54 | 13.7% | 5% | 20.6% | 39.2%
J | thornsberry | 2030 | Initial | IE Solar not priority | 4 | 5 | 0 | 0 | 0 | 1 | 8.1% | 2.5% | 2.5% | 13.1%
J | timahoe | 2030 | Initial | IE Solar not priority | 70 | 90 | 7 | 2 | 2 | 12 | 8.1% | 2.5% | 2.5% | 13.1%
J | arodstown | 2030 | 50% | IE Solar not priority | 178 | 228 | 33 | 6 | 1 | 40 | 14.7% | 2.6% | 0.5% | 17.8%
J | athy | 2030 | 50% | IE Solar not priority | 5 | 6 | 1 | 0 | 2 | 3 | 14.7% | 2.6% | 25.6% | 42.9%
J | blundelstown | 2030 | 50% | IE Solar not priority | 60 | 77 | 11 | 2 | 20 | 33 | 14.7% | 2.6% | 25.6% | 42.9%
J | bracklone | 2030 | 50% | IE Solar not priority | 43 | 54 | 8 | 1 | 14 | 23 | 14.7% | 2.6% | 25.6% | 42.9%
J | bracklone | 2030 | 50% | IE wind not priority | 29 | 89 | 22 | 3 | 19 | 44 | 24.3% | 3.3% | 21.4% | 49.1%
J | bracklyn | 2030 | 50% | IE wind not priority | 32 | 100 | 24 | 3 | 21 | 49 | 24.3% | 3.3% | 21.4% | 49.1%
J | clonfad | 2030 | 50% | IE Solar not priority | 100 | 128 | 19 | 3 | 33 | 55 | 14.7% | 2.6% | 25.6% | 42.9%
J | coolnabacky | 2030 | 50% | IE Solar not priority | 40 | 51 | 8 | 1 | 13 | 22 | 14.7% | 2.6% | 25.6% | 42.9%
J | craddanstown | 2030 | 50% | IE wind not priority | 91 | 281 | 68 | 9 | 60 | 138 | 24.3% | 3.3% | 21.4% | 49.1%
J | crakenstown | 2030 | 50% | IE Solar not priority | 286 | 366 | 54 | 10 | 2 | 65 | 14.7% | 2.6% | 0.5% | 17.8%
J | curraghdoo | 2030 | 50% | IE Solar not priority | 2 | 3 | 0 | 0 | 1 | 1 | 14.7% | 2.6% | 25.6% | 42.9%
J | cushaling | 2030 | 50% | IE wind not priority | 75 | 231 | 56 | 8 | 50 | 114 | 24.3% | 3.3% | 21.4% | 49.1%
J | derryiron | 2030 | 50% | IE Solar not priority | 90 | 115 | 17 | 3 | 29 | 49 | 14.7% | 2.6% | 25.6% | 42.9%
J | derryiron | 2030 | 50% | IE wind not priority | 101 | 311 | 76 | 10 | 67 | 153 | 24.3% | 3.3% | 21.4% | 49.1%
J | dunfirth | 2030 | 50% | IE Solar not priority | 23 | 29 | 4 | 1 | 7 | 12 | 14.7% | 2.6% | 25.6% | 42.9%
J | dunstown | 2030 | 50% | IE Solar not priority | 105 | 135 | 20 | 4 | 1 | 24 | 14.7% | 2.6% | 0.5% | 17.8%
J | finglas | 2030 | 50% | IE Solar not priority | 86 | 111 | 16 | 3 | 1 | 20 | 14.7% | 2.6% | 0.5% | 17.8%
J | fosterstown | 2030 | 50% | IE Solar not priority | 42 | 54 | 8 | 1 | 14 | 23 | 14.7% | 2.6% | 25.6% | 42.9%
J | gallanstown | 2030 | 50% | IE Solar not priority | 167 | 214 | 31 | 6 | 1 | 38 | 14.7% | 2.6% | 0.5% | 17.8%
J | glasmore | 2030 | 50% | IE Solar not priority | 4 | 5 | 1 | 0 | 0 | 1 | 14.7% | 2.6% | 0.5% | 17.8%
J | grange | 2030 | 50% | IE Solar not priority | 20 | 26 | 4 | 1 | 0 | 5 | 14.7% | 2.6% | 0.5% | 17.8%
J | griffinrath | 2030 | 50% | IE Solar not priority | 43 | 55 | 8 | 1 | 0 | 10 | 14.7% | 2.6% | 0.5% | 17.8%
J | harristown | 2030 | 50% | IE Solar not priority | 21 | 27 | 4 | 1 | 7 | 12 | 14.7% | 2.6% | 25.6% | 42.9%
J | kilteel | 2030 | 50% | IE Solar not priority | 8 | 10 | 1 | 0 | 2 | 4 | 14.7% | 2.6% | 25.6% | 42.9%
J | maynooth | 2030 | 50% | IE Solar not priority | 25 | 32 | 5 | 1 | 8 | 14 | 14.7% | 2.6% | 25.6% | 42.9%
J | monread | 2030 | 50% | IE Solar not priority | 8 | 10 | 2 | 0 | 3 | 4 | 14.7% | 2.6% | 25.6% | 42.9%
J | mount lucas | 2030 | 50% | IE wind not priority | 56 | 174 | 42 | 6 | 37 | 85 | 24.3% | 3.3% | 21.4% | 49.1%
J | mount lucas | 2030 | 50% | IE wind priority | 79 | 244 | 0 | 15 | 0 | 15 | 0% | 6.2% | 0% | 6.2%
J | mulgeeth | 2030 | 50% | IE wind not priority | 30 | 93 | 22 | 3 | 20 | 45 | 24.3% | 3.3% | 21.4% | 49.1%
J | newbridge | 2030 | 50% | IE Solar not priority | 14 | 18 | 3 | 0 | 5 | 8 | 14.7% | 2.6% | 25.6% | 42.9%
J | philipstown | 2030 | 50% | IE Solar not priority | 25 | 32 | 5 | 1 | 8 | 14 | 14.7% | 2.6% | 25.6% | 42.9%
J | philipstown | 2030 | 50% | IE wind not priority | 50 | 154 | 37 | 5 | 33 | 76 | 24.3% | 3.3% | 21.4% | 49.1%
J | portlaoise | 2030 | 50% | IE Solar not priority | 2 | 3 | 0 | 0 | 1 | 1 | 14.7% | 2.6% | 25.6% | 42.9%
J | portlaoise | 2030 | 50% | IE wind not priority | 45 | 139 | 34 | 5 | 30 | 68 | 24.3% | 3.3% | 21.4% | 49.1%
J | thornsberry | 2030 | 50% | IE Solar not priority | 124 | 159 | 23 | 4 | 41 | 68 | 14.7% | 2.6% | 25.6% | 42.9%
J | timahoe | 2030 | 50% | IE Solar not priority | 205 | 263 | 39 | 7 | 67 | 113 | 14.7% | 2.6% | 25.6% | 42.9%
J | arodstown | 2030 | ECP | IE Solar not priority | 356 | 456 | 112 | 16 | 8 | 136 | 24.6% | 3.5% | 1.8% | 29.9%
J | athy | 2030 | ECP | IE Solar not priority | 5 | 6 | 2 | 0 | 2 | 4 | 24.6% | 3.5% | 28% | 56.1%
J | blundelstown | 2030 | ECP | IE Solar not priority | 60 | 77 | 19 | 3 | 22 | 43 | 24.6% | 3.5% | 28% | 56.1%
J | bracklone | 2030 | ECP | IE Solar not priority | 85 | 109 | 27 | 4 | 30 | 61 | 24.6% | 3.5% | 28% | 56.1%
J | bracklone | 2030 | ECP | IE wind not priority | 58 | 178 | 55 | 5 | 36 | 97 | 31.1% | 3% | 20.3% | 54.4%
J | bracklyn | 2030 | ECP | IE wind not priority | 65 | 200 | 62 | 6 | 41 | 109 | 31.1% | 3% | 20.3% | 54.4%
J | clonfad | 2030 | ECP | IE Solar not priority | 100 | 128 | 32 | 5 | 36 | 72 | 24.6% | 3.5% | 28% | 56.1%
J | coolnabacky | 2030 | ECP | IE Solar not priority | 80 | 103 | 25 | 4 | 29 | 58 | 24.6% | 3.5% | 28% | 56.1%
J | craddanstown | 2030 | ECP | IE wind not priority | 182 | 561 | 175 | 17 | 114 | 305 | 31.1% | 3% | 20.3% | 54.4%
J | crakenstown | 2030 | ECP | IE Solar not priority | 572 | 733 | 180 | 26 | 13 | 219 | 24.6% | 3.5% | 1.8% | 29.9%
J | curraghdoo | 2030 | ECP | IE Solar not priority | 4 | 5 | 1 | 0 | 1 | 3 | 24.6% | 3.5% | 28% | 56.1%
J | cushaling | 2030 | ECP | IE wind not priority | 75 | 231 | 72 | 7 | 47 | 126 | 31.1% | 3% | 20.3% | 54.4%
J | derryiron | 2030 | ECP | IE Solar not priority | 132 | 169 | 42 | 6 | 47 | 95 | 24.6% | 3.5% | 28% | 56.1%
J | derryiron | 2030 | ECP | IE wind not priority | 101 | 311 | 97 | 9 | 63 | 169 | 31.1% | 3% | 20.3% | 54.4%
J | dunfirth | 2030 | ECP | IE Solar not priority | 32 | 40 | 10 | 1 | 11 | 23 | 24.6% | 3.5% | 28% | 56.1%
J | dunstown | 2030 | ECP | IE Solar not priority | 210 | 269 | 66 | 9 | 5 | 80 | 24.6% | 3.5% | 1.8% | 29.9%
J | finglas | 2030 | ECP | IE Solar not priority | 164 | 211 | 52 | 7 | 4 | 63 | 24.6% | 3.5% | 1.8% | 29.9%
J | fosterstown | 2030 | ECP | IE Solar not priority | 84 | 107 | 26 | 4 | 30 | 60 | 24.6% | 3.5% | 28% | 56.1%
J | gallanstown | 2030 | ECP | IE Solar not priority | 183 | 234 | 58 | 8 | 4 | 70 | 24.6% | 3.5% | 1.8% | 29.9%
J | glasmore | 2030 | ECP | IE Solar not priority | 4 | 5 | 1 | 0 | 0 | 2 | 24.6% | 3.5% | 1.8% | 29.9%
J | grange | 2030 | ECP | IE Solar not priority | 40 | 51 | 13 | 2 | 1 | 15 | 24.6% | 3.5% | 1.8% | 29.9%
J | griffinrath | 2030 | ECP | IE Solar not priority | 71 | 91 | 22 | 3 | 2 | 27 | 24.6% | 3.5% | 1.8% | 29.9%
J | harristown | 2030 | ECP | IE Solar not priority | 42 | 54 | 13 | 2 | 15 | 30 | 24.6% | 3.5% | 28% | 56.1%
J | kilteel | 2030 | ECP | IE Solar not priority | 15 | 19 | 5 | 1 | 5 | 11 | 24.6% | 3.5% | 28% | 56.1%
J | maynooth | 2030 | ECP | IE Solar not priority | 50 | 64 | 16 | 2 | 18 | 36 | 24.6% | 3.5% | 28% | 56.1%
J | monread | 2030 | ECP | IE Solar not priority | 8 | 10 | 3 | 0 | 3 | 6 | 24.6% | 3.5% | 28% | 56.1%
J | mount lucas | 2030 | ECP | IE wind not priority | 56 | 174 | 54 | 5 | 35 | 95 | 31.1% | 3% | 20.3% | 54.4%
J | mount lucas | 2030 | ECP | IE wind priority | 79 | 244 | 0 | 16 | 0 | 16 | 0% | 6.4% | 0% | 6.4%
J | mulgeeth | 2030 | ECP | IE wind not priority | 60 | 185 | 58 | 6 | 38 | 101 | 31.1% | 3% | 20.3% | 54.4%
J | newbridge | 2030 | ECP | IE Solar not priority | 16 | 20 | 5 | 1 | 6 | 11 | 24.6% | 3.5% | 28% | 56.1%
J | philipstown | 2030 | ECP | IE Solar not priority | 50 | 64 | 16 | 2 | 18 | 36 | 24.6% | 3.5% | 28% | 56.1%
J | philipstown | 2030 | ECP | IE wind not priority | 50 | 154 | 48 | 5 | 31 | 84 | 31.1% | 3% | 20.3% | 54.4%
J | portlaoise | 2030 | ECP | IE Solar not priority | 4 | 5 | 1 | 0 | 1 | 3 | 24.6% | 3.5% | 28% | 56.1%
J | portlaoise | 2030 | ECP | IE wind not priority | 45 | 139 | 43 | 4 | 28 | 76 | 31.1% | 3% | 20.3% | 54.4%
J | thornsberry | 2030 | ECP | IE Solar not priority | 244 | 312 | 77 | 11 | 87 | 175 | 24.6% | 3.5% | 28% | 56.1%
J | timahoe | 2030 | ECP | IE Solar not priority | 340 | 436 | 107 | 15 | 122 | 244 | 24.6% | 3.5% | 28% | 56.1%
J | arodstown | 2030 | ECP + 3.1GW Offshore | IE Solar not priority | 356 | 456 | 139 | 16 | 4 | 159 | 30.5% | 3.6% | 0.9% | 35%
J | athy | 2030 | ECP + 3.1GW Offshore | IE Solar not priority | 5 | 6 | 2 | 0 | 1 | 4 | 30.5% | 3.6% | 23.2% | 57.3%
J | belcamp 220kv | 2030 | ECP + 3.1GW Offshore | IE wind not priority | 250 | 1047 | 397 | 30 | 28 | 455 | 37.9% | 2.8% | 2.7% | 43.4%
J | belcamp 220kv | 2030 | ECP + 3.1GW Offshore | IE wind not priority | 250 | 1047 | 397 | 30 | 28 | 455 | 37.9% | 2.8% | 2.7% | 43.4%
J | blundelstown | 2030 | ECP + 3.1GW Offshore | IE Solar not priority | 60 | 77 | 23 | 3 | 18 | 44 | 30.5% | 3.6% | 23.2% | 57.3%
J | bracklone | 2030 | ECP + 3.1GW Offshore | IE Solar not priority | 85 | 109 | 33 | 4 | 25 | 62 | 30.5% | 3.6% | 23.2% | 57.3%
J | bracklone | 2030 | ECP + 3.1GW Offshore | IE wind not priority | 58 | 178 | 79 | 5 | 13 | 97 | 44.4% | 2.8% | 7.3% | 54.5%
J | bracklyn | 2030 | ECP + 3.1GW Offshore | IE wind not priority | 65 | 200 | 89 | 6 | 15 | 109 | 44.4% | 2.8% | 7.3% | 54.5%
J | carrickmines 220kv | 2030 | ECP + 3.1GW Offshore | IE wind not priority | 412 | 1657 | 646 | 47 | 45 | 737 | 39% | 2.8% | 2.7% | 44.5%
J | carrickmines 220kv | 2030 | ECP + 3.1GW Offshore | IE wind not priority | 412 | 1657 | 646 | 47 | 45 | 737 | 39% | 2.8% | 2.7% | 44.5%
J | clonfad | 2030 | ECP + 3.1GW Offshore | IE Solar not priority | 100 | 128 | 39 | 5 | 30 | 73 | 30.5% | 3.6% | 23.2% | 57.3%
J | coolnabacky | 2030 | ECP + 3.1GW Offshore | IE Solar not priority | 80 | 103 | 31 | 4 | 24 | 59 | 30.5% | 3.6% | 23.2% | 57.3%
J | craddanstown | 2030 | ECP + 3.1GW Offshore | IE wind not priority | 182 | 561 | 249 | 16 | 41 | 306 | 44.4% | 2.8% | 7.3% | 54.5%
J | crakenstown | 2030 | ECP + 3.1GW Offshore | IE Solar not priority | 572 | 733 | 223 | 26 | 7 | 256 | 30.5% | 3.6% | 0.9% | 35%
J | curraghdoo | 2030 | ECP + 3.1GW Offshore | IE Solar not priority | 4 | 5 | 2 | 0 | 1 | 3 | 30.5% | 3.6% | 23.2% | 57.3%
J | cushaling | 2030 | ECP + 3.1GW Offshore | IE wind not priority | 75 | 231 | 103 | 6 | 17 | 126 | 44.4% | 2.8% | 7.3% | 54.5%
J | derryiron | 2030 | ECP + 3.1GW Offshore | IE Solar not priority | 132 | 169 | 52 | 6 | 39 | 97 | 30.5% | 3.6% | 23.2% | 57.3%
J | derryiron | 2030 | ECP + 3.1GW Offshore | IE wind not priority | 101 | 311 | 138 | 9 | 23 | 170 | 44.4% | 2.8% | 7.3% | 54.5%
J | dunfirth | 2030 | ECP + 3.1GW Offshore | IE Solar not priority | 32 | 40 | 12 | 1 | 9 | 23 | 30.5% | 3.6% | 23.2% | 57.3%
J | dunstown | 2030 | ECP + 3.1GW Offshore | IE Solar not priority | 210 | 269 | 82 | 10 | 2 | 94 | 30.5% | 3.6% | 0.9% | 35%
J | finglas | 2030 | ECP + 3.1GW Offshore | IE Solar not priority | 164 | 211 | 64 | 8 | 2 | 74 | 30.5% | 3.6% | 0.9% | 35%
J | fosterstown | 2030 | ECP + 3.1GW Offshore | IE Solar not priority | 84 | 107 | 33 | 4 | 25 | 61 | 30.5% | 3.6% | 23.2% | 57.3%
J | gallanstown | 2030 | ECP + 3.1GW Offshore | IE Solar not priority | 183 | 234 | 71 | 8 | 2 | 82 | 30.5% | 3.6% | 0.9% | 35%
J | glasmore | 2030 | ECP + 3.1GW Offshore | IE Solar not priority | 4 | 5 | 2 | 0 | 0 | 2 | 30.5% | 3.6% | 0.9% | 35%
J | grange | 2030 | ECP + 3.1GW Offshore | IE Solar not priority | 40 | 51 | 16 | 2 | 0 | 18 | 30.5% | 3.6% | 0.9% | 35%
J | griffinrath | 2030 | ECP + 3.1GW Offshore | IE Solar not priority | 71 | 91 | 28 | 3 | 1 | 32 | 30.5% | 3.6% | 0.9% | 35%
J | harristown | 2030 | ECP + 3.1GW Offshore | IE Solar not priority | 42 | 54 | 17 | 2 | 13 | 31 | 30.5% | 3.6% | 23.2% | 57.3%
J | kilteel | 2030 | ECP + 3.1GW Offshore | IE Solar not priority | 15 | 19 | 6 | 1 | 4 | 11 | 30.5% | 3.6% | 23.2% | 57.3%
J | maynooth | 2030 | ECP + 3.1GW Offshore | IE Solar not priority | 50 | 64 | 20 | 2 | 15 | 37 | 30.5% | 3.6% | 23.2% | 57.3%
J | monread | 2030 | ECP + 3.1GW Offshore | IE Solar not priority | 8 | 10 | 3 | 0 | 2 | 6 | 30.5% | 3.6% | 23.2% | 57.3%
J | mount lucas | 2030 | ECP + 3.1GW Offshore | IE wind not priority | 56 | 174 | 77 | 5 | 13 | 95 | 44.4% | 2.8% | 7.3% | 54.5%
J | mount lucas | 2030 | ECP + 3.1GW Offshore | IE wind priority | 79 | 244 | 0 | 18 | 0 | 18 | 0% | 7.5% | 0% | 7.5%
J | mulgeeth | 2030 | ECP + 3.1GW Offshore | IE wind not priority | 60 | 185 | 82 | 5 | 14 | 101 | 44.4% | 2.8% | 7.3% | 54.5%
J | newbridge | 2030 | ECP + 3.1GW Offshore | IE Solar not priority | 16 | 20 | 6 | 1 | 5 | 12 | 30.5% | 3.6% | 23.2% | 57.3%
J | philipstown | 2030 | ECP + 3.1GW Offshore | IE Solar not priority | 50 | 64 | 20 | 2 | 15 | 37 | 30.5% | 3.6% | 23.2% | 57.3%
J | philipstown | 2030 | ECP + 3.1GW Offshore | IE wind not priority | 50 | 154 | 68 | 4 | 11 | 84 | 44.4% | 2.8% | 7.3% | 54.5%
J | poolbeg north 220kv | 2030 | ECP + 3.1GW Offshore | IE wind not priority | 400 | 1676 | 636 | 47 | 45 | 728 | 37.9% | 2.8% | 2.7% | 43.4%
J | poolbeg south 220kv | 2030 | ECP + 3.1GW Offshore | IE wind not priority | 450 | 1885 | 715 | 53 | 51 | 819 | 37.9% | 2.8% | 2.7% | 43.4%
J | poolbeg south 220kv | 2030 | ECP + 3.1GW Offshore | IE wind not priority | 450 | 1885 | 715 | 53 | 51 | 819 | 37.9% | 2.8% | 2.7% | 43.4%
J | portlaoise | 2030 | ECP + 3.1GW Offshore | IE Solar not priority | 4 | 5 | 2 | 0 | 1 | 3 | 30.5% | 3.6% | 23.2% | 57.3%
J | portlaoise | 2030 | ECP + 3.1GW Offshore | IE wind not priority | 45 | 139 | 62 | 4 | 10 | 76 | 44.4% | 2.8% | 7.3% | 54.5%
J | thornsberry | 2030 | ECP + 3.1GW Offshore | IE Solar not priority | 244 | 312 | 95 | 11 | 73 | 179 | 30.5% | 3.6% | 23.2% | 57.3%
J | timahoe | 2030 | ECP + 3.1GW Offshore | IE Solar not priority | 340 | 436 | 133 | 16 | 101 | 249 | 30.5% | 3.6% | 23.2% | 57.3%
J | arodstown | 2030 | ECP (without Battery) | IE Solar not priority | 356 | 456 | 150 | 21 | 16 | 186 | 33% | 4.5% | 3.4% | 40.9%
J | athy | 2030 | ECP (without Battery) | IE Solar not priority | 5 | 6 | 2 | 0 | 2 | 4 | 33% | 4.5% | 28.5% | 66%
J | blundelstown | 2030 | ECP (without Battery) | IE Solar not priority | 60 | 77 | 25 | 3 | 22 | 51 | 33% | 4.5% | 28.5% | 66%
J | bracklone | 2030 | ECP (without Battery) | IE Solar not priority | 85 | 109 | 36 | 5 | 31 | 72 | 33% | 4.5% | 28.5% | 66%
J | bracklone | 2030 | ECP (without Battery) | IE wind not priority | 58 | 178 | 65 | 7 | 30 | 102 | 36.5% | 4% | 17.1% | 57.6%
J | bracklyn | 2030 | ECP (without Battery) | IE wind not priority | 65 | 200 | 73 | 8 | 34 | 115 | 36.5% | 4% | 17.1% | 57.6%
J | clonfad | 2030 | ECP (without Battery) | IE Solar not priority | 100 | 128 | 42 | 6 | 37 | 85 | 33% | 4.5% | 28.5% | 66%
J | coolnabacky | 2030 | ECP (without Battery) | IE Solar not priority | 80 | 103 | 34 | 5 | 29 | 68 | 33% | 4.5% | 28.5% | 66%
J | craddanstown | 2030 | ECP (without Battery) | IE wind not priority | 182 | 561 | 205 | 22 | 96 | 323 | 36.5% | 4% | 17.1% | 57.6%
J | crakenstown | 2030 | ECP (without Battery) | IE Solar not priority | 572 | 733 | 242 | 33 | 25 | 300 | 33% | 4.5% | 3.4% | 40.9%
J | curraghdoo | 2030 | ECP (without Battery) | IE Solar not priority | 4 | 5 | 2 | 0 | 1 | 3 | 33% | 4.5% | 28.5% | 66%
J | cushaling | 2030 | ECP (without Battery) | IE wind not priority | 75 | 231 | 84 | 9 | 40 | 133 | 36.5% | 4% | 17.1% | 57.6%
J | derryiron | 2030 | ECP (without Battery) | IE Solar not priority | 132 | 169 | 56 | 8 | 48 | 112 | 33% | 4.5% | 28.5% | 66%
J | derryiron | 2030 | ECP (without Battery) | IE wind not priority | 101 | 311 | 114 | 12 | 53 | 179 | 36.5% | 4% | 17.1% | 57.6%
J | dunfirth | 2030 | ECP (without Battery) | IE Solar not priority | 32 | 40 | 13 | 2 | 12 | 27 | 33% | 4.5% | 28.5% | 66%
J | dunstown | 2030 | ECP (without Battery) | IE Solar not priority | 210 | 269 | 89 | 12 | 9 | 110 | 33% | 4.5% | 3.4% | 40.9%
J | finglas | 2030 | ECP (without Battery) | IE Solar not priority | 164 | 211 | 70 | 10 | 7 | 86 | 33% | 4.5% | 3.4% | 40.9%
J | fosterstown | 2030 | ECP (without Battery) | IE Solar not priority | 84 | 107 | 35 | 5 | 31 | 71 | 33% | 4.5% | 28.5% | 66%
J | gallanstown | 2030 | ECP (without Battery) | IE Solar not priority | 183 | 234 | 77 | 11 | 8 | 96 | 33% | 4.5% | 3.4% | 40.9%
J | glasmore | 2030 | ECP (without Battery) | IE Solar not priority | 4 | 5 | 2 | 0 | 0 | 2 | 33% | 4.5% | 3.4% | 40.9%
J | grange | 2030 | ECP (without Battery) | IE Solar not priority | 40 | 51 | 17 | 2 | 2 | 21 | 33% | 4.5% | 3.4% | 40.9%
J | griffinrath | 2030 | ECP (without Battery) | IE Solar not priority | 71 | 91 | 30 | 4 | 3 | 37 | 33% | 4.5% | 3.4% | 40.9%
J | harristown | 2030 | ECP (without Battery) | IE Solar not priority | 42 | 54 | 18 | 2 | 15 | 36 | 33% | 4.5% | 28.5% | 66%
J | kilteel | 2030 | ECP (without Battery) | IE Solar not priority | 15 | 19 | 6 | 1 | 5 | 13 | 33% | 4.5% | 28.5% | 66%
J | maynooth | 2030 | ECP (without Battery) | IE Solar not priority | 50 | 64 | 21 | 3 | 18 | 42 | 33% | 4.5% | 28.5% | 66%
J | monread | 2030 | ECP (without Battery) | IE Solar not priority | 8 | 10 | 3 | 0 | 3 | 7 | 33% | 4.5% | 28.5% | 66%
J | mount lucas | 2030 | ECP (without Battery) | IE wind not priority | 56 | 174 | 63 | 7 | 30 | 100 | 36.5% | 4% | 17.1% | 57.6%
J | mount lucas | 2030 | ECP (without Battery) | IE wind priority | 79 | 244 | 0 | 22 | 0 | 22 | 0% | 9% | 0% | 9%
J | mulgeeth | 2030 | ECP (without Battery) | IE wind not priority | 60 | 185 | 67 | 7 | 32 | 107 | 36.5% | 4% | 17.1% | 57.6%
J | newbridge | 2030 | ECP (without Battery) | IE Solar not priority | 16 | 20 | 7 | 1 | 6 | 14 | 33% | 4.5% | 28.5% | 66%
J | philipstown | 2030 | ECP (without Battery) | IE Solar not priority | 50 | 64 | 21 | 3 | 18 | 42 | 33% | 4.5% | 28.5% | 66%
J | philipstown | 2030 | ECP (without Battery) | IE wind not priority | 50 | 154 | 56 | 6 | 26 | 89 | 36.5% | 4% | 17.1% | 57.6%
J | portlaoise | 2030 | ECP (without Battery) | IE Solar not priority | 4 | 5 | 2 | 0 | 1 | 3 | 33% | 4.5% | 28.5% | 66%
J | portlaoise | 2030 | ECP (without Battery) | IE wind not priority | 45 | 139 | 51 | 6 | 24 | 80 | 36.5% | 4% | 17.1% | 57.6%
J | thornsberry | 2030 | ECP (without Battery) | IE Solar not priority | 244 | 312 | 103 | 14 | 89 | 206 | 33% | 4.5% | 28.5% | 66%
J | timahoe | 2030 | ECP (without Battery) | IE Solar not priority | 340 | 436 | 144 | 20 | 124 | 288 | 33% | 4.5% | 28.5% | 66%
J | arodstown | 2035 | ECP + 5GW Offshore | IE Solar not priority | 356 | 456 | 101 | 10 | 3 | 114 | 22.2% | 2.2% | 0.6% | 25%
J | athy | 2035 | ECP + 5GW Offshore | IE Solar not priority | 5 | 6 | 1 | 0 | 2 | 3 | 22.2% | 2.2% | 29.4% | 53.8%
J | belcamp 220kv | 2035 | ECP + 5GW Offshore | IE wind not priority | 250 | 1047 | 317 | 19 | 74 | 411 | 30.3% | 1.9% | 7.1% | 39.2%
J | belcamp 220kv | 2035 | ECP + 5GW Offshore | IE wind not priority | 250 | 1047 | 317 | 19 | 74 | 411 | 30.3% | 1.9% | 7.1% | 39.2%
J | blundelstown | 2035 | ECP + 5GW Offshore | IE Solar not priority | 60 | 77 | 17 | 2 | 23 | 41 | 22.2% | 2.2% | 29.4% | 53.8%
J | bracklone | 2035 | ECP + 5GW Offshore | IE Solar not priority | 85 | 109 | 24 | 2 | 32 | 59 | 22.2% | 2.2% | 29.4% | 53.8%
J | bracklone | 2035 | ECP + 5GW Offshore | IE wind not priority | 58 | 178 | 63 | 3 | 15 | 82 | 35.7% | 1.9% | 8.5% | 46.1%
J | bracklyn | 2035 | ECP + 5GW Offshore | IE wind not priority | 65 | 200 | 71 | 4 | 17 | 92 | 35.7% | 1.9% | 8.5% | 46.1%
J | carrickmines 220kv | 2035 | ECP + 5GW Offshore | IE wind not priority | 412 | 1657 | 518 | 31 | 117 | 667 | 31.3% | 1.9% | 7.1% | 40.2%
J | carrickmines 220kv | 2035 | ECP + 5GW Offshore | IE wind not priority | 412 | 1657 | 518 | 31 | 117 | 667 | 31.3% | 1.9% | 7.1% | 40.2%
J | clonfad | 2035 | ECP + 5GW Offshore | IE Solar not priority | 100 | 128 | 28 | 3 | 38 | 69 | 22.2% | 2.2% | 29.4% | 53.8%
J | coolnabacky | 2035 | ECP + 5GW Offshore | IE Solar not priority | 80 | 103 | 23 | 2 | 30 | 55 | 22.2% | 2.2% | 29.4% | 53.8%
J | craddanstown | 2035 | ECP + 5GW Offshore | IE wind not priority | 182 | 561 | 200 | 11 | 48 | 259 | 35.7% | 1.9% | 8.5% | 46.1%
J | crakenstown | 2035 | ECP + 5GW Offshore | IE Solar not priority | 572 | 733 | 163 | 16 | 4 | 183 | 22.2% | 2.2% | 0.6% | 25%
J | curraghdoo | 2035 | ECP + 5GW Offshore | IE Solar not priority | 4 | 5 | 1 | 0 | 2 | 3 | 22.2% | 2.2% | 29.4% | 53.8%
J | cushaling | 2035 | ECP + 5GW Offshore | IE wind not priority | 75 | 231 | 83 | 4 | 20 | 107 | 35.7% | 1.9% | 8.5% | 46.1%
J | derryiron | 2035 | ECP + 5GW Offshore | IE Solar not priority | 132 | 169 | 38 | 4 | 50 | 91 | 22.2% | 2.2% | 29.4% | 53.8%
J | derryiron | 2035 | ECP + 5GW Offshore | IE wind not priority | 101 | 311 | 111 | 6 | 26 | 144 | 35.7% | 1.9% | 8.5% | 46.1%
J | dunfirth | 2035 | ECP + 5GW Offshore | IE Solar not priority | 32 | 40 | 9 | 1 | 12 | 22 | 22.2% | 2.2% | 29.4% | 53.8%
J | dunstown | 2035 | ECP + 5GW Offshore | IE Solar not priority | 210 | 269 | 60 | 6 | 2 | 67 | 22.2% | 2.2% | 0.6% | 25%
J | finglas | 2035 | ECP + 5GW Offshore | IE Solar not priority | 164 | 211 | 47 | 5 | 1 | 53 | 22.2% | 2.2% | 0.6% | 25%
J | fosterstown | 2035 | ECP + 5GW Offshore | IE Solar not priority | 84 | 107 | 24 | 2 | 32 | 58 | 22.2% | 2.2% | 29.4% | 53.8%
J | gallanstown | 2035 | ECP + 5GW Offshore | IE Solar not priority | 183 | 234 | 52 | 5 | 1 | 59 | 22.2% | 2.2% | 0.6% | 25%
J | glasmore | 2035 | ECP + 5GW Offshore | IE Solar not priority | 4 | 5 | 1 | 0 | 0 | 1 | 22.2% | 2.2% | 0.6% | 25%
J | grange | 2035 | ECP + 5GW Offshore | IE Solar not priority | 40 | 51 | 11 | 1 | 0 | 13 | 22.2% | 2.2% | 0.6% | 25%
J | griffinrath | 2035 | ECP + 5GW Offshore | IE Solar not priority | 71 | 91 | 20 | 2 | 1 | 23 | 22.2% | 2.2% | 0.6% | 25%
J | harristown | 2035 | ECP + 5GW Offshore | IE Solar not priority | 42 | 54 | 12 | 1 | 16 | 29 | 22.2% | 2.2% | 29.4% | 53.8%
J | kilteel | 2035 | ECP + 5GW Offshore | IE Solar not priority | 15 | 19 | 4 | 0 | 6 | 10 | 22.2% | 2.2% | 29.4% | 53.8%
J | maynooth | 2035 | ECP + 5GW Offshore | IE Solar not priority | 50 | 64 | 14 | 1 | 19 | 34 | 22.2% | 2.2% | 29.4% | 53.8%
J | monread | 2035 | ECP + 5GW Offshore | IE Solar not priority | 8 | 10 | 2 | 0 | 3 | 6 | 22.2% | 2.2% | 29.4% | 53.8%
J | mount lucas | 2035 | ECP + 5GW Offshore | IE wind not priority | 56 | 174 | 62 | 3 | 15 | 80 | 35.7% | 1.9% | 8.5% | 46.1%
J | mount lucas | 2035 | ECP + 5GW Offshore | IE wind priority | 79 | 244 | 0 | 15 | 0 | 15 | 0% | 6.1% | 0% | 6.1%
J | mulgeeth | 2035 | ECP + 5GW Offshore | IE wind not priority | 60 | 185 | 66 | 4 | 16 | 85 | 35.7% | 1.9% | 8.5% | 46.1%
J | newbridge | 2035 | ECP + 5GW Offshore | IE Solar not priority | 16 | 20 | 5 | 0 | 6 | 11 | 22.2% | 2.2% | 29.4% | 53.8%
J | philipstown | 2035 | ECP + 5GW Offshore | IE Solar not priority | 50 | 64 | 14 | 1 | 19 | 34 | 22.2% | 2.2% | 29.4% | 53.8%
J | philipstown | 2035 | ECP + 5GW Offshore | IE wind not priority | 50 | 154 | 55 | 3 | 13 | 71 | 35.7% | 1.9% | 8.5% | 46.1%
J | poolbeg north 220kv | 2035 | ECP + 5GW Offshore | IE wind not priority | 400 | 1676 | 507 | 31 | 119 | 657 | 30.3% | 1.9% | 7.1% | 39.2%
J | poolbeg south 220kv | 2035 | ECP + 5GW Offshore | IE wind not priority | 450 | 1885 | 571 | 35 | 133 | 739 | 30.3% | 1.9% | 7.1% | 39.2%
J | poolbeg south 220kv | 2035 | ECP + 5GW Offshore | IE wind not priority | 450 | 1885 | 571 | 35 | 133 | 739 | 30.3% | 1.9% | 7.1% | 39.2%
J | portlaoise | 2035 | ECP + 5GW Offshore | IE Solar not priority | 4 | 5 | 1 | 0 | 2 | 3 | 22.2% | 2.2% | 29.4% | 53.8%
J | portlaoise | 2035 | ECP + 5GW Offshore | IE wind not priority | 45 | 139 | 50 | 3 | 12 | 64 | 35.7% | 1.9% | 8.5% | 46.1%
J | thornsberry | 2035 | ECP + 5GW Offshore | IE Solar not priority | 244 | 312 | 69 | 7 | 92 | 168 | 22.2% | 2.2% | 29.4% | 53.8%
J | timahoe | 2035 | ECP + 5GW Offshore | IE Solar not priority | 340 | 436 | 97 | 10 | 128 | 234 | 22.2% | 2.2% | 29.4% | 53.8%
J | arodstown | 2035 | ECP + 5GW Offshore (without France 2, LirIC, MaRES) | IE Solar not priority | 356 | 456 | 130 | 12 | 1 | 144 | 28.6% | 2.7% | 0.3% | 31.6%
J | athy | 2035 | ECP + 5GW Offshore (without France 2, LirIC, MaRES) | IE Solar not priority | 5 | 6 | 2 | 0 | 1 | 3 | 28.6% | 2.7% | 23.2% | 54.5%
J | belcamp 220kv | 2035 | ECP + 5GW Offshore (without France 2, LirIC, MaRES) | IE wind not priority | 250 | 1047 | 368 | 22 | 67 | 456 | 35.1% | 2.1% | 6.4% | 43.5%
J | belcamp 220kv | 2035 | ECP + 5GW Offshore (without France 2, LirIC, MaRES) | IE wind not priority | 250 | 1047 | 368 | 22 | 67 | 456 | 35.1% | 2.1% | 6.4% | 43.5%
J | blundelstown | 2035 | ECP + 5GW Offshore (without France 2, LirIC, MaRES) | IE Solar not priority | 60 | 77 | 22 | 2 | 18 | 42 | 28.6% | 2.7% | 23.2% | 54.5%
J | bracklone | 2035 | ECP + 5GW Offshore (without France 2, LirIC, MaRES) | IE Solar not priority | 85 | 109 | 31 | 3 | 25 | 59 | 28.6% | 2.7% | 23.2% | 54.5%
J | bracklone | 2035 | ECP + 5GW Offshore (without France 2, LirIC, MaRES) | IE wind not priority | 58 | 178 | 73 | 4 | 8 | 85 | 41% | 2.1% | 4.6% | 47.7%
J | bracklyn | 2035 | ECP + 5GW Offshore (without France 2, LirIC, MaRES) | IE wind not priority | 65 | 200 | 82 | 4 | 9 | 95 | 41% | 2.1% | 4.6% | 47.7%
J | carrickmines 220kv | 2035 | ECP + 5GW Offshore (without France 2, LirIC, MaRES) | IE wind not priority | 412 | 1657 | 597 | 35 | 106 | 737 | 36% | 2.1% | 6.4% | 44.5%
J | carrickmines 220kv | 2035 | ECP + 5GW Offshore (without France 2, LirIC, MaRES) | IE wind not priority | 412 | 1657 | 597 | 35 | 106 | 737 | 36% | 2.1% | 6.4% | 44.5%
J | clonfad | 2035 | ECP + 5GW Offshore (without France 2, LirIC, MaRES) | IE Solar not priority | 100 | 128 | 37 | 4 | 30 | 70 | 28.6% | 2.7% | 23.2% | 54.5%
J | coolnabacky | 2035 | ECP + 5GW Offshore (without France 2, LirIC, MaRES) | IE Solar not priority | 80 | 103 | 29 | 3 | 24 | 56 | 28.6% | 2.7% | 23.2% | 54.5%
J | craddanstown | 2035 | ECP + 5GW Offshore (without France 2, LirIC, MaRES) | IE wind not priority | 182 | 561 | 230 | 12 | 26 | 268 | 41% | 2.1% | 4.6% | 47.7%
J | crakenstown | 2035 | ECP + 5GW Offshore (without France 2, LirIC, MaRES) | IE Solar not priority | 572 | 733 | 209 | 20 | 2 | 232 | 28.6% | 2.7% | 0.3% | 31.6%
J | curraghdoo | 2035 | ECP + 5GW Offshore (without France 2, LirIC, MaRES) | IE Solar not priority | 4 | 5 | 1 | 0 | 1 | 3 | 28.6% | 2.7% | 23.2% | 54.5%
J | cushaling | 2035 | ECP + 5GW Offshore (without France 2, LirIC, MaRES) | IE wind not priority | 75 | 231 | 95 | 5 | 11 | 110 | 41% | 2.1% | 4.6% | 47.7%
J | derryiron | 2035 | ECP + 5GW Offshore (without France 2, LirIC, MaRES) | IE Solar not priority | 132 | 169 | 48 | 5 | 39 | 92 | 28.6% | 2.7% | 23.2% | 54.5%
J | derryiron | 2035 | ECP + 5GW Offshore (without France 2, LirIC, MaRES) | IE wind not priority | 101 | 311 | 128 | 7 | 14 | 149 | 41% | 2.1% | 4.6% | 47.7%
J | dunfirth | 2035 | ECP + 5GW Offshore (without France 2, LirIC, MaRES) | IE Solar not priority | 32 | 40 | 12 | 1 | 9 | 22 | 28.6% | 2.7% | 23.2% | 54.5%
J | dunstown | 2035 | ECP + 5GW Offshore (without France 2, LirIC, MaRES) | IE Solar not priority | 210 | 269 | 77 | 7 | 1 | 85 | 28.6% | 2.7% | 0.3% | 31.6%
J | finglas | 2035 | ECP + 5GW Offshore (without France 2, LirIC, MaRES) | IE Solar not priority | 164 | 211 | 60 | 6 | 1 | 67 | 28.6% | 2.7% | 0.3% | 31.6%
J | fosterstown | 2035 | ECP + 5GW Offshore (without France 2, LirIC, MaRES) | IE Solar not priority | 84 | 107 | 31 | 3 | 25 | 59 | 28.6% | 2.7% | 23.2% | 54.5%
J | gallanstown | 2035 | ECP + 5GW Offshore (without France 2, LirIC, MaRES) | IE Solar not priority | 183 | 234 | 67 | 6 | 1 | 74 | 28.6% | 2.7% | 0.3% | 31.6%
J | glasmore | 2035 | ECP + 5GW Offshore (without France 2, LirIC, MaRES) | IE Solar not priority | 4 | 5 | 1 | 0 | 0 | 2 | 28.6% | 2.7% | 0.3% | 31.6%
J | grange | 2035 | ECP + 5GW Offshore (without France 2, LirIC, MaRES) | IE Solar not priority | 40 | 51 | 15 | 1 | 0 | 16 | 28.6% | 2.7% | 0.3% | 31.6%
J | griffinrath | 2035 | ECP + 5GW Offshore (without France 2, LirIC, MaRES) | IE Solar not priority | 71 | 91 | 26 | 2 | 0 | 29 | 28.6% | 2.7% | 0.3% | 31.6%
J | harristown | 2035 | ECP + 5GW Offshore (without France 2, LirIC, MaRES) | IE Solar not priority | 42 | 54 | 15 | 1 | 13 | 30 | 28.6% | 2.7% | 23.2% | 54.5%
J | kilteel | 2035 | ECP + 5GW Offshore (without France 2, LirIC, MaRES) | IE Solar not priority | 15 | 19 | 5 | 1 | 4 | 10 | 28.6% | 2.7% | 23.2% | 54.5%
J | maynooth | 2035 | ECP + 5GW Offshore (without France 2, LirIC, MaRES) | IE Solar not priority | 50 | 64 | 18 | 2 | 15 | 35 | 28.6% | 2.7% | 23.2% | 54.5%
J | monread | 2035 | ECP + 5GW Offshore (without France 2, LirIC, MaRES) | IE Solar not priority | 8 | 10 | 3 | 0 | 2 | 6 | 28.6% | 2.7% | 23.2% | 54.5%
J | mount lucas | 2035 | ECP + 5GW Offshore (without France 2, LirIC, MaRES) | IE wind not priority | 56 | 174 | 71 | 4 | 8 | 83 | 41% | 2.1% | 4.6% | 47.7%
J | mount lucas | 2035 | ECP + 5GW Offshore (without France 2, LirIC, MaRES) | IE wind priority | 79 | 244 | 0 | 14 | 0 | 14 | 0% | 5.9% | 0% | 5.9%
J | mulgeeth | 2035 | ECP + 5GW Offshore (without France 2, LirIC, MaRES) | IE wind not priority | 60 | 185 | 76 | 4 | 9 | 88 | 41% | 2.1% | 4.6% | 47.7%
J | newbridge | 2035 | ECP + 5GW Offshore (without France 2, LirIC, MaRES) | IE Solar not priority | 16 | 20 | 6 | 1 | 5 | 11 | 28.6% | 2.7% | 23.2% | 54.5%
J | philipstown | 2035 | ECP + 5GW Offshore (without France 2, LirIC, MaRES) | IE Solar not priority | 50 | 64 | 18 | 2 | 15 | 35 | 28.6% | 2.7% | 23.2% | 54.5%
J | philipstown | 2035 | ECP + 5GW Offshore (without France 2, LirIC, MaRES) | IE wind not priority | 50 | 154 | 63 | 3 | 7 | 74 | 41% | 2.1% | 4.6% | 47.7%
J | poolbeg north 220kv | 2035 | ECP + 5GW Offshore (without France 2, LirIC, MaRES) | IE wind not priority | 400 | 1676 | 588 | 35 | 107 | 730 | 35.1% | 2.1% | 6.4% | 43.5%
J | poolbeg south 220kv | 2035 | ECP + 5GW Offshore (without France 2, LirIC, MaRES) | IE wind not priority | 450 | 1885 | 662 | 39 | 120 | 821 | 35.1% | 2.1% | 6.4% | 43.5%
J | poolbeg south 220kv | 2035 | ECP + 5GW Offshore (without France 2, LirIC, MaRES) | IE wind not priority | 450 | 1885 | 662 | 39 | 120 | 821 | 35.1% | 2.1% | 6.4% | 43.5%
J | portlaoise | 2035 | ECP + 5GW Offshore (without France 2, LirIC, MaRES) | IE Solar not priority | 4 | 5 | 1 | 0 | 1 | 3 | 28.6% | 2.7% | 23.2% | 54.5%
J | portlaoise | 2035 | ECP + 5GW Offshore (without France 2, LirIC, MaRES) | IE wind not priority | 45 | 139 | 57 | 3 | 6 | 66 | 41% | 2.1% | 4.6% | 47.7%
J | thornsberry | 2035 | ECP + 5GW Offshore (without France 2, LirIC, MaRES) | IE Solar not priority | 244 | 312 | 89 | 9 | 73 | 170 | 28.6% | 2.7% | 23.2% | 54.5%
J | timahoe | 2035 | ECP + 5GW Offshore (without France 2, LirIC, MaRES) | IE Solar not priority | 340 | 436 | 124 | 12 | 101 | 238 | 28.6% | 2.7% | 23.2% | 54.5%
J | arodstown | 2035 | ECP + 5GW Offshore (with ECP 2.4 IC methodology) | IE Solar not priority | 356 | 456 | 82 | 9 | 2 | 92 | 17.9% | 2% | 0.3% | 20.2%
J | athy | 2035 | ECP + 5GW Offshore (with ECP 2.4 IC methodology) | IE Solar not priority | 5 | 6 | 1 | 0 | 2 | 3 | 17.9% | 2% | 29.4% | 49.3%
J | belcamp 220kv | 2035 | ECP + 5GW Offshore (with ECP 2.4 IC methodology) | IE wind not priority | 250 | 1047 | 195 | 18 | 56 | 269 | 18.6% | 1.7% | 5.4% | 25.7%
J | belcamp 220kv | 2035 | ECP + 5GW Offshore (with ECP 2.4 IC methodology) | IE wind not priority | 250 | 1047 | 195 | 18 | 56 | 269 | 18.6% | 1.7% | 5.4% | 25.7%
J | blundelstown | 2035 | ECP + 5GW Offshore (with ECP 2.4 IC methodology) | IE Solar not priority | 60 | 77 | 14 | 2 | 23 | 38 | 17.9% | 2% | 29.4% | 49.3%
J | bracklone | 2035 | ECP + 5GW Offshore (with ECP 2.4 IC methodology) | IE Solar not priority | 85 | 109 | 20 | 2 | 32 | 54 | 17.9% | 2% | 29.4% | 49.3%
J | bracklone | 2035 | ECP + 5GW Offshore (with ECP 2.4 IC methodology) | IE wind not priority | 58 | 178 | 40 | 3 | 18 | 62 | 22.7% | 1.9% | 10.1% | 34.7%
J | bracklyn | 2035 | ECP + 5GW Offshore (with ECP 2.4 IC methodology) | IE wind not priority | 65 | 200 | 45 | 4 | 20 | 69 | 22.7% | 1.9% | 10.1% | 34.7%
J | carrickmines 220kv | 2035 | ECP + 5GW Offshore (with ECP 2.4 IC methodology) | IE wind not priority | 412 | 1657 | 315 | 29 | 89 | 433 | 19% | 1.7% | 5.4% | 26.1%
J | carrickmines 220kv | 2035 | ECP + 5GW Offshore (with ECP 2.4 IC methodology) | IE wind not priority | 412 | 1657 | 315 | 29 | 89 | 433 | 19% | 1.7% | 5.4% | 26.1%
J | clonfad | 2035 | ECP + 5GW Offshore (with ECP 2.4 IC methodology) | IE Solar not priority | 100 | 128 | 23 | 3 | 38 | 63 | 17.9% | 2% | 29.4% | 49.3%
J | coolnabacky | 2035 | ECP + 5GW Offshore (with ECP 2.4 IC methodology) | IE Solar not priority | 80 | 103 | 18 | 2 | 30 | 51 | 17.9% | 2% | 29.4% | 49.3%
J | craddanstown | 2035 | ECP + 5GW Offshore (with ECP 2.4 IC methodology) | IE wind not priority | 182 | 561 | 127 | 11 | 57 | 195 | 22.7% | 1.9% | 10.1% | 34.7%
J | crakenstown | 2035 | ECP + 5GW Offshore (with ECP 2.4 IC methodology) | IE Solar not priority | 572 | 733 | 131 | 14 | 3 | 148 | 17.9% | 2% | 0.3% | 20.2%
J | curraghdoo | 2035 | ECP + 5GW Offshore (with ECP 2.4 IC methodology) | IE Solar not priority | 4 | 5 | 1 | 0 | 2 | 3 | 17.9% | 2% | 29.4% | 49.3%
J | cushaling | 2035 | ECP + 5GW Offshore (with ECP 2.4 IC methodology) | IE wind not priority | 75 | 231 | 52 | 4 | 23 | 80 | 22.7% | 1.9% | 10.1% | 34.7%
J | derryiron | 2035 | ECP + 5GW Offshore (with ECP 2.4 IC methodology) | IE Solar not priority | 132 | 169 | 30 | 3 | 50 | 83 | 17.9% | 2% | 29.4% | 49.3%
J | derryiron | 2035 | ECP + 5GW Offshore (with ECP 2.4 IC methodology) | IE wind not priority | 101 | 311 | 71 | 6 | 31 | 108 | 22.7% | 1.9% | 10.1% | 34.7%
J | dunfirth | 2035 | ECP + 5GW Offshore (with ECP 2.4 IC methodology) | IE Solar not priority | 32 | 40 | 7 | 1 | 12 | 20 | 17.9% | 2% | 29.4% | 49.3%
J | dunstown | 2035 | ECP + 5GW Offshore (with ECP 2.4 IC methodology) | IE Solar not priority | 210 | 269 | 48 | 5 | 1 | 54 | 17.9% | 2% | 0.3% | 20.2%
J | finglas | 2035 | ECP + 5GW Offshore (with ECP 2.4 IC methodology) | IE Solar not priority | 164 | 211 | 38 | 4 | 1 | 43 | 17.9% | 2% | 0.3% | 20.2%
J | fosterstown | 2035 | ECP + 5GW Offshore (with ECP 2.4 IC methodology) | IE Solar not priority | 84 | 107 | 19 | 2 | 32 | 53 | 17.9% | 2% | 29.4% | 49.3%
J | gallanstown | 2035 | ECP + 5GW Offshore (with ECP 2.4 IC methodology) | IE Solar not priority | 183 | 234 | 42 | 5 | 1 | 47 | 17.9% | 2% | 0.3% | 20.2%
J | glasmore | 2035 | ECP + 5GW Offshore (with ECP 2.4 IC methodology) | IE Solar not priority | 4 | 5 | 1 | 0 | 0 | 1 | 17.9% | 2% | 0.3% | 20.2%
J | grange | 2035 | ECP + 5GW Offshore (with ECP 2.4 IC methodology) | IE Solar not priority | 40 | 51 | 9 | 1 | 0 | 10 | 17.9% | 2% | 0.3% | 20.2%
J | griffinrath | 2035 | ECP + 5GW Offshore (with ECP 2.4 IC methodology) | IE Solar not priority | 71 | 91 | 16 | 2 | 0 | 18 | 17.9% | 2% | 0.3% | 20.2%
J | harristown | 2035 | ECP + 5GW Offshore (with ECP 2.4 IC methodology) | IE Solar not priority | 42 | 54 | 10 | 1 | 16 | 27 | 17.9% | 2% | 29.4% | 49.3%
J | kilteel | 2035 | ECP + 5GW Offshore (with ECP 2.4 IC methodology) | IE Solar not priority | 15 | 19 | 3 | 0 | 6 | 9 | 17.9% | 2% | 29.4% | 49.3%
J | maynooth | 2035 | ECP + 5GW Offshore (with ECP 2.4 IC methodology) | IE Solar not priority | 50 | 64 | 11 | 1 | 19 | 32 | 17.9% | 2% | 29.4% | 49.3%
J | monread | 2035 | ECP + 5GW Offshore (with ECP 2.4 IC methodology) | IE Solar not priority | 8 | 10 | 2 | 0 | 3 | 5 | 17.9% | 2% | 29.4% | 49.3%
J | mount lucas | 2035 | ECP + 5GW Offshore (with ECP 2.4 IC methodology) | IE wind not priority | 56 | 174 | 39 | 3 | 18 | 60 | 22.7% | 1.9% | 10.1% | 34.7%
J | mount lucas | 2035 | ECP + 5GW Offshore (with ECP 2.4 IC methodology) | IE wind priority | 79 | 244 | 0 | 8 | 0 | 8 | 0% | 3.1% | 0% | 3.1%
J | mulgeeth | 2035 | ECP + 5GW Offshore (with ECP 2.4 IC methodology) | IE wind not priority | 60 | 185 | 42 | 4 | 19 | 64 | 22.7% | 1.9% | 10.1% | 34.7%
J | newbridge | 2035 | ECP + 5GW Offshore (with ECP 2.4 IC methodology) | IE Solar not priority | 16 | 20 | 4 | 0 | 6 | 10 | 17.9% | 2% | 29.4% | 49.3%
J | philipstown | 2035 | ECP + 5GW Offshore (with ECP 2.4 IC methodology) | IE Solar not priority | 50 | 64 | 11 | 1 | 19 | 32 | 17.9% | 2% | 29.4% | 49.3%
J | philipstown | 2035 | ECP + 5GW Offshore (with ECP 2.4 IC methodology) | IE wind not priority | 50 | 154 | 35 | 3 | 16 | 53 | 22.7% | 1.9% | 10.1% | 34.7%
J | poolbeg north 220kv | 2035 | ECP + 5GW Offshore (with ECP 2.4 IC methodology) | IE wind not priority | 400 | 1676 | 312 | 29 | 90 | 431 | 18.6% | 1.7% | 5.4% | 25.7%
J | poolbeg south 220kv | 2035 | ECP + 5GW Offshore (with ECP 2.4 IC methodology) | IE wind not priority | 450 | 1885 | 351 | 32 | 101 | 485 | 18.6% | 1.7% | 5.4% | 25.7%
J | poolbeg south 220kv | 2035 | ECP + 5GW Offshore (with ECP 2.4 IC methodology) | IE wind not priority | 450 | 1885 | 351 | 32 | 101 | 485 | 18.6% | 1.7% | 5.4% | 25.7%
J | portlaoise | 2035 | ECP + 5GW Offshore (with ECP 2.4 IC methodology) | IE Solar not priority | 4 | 5 | 1 | 0 | 2 | 3 | 17.9% | 2% | 29.4% | 49.3%
J | portlaoise | 2035 | ECP + 5GW Offshore (with ECP 2.4 IC methodology) | IE wind not priority | 45 | 139 | 31 | 3 | 14 | 48 | 22.7% | 1.9% | 10.1% | 34.7%
J | thornsberry | 2035 | ECP + 5GW Offshore (with ECP 2.4 IC methodology) | IE Solar not priority | 244 | 312 | 56 | 6 | 92 | 154 | 17.9% | 2% | 29.4% | 49.3%
J | timahoe | 2035 | ECP + 5GW Offshore (with ECP 2.4 IC methodology) | IE Solar not priority | 340 | 436 | 78 | 9 | 128 | 215 | 17.9% | 2% | 29.4% | 49.3%
J | arodstown | 2028 | ECP (Pro-rata) | IE Solar not priority | 356 | 456 | 104 | 28 | 23 | 154 | 22.7% | 6% | 5.1% | 33.8%
J | athy | 2028 | ECP (Pro-rata) | IE Solar not priority | 5 | 6 | 1 | 0 | 3 | 5 | 22.7% | 6% | 42% | 70.7%
J | blundelstown | 2028 | ECP (Pro-rata) | IE Solar not priority | 60 | 77 | 17 | 5 | 32 | 54 | 22.7% | 6% | 42% | 70.7%
J | bracklone | 2028 | ECP (Pro-rata) | IE Solar not priority | 85 | 109 | 25 | 7 | 46 | 77 | 22.7% | 6% | 42% | 70.7%
J | bracklone | 2028 | ECP (Pro-rata) | IE wind not priority | 58 | 179 | 52 | 9 | 64 | 124 | 29% | 4.9% | 35.5% | 69.4%
J | bracklyn | 2028 | ECP (Pro-rata) | IE wind not priority | 65 | 201 | 58 | 10 | 71 | 140 | 29% | 4.9% | 35.5% | 69.4%
J | clonfad | 2028 | ECP (Pro-rata) | IE Solar not priority | 100 | 128 | 29 | 8 | 54 | 91 | 22.7% | 6% | 42% | 70.7%
J | coolnabacky | 2028 | ECP (Pro-rata) | IE Solar not priority | 80 | 103 | 23 | 6 | 43 | 73 | 22.7% | 6% | 42% | 70.7%
J | craddanstown | 2028 | ECP (Pro-rata) | IE wind not priority | 182 | 565 | 164 | 27 | 201 | 392 | 29% | 4.9% | 35.5% | 69.4%
J | crakenstown | 2028 | ECP (Pro-rata) | IE Solar not priority | 572 | 734 | 167 | 44 | 37 | 248 | 22.7% | 6% | 5.1% | 33.8%
J | curraghdoo | 2028 | ECP (Pro-rata) | IE Solar not priority | 4 | 5 | 1 | 0 | 2 | 4 | 22.7% | 6% | 42% | 70.7%
J | cushaling | 2028 | ECP (Pro-rata) | IE wind not priority | 75 | 233 | 68 | 11 | 83 | 162 | 29% | 4.9% | 35.5% | 69.4%
J | derryiron | 2028 | ECP (Pro-rata) | IE Solar not priority | 132 | 169 | 38 | 10 | 71 | 120 | 22.7% | 6% | 42% | 70.7%
J | derryiron | 2028 | ECP (Pro-rata) | IE wind not priority | 101 | 314 | 91 | 15 | 111 | 218 | 29% | 4.9% | 35.5% | 69.4%
J | dunfirth | 2028 | ECP (Pro-rata) | IE Solar not priority | 32 | 40 | 9 | 2 | 17 | 29 | 22.7% | 6% | 42% | 70.7%
J | dunstown | 2028 | ECP (Pro-rata) | IE Solar not priority | 210 | 269 | 61 | 16 | 14 | 91 | 22.7% | 6% | 5.1% | 33.8%
J | finglas | 2028 | ECP (Pro-rata) | IE Solar not priority | 164 | 211 | 48 | 13 | 11 | 71 | 22.7% | 6% | 5.1% | 33.8%
J | fosterstown | 2028 | ECP (Pro-rata) | IE Solar not priority | 84 | 108 | 24 | 6 | 45 | 76 | 22.7% | 6% | 42% | 70.7%
J | gallanstown | 2028 | ECP (Pro-rata) | IE Solar not priority | 183 | 235 | 53 | 14 | 12 | 79 | 22.7% | 6% | 5.1% | 33.8%
J | glasmore | 2028 | ECP (Pro-rata) | IE Solar not priority | 4 | 5 | 1 | 0 | 0 | 2 | 22.7% | 6% | 5.1% | 33.8%
J | grange | 2028 | ECP (Pro-rata) | IE Solar not priority | 40 | 51 | 12 | 3 | 3 | 17 | 22.7% | 6% | 5.1% | 33.8%
J | griffinrath | 2028 | ECP (Pro-rata) | IE Solar not priority | 71 | 91 | 21 | 5 | 5 | 31 | 22.7% | 6% | 5.1% | 33.8%
J | harristown | 2028 | ECP (Pro-rata) | IE Solar not priority | 42 | 54 | 12 | 3 | 23 | 38 | 22.7% | 6% | 42% | 70.7%
J | kilteel | 2028 | ECP (Pro-rata) | IE Solar not priority | 15 | 19 | 4 | 1 | 8 | 14 | 22.7% | 6% | 42% | 70.7%
J | maynooth | 2028 | ECP (Pro-rata) | IE Solar not priority | 50 | 64 | 15 | 4 | 27 | 45 | 22.7% | 6% | 42% | 70.7%
J | monread | 2028 | ECP (Pro-rata) | IE Solar not priority | 8 | 10 | 2 | 1 | 4 | 7 | 22.7% | 6% | 42% | 70.7%
J | mount lucas | 2028 | ECP (Pro-rata) | IE wind not priority | 56 | 175 | 51 | 9 | 62 | 121 | 29% | 4.9% | 35.5% | 69.4%
J | mount lucas | 2028 | ECP (Pro-rata) | IE wind priority | 79 | 246 | 0 | 25 | 87 | 113 | 0% | 10.4% | 35.5% | 45.9%
J | mulgeeth | 2028 | ECP (Pro-rata) | IE wind not priority | 60 | 186 | 54 | 9 | 66 | 129 | 29% | 4.9% | 35.5% | 69.4%
J | newbridge | 2028 | ECP (Pro-rata) | IE Solar not priority | 16 | 21 | 5 | 1 | 9 | 15 | 22.7% | 6% | 42% | 70.7%
J | philipstown | 2028 | ECP (Pro-rata) | IE Solar not priority | 50 | 64 | 15 | 4 | 27 | 45 | 22.7% | 6% | 42% | 70.7%
J | philipstown | 2028 | ECP (Pro-rata) | IE wind not priority | 50 | 155 | 45 | 8 | 55 | 108 | 29% | 4.9% | 35.5% | 69.4%
J | portlaoise | 2028 | ECP (Pro-rata) | IE Solar not priority | 4 | 5 | 1 | 0 | 2 | 4 | 22.7% | 6% | 42% | 70.7%
J | portlaoise | 2028 | ECP (Pro-rata) | IE wind not priority | 45 | 140 | 41 | 7 | 50 | 97 | 29% | 4.9% | 35.5% | 69.4%
J | thornsberry | 2028 | ECP (Pro-rata) | IE Solar not priority | 244 | 313 | 71 | 19 | 131 | 221 | 22.7% | 6% | 42% | 70.7%
J | timahoe | 2028 | ECP (Pro-rata) | IE Solar not priority | 340 | 436 | 99 | 26 | 183 | 309 | 22.7% | 6% | 42% | 70.7%
J | arodstown | 2030 | ECP (Pro-rata) | IE Solar not priority | 356 | 456 | 112 | 16 | 8 | 136 | 24.6% | 3.5% | 1.8% | 29.9%
J | athy | 2030 | ECP (Pro-rata) | IE Solar not priority | 5 | 6 | 2 | 0 | 2 | 4 | 24.6% | 3.5% | 28% | 56.1%
J | blundelstown | 2030 | ECP (Pro-rata) | IE Solar not priority | 60 | 77 | 19 | 3 | 22 | 43 | 24.6% | 3.5% | 28% | 56.1%
J | bracklone | 2030 | ECP (Pro-rata) | IE Solar not priority | 85 | 109 | 27 | 4 | 30 | 61 | 24.6% | 3.5% | 28% | 56.1%
J | bracklone | 2030 | ECP (Pro-rata) | IE wind not priority | 58 | 178 | 55 | 5 | 33 | 93 | 31.1% | 3% | 18.5% | 52.6%
J | bracklyn | 2030 | ECP (Pro-rata) | IE wind not priority | 65 | 200 | 62 | 6 | 37 | 105 | 31.1% | 3% | 18.5% | 52.6%
J | clonfad | 2030 | ECP (Pro-rata) | IE Solar not priority | 100 | 128 | 32 | 5 | 36 | 72 | 24.6% | 3.5% | 28% | 56.1%
J | coolnabacky | 2030 | ECP (Pro-rata) | IE Solar not priority | 80 | 103 | 25 | 4 | 29 | 58 | 24.6% | 3.5% | 28% | 56.1%
J | craddanstown | 2030 | ECP (Pro-rata) | IE wind not priority | 182 | 561 | 175 | 17 | 104 | 295 | 31.1% | 3% | 18.5% | 52.6%
J | crakenstown | 2030 | ECP (Pro-rata) | IE Solar not priority | 572 | 733 | 180 | 26 | 13 | 219 | 24.6% | 3.5% | 1.8% | 29.9%
J | curraghdoo | 2030 | ECP (Pro-rata) | IE Solar not priority | 4 | 5 | 1 | 0 | 1 | 3 | 24.6% | 3.5% | 28% | 56.1%
J | cushaling | 2030 | ECP (Pro-rata) | IE wind not priority | 75 | 231 | 72 | 7 | 43 | 122 | 31.1% | 3% | 18.5% | 52.6%
J | derryiron | 2030 | ECP (Pro-rata) | IE Solar not priority | 132 | 169 | 42 | 6 | 47 | 95 | 24.6% | 3.5% | 28% | 56.1%
J | derryiron | 2030 | ECP (Pro-rata) | IE wind not priority | 101 | 311 | 97 | 9 | 58 | 164 | 31.1% | 3% | 18.5% | 52.6%
J | dunfirth | 2030 | ECP (Pro-rata) | IE Solar not priority | 32 | 40 | 10 | 1 | 11 | 23 | 24.6% | 3.5% | 28% | 56.1%
J | dunstown | 2030 | ECP (Pro-rata) | IE Solar not priority | 210 | 269 | 66 | 9 | 5 | 80 | 24.6% | 3.5% | 1.8% | 29.9%
J | finglas | 2030 | ECP (Pro-rata) | IE Solar not priority | 164 | 211 | 52 | 7 | 4 | 63 | 24.6% | 3.5% | 1.8% | 29.9%
J | fosterstown | 2030 | ECP (Pro-rata) | IE Solar not priority | 84 | 107 | 26 | 4 | 30 | 60 | 24.6% | 3.5% | 28% | 56.1%
J | gallanstown | 2030 | ECP (Pro-rata) | IE Solar not priority | 183 | 234 | 58 | 8 | 4 | 70 | 24.6% | 3.5% | 1.8% | 29.9%
J | glasmore | 2030 | ECP (Pro-rata) | IE Solar not priority | 4 | 5 | 1 | 0 | 0 | 2 | 24.6% | 3.5% | 1.8% | 29.9%
J | grange | 2030 | ECP (Pro-rata) | IE Solar not priority | 40 | 51 | 13 | 2 | 1 | 15 | 24.6% | 3.5% | 1.8% | 29.9%
J | griffinrath | 2030 | ECP (Pro-rata) | IE Solar not priority | 71 | 91 | 22 | 3 | 2 | 27 | 24.6% | 3.5% | 1.8% | 29.9%
J | harristown | 2030 | ECP (Pro-rata) | IE Solar not priority | 42 | 54 | 13 | 2 | 15 | 30 | 24.6% | 3.5% | 28% | 56.1%
J | kilteel | 2030 | ECP (Pro-rata) | IE Solar not priority | 15 | 19 | 5 | 1 | 5 | 11 | 24.6% | 3.5% | 28% | 56.1%
J | maynooth | 2030 | ECP (Pro-rata) | IE Solar not priority | 50 | 64 | 16 | 2 | 18 | 36 | 24.6% | 3.5% | 28% | 56.1%
J | monread | 2030 | ECP (Pro-rata) | IE Solar not priority | 8 | 10 | 3 | 0 | 3 | 6 | 24.6% | 3.5% | 28% | 56.1%
J | mount lucas | 2030 | ECP (Pro-rata) | IE wind not priority | 56 | 174 | 54 | 5 | 32 | 91 | 31.1% | 3% | 18.5% | 52.6%
J | mount lucas | 2030 | ECP (Pro-rata) | IE wind priority | 79 | 244 | 0 | 16 | 45 | 61 | 0% | 6.4% | 18.5% | 24.9%
J | mulgeeth | 2030 | ECP (Pro-rata) | IE wind not priority | 60 | 185 | 58 | 6 | 34 | 97 | 31.1% | 3% | 18.5% | 52.6%
J | newbridge | 2030 | ECP (Pro-rata) | IE Solar not priority | 16 | 20 | 5 | 1 | 6 | 11 | 24.6% | 3.5% | 28% | 56.1%
J | philipstown | 2030 | ECP (Pro-rata) | IE Solar not priority | 50 | 64 | 16 | 2 | 18 | 36 | 24.6% | 3.5% | 28% | 56.1%
J | philipstown | 2030 | ECP (Pro-rata) | IE wind not priority | 50 | 154 | 48 | 5 | 28 | 81 | 31.1% | 3% | 18.5% | 52.6%
J | portlaoise | 2030 | ECP (Pro-rata) | IE Solar not priority | 4 | 5 | 1 | 0 | 1 | 3 | 24.6% | 3.5% | 28% | 56.1%
J | portlaoise | 2030 | ECP (Pro-rata) | IE wind not priority | 45 | 139 | 43 | 4 | 26 | 73 | 31.1% | 3% | 18.5% | 52.6%
J | thornsberry | 2030 | ECP (Pro-rata) | IE Solar not priority | 244 | 312 | 77 | 11 | 87 | 175 | 24.6% | 3.5% | 28% | 56.1%
J | timahoe | 2030 | ECP (Pro-rata) | IE Solar not priority | 340 | 436 | 107 | 15 | 122 | 244 | 24.6% | 3.5% | 28% | 56.1%
J | arodstown | 2030 | ECP + 3.1GW Offshore (Pro-rata) | IE Solar not priority | 356 | 456 | 139 | 16 | 4 | 159 | 30.5% | 3.6% | 0.9% | 35%
J | athy | 2030 | ECP + 3.1GW Offshore (Pro-rata) | IE Solar not priority | 5 | 6 | 2 | 0 | 1 | 4 | 30.5% | 3.6% | 23.2% | 57.3%
J | belcamp 220kv | 2030 | ECP + 3.1GW Offshore (Pro-rata) | IE wind not priority | 250 | 1047 | 397 | 30 | 28 | 455 | 37.9% | 2.8% | 2.7% | 43.4%
J | belcamp 220kv | 2030 | ECP + 3.1GW Offshore (Pro-rata) | IE wind not priority | 250 | 1047 | 397 | 30 | 28 | 455 | 37.9% | 2.8% | 2.7% | 43.4%
J | blundelstown | 2030 | ECP + 3.1GW Offshore (Pro-rata) | IE Solar not priority | 60 | 77 | 23 | 3 | 18 | 44 | 30.5% | 3.6% | 23.2% | 57.3%
J | bracklone | 2030 | ECP + 3.1GW Offshore (Pro-rata) | IE Solar not priority | 85 | 109 | 33 | 4 | 25 | 62 | 30.5% | 3.6% | 23.2% | 57.3%
J | bracklone | 2030 | ECP + 3.1GW Offshore (Pro-rata) | IE wind not priority | 58 | 178 | 79 | 5 | 12 | 96 | 44.4% | 2.8% | 6.6% | 53.8%
J | bracklyn | 2030 | ECP + 3.1GW Offshore (Pro-rata) | IE wind not priority | 65 | 200 | 89 | 6 | 13 | 108 | 44.4% | 2.8% | 6.6% | 53.8%
J | carrickmines 220kv | 2030 | ECP + 3.1GW Offshore (Pro-rata) | IE wind not priority | 412 | 1657 | 646 | 47 | 45 | 737 | 39% | 2.8% | 2.7% | 44.5%
J | carrickmines 220kv | 2030 | ECP + 3.1GW Offshore (Pro-rata) | IE wind not priority | 412 | 1657 | 646 | 47 | 45 | 737 | 39% | 2.8% | 2.7% | 44.5%
J | clonfad | 2030 | ECP + 3.1GW Offshore (Pro-rata) | IE Solar not priority | 100 | 128 | 39 | 5 | 30 | 73 | 30.5% | 3.6% | 23.2% | 57.3%
J | coolnabacky | 2030 | ECP + 3.1GW Offshore (Pro-rata) | IE Solar not priority | 80 | 103 | 31 | 4 | 24 | 59 | 30.5% | 3.6% | 23.2% | 57.3%
J | craddanstown | 2030 | ECP + 3.1GW Offshore (Pro-rata) | IE wind not priority | 182 | 561 | 249 | 16 | 37 | 302 | 44.4% | 2.8% | 6.6% | 53.8%
J | crakenstown | 2030 | ECP + 3.1GW Offshore (Pro-rata) | IE Solar not priority | 572 | 733 | 223 | 26 | 7 | 256 | 30.5% | 3.6% | 0.9% | 35%
J | curraghdoo | 2030 | ECP + 3.1GW Offshore (Pro-rata) | IE Solar not priority | 4 | 5 | 2 | 0 | 1 | 3 | 30.5% | 3.6% | 23.2% | 57.3%
J | cushaling | 2030 | ECP + 3.1GW Offshore (Pro-rata) | IE wind not priority | 75 | 231 | 103 | 6 | 15 | 125 | 44.4% | 2.8% | 6.6% | 53.8%
J | derryiron | 2030 | ECP + 3.1GW Offshore (Pro-rata) | IE Solar not priority | 132 | 169 | 52 | 6 | 39 | 97 | 30.5% | 3.6% | 23.2% | 57.3%
J | derryiron | 2030 | ECP + 3.1GW Offshore (Pro-rata) | IE wind not priority | 101 | 311 | 138 | 9 | 21 | 168 | 44.4% | 2.8% | 6.6% | 53.8%
J | dunfirth | 2030 | ECP + 3.1GW Offshore (Pro-rata) | IE Solar not priority | 32 | 40 | 12 | 1 | 9 | 23 | 30.5% | 3.6% | 23.2% | 57.3%
J | dunstown | 2030 | ECP + 3.1GW Offshore (Pro-rata) | IE Solar not priority | 210 | 269 | 82 | 10 | 2 | 94 | 30.5% | 3.6% | 0.9% | 35%
J | finglas | 2030 | ECP + 3.1GW Offshore (Pro-rata) | IE Solar not priority | 164 | 211 | 64 | 8 | 2 | 74 | 30.5% | 3.6% | 0.9% | 35%
J | fosterstown | 2030 | ECP + 3.1GW Offshore (Pro-rata) | IE Solar not priority | 84 | 107 | 33 | 4 | 25 | 61 | 30.5% | 3.6% | 23.2% | 57.3%
J | gallanstown | 2030 | ECP + 3.1GW Offshore (Pro-rata) | IE Solar not priority | 183 | 234 | 71 | 8 | 2 | 82 | 30.5% | 3.6% | 0.9% | 35%
J | glasmore | 2030 | ECP + 3.1GW Offshore (Pro-rata) | IE Solar not priority | 4 | 5 | 2 | 0 | 0 | 2 | 30.5% | 3.6% | 0.9% | 35%
J | grange | 2030 | ECP + 3.1GW Offshore (Pro-rata) | IE Solar not priority | 40 | 51 | 16 | 2 | 0 | 18 | 30.5% | 3.6% | 0.9% | 35%
J | griffinrath | 2030 | ECP + 3.1GW Offshore (Pro-rata) | IE Solar not priority | 71 | 91 | 28 | 3 | 1 | 32 | 30.5% | 3.6% | 0.9% | 35%
J | harristown | 2030 | ECP + 3.1GW Offshore (Pro-rata) | IE Solar not priority | 42 | 54 | 17 | 2 | 13 | 31 | 30.5% | 3.6% | 23.2% | 57.3%
J | kilteel | 2030 | ECP + 3.1GW Offshore (Pro-rata) | IE Solar not priority | 15 | 19 | 6 | 1 | 4 | 11 | 30.5% | 3.6% | 23.2% | 57.3%
J | maynooth | 2030 | ECP + 3.1GW Offshore (Pro-rata) | IE Solar not priority | 50 | 64 | 20 | 2 | 15 | 37 | 30.5% | 3.6% | 23.2% | 57.3%
J | monread | 2030 | ECP + 3.1GW Offshore (Pro-rata) | IE Solar not priority | 8 | 10 | 3 | 0 | 2 | 6 | 30.5% | 3.6% | 23.2% | 57.3%
J | mount lucas | 2030 | ECP + 3.1GW Offshore (Pro-rata) | IE wind not priority | 56 | 174 | 77 | 5 | 12 | 94 | 44.4% | 2.8% | 6.6% | 53.8%
J | mount lucas | 2030 | ECP + 3.1GW Offshore (Pro-rata) | IE wind priority | 79 | 244 | 0 | 18 | 16 | 35 | 0% | 7.5% | 6.6% | 14.2%
J | mulgeeth | 2030 | ECP + 3.1GW Offshore (Pro-rata) | IE wind not priority | 60 | 185 | 82 | 5 | 12 | 100 | 44.4% | 2.8% | 6.6% | 53.8%
J | newbridge | 2030 | ECP + 3.1GW Offshore (Pro-rata) | IE Solar not priority | 16 | 20 | 6 | 1 | 5 | 12 | 30.5% | 3.6% | 23.2% | 57.3%
J | philipstown | 2030 | ECP + 3.1GW Offshore (Pro-rata) | IE Solar not priority | 50 | 64 | 20 | 2 | 15 | 37 | 30.5% | 3.6% | 23.2% | 57.3%
J | philipstown | 2030 | ECP + 3.1GW Offshore (Pro-rata) | IE wind not priority | 50 | 154 | 68 | 4 | 10 | 83 | 44.4% | 2.8% | 6.6% | 53.8%
J | poolbeg north 220kv | 2030 | ECP + 3.1GW Offshore (Pro-rata) | IE wind not priority | 400 | 1676 | 636 | 47 | 45 | 728 | 37.9% | 2.8% | 2.7% | 43.4%
J | poolbeg south 220kv | 2030 | ECP + 3.1GW Offshore (Pro-rata) | IE wind not priority | 450 | 1885 | 715 | 53 | 51 | 819 | 37.9% | 2.8% | 2.7% | 43.4%
J | poolbeg south 220kv | 2030 | ECP + 3.1GW Offshore (Pro-rata) | IE wind not priority | 450 | 1885 | 715 | 53 | 51 | 819 | 37.9% | 2.8% | 2.7% | 43.4%
J | portlaoise | 2030 | ECP + 3.1GW Offshore (Pro-rata) | IE Solar not priority | 4 | 5 | 2 | 0 | 1 | 3 | 30.5% | 3.6% | 23.2% | 57.3%
J | portlaoise | 2030 | ECP + 3.1GW Offshore (Pro-rata) | IE wind not priority | 45 | 139 | 62 | 4 | 9 | 75 | 44.4% | 2.8% | 6.6% | 53.8%
J | thornsberry | 2030 | ECP + 3.1GW Offshore (Pro-rata) | IE Solar not priority | 244 | 312 | 95 | 11 | 73 | 179 | 30.5% | 3.6% | 23.2% | 57.3%
J | timahoe | 2030 | ECP + 3.1GW Offshore (Pro-rata) | IE Solar not priority | 340 | 436 | 133 | 16 | 101 | 249 | 30.5% | 3.6% | 23.2% | 57.3%
K | dungarvan | 2028 | Initial | IE Solar not priority | 8 | 9 | 1 | 0 | 2 | 3 | 7.5% | 4.5% | 19.6% | 31.6%
K | rathnaskilloge | 2028 | Initial | IE Solar not priority | 95 | 111 | 8 | 5 | 22 | 35 | 7.5% | 4.5% | 19.6% | 31.6%
K | woodhouse | 2028 | Initial | IE wind not priority | 34 | 104 | 17 | 7 | 81 | 104 | 16.1% | 6.3% | 77.6% | 100%
K | woodhouse | 2028 | Initial | IE wind priority | 20 | 61 | 0 | 6 | 5 | 11 | 0% | 9.8% | 7.9% | 17.7%
K | butlerstown | 2028 | 50% | IE Solar not priority | 30 | 35 | 4 | 1 | 1 | 7 | 12.9% | 4.2% | 3.5% | 20.6%
K | dungarvan | 2028 | 50% | IE Solar not priority | 70 | 82 | 11 | 3 | 3 | 17 | 12.9% | 4.2% | 3.5% | 20.6%
K | rathnaskilloge | 2028 | 50% | IE Solar not priority | 95 | 111 | 14 | 5 | 4 | 23 | 12.9% | 4.2% | 3.5% | 20.6%
K | woodhouse | 2028 | 50% | IE wind not priority | 77 | 234 | 48 | 12 | 25 | 85 | 20.7% | 5% | 10.7% | 36.4%
K | woodhouse | 2028 | 50% | IE wind priority | 20 | 61 | 0 | 6 | 0 | 6 | 0% | 9.2% | 0% | 9.2%
K | butlerstown | 2028 | ECP | IE Solar not priority | 59 | 70 | 16 | 4 | 1 | 21 | 23% | 6.1% | 1.7% | 30.8%
K | dungarvan | 2028 | ECP | IE Solar not priority | 132 | 155 | 36 | 9 | 3 | 48 | 23% | 6.1% | 1.7% | 30.8%
K | rathnaskilloge | 2028 | ECP | IE Solar not priority | 95 | 111 | 26 | 7 | 2 | 34 | 23% | 6.1% | 1.7% | 30.8%
K | woodhouse | 2028 | ECP | IE wind not priority | 119 | 363 | 97 | 17 | 15 | 129 | 26.7% | 4.7% | 4.1% | 35.5%
K | woodhouse | 2028 | ECP | IE wind priority | 20 | 61 | 0 | 6 | 0 | 6 | 0% | 9.8% | 0% | 9.8%
K | dungarvan | 2030 | Initial | IE Solar not priority | 8 | 9 | 1 | 0 | 1 | 2 | 8.4% | 2.5% | 11.1% | 21.9%
K | rathnaskilloge | 2030 | Initial | IE Solar not priority | 95 | 111 | 9 | 3 | 12 | 24 | 8.4% | 2.5% | 11.1% | 21.9%
K | woodhouse | 2030 | Initial | IE wind not priority | 34 | 103 | 13 | 5 | 83 | 101 | 12.4% | 4.6% | 80.9% | 97.9%
K | woodhouse | 2030 | Initial | IE wind priority | 20 | 61 | 0 | 4 | 0 | 4 | 0% | 6.6% | 0% | 6.6%
K | butlerstown | 2030 | 50% | IE Solar not priority | 30 | 35 | 5 | 1 | 1 | 7 | 14.9% | 2.6% | 2.4% | 19.9%
K | dungarvan | 2030 | 50% | IE Solar not priority | 70 | 82 | 12 | 2 | 2 | 16 | 14.9% | 2.6% | 2.4% | 19.9%
K | rathnaskilloge | 2030 | 50% | IE Solar not priority | 95 | 111 | 17 | 3 | 3 | 22 | 14.9% | 2.6% | 2.4% | 19.9%
K | woodhouse | 2030 | 50% | IE wind not priority | 77 | 232 | 51 | 7 | 14 | 72 | 22.1% | 3.2% | 5.8% | 31.2%
K | woodhouse | 2030 | 50% | IE wind priority | 20 | 61 | 0 | 4 | 0 | 4 | 0% | 5.8% | 0% | 5.8%
K | butlerstown | 2030 | ECP | IE Solar not priority | 59 | 70 | 17 | 2 | 1 | 21 | 24.9% | 3.5% | 1.4% | 29.8%
K | dungarvan | 2030 | ECP | IE Solar not priority | 132 | 154 | 38 | 5 | 2 | 46 | 24.9% | 3.5% | 1.4% | 29.8%
K | rathnaskilloge | 2030 | ECP | IE Solar not priority | 95 | 111 | 28 | 4 | 2 | 33 | 24.9% | 3.5% | 1.4% | 29.8%
K | woodhouse | 2030 | ECP | IE wind not priority | 119 | 361 | 104 | 11 | 8 | 122 | 28.7% | 2.9% | 2.2% | 33.8%
K | woodhouse | 2030 | ECP | IE wind priority | 20 | 61 | 0 | 4 | 0 | 4 | 0% | 6% | 0% | 6%
K | butlerstown | 2030 | ECP + 3.1GW Offshore | IE Solar not priority | 59 | 70 | 21 | 2 | 1 | 24 | 30.8% | 3.5% | 0.8% | 35.1%
K | dungarvan | 2030 | ECP + 3.1GW Offshore | IE Solar not priority | 132 | 154 | 48 | 5 | 1 | 54 | 30.8% | 3.5% | 0.8% | 35.1%
K | rathnaskilloge | 2030 | ECP + 3.1GW Offshore | IE Solar not priority | 95 | 111 | 34 | 4 | 1 | 39 | 30.8% | 3.5% | 0.8% | 35.1%
K | woodhouse | 2030 | ECP + 3.1GW Offshore | IE wind not priority | 119 | 361 | 150 | 10 | 7 | 167 | 41.6% | 2.8% | 2% | 46.4%
K | woodhouse | 2030 | ECP + 3.1GW Offshore | IE wind priority | 20 | 61 | 0 | 4 | 0 | 4 | 0% | 7.2% | 0% | 7.2%
K | butlerstown | 2030 | ECP (without Battery) | IE Solar not priority | 59 | 70 | 23 | 3 | 2 | 28 | 33.4% | 4.5% | 2.6% | 40.5%
K | dungarvan | 2030 | ECP (without Battery) | IE Solar not priority | 132 | 154 | 52 | 7 | 4 | 63 | 33.4% | 4.5% | 2.6% | 40.5%
K | rathnaskilloge | 2030 | ECP (without Battery) | IE Solar not priority | 95 | 111 | 37 | 5 | 3 | 45 | 33.4% | 4.5% | 2.6% | 40.5%
K | woodhouse | 2030 | ECP (without Battery) | IE wind not priority | 119 | 361 | 123 | 14 | 25 | 161 | 33.9% | 3.9% | 6.8% | 44.7%
K | woodhouse | 2030 | ECP (without Battery) | IE wind priority | 20 | 61 | 0 | 5 | 0 | 5 | 0% | 8.5% | 0% | 8.5%
K | butlerstown | 2035 | ECP + 5GW Offshore | IE Solar not priority | 59 | 70 | 16 | 2 | 3 | 20 | 22.8% | 2.2% | 3.7% | 28.7%
K | dungarvan | 2035 | ECP + 5GW Offshore | IE Solar not priority | 132 | 154 | 35 | 3 | 6 | 44 | 22.8% | 2.2% | 3.7% | 28.7%
K | rathnaskilloge | 2035 | ECP + 5GW Offshore | IE Solar not priority | 95 | 111 | 25 | 2 | 4 | 32 | 22.8% | 2.2% | 3.7% | 28.7%
K | woodhouse | 2035 | ECP + 5GW Offshore | IE wind not priority | 119 | 361 | 119 | 7 | 10 | 137 | 33.1% | 1.9% | 2.8% | 37.8%
K | woodhouse | 2035 | ECP + 5GW Offshore | IE wind priority | 20 | 61 | 0 | 4 | 0 | 4 | 0% | 5.8% | 0% | 5.8%
K | butlerstown | 2035 | ECP + 5GW Offshore (without France 2, LirIC, MaRES) | IE Solar not priority | 59 | 70 | 20 | 2 | 1 | 23 | 29% | 2.8% | 1.9% | 33.7%
K | dungarvan | 2035 | ECP + 5GW Offshore (without France 2, LirIC, MaRES) | IE Solar not priority | 132 | 154 | 45 | 4 | 3 | 52 | 29% | 2.8% | 1.9% | 33.7%
K | rathnaskilloge | 2035 | ECP + 5GW Offshore (without France 2, LirIC, MaRES) | IE Solar not priority | 95 | 111 | 32 | 3 | 2 | 37 | 29% | 2.8% | 1.9% | 33.7%
K | woodhouse | 2035 | ECP + 5GW Offshore (without France 2, LirIC, MaRES) | IE wind not priority | 119 | 361 | 138 | 8 | 6 | 151 | 38.2% | 2.1% | 1.6% | 41.8%
K | woodhouse | 2035 | ECP + 5GW Offshore (without France 2, LirIC, MaRES) | IE wind priority | 20 | 61 | 0 | 3 | 0 | 3 | 0% | 5.6% | 0% | 5.6%
K | butlerstown | 2035 | ECP + 5GW Offshore (with ECP 2.4 IC methodology) | IE Solar not priority | 59 | 70 | 12 | 1 | 1 | 15 | 17.9% | 2% | 1.4% | 21.4%
K | dungarvan | 2035 | ECP + 5GW Offshore (with ECP 2.4 IC methodology) | IE Solar not priority | 132 | 154 | 28 | 3 | 2 | 33 | 17.9% | 2% | 1.4% | 21.4%
K | rathnaskilloge | 2035 | ECP + 5GW Offshore (with ECP 2.4 IC methodology) | IE Solar not priority | 95 | 111 | 20 | 2 | 2 | 24 | 17.9% | 2% | 1.4% | 21.4%
K | woodhouse | 2035 | ECP + 5GW Offshore (with ECP 2.4 IC methodology) | IE wind not priority | 119 | 361 | 76 | 7 | 6 | 89 | 21% | 1.8% | 1.8% | 24.6%
K | woodhouse | 2035 | ECP + 5GW Offshore (with ECP 2.4 IC methodology) | IE wind priority | 20 | 61 | 0 | 2 | 0 | 2 | 0% | 2.9% | 0% | 2.9%
K | butlerstown | 2028 | ECP (Pro-rata) | IE Solar not priority | 59 | 70 | 16 | 4 | 1 | 21 | 23% | 6.1% | 1.7% | 30.8%
K | dungarvan | 2028 | ECP (Pro-rata) | IE Solar not priority | 132 | 155 | 36 | 9 | 3 | 48 | 23% | 6.1% | 1.7% | 30.8%
K | rathnaskilloge | 2028 | ECP (Pro-rata) | IE Solar not priority | 95 | 111 | 26 | 7 | 2 | 34 | 23% | 6.1% | 1.7% | 30.8%
K | woodhouse | 2028 | ECP (Pro-rata) | IE wind not priority | 119 | 363 | 97 | 17 | 9 | 123 | 26.7% | 4.7% | 2.5% | 33.9%
K | woodhouse | 2028 | ECP (Pro-rata) | IE wind priority | 20 | 61 | 0 | 6 | 2 | 7 | 0% | 9.8% | 2.5% | 12.2%
K | butlerstown | 2030 | ECP (Pro-rata) | IE Solar not priority | 59 | 70 | 17 | 2 | 1 | 21 | 24.9% | 3.5% | 1.4% | 29.8%
K | dungarvan | 2030 | ECP (Pro-rata) | IE Solar not priority | 132 | 154 | 38 | 5 | 2 | 46 | 24.9% | 3.5% | 1.4% | 29.8%
K | rathnaskilloge | 2030 | ECP (Pro-rata) | IE Solar not priority | 95 | 111 | 28 | 4 | 2 | 33 | 24.9% | 3.5% | 1.4% | 29.8%
K | woodhouse | 2030 | ECP (Pro-rata) | IE wind not priority | 119 | 361 | 104 | 11 | 5 | 119 | 28.7% | 2.9% | 1.3% | 33%
K | woodhouse | 2030 | ECP (Pro-rata) | IE wind priority | 20 | 61 | 0 | 4 | 1 | 4 | 0% | 6% | 1.3% | 7.4%
K | butlerstown | 2030 | ECP + 3.1GW Offshore (Pro-rata) | IE Solar not priority | 59 | 70 | 21 | 2 | 1 | 24 | 30.8% | 3.5% | 0.8% | 35.1%
K | dungarvan | 2030 | ECP + 3.1GW Offshore (Pro-rata) | IE Solar not priority | 132 | 154 | 48 | 5 | 1 | 54 | 30.8% | 3.5% | 0.8% | 35.1%
K | rathnaskilloge | 2030 | ECP + 3.1GW Offshore (Pro-rata) | IE Solar not priority | 95 | 111 | 34 | 4 | 1 | 39 | 30.8% | 3.5% | 0.8% | 35.1%
K | woodhouse | 2030 | ECP + 3.1GW Offshore (Pro-rata) | IE wind not priority | 119 | 361 | 150 | 10 | 4 | 165 | 41.6% | 2.8% | 1.2% | 45.6%
K | woodhouse | 2030 | ECP + 3.1GW Offshore (Pro-rata) | IE wind priority | 20 | 61 | 0 | 4 | 1 | 5 | 0% | 7.2% | 1.2% | 8.4%

## 2028 IC Flows
Forecast flows are from 12 AM January 1st of the forecast year until 12 AM on January 1st of the following year (Total of 1 year) The table below details the flows of the interconnectors that are included in the model run for that forecast scenario. The 2028 IC flows follow the updated interconnector flow methodology. For more information on this see the Constraint Forecast Studies for ECP Methodology Statement. The 3 tables below highlight different generation amounts under the 2028 network scenario. ◦ Initial - All renewable projects in the pipleline that are due to be completed by the First Forecast Year (2028) ◦ 100pc (Full) - Full completion of all ECP 2.5 projects and including everything from the initial generation amount. ◦ 50% - The difference between the Full ECP and the Initial Generation amounts. This is added to the initial generation amount to give us a midpoint value. *Please note positive figures are importing in all flows, while negative figures are exporting. **The interconnector flows are the same for all 3 core runs (Surplus, Curtailment, and Constraint)
2028 Initial - Interconnector Flows |  |  |  |  | 2028 50pc - Interconnector Flows |  |  |  |  | 2028 100pc ECP - Interconnector Flows
Datetime | Celtic Flow (MW) | EWIC Flow (MW) | Greenlink Flow (MW) | Moyle Flow (MW) | Datetime | Celtic Flow (MW) | EWIC Flow (MW) | Greenlink Flow (MW) | Moyle Flow (MW) | Datetime | Celtic Flow (MW) | EWIC Flow (MW) | Greenlink Flow (MW) | Moyle Flow (MW)
2028-01-01 | 0 | 505 | 510 | 442 | 2028-01-01 | 0 | 205 | 210 | 142 | 2028-01-01 | 0 | 205 | 210 | 142
2028-01-01 01:00 | 0 | 505 | 510 | 442 | 2028-01-01 01:00 | 0 | 350.37 | 510 | 442 | 2028-01-01 01:00 | 0 | 350.37 | 510 | 442
2028-01-01 02:00 | 0 | 505 | 510 | 442 | 2028-01-01 02:00 | 0 | 505 | 510 | 442 | 2028-01-01 02:00 | 0 | 505 | 510 | 442
2028-01-01 03:00 | 0 | 505 | 510 | 442 | 2028-01-01 03:00 | 0 | 505 | 510 | 442 | 2028-01-01 03:00 | 0 | 505 | 510 | 442
2028-01-01 04:00 | 0 | 505 | 510 | 442 | 2028-01-01 04:00 | 0 | 505 | 510 | 442 | 2028-01-01 04:00 | 0 | 505 | 510 | 442
2028-01-01 05:00 | 0 | 505 | 510 | 442 | 2028-01-01 05:00 | 0 | 505 | 510 | 442 | 2028-01-01 05:00 | 0 | 505 | 510 | 442
2028-01-01 06:00 | 0 | 341.21 | 510 | 442 | 2028-01-01 06:00 | 0 | 505 | 510 | 442 | 2028-01-01 06:00 | 0 | 435.37 | 510 | 442
2028-01-01 07:00 | 0 | 101.69 | 300 | 300 | 2028-01-01 07:00 | 0 | 205 | 380.74 | 442 | 2028-01-01 07:00 | 0 | 255.3 | 275.64 | 300
2028-01-01 08:00 | 0 | 0 | 0 | 0 | 2028-01-01 08:00 | 0 | 0 | 80.74 | 442 | 2028-01-01 08:00 | 0 | 0 | -24.36 | 0
2028-01-01 09:00 | 0 | 0 | 0 | 0 | 2028-01-01 09:00 | 0 | 0 | 0 | 253.24 | 2028-01-01 09:00 | 0 | 0 | -324.36 | 0
2028-01-01 10:00 | 0 | 0 | 0 | 113.93 | 2028-01-01 10:00 | 0 | 0 | 0 | 253.24 | 2028-01-01 10:00 | 0 | 0 | -510 | 0
2028-01-01 11:00 | 0 | 0 | 0 | 45.82 | 2028-01-01 11:00 | 0 | 0 | -134.77 | 7.03 | 2028-01-01 11:00 | 0 | 0 | -510 | 0
2028-01-01 12:00 | 0 | 0 | 175.85 | 345.82 | 2028-01-01 12:00 | 0 | 0 | 116.44 | 239.3 | 2028-01-01 12:00 | 0 | -223.2 | -431.3 | 30.5
2028-01-01 13:00 | 0 | 105.51 | 475.85 | 442 | 2028-01-01 13:00 | 0 | 98.02 | 416.44 | 442 | 2028-01-01 13:00 | 0 | 0 | -131.3 | 243.65
2028-01-01 14:00 | 0 | 393.22 | 510 | 442 | 2028-01-01 14:00 | 0 | 105.73 | 502 | 442 | 2028-01-01 14:00 | 0 | 0 | -50.4 | 439.16
2028-01-01 15:00 | 0 | 93.22 | 210 | 216.02 | 2028-01-01 15:00 | 0 | 0 | 202 | 442 | 2028-01-01 15:00 | 0 | -300 | -350.4 | 158.38
2028-01-01 16:00 | 0 | -206.78 | -90 | 326.93 | 2028-01-01 16:00 | 0 | -277.98 | -98 | 189.22 | 2028-01-01 16:00 | 0 | -526 | -510 | 51.5
2028-01-01 17:00 | 0 | 0 | -195.49 | 304.34 | 2028-01-01 17:00 | 0 | -375.36 | -398 | 132.08 | 2028-01-01 17:00 | 0 | -526 | -510 | -39.2
2028-01-01 18:00 | 0 | 0 | 104.51 | 404.78 | 2028-01-01 18:00 | 0 | -277.91 | -510 | -67.99 | 2028-01-01 18:00 | 0 | -526 | -510 | -300.57
2028-01-01 19:00 | 0 | 0 | 299.23 | 282.12 | 2028-01-01 19:00 | 0 | -389.86 | -510 | 45.1 | 2028-01-01 19:00 | 0 | -526 | -510 | -121.57
2028-01-01 20:00 | 0 | 0 | 42.21 | 442 | 2028-01-01 20:00 | 0 | -526 | -510 | 345.1 | 2028-01-01 20:00 | 0 | -526 | -510 | 178.43
2028-01-01 21:00 | 0 | 300 | 342.21 | 442 | 2028-01-01 21:00 | 0 | -226 | -210 | 442 | 2028-01-01 21:00 | 0 | -226 | -210 | 442
2028-01-01 22:00 | 0 | 505 | 510 | 442 | 2028-01-01 22:00 | 0 | 74 | 90 | 442 | 2028-01-01 22:00 | 0 | 74 | 90 | 442
2028-01-01 23:00 | 0 | 463.17 | 226.51 | 442 | 2028-01-01 23:00 | 0 | 374 | 166.66 | 442 | 2028-01-01 23:00 | 0 | 374 | 180.65 | 442
2028-01-02 | 0 | 505 | 510 | 442 | 2028-01-02 | 0 | 505 | 466.66 | 442 | 2028-01-02 | 0 | 505 | 480.65 | 442
2028-01-02 01:00 | 0 | 505 | 510 | 442 | 2028-01-02 01:00 | 0 | 505 | 510 | 442 | 2028-01-02 01:00 | 0 | 505 | 510 | 442
2028-01-02 02:00 | 0 | 279 | 510 | 442 | 2028-01-02 02:00 | 0 | 505 | 510 | 442 | 2028-01-02 02:00 | 0 | 505 | 510 | 442
2028-01-02 03:00 | 0 | -21 | 495.59 | 442 | 2028-01-02 03:00 | 0 | 505 | 510 | 442 | 2028-01-02 03:00 | 0 | 505 | 510 | 442
2028-01-02 04:00 | 0 | 125.86 | 510 | 442 | 2028-01-02 04:00 | 0 | 505 | 510 | 442 | 2028-01-02 04:00 | 0 | 505 | 510 | 442
2028-01-02 05:00 | 0 | -21 | 210 | 219.84 | 2028-01-02 05:00 | 0 | 505 | 510 | 442 | 2028-01-02 05:00 | 0 | 505 | 510 | 442
2028-01-02 06:00 | 0 | -21 | 336.92 | -68 | 2028-01-02 06:00 | 0 | 374 | 390 | 390 | 2028-01-02 06:00 | 0 | 374 | 390 | 390
2028-01-02 07:00 | 0 | -21 | 36.92 | -68 | 2028-01-02 07:00 | 0 | 74 | 90 | 90 | 2028-01-02 07:00 | 0 | 74 | 90 | 90
2028-01-02 08:00 | 0 | -226 | -210 | -210 | 2028-01-02 08:00 | 0 | -226 | -210 | -210 | 2028-01-02 08:00 | 0 | -226 | -210 | -210
2028-01-02 09:00 | 0 | -526 | -510 | -510 | 2028-01-02 09:00 | 0 | -526 | -510 | -510 | 2028-01-02 09:00 | 0 | -526 | -510 | -510
2028-01-02 10:00 | 0 | -226 | -210 | -210 | 2028-01-02 10:00 | 0 | -226 | -210 | -210 | 2028-01-02 10:00 | 0 | -226 | -210 | -210
2028-01-02 11:00 | 0 | 74 | 90 | 90 | 2028-01-02 11:00 | 0 | 74 | 90 | 90 | 2028-01-02 11:00 | 0 | 74 | 90 | 90
2028-01-02 12:00 | 0 | 300 | -28.59 | 48.55 | 2028-01-02 12:00 | 0 | 74 | 0 | 243.07 | 2028-01-02 12:00 | 0 | 74 | 90 | 119.65
2028-01-02 13:00 | 0 | 0 | -328.59 | -251.45 | 2028-01-02 13:00 | 0 | -226 | -300 | -56.93 | 2028-01-02 13:00 | 0 | -226 | -210 | -180.35
2028-01-02 14:00 | 0 | 0 | -421.72 | 0 | 2028-01-02 14:00 | 0 | -526 | -510 | -266.77 | 2028-01-02 14:00 | 0 | -526 | -510 | -480.35
2028-01-02 15:00 | 0 | -220.26 | -390 | 114.14 | 2028-01-02 15:00 | 0 | -526 | -510 | -59.16 | 2028-01-02 15:00 | 0 | -526 | -510 | -229.64
2028-01-02 16:00 | 0 | -79.35 | -90 | 24.13 | 2028-01-02 16:00 | 0 | -526 | -510 | -168.76 | 2028-01-02 16:00 | 0 | -526 | -510 | -510
2028-01-02 17:00 | 0 | 48.8 | 210 | 324.13 | 2028-01-02 17:00 | 0 | -300 | -510 | 37.78 | 2028-01-02 17:00 | 0 | -526 | -510 | -304.87
2028-01-02 18:00 | 0 | 29.73 | 510 | 442 | 2028-01-02 18:00 | 0 | 0 | -510 | 0 | 2028-01-02 18:00 | 0 | -526 | -510 | -4.87
2028-01-02 19:00 | 0 | 329.73 | 510 | 442 | 2028-01-02 19:00 | 0 | 0 | -510 | 0 | 2028-01-02 19:00 | 0 | -526 | -510 | -304.87
2028-01-02 20:00 | 0 | 287.42 | 510 | 442 | 2028-01-02 20:00 | 0 | 0 | -510 | 0 | 2028-01-02 20:00 | 0 | -526 | -510 | -510
2028-01-02 21:00 | 0 | 24.54 | 510 | 442 | 2028-01-02 21:00 | 0 | 0 | -510 | -300 | 2028-01-02 21:00 | 0 | -526 | -510 | -510
2028-01-02 22:00 | 0 | 0 | 510 | 317.96 | 2028-01-02 22:00 | 0 | 0 | -334.6 | -38.46 | 2028-01-02 22:00 | 0 | -226 | -210 | -210
2028-01-02 23:00 | 0 | 0 | 251.72 | 55.37 | 2028-01-02 23:00 | 0 | 0 | -510 | -338.46 | 2028-01-02 23:00 | 0 | -526 | -510 | -510
2028-01-03 | 0 | 209.94 | 510 | 355.37 | 2028-01-03 | 0 | 297.96 | -210 | -38.46 | 2028-01-03 | 0 | -226 | -210 | -210
2028-01-03 01:00 | 0 | 205 | 510 | 434.13 | 2028-01-03 01:00 | 0 | 205 | 90 | 261.54 | 2028-01-03 01:00 | 0 | 0 | 90 | 90
2028-01-03 02:00 | 0 | 505 | 510 | 442 | 2028-01-03 02:00 | 0 | 505 | 390 | 442 | 2028-01-03 02:00 | 0 | 300 | 390 | 390
2028-01-03 03:00 | 0 | 505 | 510 | 442 | 2028-01-03 03:00 | 0 | 505 | 510 | 442 | 2028-01-03 03:00 | 0 | 355.22 | 510 | 442
2028-01-03 04:00 | 0 | 429.4 | 510 | 442 | 2028-01-03 04:00 | 0 | 505 | 510 | 442 | 2028-01-03 04:00 | 0 | 300 | 510 | 442
2028-01-03 05:00 | 0 | 129.4 | 510 | 396.52 | 2028-01-03 05:00 | 0 | 205 | 510 | 442 | 2028-01-03 05:00 | 0 | 0 | 210 | 142
2028-01-03 06:00 | 0 | 409.46 | 510 | 442 | 2028-01-03 06:00 | 0 | 0 | 510 | 442 | 2028-01-03 06:00 | 0 | 0 | 86.13 | 142
2028-01-03 07:00 | 0 | 150.14 | 510 | 442 | 2028-01-03 07:00 | 0 | 173.06 | 510 | 442 | 2028-01-03 07:00 | 0 | 48.79 | 386.13 | 442
2028-01-03 08:00 | 0 | 104.77 | 234.06 | 142 | 2028-01-03 08:00 | 0 | 205 | 210 | 211.26 | 2028-01-03 08:00 | 0 | 0 | 86.13 | 316.16
2028-01-03 09:00 | 0 | 404.77 | 510 | 442 | 2028-01-03 09:00 | 0 | 505 | 510 | 442 | 2028-01-03 09:00 | 0 | 300 | 386.13 | 442
2028-01-03 10:00 | 0 | 505 | 510 | 442 | 2028-01-03 10:00 | 0 | 505 | 510 | 442 | 2028-01-03 10:00 | 0 | 0 | 496.76 | 442
2028-01-03 11:00 | 0 | 505 | 510 | 442 | 2028-01-03 11:00 | 0 | 475.39 | 510 | 442 | 2028-01-03 11:00 | 0 | 0 | 196.76 | 442
2028-01-03 12:00 | 0 | 505 | 510 | 442 | 2028-01-03 12:00 | 0 | 175.39 | 510 | 442 | 2028-01-03 12:00 | 0 | 0 | -103.24 | 442
2028-01-03 13:00 | 0 | 344.84 | 510 | 442 | 2028-01-03 13:00 | 0 | 13.47 | 510 | 442 | 2028-01-03 13:00 | 0 | 0 | -403.24 | 442
2028-01-03 14:00 | 0 | 505 | 510 | 442 | 2028-01-03 14:00 | 0 | 300 | 510 | 442 | 2028-01-03 14:00 | 0 | 0 | -116.77 | 442
2028-01-03 15:00 | 0 | 205 | 510 | 259.52 | 2028-01-03 15:00 | 0 | 0 | 229.23 | 173.56 | 2028-01-03 15:00 | 0 | -300 | -416.77 | 337.98
2028-01-03 16:00 | 0 | 205 | 510 | 341.3 | 2028-01-03 16:00 | 0 | 0 | 510 | 173.56 | 2028-01-03 16:00 | 0 | -395 | -428.52 | 258.19
2028-01-03 17:00 | 0 | 505 | 510 | 442 | 2028-01-03 17:00 | 0 | 0 | 510 | 244.03 | 2028-01-03 17:00 | 0 | -95 | -128.52 | 323.55
2028-01-03 18:00 | 0 | 505 | 510 | 442 | 2028-01-03 18:00 | 0 | 205 | 510 | 367.15 | 2028-01-03 18:00 | 0 | 205 | 171.48 | 323.55
2028-01-03 19:00 | 0 | 505 | 510 | 442 | 2028-01-03 19:00 | 0 | 505 | 510 | 442 | 2028-01-03 19:00 | 0 | 505 | 471.48 | 442
2028-01-03 20:00 | 0 | 505 | 510 | 442 | 2028-01-03 20:00 | 0 | 505 | 510 | 442 | 2028-01-03 20:00 | 0 | 505 | 510 | 442
2028-01-03 21:00 | 0 | 456.97 | 510 | 442 | 2028-01-03 21:00 | 0 | 374.9 | 510 | 442 | 2028-01-03 21:00 | 0 | 205 | 510 | 236.43
2028-01-03 22:00 | 0 | 505 | 510 | 442 | 2028-01-03 22:00 | 0 | 460.17 | 510 | 442 | 2028-01-03 22:00 | 0 | 371.03 | 510 | 369.34
2028-01-03 23:00 | 0 | 205 | 510 | 180.48 | 2028-01-03 23:00 | 0 | 160.17 | 210 | 142 | 2028-01-03 23:00 | 0 | 160.23 | 220.83 | 69.34
2028-01-04 | 0 | 505 | 510 | 310.22 | 2028-01-04 | 0 | 460.17 | 510 | 332.99 | 2028-01-04 | 0 | 460.23 | 510 | 329
2028-01-04 01:00 | 0 | 258.53 | 510 | 442 | 2028-01-04 01:00 | 0 | 505 | 510 | 442 | 2028-01-04 01:00 | 0 | 505 | 510 | 329
2028-01-04 02:00 | 0 | 272.44 | 510 | 325.28 | 2028-01-04 02:00 | 0 | 505 | 510 | 156.87 | 2028-01-04 02:00 | 0 | 505 | 510 | 155.94
2028-01-04 03:00 | 0 | 103.75 | 510 | 395.15 | 2028-01-04 03:00 | 0 | 296.4 | 510 | 442 | 2028-01-04 03:00 | 0 | 505 | 510 | 442
2028-01-04 04:00 | 0 | 342.08 | 510 | 442 | 2028-01-04 04:00 | 0 | 333.08 | 510 | 442 | 2028-01-04 04:00 | 0 | 505 | 510 | 442
2028-01-04 05:00 | 0 | 42.08 | 510 | 442 | 2028-01-04 05:00 | 0 | 199.66 | 510 | 442 | 2028-01-04 05:00 | 0 | 505 | 510 | 442
2028-01-04 06:00 | 0 | 98.95 | 510 | 442 | 2028-01-04 06:00 | 0 | 170.39 | 474.02 | 442 | 2028-01-04 06:00 | 0 | 300 | 480.33 | 382.25
2028-01-04 07:00 | 0 | 0 | 346.92 | 142 | 2028-01-04 07:00 | 0 | 0 | 174.02 | 152.91 | 2028-01-04 07:00 | 0 | 0 | 180.33 | 82.25
2028-01-04 08:00 | 0 | 0 | 510 | 249.02 | 2028-01-04 08:00 | 0 | 0 | 474.02 | 341.07 | 2028-01-04 08:00 | 0 | 0 | 381.71 | 104.28
2028-01-04 09:00 | 0 | 205 | 510 | 429.29 | 2028-01-04 09:00 | 0 | 247.68 | 510 | 442 | 2028-01-04 09:00 | 0 | 0 | 228.64 | 256.65
2028-01-04 10:00 | 0 | 505 | 510 | 442 | 2028-01-04 10:00 | 0 | 505 | 510 | 442 | 2028-01-04 10:00 | 0 | 0 | 0 | 438.08
2028-01-04 11:00 | 0 | 426.2 | 510 | 442 | 2028-01-04 11:00 | 0 | 323.11 | 510 | 442 | 2028-01-04 11:00 | 0 | 0 | 289.33 | 300
2028-01-04 12:00 | 0 | 452.58 | 510 | 442 | 2028-01-04 12:00 | 0 | 362.24 | 510 | 442 | 2028-01-04 12:00 | 0 | 0 | 0 | 0
2028-01-04 13:00 | 0 | 505 | 510 | 442 | 2028-01-04 13:00 | 0 | 505 | 510 | 442 | 2028-01-04 13:00 | 0 | 0 | 0 | 133.66
2028-01-04 14:00 | 0 | 505 | 510 | 442 | 2028-01-04 14:00 | 0 | 505 | 510 | 442 | 2028-01-04 14:00 | 0 | 0 | 0 | 86.18
2028-01-04 15:00 | 0 | 487.87 | 510 | 442 | 2028-01-04 15:00 | 0 | 505 | 510 | 442 | 2028-01-04 15:00 | 0 | 0 | 265.73 | 86.18
2028-01-04 16:00 | 0 | 217.47 | 510 | 442 | 2028-01-04 16:00 | 0 | 505 | 510 | 442 | 2028-01-04 16:00 | 0 | 0 | 265.73 | 96.25
2028-01-04 17:00 | 0 | 505 | 510 | 442 | 2028-01-04 17:00 | 0 | 354.73 | 510 | 442 | 2028-01-04 17:00 | 0 | 0 | 417.93 | 0
2028-01-04 18:00 | 0 | 505 | 510 | 442 | 2028-01-04 18:00 | 0 | 505 | 510 | 442 | 2028-01-04 18:00 | 0 | 0 | 510 | 298.61
2028-01-04 19:00 | 0 | 505 | 510 | 442 | 2028-01-04 19:00 | 0 | 505 | 510 | 442 | 2028-01-04 19:00 | 0 | 283.14 | 510 | 442
2028-01-04 20:00 | 0 | 505 | 510 | 442 | 2028-01-04 20:00 | 0 | 505 | 510 | 442 | 2028-01-04 20:00 | 0 | 387.21 | 510 | 442
2028-01-04 21:00 | 0 | 505 | 510 | 442 | 2028-01-04 21:00 | 0 | 505 | 510 | 442 | 2028-01-04 21:00 | 0 | 371.23 | 510 | 442
2028-01-04 22:00 | 0 | 505 | 510 | 442 | 2028-01-04 22:00 | 0 | 205 | 482.33 | 380.38 | 2028-01-04 22:00 | 0 | 71.23 | 407.41 | 303.67
2028-01-04 23:00 | 0 | 361.03 | 510 | 442 | 2028-01-04 23:00 | 0 | 481.18 | 510 | 442 | 2028-01-04 23:00 | 0 | 0 | 107.41 | 442
2028-01-05 | 0 | 431.35 | 510 | 442 | 2028-01-05 | 0 | 432.69 | 510 | 442 | 2028-01-05 | 0 | 0 | 188.63 | 442
2028-01-05 01:00 | 0 | 205 | 510 | 325.89 | 2028-01-05 01:00 | 0 | 205 | 210 | 269.45 | 2028-01-05 01:00 | 0 | -95 | -90 | 142
2028-01-05 02:00 | 0 | 505 | 510 | 442 | 2028-01-05 02:00 | 0 | 505 | 510 | 442 | 2028-01-05 02:00 | 0 | 205 | 210 | 442
2028-01-05 03:00 | 0 | 505 | 510 | 442 | 2028-01-05 03:00 | 0 | 505 | 510 | 442 | 2028-01-05 03:00 | 0 | 505 | 510 | 442
2028-01-05 04:00 | 0 | 505 | 510 | 442 | 2028-01-05 04:00 | 0 | 505 | 510 | 442 | 2028-01-05 04:00 | 0 | 505 | 416.42 | 442
2028-01-05 05:00 | 0 | 505 | 510 | 442 | 2028-01-05 05:00 | 0 | 505 | 510 | 442 | 2028-01-05 05:00 | 0 | 205 | 116.42 | 442
2028-01-05 06:00 | 0 | 205 | 210 | 192.94 | 2028-01-05 06:00 | 0 | 205 | 210 | 203.73 | 2028-01-05 06:00 | 0 | -95 | -183.58 | 142
2028-01-05 07:00 | 0 | 0 | 327.71 | 258.82 | 2028-01-05 07:00 | 0 | -30.67 | -90 | 142 | 2028-01-05 07:00 | 0 | -395 | -483.58 | 183.9
2028-01-05 08:00 | 0 | 244.22 | 510 | 442 | 2028-01-05 08:00 | 0 | 0 | 210 | 442 | 2028-01-05 08:00 | 0 | -526 | -510 | 442
2028-01-05 09:00 | 0 | 104.81 | 510 | 442 | 2028-01-05 09:00 | 0 | 0 | 156.87 | 442 | 2028-01-05 09:00 | 0 | -526 | -510 | 149.74
2028-01-05 10:00 | 0 | 0 | 494.15 | 442 | 2028-01-05 10:00 | 0 | 0 | 156.87 | 442 | 2028-01-05 10:00 | 0 | -526 | -510 | 442
2028-01-05 11:00 | 0 | 16.03 | 510 | 442 | 2028-01-05 11:00 | 0 | 0 | 255.67 | 410.77 | 2028-01-05 11:00 | 0 | -526 | -510 | 442
2028-01-05 12:00 | 0 | 0 | 322.21 | 442 | 2028-01-05 12:00 | 0 | 0 | -41.19 | 442 | 2028-01-05 12:00 | 0 | -526 | -510 | 442
2028-01-05 13:00 | 0 | 263.88 | 510 | 442 | 2028-01-05 13:00 | 0 | 0 | 258.81 | 442 | 2028-01-05 13:00 | 0 | -526 | -510 | 442
2028-01-05 14:00 | 0 | 132.58 | 510 | 442 | 2028-01-05 14:00 | 0 | 0 | 68.28 | 442 | 2028-01-05 14:00 | 0 | -526 | -510 | 442
2028-01-05 15:00 | 0 | 207.22 | 510 | 442 | 2028-01-05 15:00 | 0 | 0 | 368.28 | 247.23 | 2028-01-05 15:00 | 0 | -526 | -510 | 257.57
2028-01-05 16:00 | 0 | 0 | 510 | 442 | 2028-01-05 16:00 | 0 | 0 | 91.72 | 442 | 2028-01-05 16:00 | 0 | -526 | -510 | 442
2028-01-05 17:00 | 0 | 159.48 | 510 | 442 | 2028-01-05 17:00 | 0 | 0 | 300 | 442 | 2028-01-05 17:00 | 0 | -526 | -510 | 442
2028-01-05 18:00 | 0 | 459.48 | 510 | 442 | 2028-01-05 18:00 | 0 | 0 | 0 | 442 | 2028-01-05 18:00 | 0 | -526 | -510 | 442
2028-01-05 19:00 | 0 | 406.8 | 510 | 442 | 2028-01-05 19:00 | 0 | 0 | 0 | 442 | 2028-01-05 19:00 | 0 | -526 | -510 | 442
2028-01-05 20:00 | 0 | 258.68 | 510 | 442 | 2028-01-05 20:00 | 0 | 0 | -89.29 | 442 | 2028-01-05 20:00 | 0 | -526 | -510 | 442
2028-01-05 21:00 | 0 | 121.5 | 510 | 442 | 2028-01-05 21:00 | 0 | 0 | -183.87 | 442 | 2028-01-05 21:00 | 0 | -526 | -510 | 442
2028-01-05 22:00 | 0 | 194.82 | 510 | 442 | 2028-01-05 22:00 | 0 | 0 | 27.28 | 142 | 2028-01-05 22:00 | 0 | -226 | -210 | 442
2028-01-05 23:00 | 0 | 494.82 | 510 | 442 | 2028-01-05 23:00 | 0 | 300 | 327.28 | 442 | 2028-01-05 23:00 | 0 | 74 | 90 | 442
2028-01-06 | 0 | 505 | 510 | 442 | 2028-01-06 | 0 | 505 | 510 | 442 | 2028-01-06 | 0 | 374 | 390 | 442
2028-01-06 01:00 | 0 | 505 | 510 | 399.93 | 2028-01-06 01:00 | 0 | 505 | 510 | 442 | 2028-01-06 01:00 | 0 | 505 | 510 | 442
2028-01-06 02:00 | 0 | 505 | 510 | 146.98 | 2028-01-06 02:00 | 0 | 505 | 510 | 442 | 2028-01-06 02:00 | 0 | 505 | 510 | 442
2028-01-06 03:00 | 0 | 270.6 | 510 | 362.01 | 2028-01-06 03:00 | 0 | 505 | 510 | 426.41 | 2028-01-06 03:00 | 0 | 505 | 510 | 442
2028-01-06 04:00 | 0 | 185.36 | 510 | 80.96 | 2028-01-06 04:00 | 0 | 505 | 510 | 126.41 | 2028-01-06 04:00 | 0 | 505 | 510 | 442
2028-01-06 05:00 | 0 | 185.36 | 484.63 | -68 | 2028-01-06 05:00 | 0 | 505 | 510 | 258.09 | 2028-01-06 05:00 | 0 | 505 | 510 | 442
2028-01-06 06:00 | 0 | 264.55 | 184.63 | 17.13 | 2028-01-06 06:00 | 0 | 505 | 510 | 442 | 2028-01-06 06:00 | 0 | 505 | 510 | 442
2028-01-06 07:00 | 0 | 505 | 484.63 | 317.13 | 2028-01-06 07:00 | 0 | 505 | 510 | 442 | 2028-01-06 07:00 | 0 | 505 | 510 | 442
2028-01-06 08:00 | 0 | 505 | 510 | 435.6 | 2028-01-06 08:00 | 0 | 505 | 390 | 442 | 2028-01-06 08:00 | 0 | 374 | 390 | 435.91
2028-01-06 09:00 | 0 | 505 | 510 | 442 | 2028-01-06 09:00 | 0 | 313.76 | 90 | 442 | 2028-01-06 09:00 | 0 | 74 | 90 | 135.91
2028-01-06 10:00 | 0 | 505 | 510 | 442 | 2028-01-06 10:00 | 0 | 13.76 | -210 | 221.81 | 2028-01-06 10:00 | 0 | -226 | -210 | -164.09
2028-01-06 11:00 | 0 | 486.6 | 510 | 442 | 2028-01-06 11:00 | 0 | -286.24 | -510 | -78.19 | 2028-01-06 11:00 | 0 | -526 | -510 | -464.09
2028-01-06 12:00 | 0 | 505 | 510 | 442 | 2028-01-06 12:00 | 0 | 0 | -510 | 147.65 | 2028-01-06 12:00 | 0 | -526 | -510 | -164.09
2028-01-06 13:00 | 0 | 322.43 | 510 | 442 | 2028-01-06 13:00 | 0 | -237.76 | -300 | 142 | 2028-01-06 13:00 | 0 | -526 | -510 | 135.91
2028-01-06 14:00 | 0 | 505 | 510 | 442 | 2028-01-06 14:00 | 0 | 62.24 | 0 | 442 | 2028-01-06 14:00 | 0 | -226 | -210 | 435.91
2028-01-06 15:00 | 0 | 333.29 | 510 | 442 | 2028-01-06 15:00 | 0 | 0 | 261.43 | 442 | 2028-01-06 15:00 | 0 | -146.64 | 0 | 337.58
2028-01-06 16:00 | 0 | 505 | 510 | 442 | 2028-01-06 16:00 | 0 | 155.9 | 510 | 442 | 2028-01-06 16:00 | 0 | 153.36 | 300 | 442
2028-01-06 17:00 | 0 | 505 | 510 | 442 | 2028-01-06 17:00 | 0 | 0 | 510 | 438.31 | 2028-01-06 17:00 | 0 | 0 | 300 | 442
2028-01-06 18:00 | 0 | 505 | 510 | 442 | 2028-01-06 18:00 | 0 | 149.41 | 510 | 442 | 2028-01-06 18:00 | 0 | 0 | 253.14 | 442
2028-01-06 19:00 | 0 | 205 | 510 | 372.87 | 2028-01-06 19:00 | 0 | 144.53 | 210 | 442 | 2028-01-06 19:00 | 0 | 0 | 0 | 442
2028-01-06 20:00 | 0 | 505 | 510 | 442 | 2028-01-06 20:00 | 0 | 444.53 | 510 | 442 | 2028-01-06 20:00 | 0 | 300 | 300 | 442
2028-01-06 21:00 | 0 | 505 | 510 | 442 | 2028-01-06 21:00 | 0 | 505 | 510 | 442 | 2028-01-06 21:00 | 0 | 300 | 390 | 442
2028-01-06 22:00 | 0 | 505 | 510 | 442 | 2028-01-06 22:00 | 0 | 220.94 | 510 | 442 | 2028-01-06 22:00 | 0 | 0 | 90 | 442
2028-01-06 23:00 | 0 | 345.22 | 510 | 442 | 2028-01-06 23:00 | 0 | 35.96 | 210 | 442 | 2028-01-06 23:00 | 0 | -300 | -210 | 442
2028-01-07 | 0 | 322.63 | 510 | 442 | 2028-01-07 | 0 | -164.2 | -90 | 425.55 | 2028-01-07 | 0 | -526 | -510 | 316.52
2028-01-07 01:00 | 0 | 22.63 | 510 | 361.89 | 2028-01-07 01:00 | 0 | -181.48 | -390 | 125.55 | 2028-01-07 01:00 | 0 | -526 | -510 | 16.52
2028-01-07 02:00 | 0 | 322.63 | 510 | 442 | 2028-01-07 02:00 | 0 | 118.52 | -90 | 425.55 | 2028-01-07 02:00 | 0 | -226 | -210 | 316.52
2028-01-07 03:00 | 0 | 505 | 510 | 442 | 2028-01-07 03:00 | 0 | 418.52 | 210 | 442 | 2028-01-07 03:00 | 0 | 74 | 90 | 442
2028-01-07 04:00 | 0 | 505 | 510 | 290.8 | 2028-01-07 04:00 | 0 | 505 | 510 | 442 | 2028-01-07 04:00 | 0 | 374 | 390 | 442
2028-01-07 05:00 | 0 | 505 | 510 | 442 | 2028-01-07 05:00 | 0 | 505 | 510 | 442 | 2028-01-07 05:00 | 0 | 505 | 510 | 442
2028-01-07 06:00 | 0 | 505 | 510 | 442 | 2028-01-07 06:00 | 0 | 505 | 510 | 442 | 2028-01-07 06:00 | 0 | 505 | 510 | 442
2028-01-07 07:00 | 0 | 505 | 510 | 411.66 | 2028-01-07 07:00 | 0 | 505 | 510 | 442 | 2028-01-07 07:00 | 0 | 505 | 510 | 442
2028-01-07 08:00 | 0 | 505 | 510 | 442 | 2028-01-07 08:00 | 0 | 505 | 510 | 442 | 2028-01-07 08:00 | 0 | 505 | 510 | 442
2028-01-07 09:00 | 0 | 505 | 510 | 442 | 2028-01-07 09:00 | 0 | 505 | 510 | 442 | 2028-01-07 09:00 | 0 | 505 | 510 | 442
2028-01-07 10:00 | 0 | 505 | 510 | 442 | 2028-01-07 10:00 | 0 | 505 | 510 | 442 | 2028-01-07 10:00 | 0 | 505 | 510 | 442
2028-01-07 11:00 | 0 | 300 | 510 | 333.7 | 2028-01-07 11:00 | 0 | 300 | 510 | 333.7 | 2028-01-07 11:00 | 0 | 300 | 510 | 333.7
2028-01-07 12:00 | 0 | 0 | 210 | 33.7 | 2028-01-07 12:00 | 0 | 0 | 210 | 33.7 | 2028-01-07 12:00 | 0 | 0 | 210 | 33.7
2028-01-07 13:00 | 0 | 300 | 510 | 333.7 | 2028-01-07 13:00 | 0 | 300 | 510 | 333.7 | 2028-01-07 13:00 | 0 | 300 | 510 | 333.7
2028-01-07 14:00 | 0 | 505 | 510 | 442 | 2028-01-07 14:00 | 0 | 374 | 390 | 390 | 2028-01-07 14:00 | 0 | 374 | 390 | 390
2028-01-07 15:00 | 0 | 300 | 510 | 442 | 2028-01-07 15:00 | 0 | 74 | 90 | 90 | 2028-01-07 15:00 | 0 | 74 | 90 | 90
2028-01-07 16:00 | 0 | 0 | 505.58 | 142 | 2028-01-07 16:00 | 0 | -226 | -210 | -210 | 2028-01-07 16:00 | 0 | -226 | -210 | -210
2028-01-07 17:00 | 0 | 0 | 510 | 4.86 | 2028-01-07 17:00 | 0 | -526 | -510 | -510 | 2028-01-07 17:00 | 0 | -526 | -510 | -510
2028-01-07 18:00 | 0 | 0 | 510 | 159.22 | 2028-01-07 18:00 | 0 | -526 | -510 | -510 | 2028-01-07 18:00 | 0 | -526 | -510 | -510
2028-01-07 19:00 | 0 | 0 | 510 | 268.56 | 2028-01-07 19:00 | 0 | -226 | -300 | -228.71 | 2028-01-07 19:00 | 0 | -226 | -300 | -228.71
2028-01-07 20:00 | 0 | 0 | 510 | 442 | 2028-01-07 20:00 | 0 | 74 | 0 | 71.29 | 2028-01-07 20:00 | 0 | 74 | 0 | 71.29
2028-01-07 21:00 | 0 | 205 | 510 | 197.32 | 2028-01-07 21:00 | 0 | 205 | 300 | 306.81 | 2028-01-07 21:00 | 0 | 205 | 300 | 306.81
2028-01-07 22:00 | 0 | 505 | 510 | 442 | 2028-01-07 22:00 | 0 | 505 | 510 | 442 | 2028-01-07 22:00 | 0 | 505 | 510 | 442
2028-01-07 23:00 | 0 | 505 | 510 | 442 | 2028-01-07 23:00 | 0 | 505 | 510 | 442 | 2028-01-07 23:00 | 0 | 425.05 | 210 | 142
2028-01-08 | 0 | 505 | 510 | 340.43 | 2028-01-08 | 0 | 300 | 510 | 442 | 2028-01-08 | 0 | 300 | 20.12 | 182.2
2028-01-08 01:00 | 0 | 343.29 | 510 | 375.77 | 2028-01-08 01:00 | 0 | 0 | 469.82 | 142 | 2028-01-08 01:00 | 0 | 0 | -279.88 | -117.8
2028-01-08 02:00 | 0 | 193.21 | 510 | 315.88 | 2028-01-08 02:00 | 0 | 0 | 260.82 | 103.45 | 2028-01-08 02:00 | 0 | -283.83 | 0 | 0
2028-01-08 03:00 | 0 | 493.21 | 510 | 442 | 2028-01-08 03:00 | 0 | 254.35 | 510 | 403.45 | 2028-01-08 03:00 | 0 | 16.17 | 300 | 300
2028-01-08 04:00 | 0 | 494.92 | 510 | 442 | 2028-01-08 04:00 | 0 | 287.66 | 510 | 442 | 2028-01-08 04:00 | 0 | 0 | 510 | 174.22
2028-01-08 05:00 | 0 | 362.2 | 510 | 442 | 2028-01-08 05:00 | 0 | 43.06 | 504.97 | 442 | 2028-01-08 05:00 | 0 | 0 | 296.18 | 174.22
2028-01-08 06:00 | 0 | 62.2 | 510 | 442 | 2028-01-08 06:00 | 0 | 0 | 204.97 | 442 | 2028-01-08 06:00 | 0 | 0 | -3.82 | 104.24
2028-01-08 07:00 | 0 | 0 | 250.9 | 142 | 2028-01-08 07:00 | 0 | -117.13 | -95.03 | 243.62 | 2028-01-08 07:00 | 0 | -300 | -303.82 | 200.84
2028-01-08 08:00 | 0 | -290.07 | 0 | -42.69 | 2028-01-08 08:00 | 0 | -118.53 | -300 | -56.38 | 2028-01-08 08:00 | 0 | 0 | -191.13 | 14.4
2028-01-08 09:00 | 0 | 0 | 300 | 257.31 | 2028-01-08 09:00 | 0 | 0 | 0 | 80.36 | 2028-01-08 09:00 | 0 | 0 | 0 | 0
2028-01-08 10:00 | 0 | 0 | 510 | 399.21 | 2028-01-08 10:00 | 0 | 0 | 300 | 73.02 | 2028-01-08 10:00 | 0 | 0 | 0 | 0
2028-01-08 11:00 | 0 | 127.81 | 510 | 442 | 2028-01-08 11:00 | 0 | 0 | 197.87 | 0 | 2028-01-08 11:00 | 0 | 0 | -175.03 | 0
2028-01-08 12:00 | 0 | 228.33 | 510 | 442 | 2028-01-08 12:00 | 0 | 0 | -47.29 | 80.91 | 2028-01-08 12:00 | 0 | -74.32 | -475.03 | 39.04
2028-01-08 13:00 | 0 | 335.36 | 390 | 390 | 2028-01-08 13:00 | 0 | 0 | -98.05 | 66.22 | 2028-01-08 13:00 | 0 | -84.97 | -510 | 19.04
2028-01-08 14:00 | 0 | 300 | 90 | 90 | 2028-01-08 14:00 | 0 | 0 | -63.54 | 0 | 2028-01-08 14:00 | 0 | 0 | -314.88 | 0
2028-01-08 15:00 | 0 | 0 | -210 | -210 | 2028-01-08 15:00 | 0 | -226 | -210 | -210 | 2028-01-08 15:00 | 0 | -226 | -488.33 | -210
2028-01-08 16:00 | 0 | -288.09 | -510 | -510 | 2028-01-08 16:00 | 0 | -526 | -510 | -510 | 2028-01-08 16:00 | 0 | -526 | -510 | -510
2028-01-08 17:00 | 0 | -220.5 | -510 | -510 | 2028-01-08 17:00 | 0 | -526 | -510 | -510 | 2028-01-08 17:00 | 0 | -526 | -510 | -510
2028-01-08 18:00 | 0 | -405.01 | -510 | -460.12 | 2028-01-08 18:00 | 0 | -526 | -510 | -510 | 2028-01-08 18:00 | 0 | -526 | -510 | -510
2028-01-08 19:00 | 0 | -526 | -510 | -451.76 | 2028-01-08 19:00 | 0 | -526 | -510 | -510 | 2028-01-08 19:00 | 0 | -526 | -510 | -510
2028-01-08 20:00 | 0 | -275.81 | -210 | -151.76 | 2028-01-08 20:00 | 0 | -300 | -440.21 | -210 | 2028-01-08 20:00 | 0 | -526 | -510 | -210
2028-01-08 21:00 | 0 | 24.19 | 90 | 148.24 | 2028-01-08 21:00 | 0 | 0 | -140.21 | 90 | 2028-01-08 21:00 | 0 | -300 | -304.4 | 90
2028-01-08 22:00 | 0 | 38.76 | 390 | 442 | 2028-01-08 22:00 | 0 | 0 | 70.67 | 390 | 2028-01-08 22:00 | 0 | 0 | -4.4 | 390
2028-01-08 23:00 | 0 | 338.76 | 510 | 442 | 2028-01-08 23:00 | 0 | 0 | 370.67 | 442 | 2028-01-08 23:00 | 0 | 0 | 295.6 | 442
2028-01-09 | 0 | 505 | 510 | 442 | 2028-01-09 | 0 | 300 | 510 | 442 | 2028-01-09 | 0 | 300 | 510 | 442
2028-01-09 01:00 | 0 | 205 | 510 | 442 | 2028-01-09 01:00 | 0 | 505 | 510 | 442 | 2028-01-09 01:00 | 0 | 505 | 510 | 442
2028-01-09 02:00 | 0 | 114.25 | 510 | 442 | 2028-01-09 02:00 | 0 | 505 | 510 | 442 | 2028-01-09 02:00 | 0 | 505 | 510 | 442
2028-01-09 03:00 | 0 | 294.25 | 510 | 442 | 2028-01-09 03:00 | 0 | 505 | 510 | 442 | 2028-01-09 03:00 | 0 | 505 | 510 | 442
2028-01-09 04:00 | 0 | 424.43 | 510 | 442 | 2028-01-09 04:00 | 0 | 505 | 510 | 300 | 2028-01-09 04:00 | 0 | 505 | 510 | 442
2028-01-09 05:00 | 0 | 287.5 | 510 | 372.53 | 2028-01-09 05:00 | 0 | 257.02 | 510 | 0 | 2028-01-09 05:00 | 0 | 205 | 378.1 | 142
2028-01-09 06:00 | 0 | 505 | 510 | 442 | 2028-01-09 06:00 | 0 | 505 | 510 | 300 | 2028-01-09 06:00 | 0 | 505 | 510 | 442
2028-01-09 07:00 | 0 | 205 | 510 | 152.83 | 2028-01-09 07:00 | 0 | 205 | 404.19 | 0 | 2028-01-09 07:00 | 0 | 205 | 300 | 295.12
2028-01-09 08:00 | 0 | 300 | 255.47 | 239.64 | 2028-01-09 08:00 | 0 | 300 | 104.19 | 191.01 | 2028-01-09 08:00 | 0 | 35.91 | 0 | 0
2028-01-09 09:00 | 0 | 0 | -44.53 | -60.36 | 2028-01-09 09:00 | 0 | 0 | -195.81 | -108.99 | 2028-01-09 09:00 | 0 | -264.09 | -300 | -300
2028-01-09 10:00 | 0 | -300 | -90 | -193.97 | 2028-01-09 10:00 | 0 | -300 | -90 | -299.45 | 2028-01-09 10:00 | 0 | -526 | -510 | -379.92
2028-01-09 11:00 | 0 | 0 | 210 | 106.03 | 2028-01-09 11:00 | 0 | 0 | 210 | 0.55 | 2028-01-09 11:00 | 0 | -300 | -433.19 | -79.92
2028-01-09 12:00 | 0 | 300 | 510 | 406.03 | 2028-01-09 12:00 | 0 | 300 | 510 | 300.55 | 2028-01-09 12:00 | 0 | 0 | -133.19 | 220.08
2028-01-09 13:00 | 0 | 505 | 510 | 442 | 2028-01-09 13:00 | 0 | 505 | 510 | 442 | 2028-01-09 13:00 | 0 | 300 | 166.81 | 442
2028-01-09 14:00 | 0 | 205 | 432.78 | 142 | 2028-01-09 14:00 | 0 | 205 | 210 | 142 | 2028-01-09 14:00 | 0 | 27.24 | 0 | 300.31
2028-01-09 15:00 | 0 | 0 | 300 | 200.29 | 2028-01-09 15:00 | 0 | 0 | -90 | 0 | 2028-01-09 15:00 | 0 | -272.76 | -300 | 0.31
2028-01-09 16:00 | 0 | 0 | 0 | 0 | 2028-01-09 16:00 | 0 | 0 | -390 | 0 | 2028-01-09 16:00 | 0 | -526 | -510 | -299.69
2028-01-09 17:00 | 0 | 0 | 89.41 | 300 | 2028-01-09 17:00 | 0 | 0 | -510 | 0 | 2028-01-09 17:00 | 0 | -526 | -510 | -289.87
2028-01-09 18:00 | 0 | 0 | -210.59 | 137.47 | 2028-01-09 18:00 | 0 | -300 | -443.48 | 107.77 | 2028-01-09 18:00 | 0 | -526 | -510 | 10.13
2028-01-09 19:00 | 0 | 285.22 | 89.41 | 437.47 | 2028-01-09 19:00 | 0 | 0 | -143.48 | 407.77 | 2028-01-09 19:00 | 0 | -226 | -236.18 | 310.13
2028-01-09 20:00 | 0 | 0 | 157.84 | 330.25 | 2028-01-09 20:00 | 0 | 0 | -143.67 | 328.46 | 2028-01-09 20:00 | 0 | -162.11 | -210 | 442
2028-01-09 21:00 | 0 | 0 | 190.75 | 206.82 | 2028-01-09 21:00 | 0 | -300 | -273.37 | 199.76 | 2028-01-09 21:00 | 0 | -462.11 | -510 | 192.7
2028-01-09 22:00 | 0 | 300 | 490.75 | 442 | 2028-01-09 22:00 | 0 | 0 | 26.63 | 442 | 2028-01-09 22:00 | 0 | -239.2 | -210 | 442
2028-01-09 23:00 | 0 | 505 | 510 | 442 | 2028-01-09 23:00 | 0 | 297.7 | 326.63 | 442 | 2028-01-09 23:00 | 0 | 5.04 | 90 | 442
2028-01-10 | 0 | 505 | 510 | 442 | 2028-01-10 | 0 | 505 | 510 | 442 | 2028-01-10 | 0 | 305.04 | 390 | 442
2028-01-10 01:00 | 0 | 505 | 510 | 442 | 2028-01-10 01:00 | 0 | 505 | 510 | 442 | 2028-01-10 01:00 | 0 | 505 | 510 | 442
2028-01-10 02:00 | 0 | 505 | 510 | 442 | 2028-01-10 02:00 | 0 | 505 | 510 | 442 | 2028-01-10 02:00 | 0 | 505 | 510 | 442
2028-01-10 03:00 | 0 | 505 | 510 | 442 | 2028-01-10 03:00 | 0 | 505 | 510 | 442 | 2028-01-10 03:00 | 0 | 505 | 510 | 442
2028-01-10 04:00 | 0 | 505 | 510 | 442 | 2028-01-10 04:00 | 0 | 505 | 510 | 442 | 2028-01-10 04:00 | 0 | 505 | 510 | 442
2028-01-10 05:00 | 0 | 505 | 510 | 442 | 2028-01-10 05:00 | 0 | 505 | 510 | 442 | 2028-01-10 05:00 | 0 | 505 | 510 | 442
2028-01-10 06:00 | 0 | 505 | 510 | 442 | 2028-01-10 06:00 | 0 | 471.45 | 510 | 442 | 2028-01-10 06:00 | 0 | 505 | 510 | 442
2028-01-10 07:00 | 0 | 205 | 510 | 263.83 | 2028-01-10 07:00 | 0 | 171.45 | 210 | 142 | 2028-01-10 07:00 | 0 | 205 | 390 | 368.29
2028-01-10 08:00 | 0 | 0 | 510 | 430.6 | 2028-01-10 08:00 | 0 | 0 | 0 | 311.52 | 2028-01-10 08:00 | 0 | 0 | 90 | 368.29
2028-01-10 09:00 | 0 | 0 | 245.72 | 442 | 2028-01-10 09:00 | 0 | 0 | 0 | 313.07 | 2028-01-10 09:00 | 0 | -226 | -210 | 121.31
2028-01-10 10:00 | 0 | 0 | 0 | 442 | 2028-01-10 10:00 | 0 | -230.01 | -300 | 300 | 2028-01-10 10:00 | 0 | -526 | -510 | 121.31
2028-01-10 11:00 | 0 | -297.91 | -300 | 389.97 | 2028-01-10 11:00 | 0 | -526 | -510 | 0 | 2028-01-10 11:00 | 0 | -526 | -510 | 0
2028-01-10 12:00 | 0 | 2.09 | 0 | 442 | 2028-01-10 12:00 | 0 | -526 | -510 | -46.35 | 2028-01-10 12:00 | 0 | -526 | -510 | -267.71
2028-01-10 13:00 | 0 | -57.62 | 0 | 142 | 2028-01-10 13:00 | 0 | -526 | -510 | -281.5 | 2028-01-10 13:00 | 0 | -526 | -510 | -510
2028-01-10 14:00 | 0 | 48.82 | 300 | 442 | 2028-01-10 14:00 | 0 | -526 | -510 | -92.24 | 2028-01-10 14:00 | 0 | -526 | -510 | -510
2028-01-10 15:00 | 0 | 0 | 111.03 | 142 | 2028-01-10 15:00 | 0 | -226 | -210 | 207.76 | 2028-01-10 15:00 | 0 | -226 | -210 | -210
2028-01-10 16:00 | 0 | 0 | 222.11 | 0 | 2028-01-10 16:00 | 0 | -526 | -510 | -92.24 | 2028-01-10 16:00 | 0 | -526 | -510 | -510
2028-01-10 17:00 | 0 | 0 | 510 | 142 | 2028-01-10 17:00 | 0 | -526 | -510 | -335.47 | 2028-01-10 17:00 | 0 | -526 | -510 | -510
2028-01-10 18:00 | 0 | 224.41 | 510 | 442 | 2028-01-10 18:00 | 0 | -526 | -510 | -510 | 2028-01-10 18:00 | 0 | -526 | -510 | -510
2028-01-10 19:00 | 0 | 0 | 510 | 380.1 | 2028-01-10 19:00 | 0 | -526 | -510 | -510 | 2028-01-10 19:00 | 0 | -526 | -510 | -510
2028-01-10 20:00 | 0 | 0 | 510 | 402.78 | 2028-01-10 20:00 | 0 | -526 | -510 | -350.91 | 2028-01-10 20:00 | 0 | -526 | -510 | -510
2028-01-10 21:00 | 0 | 300 | 510 | 442 | 2028-01-10 21:00 | 0 | -226 | -210 | -50.91 | 2028-01-10 21:00 | 0 | -226 | -210 | -210
2028-01-10 22:00 | 0 | 505 | 510 | 442 | 2028-01-10 22:00 | 0 | 74 | 90 | 249.09 | 2028-01-10 22:00 | 0 | 74 | 90 | 90
2028-01-10 23:00 | 0 | 505 | 510 | 437.56 | 2028-01-10 23:00 | 0 | 374 | 390 | 431.74 | 2028-01-10 23:00 | 0 | 374 | 390 | 390
2028-01-11 | 0 | 505 | 510 | 285.06 | 2028-01-11 | 0 | 505 | 510 | 442 | 2028-01-11 | 0 | 505 | 510 | 442
2028-01-11 01:00 | 0 | 505 | 510 | 242.22 | 2028-01-11 01:00 | 0 | 505 | 510 | 411.62 | 2028-01-11 01:00 | 0 | 505 | 510 | 442
2028-01-11 02:00 | 0 | 275.46 | 510 | 0 | 2028-01-11 02:00 | 0 | 505 | 510 | 321.45 | 2028-01-11 02:00 | 0 | 505 | 510 | 376.16
2028-01-11 03:00 | 0 | 206.11 | 510 | 0 | 2028-01-11 03:00 | 0 | 505 | 510 | 200.59 | 2028-01-11 03:00 | 0 | 505 | 510 | 370.97
2028-01-11 04:00 | 0 | 206.11 | 510 | -22.02 | 2028-01-11 04:00 | 0 | 505 | 510 | 125.03 | 2028-01-11 04:00 | 0 | 505 | 510 | 442
2028-01-11 05:00 | 0 | 505 | 510 | -172.37 | 2028-01-11 05:00 | 0 | 505 | 510 | 135.57 | 2028-01-11 05:00 | 0 | 505 | 510 | 442
2028-01-11 06:00 | 0 | 505 | 510 | 19.6 | 2028-01-11 06:00 | 0 | 505 | 510 | 435.57 | 2028-01-11 06:00 | 0 | 505 | 510 | 188.27
2028-01-11 07:00 | 0 | 331.26 | 510 | 319.05 | 2028-01-11 07:00 | 0 | 300 | 390.56 | 315.64 | 2028-01-11 07:00 | 0 | 483.06 | 210 | 442
2028-01-11 08:00 | 0 | 31.26 | 510 | 426.82 | 2028-01-11 08:00 | 0 | 0 | 90.56 | 420.75 | 2028-01-11 08:00 | 0 | 183.06 | -90 | 442
2028-01-11 09:00 | 0 | 0 | 286.98 | 142 | 2028-01-11 09:00 | 0 | -300 | -209.44 | 142 | 2028-01-11 09:00 | 0 | -116.94 | -390 | 142
2028-01-11 10:00 | 0 | 106.42 | 510 | 442 | 2028-01-11 10:00 | 0 | 0 | 90.56 | 442 | 2028-01-11 10:00 | 0 | -226 | -210 | 442
2028-01-11 11:00 | 0 | 197.83 | 370.27 | 442 | 2028-01-11 11:00 | 0 | -300 | -18.26 | 442 | 2028-01-11 11:00 | 0 | -526 | -510 | 442
2028-01-11 12:00 | 0 | 497.83 | 510 | 442 | 2028-01-11 12:00 | 0 | 0 | 281.74 | 442 | 2028-01-11 12:00 | 0 | -226 | -210 | 442
2028-01-11 13:00 | 0 | 197.83 | 210 | 442 | 2028-01-11 13:00 | 0 | 0 | 479.7 | 442 | 2028-01-11 13:00 | 0 | 0 | -149.95 | 442
2028-01-11 14:00 | 0 | 400.89 | 510 | 442 | 2028-01-11 14:00 | 0 | 172.57 | 510 | 442 | 2028-01-11 14:00 | 0 | 0 | 85.22 | 442
2028-01-11 15:00 | 0 | 281.11 | 510 | 442 | 2028-01-11 15:00 | 0 | 472.57 | 510 | 442 | 2028-01-11 15:00 | 0 | 142.03 | 385.22 | 442
2028-01-11 16:00 | 0 | 505 | 510 | 442 | 2028-01-11 16:00 | 0 | 330.67 | 510 | 442 | 2028-01-11 16:00 | 0 | 1.41 | 510 | 442
2028-01-11 17:00 | 0 | 450.05 | 510 | 442 | 2028-01-11 17:00 | 0 | 79.58 | 510 | 442 | 2028-01-11 17:00 | 0 | 18.8 | 510 | 442
2028-01-11 18:00 | 0 | 505 | 510 | 442 | 2028-01-11 18:00 | 0 | 79.58 | 458.74 | 442 | 2028-01-11 18:00 | 0 | 18.8 | 510 | 442
2028-01-11 19:00 | 0 | 205 | 210 | 311.71 | 2028-01-11 19:00 | 0 | 0 | 158.74 | 442 | 2028-01-11 19:00 | 0 | 0 | 459.03 | 142
2028-01-11 20:00 | 0 | 505 | 510 | 442 | 2028-01-11 20:00 | 0 | 300 | 458.74 | 442 | 2028-01-11 20:00 | 0 | 0 | 510 | 442
2028-01-11 21:00 | 0 | 505 | 510 | 442 | 2028-01-11 21:00 | 0 | 491.16 | 510 | 442 | 2028-01-11 21:00 | 0 | 300 | 510 | 442
2028-01-11 22:00 | 0 | 505 | 510 | 442 | 2028-01-11 22:00 | 0 | 191.16 | 510 | 442 | 2028-01-11 22:00 | 0 | 0 | 510 | 442
2028-01-11 23:00 | 0 | 372.42 | 510 | 442 | 2028-01-11 23:00 | 0 | 191.16 | 510 | 442 | 2028-01-11 23:00 | 0 | 0 | 510 | 442
2028-01-12 | 0 | 113.07 | 510 | 406.51 | 2028-01-12 | 0 | 0 | 510 | 377.29 | 2028-01-12 | 0 | 0 | 510 | 442
2028-01-12 01:00 | 0 | 124.83 | 510 | 184.52 | 2028-01-12 01:00 | 0 | 205 | 340.19 | 169.25 | 2028-01-12 01:00 | 0 | 0 | 510 | 442
2028-01-12 02:00 | 0 | 424.83 | 510 | 442 | 2028-01-12 02:00 | 0 | 505 | 510 | 442 | 2028-01-12 02:00 | 0 | 300 | 510 | 442
2028-01-12 03:00 | 0 | 467.1 | 510 | 442 | 2028-01-12 03:00 | 0 | 505 | 510 | 442 | 2028-01-12 03:00 | 0 | 505 | 510 | 442
2028-01-12 04:00 | 0 | 444.69 | 510 | 442 | 2028-01-12 04:00 | 0 | 505 | 510 | 442 | 2028-01-12 04:00 | 0 | 505 | 510 | 442
2028-01-12 05:00 | 0 | 300 | 510 | 442 | 2028-01-12 05:00 | 0 | 505 | 510 | 442 | 2028-01-12 05:00 | 0 | 505 | 510 | 442
2028-01-12 06:00 | 0 | 0 | 510 | 442 | 2028-01-12 06:00 | 0 | 505 | 510 | 442 | 2028-01-12 06:00 | 0 | 505 | 510 | 442
2028-01-12 07:00 | 0 | 187.95 | 510 | 442 | 2028-01-12 07:00 | 0 | 505 | 510 | 442 | 2028-01-12 07:00 | 0 | 505 | 510 | 442
2028-01-12 08:00 | 0 | 487.95 | 510 | 442 | 2028-01-12 08:00 | 0 | 505 | 510 | 442 | 2028-01-12 08:00 | 0 | 505 | 510 | 442
2028-01-12 09:00 | 0 | 505 | 510 | 442 | 2028-01-12 09:00 | 0 | 505 | 510 | 442 | 2028-01-12 09:00 | 0 | 505 | 510 | 442
2028-01-12 10:00 | 0 | 505 | 510 | 442 | 2028-01-12 10:00 | 0 | 505 | 510 | 442 | 2028-01-12 10:00 | 0 | 505 | 510 | 442
2028-01-12 11:00 | 0 | 505 | 510 | 442 | 2028-01-12 11:00 | 0 | 505 | 510 | 442 | 2028-01-12 11:00 | 0 | 300 | 405.41 | 442
2028-01-12 12:00 | 0 | 458.56 | 510 | 442 | 2028-01-12 12:00 | 0 | 205 | 210 | 375.19 | 2028-01-12 12:00 | 0 | 0 | 105.41 | 442
2028-01-12 13:00 | 0 | 288.21 | 510 | 442 | 2028-01-12 13:00 | 0 | 0 | 0 | 315.39 | 2028-01-12 13:00 | 0 | 0 | -148.88 | 403.66
2028-01-12 14:00 | 0 | 318.45 | 510 | 442 | 2028-01-12 14:00 | 0 | 0 | 33.46 | 224.06 | 2028-01-12 14:00 | 0 | 0 | 0 | 300.77
2028-01-12 15:00 | 0 | 189.11 | 510 | 442 | 2028-01-12 15:00 | 0 | 0 | 333.46 | 318.1 | 2028-01-12 15:00 | 0 | 0 | 0 | 388.81
2028-01-12 16:00 | 0 | 172.73 | 510 | 442 | 2028-01-12 16:00 | 0 | 0 | 333.46 | 442 | 2028-01-12 16:00 | 0 | 0 | -135.84 | 442
2028-01-12 17:00 | 0 | 90.92 | 510 | 442 | 2028-01-12 17:00 | 0 | 0 | 33.46 | 442 | 2028-01-12 17:00 | 0 | 0 | -435.84 | 442
2028-01-12 18:00 | 0 | 390.92 | 510 | 442 | 2028-01-12 18:00 | 0 | 0 | 211.23 | 442 | 2028-01-12 18:00 | 0 | 0 | -435.84 | 442
2028-01-12 19:00 | 0 | 452.26 | 510 | 442 | 2028-01-12 19:00 | 0 | 0 | 0 | 442 | 2028-01-12 19:00 | 0 | 0 | -300 | 429.55
2028-01-12 20:00 | 0 | 176.64 | 374.08 | 142 | 2028-01-12 20:00 | 0 | 14.28 | 210 | 142 | 2028-01-12 20:00 | 0 | 0 | 0 | 129.55
2028-01-12 21:00 | 0 | 476.64 | 510 | 442 | 2028-01-12 21:00 | 0 | 314.28 | 510 | 442 | 2028-01-12 21:00 | 0 | 246.12 | 300 | 429.55
2028-01-12 22:00 | 0 | 300.07 | 510 | 442 | 2028-01-12 22:00 | 0 | 14.28 | 367.84 | 277.88 | 2028-01-12 22:00 | 0 | 0 | 0 | 147.47
2028-01-12 23:00 | 0 | 457.27 | 510 | 442 | 2028-01-12 23:00 | 0 | 105.16 | 90 | 428.25 | 2028-01-12 23:00 | 0 | -226 | -300 | 254.46
2028-01-13 | 0 | 157.27 | 510 | 357.04 | 2028-01-13 | 0 | -136.54 | -210 | 128.25 | 2028-01-13 | 0 | -526 | -510 | 15.67
2028-01-13 01:00 | 0 | 0 | 433.05 | 336.78 | 2028-01-13 01:00 | 0 | -243.73 | -510 | 256.3 | 2028-01-13 01:00 | 0 | -526 | -510 | 175.81
2028-01-13 02:00 | 0 | 300 | 510 | 442 | 2028-01-13 02:00 | 0 | 56.27 | -210 | 442 | 2028-01-13 02:00 | 0 | -226 | -210 | 442
2028-01-13 03:00 | 0 | 505 | 510 | 442 | 2028-01-13 03:00 | 0 | 356.27 | 90 | 442 | 2028-01-13 03:00 | 0 | 74 | 90 | 442
2028-01-13 04:00 | 0 | 505 | 510 | 442 | 2028-01-13 04:00 | 0 | 505 | 390 | 442 | 2028-01-13 04:00 | 0 | 374 | 346.78 | 442
2028-01-13 05:00 | 0 | 505 | 510 | 171.99 | 2028-01-13 05:00 | 0 | 505 | 510 | 442 | 2028-01-13 05:00 | 0 | 505 | 46.78 | 266.61
2028-01-13 06:00 | 0 | 505 | 510 | 94.94 | 2028-01-13 06:00 | 0 | 505 | 510 | 442 | 2028-01-13 06:00 | 0 | 505 | 0 | -33.39
2028-01-13 07:00 | 0 | 505 | 510 | 332.82 | 2028-01-13 07:00 | 0 | 505 | 510 | 442 | 2028-01-13 07:00 | 0 | 309.36 | 210 | 142
2028-01-13 08:00 | 0 | 505 | 510 | 442 | 2028-01-13 08:00 | 0 | 505 | 510 | 442 | 2028-01-13 08:00 | 0 | 505 | 510 | 442
2028-01-13 09:00 | 0 | 505 | 510 | 442 | 2028-01-13 09:00 | 0 | 374 | 390 | 390 | 2028-01-13 09:00 | 0 | 374 | 390 | 390
2028-01-13 10:00 | 0 | 505 | 510 | 442 | 2028-01-13 10:00 | 0 | 74 | 90 | 90 | 2028-01-13 10:00 | 0 | 74 | 90 | 90
2028-01-13 11:00 | 0 | 505 | 510 | 396.14 | 2028-01-13 11:00 | 0 | -226 | -210 | -210 | 2028-01-13 11:00 | 0 | -226 | -210 | -210
2028-01-13 12:00 | 0 | 205 | 210 | 96.14 | 2028-01-13 12:00 | 0 | -526 | -510 | -510 | 2028-01-13 12:00 | 0 | -526 | -510 | -510
2028-01-13 13:00 | 0 | 0 | 0 | 0 | 2028-01-13 13:00 | 0 | -526 | -510 | -510 | 2028-01-13 13:00 | 0 | -526 | -510 | -510
2028-01-13 14:00 | 0 | 300 | 300 | 300 | 2028-01-13 14:00 | 0 | -226 | -210 | -210 | 2028-01-13 14:00 | 0 | -226 | -210 | -210
2028-01-13 15:00 | 0 | 505 | 510 | 442 | 2028-01-13 15:00 | 0 | 74 | 90 | 90 | 2028-01-13 15:00 | 0 | 74 | 90 | 90
2028-01-13 16:00 | 0 | 300 | 510 | 411.74 | 2028-01-13 16:00 | 0 | 300 | -210 | -162.94 | 2028-01-13 16:00 | 0 | 300 | -210 | -162.94
2028-01-13 17:00 | 0 | 0 | 239.36 | 111.74 | 2028-01-13 17:00 | 0 | 0 | -510 | -462.94 | 2028-01-13 17:00 | 0 | 0 | -510 | -462.94
2028-01-13 18:00 | 0 | 0 | 405.12 | 155.02 | 2028-01-13 18:00 | 0 | -95 | -300 | -190.66 | 2028-01-13 18:00 | 0 | -95 | -300 | -190.66
2028-01-13 19:00 | 0 | 166.43 | 510 | 442 | 2028-01-13 19:00 | 0 | 205 | 0 | 109.34 | 2028-01-13 19:00 | 0 | 205 | 0 | 109.34
2028-01-13 20:00 | 0 | 466.43 | 510 | 442 | 2028-01-13 20:00 | 0 | 505 | 300 | 409.34 | 2028-01-13 20:00 | 0 | 505 | 300 | 409.34
2028-01-13 21:00 | 0 | 505 | 510 | 442 | 2028-01-13 21:00 | 0 | 505 | 510 | 442 | 2028-01-13 21:00 | 0 | 505 | 510 | 442
2028-01-13 22:00 | 0 | 505 | 510 | 442 | 2028-01-13 22:00 | 0 | 505 | 510 | 442 | 2028-01-13 22:00 | 0 | 505 | 510 | 442
2028-01-13 23:00 | 0 | 505 | 510 | 400.85 | 2028-01-13 23:00 | 0 | 505 | 510 | 393.98 | 2028-01-13 23:00 | 0 | 505 | 510 | 389.49
2028-01-14 | 0 | 505 | 510 | 307.24 | 2028-01-14 | 0 | 505 | 510 | 442 | 2028-01-14 | 0 | 505 | 510 | 442
2028-01-14 01:00 | 0 | 505 | 510 | 238.51 | 2028-01-14 01:00 | 0 | 505 | 510 | 233.06 | 2028-01-14 01:00 | 0 | 505 | 510 | 442
2028-01-14 02:00 | 0 | 505 | 510 | 250.06 | 2028-01-14 02:00 | 0 | 505 | 510 | 355.74 | 2028-01-14 02:00 | 0 | 505 | 510 | 442
2028-01-14 03:00 | 0 | 505 | 510 | 227.56 | 2028-01-14 03:00 | 0 | 505 | 510 | 247.06 | 2028-01-14 03:00 | 0 | 505 | 510 | 442
2028-01-14 04:00 | 0 | 505 | 510 | 203.44 | 2028-01-14 04:00 | 0 | 505 | 510 | 247.62 | 2028-01-14 04:00 | 0 | 505 | 510 | 442
2028-01-14 05:00 | 0 | 505 | 510 | 205.42 | 2028-01-14 05:00 | 0 | 505 | 510 | 442 | 2028-01-14 05:00 | 0 | 505 | 510 | 442
2028-01-14 06:00 | 0 | 505 | 510 | 202.47 | 2028-01-14 06:00 | 0 | 505 | 510 | 442 | 2028-01-14 06:00 | 0 | 505 | 510 | 442
2028-01-14 07:00 | 0 | 505 | 510 | 442 | 2028-01-14 07:00 | 0 | 505 | 510 | 442 | 2028-01-14 07:00 | 0 | 505 | 510 | 442
2028-01-14 08:00 | 0 | 505 | 510 | 442 | 2028-01-14 08:00 | 0 | 505 | 510 | 442 | 2028-01-14 08:00 | 0 | 505 | 510 | 442
2028-01-14 09:00 | 0 | 505 | 510 | 442 | 2028-01-14 09:00 | 0 | 446.71 | 510 | 442 | 2028-01-14 09:00 | 0 | 483.52 | 510 | 442
2028-01-14 10:00 | 0 | 505 | 510 | 442 | 2028-01-14 10:00 | 0 | 505 | 510 | 442 | 2028-01-14 10:00 | 0 | 505 | 510 | 442
2028-01-14 11:00 | 0 | 505 | 510 | 442 | 2028-01-14 11:00 | 0 | 505 | 510 | 442 | 2028-01-14 11:00 | 0 | 505 | 510 | 442
2028-01-14 12:00 | 0 | 505 | 510 | 442 | 2028-01-14 12:00 | 0 | 300 | 473.31 | 442 | 2028-01-14 12:00 | 0 | 242.08 | 210 | 442
2028-01-14 13:00 | 0 | 205 | 210 | 442 | 2028-01-14 13:00 | 0 | 0 | 173.31 | 442 | 2028-01-14 13:00 | 0 | -57.92 | -90 | 330.08
2028-01-14 14:00 | 0 | 74.92 | 210 | 353.54 | 2028-01-14 14:00 | 0 | 0 | 169.24 | 442 | 2028-01-14 14:00 | 0 | -57.92 | -300 | 353.45
2028-01-14 15:00 | 0 | 374.92 | 510 | 442 | 2028-01-14 15:00 | 0 | 300 | 469.24 | 442 | 2028-01-14 15:00 | 0 | 242.08 | 0 | 442
2028-01-14 16:00 | 0 | 181.72 | 510 | 442 | 2028-01-14 16:00 | 0 | 120.25 | 510 | 432.1 | 2028-01-14 16:00 | 0 | 0 | -79.01 | 442
2028-01-14 17:00 | 0 | 110.47 | 510 | 442 | 2028-01-14 17:00 | 0 | 420.25 | 510 | 442 | 2028-01-14 17:00 | 0 | 0 | 36.32 | 442
2028-01-14 18:00 | 0 | 390.39 | 510 | 442 | 2028-01-14 18:00 | 0 | 120.25 | 487.55 | 442 | 2028-01-14 18:00 | 0 | -143.69 | -263.68 | 442
2028-01-14 19:00 | 0 | 450.65 | 510 | 442 | 2028-01-14 19:00 | 0 | 155.58 | 510 | 442 | 2028-01-14 19:00 | 0 | 0 | -379.24 | 350.38
2028-01-14 20:00 | 0 | 210.29 | 510 | 442 | 2028-01-14 20:00 | 0 | 0 | 436.37 | 223.14 | 2028-01-14 20:00 | 0 | -96.51 | -510 | 50.38
2028-01-14 21:00 | 0 | 505 | 510 | 442 | 2028-01-14 21:00 | 0 | 300 | 510 | 442 | 2028-01-14 21:00 | 0 | 203.49 | -210 | 350.38
2028-01-14 22:00 | 0 | 505 | 510 | 442 | 2028-01-14 22:00 | 0 | 505 | 510 | 442 | 2028-01-14 22:00 | 0 | 503.49 | 90 | 442
2028-01-14 23:00 | 0 | 505 | 510 | 442 | 2028-01-14 23:00 | 0 | 505 | 510 | 442 | 2028-01-14 23:00 | 0 | 505 | 390 | 442
2028-01-15 | 0 | 505 | 510 | 442 | 2028-01-15 | 0 | 505 | 510 | 442 | 2028-01-15 | 0 | 505 | 510 | 442
2028-01-15 01:00 | 0 | 505 | 510 | 288.84 | 2028-01-15 01:00 | 0 | 505 | 510 | 338.5 | 2028-01-15 01:00 | 0 | 505 | 510 | 442
2028-01-15 02:00 | 0 | 505 | 510 | 243.43 | 2028-01-15 02:00 | 0 | 505 | 510 | 442 | 2028-01-15 02:00 | 0 | 505 | 510 | 442
2028-01-15 03:00 | 0 | 505 | 510 | 215.01 | 2028-01-15 03:00 | 0 | 505 | 510 | 442 | 2028-01-15 03:00 | 0 | 505 | 510 | 442
2028-01-15 04:00 | 0 | 505 | 510 | 262.94 | 2028-01-15 04:00 | 0 | 505 | 510 | 442 | 2028-01-15 04:00 | 0 | 505 | 510 | 442
2028-01-15 05:00 | 0 | 505 | 510 | 237.1 | 2028-01-15 05:00 | 0 | 505 | 510 | 442 | 2028-01-15 05:00 | 0 | 505 | 510 | 442
2028-01-15 06:00 | 0 | 374 | 390 | 237.1 | 2028-01-15 06:00 | 0 | 475.22 | 390 | 221.12 | 2028-01-15 06:00 | 0 | 505 | 439.71 | 442
2028-01-15 07:00 | 0 | 74 | 90 | 422.14 | 2028-01-15 07:00 | 0 | 175.22 | 90 | 356.92 | 2028-01-15 07:00 | 0 | 205 | 139.71 | 277.76
2028-01-15 08:00 | 0 | -226 | -210 | 235.04 | 2028-01-15 08:00 | 0 | -124.78 | -210 | 56.92 | 2028-01-15 08:00 | 0 | -95 | -160.29 | -22.24
2028-01-15 09:00 | 0 | -526 | -510 | -64.96 | 2028-01-15 09:00 | 0 | -424.78 | -510 | -243.08 | 2028-01-15 09:00 | 0 | -395 | -460.29 | -322.24
2028-01-15 10:00 | 0 | -226 | -210 | 235.04 | 2028-01-15 10:00 | 0 | -124.78 | -210 | 56.92 | 2028-01-15 10:00 | 0 | -95 | -160.29 | -22.24
2028-01-15 11:00 | 0 | 74 | 90 | 442 | 2028-01-15 11:00 | 0 | 175.22 | 90 | 356.92 | 2028-01-15 11:00 | 0 | 205 | 139.71 | 277.76
2028-01-15 12:00 | 0 | 374 | 390 | 442 | 2028-01-15 12:00 | 0 | 475.22 | 390 | 442 | 2028-01-15 12:00 | 0 | 505 | 439.71 | 442
2028-01-15 13:00 | 0 | 505 | 510 | 442 | 2028-01-15 13:00 | 0 | 505 | 249 | 300 | 2028-01-15 13:00 | 0 | 374 | 300 | 378.29
2028-01-15 14:00 | 0 | 300 | 510 | 442 | 2028-01-15 14:00 | 0 | 205 | -51 | 0 | 2028-01-15 14:00 | 0 | 74 | 0 | 78.29
2028-01-15 15:00 | 0 | 0 | 315.89 | 142 | 2028-01-15 15:00 | 0 | -95 | -351 | -300 | 2028-01-15 15:00 | 0 | -226 | -300 | -221.71
2028-01-15 16:00 | 0 | 0 | 297.38 | 142 | 2028-01-15 16:00 | 0 | -300 | -451.52 | -157.86 | 2028-01-15 16:00 | 0 | -526 | -510 | -510
2028-01-15 17:00 | 0 | 196.18 | 510 | 442 | 2028-01-15 17:00 | 0 | 0 | -151.52 | 142.14 | 2028-01-15 17:00 | 0 | -526 | -510 | -210
2028-01-15 18:00 | 0 | 284.23 | 510 | 442 | 2028-01-15 18:00 | 0 | 0 | 62.32 | 405.68 | 2028-01-15 18:00 | 0 | -526 | -510 | 90
2028-01-15 19:00 | 0 | 505 | 510 | 442 | 2028-01-15 19:00 | 0 | 0 | 62.32 | 442 | 2028-01-15 19:00 | 0 | -526 | -510 | 390
2028-01-15 20:00 | 0 | 505 | 510 | 442 | 2028-01-15 20:00 | 0 | 0 | 0 | 442 | 2028-01-15 20:00 | 0 | -526 | -510 | 90
2028-01-15 21:00 | 0 | 401.59 | 510 | 442 | 2028-01-15 21:00 | 0 | 0 | 2.92 | 442 | 2028-01-15 21:00 | 0 | -526 | -510 | 248.49
2028-01-15 22:00 | 0 | 101.59 | 300 | 442 | 2028-01-15 22:00 | 0 | -226 | -210 | 442 | 2028-01-15 22:00 | 0 | -526 | -510 | 442
2028-01-15 23:00 | 0 | -50.96 | 0 | 442 | 2028-01-15 23:00 | 0 | -526 | -510 | 442 | 2028-01-15 23:00 | 0 | -526 | -510 | 442
2028-01-16 | 0 | 249.04 | 300 | 442 | 2028-01-16 | 0 | -226 | -210 | 442 | 2028-01-16 | 0 | -226 | -210 | 442
2028-01-16 01:00 | 0 | 505 | 510 | 442 | 2028-01-16 01:00 | 0 | 74 | 90 | 442 | 2028-01-16 01:00 | 0 | 74 | 90 | 442
2028-01-16 02:00 | 0 | 505 | 510 | 442 | 2028-01-16 02:00 | 0 | 374 | 390 | 442 | 2028-01-16 02:00 | 0 | 374 | 390 | 442
2028-01-16 03:00 | 0 | 377.93 | 510 | 305.46 | 2028-01-16 03:00 | 0 | 505 | 510 | 442 | 2028-01-16 03:00 | 0 | 505 | 510 | 442
2028-01-16 04:00 | 0 | 505 | 473.24 | 5.46 | 2028-01-16 04:00 | 0 | 505 | 510 | 442 | 2028-01-16 04:00 | 0 | 505 | 510 | 442
2028-01-16 05:00 | 0 | 245.19 | 444.37 | -68 | 2028-01-16 05:00 | 0 | 505 | 510 | 186.79 | 2028-01-16 05:00 | 0 | 505 | 510 | 442
2028-01-16 06:00 | 0 | -21 | 144.37 | -68 | 2028-01-16 06:00 | 0 | 505 | 510 | 186.79 | 2028-01-16 06:00 | 0 | 505 | 510 | 442
2028-01-16 07:00 | 0 | 163 | 0 | -68 | 2028-01-16 07:00 | 0 | 505 | 214.05 | 0 | 2028-01-16 07:00 | 0 | 505 | 510 | 442
2028-01-16 08:00 | 0 | 31.26 | 300 | -68 | 2028-01-16 08:00 | 0 | 205 | 510 | 0 | 2028-01-16 08:00 | 0 | 505 | 510 | 442
2028-01-16 09:00 | 0 | 331.26 | 300 | -68 | 2028-01-16 09:00 | 0 | 4.12 | 510 | 300 | 2028-01-16 09:00 | 0 | 349.26 | 510 | 442
2028-01-16 10:00 | 0 | 505 | 300 | 232 | 2028-01-16 10:00 | 0 | 304.12 | 390 | 442 | 2028-01-16 10:00 | 0 | 477.54 | 390 | 390
2028-01-16 11:00 | 0 | 505 | 300 | 337.08 | 2028-01-16 11:00 | 0 | 74 | 90 | 192.23 | 2028-01-16 11:00 | 0 | 177.54 | 90 | 90
2028-01-16 12:00 | 0 | 300 | 0 | 299.56 | 2028-01-16 12:00 | 0 | -226 | -210 | -107.77 | 2028-01-16 12:00 | 0 | -122.46 | -210 | -210
2028-01-16 13:00 | 0 | 0 | -300 | -0.44 | 2028-01-16 13:00 | 0 | -526 | -510 | -407.77 | 2028-01-16 13:00 | 0 | -422.46 | -510 | -510
2028-01-16 14:00 | 0 | 300 | 0 | 299.56 | 2028-01-16 14:00 | 0 | -226 | -210 | -107.77 | 2028-01-16 14:00 | 0 | -226 | -210 | -210
2028-01-16 15:00 | 0 | 0 | 181.59 | 0 | 2028-01-16 15:00 | 0 | -526 | -510 | -227.88 | 2028-01-16 15:00 | 0 | -526 | -510 | -510
2028-01-16 16:00 | 0 | 36.83 | 481.59 | 300 | 2028-01-16 16:00 | 0 | -226 | -338.57 | 72.12 | 2028-01-16 16:00 | 0 | -526 | -510 | -403.81
2028-01-16 17:00 | 0 | 285.66 | 510 | 442 | 2028-01-16 17:00 | 0 | -293.4 | -38.57 | 372.12 | 2028-01-16 17:00 | 0 | -344.28 | -390 | -103.81
2028-01-16 18:00 | 0 | 205 | 510 | 442 | 2028-01-16 18:00 | 0 | 6.6 | 261.43 | 442 | 2028-01-16 18:00 | 0 | -44.28 | -90 | 196.19
2028-01-16 19:00 | 0 | 505 | 510 | 442 | 2028-01-16 19:00 | 0 | 306.6 | 510 | 442 | 2028-01-16 19:00 | 0 | 255.72 | 210 | 442
2028-01-16 20:00 | 0 | 505 | 510 | 442 | 2028-01-16 20:00 | 0 | 505 | 510 | 442 | 2028-01-16 20:00 | 0 | 505 | 510 | 442
2028-01-16 21:00 | 0 | 505 | 510 | 442 | 2028-01-16 21:00 | 0 | 505 | 510 | 442 | 2028-01-16 21:00 | 0 | 505 | 510 | 442
2028-01-16 22:00 | 0 | 254.31 | 510 | 442 | 2028-01-16 22:00 | 0 | 205 | 510 | 442 | 2028-01-16 22:00 | 0 | 505 | 510 | 426.11
2028-01-16 23:00 | 0 | 205 | 510 | 350.66 | 2028-01-16 23:00 | 0 | 205 | 510 | 442 | 2028-01-16 23:00 | 0 | 505 | 510 | 442
2028-01-17 | 0 | 505 | 510 | 442 | 2028-01-17 | 0 | 505 | 510 | 442 | 2028-01-17 | 0 | 505 | 510 | 442
2028-01-17 01:00 | 0 | 505 | 510 | 442 | 2028-01-17 01:00 | 0 | 505 | 510 | 442 | 2028-01-17 01:00 | 0 | 505 | 510 | 442
2028-01-17 02:00 | 0 | 404.77 | 510 | 442 | 2028-01-17 02:00 | 0 | 376.69 | 510 | 442 | 2028-01-17 02:00 | 0 | 260.48 | 510 | 442
2028-01-17 03:00 | 0 | 247.23 | 510 | 442 | 2028-01-17 03:00 | 0 | 76.69 | 510 | 442 | 2028-01-17 03:00 | 0 | 0 | 510 | 442
2028-01-17 04:00 | 0 | 207.13 | 510 | 442 | 2028-01-17 04:00 | 0 | 0 | 510 | 442 | 2028-01-17 04:00 | 0 | 0 | 510 | 442
2028-01-17 05:00 | 0 | 75.53 | 510 | 442 | 2028-01-17 05:00 | 0 | 0 | 510 | 442 | 2028-01-17 05:00 | 0 | 0 | 510 | 442
2028-01-17 06:00 | 0 | 0 | 510 | 442 | 2028-01-17 06:00 | 0 | 0 | 362.77 | 442 | 2028-01-17 06:00 | 0 | 0 | 363.54 | 442
2028-01-17 07:00 | 0 | 1.34 | 210 | 438.12 | 2028-01-17 07:00 | 0 | 0 | 62.77 | 442 | 2028-01-17 07:00 | 0 | 0 | 63.54 | 442
2028-01-17 08:00 | 0 | 301.34 | 510 | 442 | 2028-01-17 08:00 | 0 | 257 | 362.77 | 442 | 2028-01-17 08:00 | 0 | 118.88 | 363.54 | 442
2028-01-17 09:00 | 0 | 505 | 510 | 442 | 2028-01-17 09:00 | 0 | 340.15 | 510 | 442 | 2028-01-17 09:00 | 0 | 139.09 | 510 | 442
2028-01-17 10:00 | 0 | 505 | 510 | 442 | 2028-01-17 10:00 | 0 | 505 | 510 | 442 | 2028-01-17 10:00 | 0 | 132.28 | 510 | 442
2028-01-17 11:00 | 0 | 505 | 510 | 442 | 2028-01-17 11:00 | 0 | 460.34 | 510 | 442 | 2028-01-17 11:00 | 0 | 0 | 510 | 442
2028-01-17 12:00 | 0 | 505 | 510 | 442 | 2028-01-17 12:00 | 0 | 160.34 | 314.94 | 442 | 2028-01-17 12:00 | 0 | 0 | 301.07 | 442
2028-01-17 13:00 | 0 | 205 | 510 | 386.05 | 2028-01-17 13:00 | 0 | 0 | 137.92 | 442 | 2028-01-17 13:00 | 0 | 0 | 86.53 | 442
2028-01-17 14:00 | 0 | 0 | 510 | 442 | 2028-01-17 14:00 | 0 | 0 | -93.6 | 442 | 2028-01-17 14:00 | 0 | 0 | -102.02 | 152.97
2028-01-17 15:00 | 0 | 221.38 | 510 | 442 | 2028-01-17 15:00 | 0 | 0 | 0 | 442 | 2028-01-17 15:00 | 0 | 0 | 143.97 | 271.12
2028-01-17 16:00 | 0 | 383.5 | 510 | 442 | 2028-01-17 16:00 | 0 | 0 | 0 | 442 | 2028-01-17 16:00 | 0 | 0 | 443.97 | 183.48
2028-01-17 17:00 | 0 | 147.08 | 510 | 292.31 | 2028-01-17 17:00 | 0 | 0 | 0 | 142 | 2028-01-17 17:00 | 0 | 0 | 508.4 | 0
2028-01-17 18:00 | 0 | 385.31 | 510 | 410.85 | 2028-01-17 18:00 | 0 | 0 | 141.52 | 115.31 | 2028-01-17 18:00 | 0 | 0 | 208.4 | 0
2028-01-17 19:00 | 0 | 479.49 | 510 | 442 | 2028-01-17 19:00 | 0 | 205 | 414.97 | 207.97 | 2028-01-17 19:00 | 0 | 205 | 481 | 142
2028-01-17 20:00 | 0 | 505 | 510 | 442 | 2028-01-17 20:00 | 0 | 505 | 510 | 442 | 2028-01-17 20:00 | 0 | 505 | 510 | 442
2028-01-17 21:00 | 0 | 505 | 510 | 442 | 2028-01-17 21:00 | 0 | 505 | 510 | 442 | 2028-01-17 21:00 | 0 | 505 | 510 | 442
2028-01-17 22:00 | 0 | 505 | 510 | 418.71 | 2028-01-17 22:00 | 0 | 505 | 510 | 442 | 2028-01-17 22:00 | 0 | 505 | 510 | 442
2028-01-17 23:00 | 0 | 505 | 510 | 442 | 2028-01-17 23:00 | 0 | 505 | 510 | 442 | 2028-01-17 23:00 | 0 | 505 | 510 | 442
2028-01-18 | 0 | 505 | 510 | 442 | 2028-01-18 | 0 | 505 | 510 | 442 | 2028-01-18 | 0 | 505 | 510 | 442
2028-01-18 01:00 | 0 | 505 | 510 | 442 | 2028-01-18 01:00 | 0 | 505 | 510 | 442 | 2028-01-18 01:00 | 0 | 505 | 510 | 442
2028-01-18 02:00 | 0 | 505 | 510 | 442 | 2028-01-18 02:00 | 0 | 505 | 510 | 442 | 2028-01-18 02:00 | 0 | 505 | 510 | 442
2028-01-18 03:00 | 0 | 505 | 510 | 442 | 2028-01-18 03:00 | 0 | 505 | 510 | 442 | 2028-01-18 03:00 | 0 | 505 | 510 | 442
2028-01-18 04:00 | 0 | 505 | 510 | 442 | 2028-01-18 04:00 | 0 | 505 | 510 | 442 | 2028-01-18 04:00 | 0 | 505 | 510 | 442
2028-01-18 05:00 | 0 | 505 | 510 | 442 | 2028-01-18 05:00 | 0 | 505 | 510 | 442 | 2028-01-18 05:00 | 0 | 505 | 510 | 442
2028-01-18 06:00 | 0 | 205 | 510 | 404.85 | 2028-01-18 06:00 | 0 | 248.93 | 510 | 442 | 2028-01-18 06:00 | 0 | 432.11 | 510 | 442
2028-01-18 07:00 | 0 | 498.89 | 510 | 442 | 2028-01-18 07:00 | 0 | 248.93 | 510 | 442 | 2028-01-18 07:00 | 0 | 432.11 | 510 | 442
2028-01-18 08:00 | 0 | 498.43 | 510 | 346.94 | 2028-01-18 08:00 | 0 | 251.98 | 510 | 440.63 | 2028-01-18 08:00 | 0 | 251.98 | 510 | 440.63
2028-01-18 09:00 | 0 | 198.43 | 210 | 46.94 | 2028-01-18 09:00 | 0 | 0 | 210 | 140.63 | 2028-01-18 09:00 | 0 | 0 | 210 | 140.63
2028-01-18 10:00 | 0 | 498.43 | 510 | 346.94 | 2028-01-18 10:00 | 0 | 266.09 | 510 | 440.63 | 2028-01-18 10:00 | 0 | 0 | 510 | 440.63
2028-01-18 11:00 | 0 | 505 | 510 | 442 | 2028-01-18 11:00 | 0 | 480.1 | 510 | 442 | 2028-01-18 11:00 | 0 | 0 | 510 | 442
2028-01-18 12:00 | 0 | 505 | 510 | 442 | 2028-01-18 12:00 | 0 | 480.1 | 510 | 442 | 2028-01-18 12:00 | 0 | 0 | 510 | 442
2028-01-18 13:00 | 0 | 505 | 510 | 442 | 2028-01-18 13:00 | 0 | 307.31 | 510 | 442 | 2028-01-18 13:00 | 0 | 0 | 510 | 442
2028-01-18 14:00 | 0 | 505 | 510 | 442 | 2028-01-18 14:00 | 0 | 431.79 | 510 | 442 | 2028-01-18 14:00 | 0 | 0 | 390 | 390
2028-01-18 15:00 | 0 | 505 | 510 | 442 | 2028-01-18 15:00 | 0 | 300 | 210 | 241.52 | 2028-01-18 15:00 | 0 | 74 | 90 | 90
2028-01-18 16:00 | 0 | 205 | 280.84 | 142 | 2028-01-18 16:00 | 0 | 0 | -90 | -58.48 | 2028-01-18 16:00 | 0 | -226 | -210 | -210
2028-01-18 17:00 | 0 | 0 | 76.25 | 0 | 2028-01-18 17:00 | 0 | -300 | -390 | -358.48 | 2028-01-18 17:00 | 0 | -526 | -510 | -510
2028-01-18 18:00 | 0 | 0 | 0 | 0 | 2028-01-18 18:00 | 0 | 0 | -510 | -312.57 | 2028-01-18 18:00 | 0 | -241.12 | -510 | -510
2028-01-18 19:00 | 0 | 0 | 210 | 0 | 2028-01-18 19:00 | 0 | -300 | -371.29 | -465.04 | 2028-01-18 19:00 | 0 | -526 | -510 | -510
2028-01-18 20:00 | 0 | 16.23 | 510 | 233.67 | 2028-01-18 20:00 | 0 | 0 | -71.29 | -165.04 | 2028-01-18 20:00 | 0 | -226 | -210 | -210
2028-01-18 21:00 | 0 | 312.92 | 510 | 135.01 | 2028-01-18 21:00 | 0 | 237.3 | 228.71 | 134.96 | 2028-01-18 21:00 | 0 | 74 | 90 | 90
2028-01-18 22:00 | 0 | 505 | 510 | 435.01 | 2028-01-18 22:00 | 0 | 505 | 510 | 434.96 | 2028-01-18 22:00 | 0 | 374 | 390 | 390
2028-01-18 23:00 | 0 | 455.63 | 510 | 442 | 2028-01-18 23:00 | 0 | 400.14 | 510 | 442 | 2028-01-18 23:00 | 0 | 346.9 | 510 | 442
2028-01-19 | 0 | 270.39 | 510 | 442 | 2028-01-19 | 0 | 372.6 | 510 | 442 | 2028-01-19 | 0 | 262.49 | 510 | 442
2028-01-19 01:00 | 0 | 451.57 | 510 | 442 | 2028-01-19 01:00 | 0 | 171.66 | 510 | 442 | 2028-01-19 01:00 | 0 | 0 | 510 | 441.43
2028-01-19 02:00 | 0 | 151.57 | 510 | 417.6 | 2028-01-19 02:00 | 0 | 0 | 510 | 240.41 | 2028-01-19 02:00 | 0 | 0 | 510 | 141.43
2028-01-19 03:00 | 0 | 0 | 510 | 316.1 | 2028-01-19 03:00 | 0 | 0 | 510 | 0 | 2028-01-19 03:00 | 0 | 0 | 305.49 | 0
2028-01-19 04:00 | 0 | 0 | 510 | 198.69 | 2028-01-19 04:00 | 0 | 0 | 354.45 | 0 | 2028-01-19 04:00 | 0 | 0 | 116.61 | 0
2028-01-19 05:00 | 0 | 0 | 448.41 | 0 | 2028-01-19 05:00 | 0 | 0 | 54.45 | 0 | 2028-01-19 05:00 | 0 | 0 | -152.86 | 0
2028-01-19 06:00 | 0 | 0 | 383.88 | 0 | 2028-01-19 06:00 | 0 | 0 | -6.65 | -46.48 | 2028-01-19 06:00 | 0 | 0 | -299.35 | -3.24
2028-01-19 07:00 | 0 | 0 | 510 | 300 | 2028-01-19 07:00 | 0 | 0 | 293.35 | 0 | 2028-01-19 07:00 | 0 | 0 | 0.65 | 0
2028-01-19 08:00 | 0 | 0 | 510 | 345.25 | 2028-01-19 08:00 | 0 | 0 | 183.78 | 84.37 | 2028-01-19 08:00 | 0 | 0 | -132.59 | 0
2028-01-19 09:00 | 0 | 193.85 | 510 | 442 | 2028-01-19 09:00 | 0 | 0 | 101.23 | 384.37 | 2028-01-19 09:00 | 0 | 0 | -17.04 | 0.54
2028-01-19 10:00 | 0 | 112.43 | 292.41 | 424.35 | 2028-01-19 10:00 | 0 | -187.55 | -198.77 | 84.37 | 2028-01-19 10:00 | 0 | -226 | -317.04 | 32.05
2028-01-19 11:00 | 0 | 0 | -7.59 | 124.35 | 2028-01-19 11:00 | 0 | -226 | -498.77 | 58.13 | 2028-01-19 11:00 | 0 | -526 | -510 | -7.89
2028-01-19 12:00 | 0 | -133.88 | -307.59 | 5.4 | 2028-01-19 12:00 | 0 | -526 | -510 | -90 | 2028-01-19 12:00 | 0 | -526 | -510 | -185.26
2028-01-19 13:00 | 0 | 0 | -437.48 | 0 | 2028-01-19 13:00 | 0 | -526 | -510 | -138.84 | 2028-01-19 13:00 | 0 | -526 | -510 | -245.76
2028-01-19 14:00 | 0 | 0 | -388.1 | 86.58 | 2028-01-19 14:00 | 0 | -526 | -510 | 11.88 | 2028-01-19 14:00 | 0 | -526 | -510 | -61.27
2028-01-19 15:00 | 0 | 0 | -170.33 | 118.54 | 2028-01-19 15:00 | 0 | -226 | -230.51 | 60.95 | 2028-01-19 15:00 | 0 | -361.45 | -510 | 3.36
2028-01-19 16:00 | 0 | 0 | 121.16 | 173.49 | 2028-01-19 16:00 | 0 | 0 | 69.49 | 235.26 | 2028-01-19 16:00 | 0 | -61.45 | -302 | 70.98
2028-01-19 17:00 | 0 | 25.35 | 323.98 | 322.55 | 2028-01-19 17:00 | 0 | 0 | 369.49 | 291.76 | 2028-01-19 17:00 | 0 | 0 | -2 | 239.17
2028-01-19 18:00 | 0 | 325.35 | 510 | 442 | 2028-01-19 18:00 | 0 | 291.19 | 510 | 442 | 2028-01-19 18:00 | 0 | 0 | -2 | 328.69
2028-01-19 19:00 | 0 | 484.79 | 510 | 442 | 2028-01-19 19:00 | 0 | 205 | 510 | 442 | 2028-01-19 19:00 | 0 | 0 | 0 | 292.2
2028-01-19 20:00 | 0 | 450.97 | 510 | 442 | 2028-01-19 20:00 | 0 | 205 | 510 | 442 | 2028-01-19 20:00 | 0 | 0 | 206.85 | 166.13
2028-01-19 21:00 | 0 | 505 | 510 | 442 | 2028-01-19 21:00 | 0 | 505 | 510 | 442 | 2028-01-19 21:00 | 0 | 300 | 506.85 | 442
2028-01-19 22:00 | 0 | 342.72 | 510 | 442 | 2028-01-19 22:00 | 0 | 248.06 | 510 | 442 | 2028-01-19 22:00 | 0 | 18.78 | 510 | 442
2028-01-19 23:00 | 0 | 48.45 | 510 | 442 | 2028-01-19 23:00 | 0 | 73.82 | 510 | 442 | 2028-01-19 23:00 | 0 | 0 | 302.92 | 379.63
2028-01-20 | 0 | 339.46 | 510 | 442 | 2028-01-20 | 0 | 373.82 | 510 | 442 | 2028-01-20 | 0 | 0 | 510 | 442
2028-01-20 01:00 | 0 | 315.27 | 510 | 442 | 2028-01-20 01:00 | 0 | 246.7 | 510 | 442 | 2028-01-20 01:00 | 0 | 0 | 510 | 442
2028-01-20 02:00 | 0 | 324.1 | 510 | 442 | 2028-01-20 02:00 | 0 | 89.7 | 510 | 442 | 2028-01-20 02:00 | 0 | 0 | 510 | 442
2028-01-20 03:00 | 0 | 353.92 | 510 | 442 | 2028-01-20 03:00 | 0 | 0 | 510 | 442 | 2028-01-20 03:00 | 0 | 0 | 510 | 442
2028-01-20 04:00 | 0 | 343.33 | 510 | 442 | 2028-01-20 04:00 | 0 | 0 | 510 | 442 | 2028-01-20 04:00 | 0 | 27.36 | 510 | 442
2028-01-20 05:00 | 0 | 43.33 | 510 | 442 | 2028-01-20 05:00 | 0 | 205 | 510 | 442 | 2028-01-20 05:00 | 0 | 0 | 510 | 442
2028-01-20 06:00 | 0 | 0 | 510 | 442 | 2028-01-20 06:00 | 0 | 505 | 510 | 442 | 2028-01-20 06:00 | 0 | 20.53 | 510 | 442
2028-01-20 07:00 | 0 | 159.98 | 510 | 442 | 2028-01-20 07:00 | 0 | 205 | 510 | 442 | 2028-01-20 07:00 | 0 | 320.53 | 510 | 442
2028-01-20 08:00 | 0 | 290.14 | 510 | 442 | 2028-01-20 08:00 | 0 | 272.33 | 510 | 442 | 2028-01-20 08:00 | 0 | 505 | 510 | 442
2028-01-20 09:00 | 0 | 327.84 | 510 | 442 | 2028-01-20 09:00 | 0 | 272.33 | 510 | 442 | 2028-01-20 09:00 | 0 | 505 | 510 | 442
2028-01-20 10:00 | 0 | 505 | 510 | 442 | 2028-01-20 10:00 | 0 | 22.03 | 510 | 442 | 2028-01-20 10:00 | 0 | 505 | 510 | 442
2028-01-20 11:00 | 0 | 205 | 510 | 442 | 2028-01-20 11:00 | 0 | 22.03 | 510 | 442 | 2028-01-20 11:00 | 0 | 205 | 510 | 442
2028-01-20 12:00 | 0 | 143.19 | 510 | 442 | 2028-01-20 12:00 | 0 | 0 | 510 | 442 | 2028-01-20 12:00 | 0 | 205 | 510 | 442
2028-01-20 13:00 | 0 | 443.19 | 510 | 442 | 2028-01-20 13:00 | 0 | 0 | 510 | 442 | 2028-01-20 13:00 | 0 | 290.22 | 510 | 442
2028-01-20 14:00 | 0 | 505 | 510 | 442 | 2028-01-20 14:00 | 0 | 194.13 | 510 | 442 | 2028-01-20 14:00 | 0 | 290.22 | 510 | 442
2028-01-20 15:00 | 0 | 505 | 510 | 442 | 2028-01-20 15:00 | 0 | 212.67 | 510 | 442 | 2028-01-20 15:00 | 0 | 0 | 429.08 | 442
2028-01-20 16:00 | 0 | 372.19 | 510 | 442 | 2028-01-20 16:00 | 0 | 113.76 | 510 | 442 | 2028-01-20 16:00 | 0 | 0 | 510 | 442
2028-01-20 17:00 | 0 | 505 | 510 | 442 | 2028-01-20 17:00 | 0 | 205 | 510 | 442 | 2028-01-20 17:00 | 0 | 0 | 510 | 442
2028-01-20 18:00 | 0 | 505 | 510 | 442 | 2028-01-20 18:00 | 0 | 505 | 510 | 442 | 2028-01-20 18:00 | 0 | 300 | 510 | 442
2028-01-20 19:00 | 0 | 505 | 510 | 442 | 2028-01-20 19:00 | 0 | 205 | 510 | 442 | 2028-01-20 19:00 | 0 | 0 | 510 | 442
2028-01-20 20:00 | 0 | 505 | 510 | 442 | 2028-01-20 20:00 | 0 | 372.68 | 510 | 442 | 2028-01-20 20:00 | 0 | 140.88 | 510 | 442
2028-01-20 21:00 | 0 | 505 | 510 | 442 | 2028-01-20 21:00 | 0 | 358.79 | 510 | 442 | 2028-01-20 21:00 | 0 | 440.88 | 510 | 442
2028-01-20 22:00 | 0 | 505 | 510 | 442 | 2028-01-20 22:00 | 0 | 505 | 510 | 442 | 2028-01-20 22:00 | 0 | 505 | 510 | 442
2028-01-20 23:00 | 0 | 505 | 510 | 442 | 2028-01-20 23:00 | 0 | 505 | 510 | 442 | 2028-01-20 23:00 | 0 | 505 | 510 | 442
2028-01-21 | 0 | 505 | 510 | 442 | 2028-01-21 | 0 | 505 | 510 | 442 | 2028-01-21 | 0 | 505 | 510 | 442
2028-01-21 01:00 | 0 | 505 | 510 | 442 | 2028-01-21 01:00 | 0 | 505 | 510 | 442 | 2028-01-21 01:00 | 0 | 505 | 510 | 442
2028-01-21 02:00 | 0 | 505 | 510 | 442 | 2028-01-21 02:00 | 0 | 505 | 510 | 442 | 2028-01-21 02:00 | 0 | 505 | 510 | 442
2028-01-21 03:00 | 0 | 505 | 510 | 442 | 2028-01-21 03:00 | 0 | 505 | 510 | 442 | 2028-01-21 03:00 | 0 | 505 | 510 | 442
2028-01-21 04:00 | 0 | 505 | 510 | 442 | 2028-01-21 04:00 | 0 | 505 | 510 | 442 | 2028-01-21 04:00 | 0 | 505 | 510 | 442
2028-01-21 05:00 | 0 | 505 | 510 | 442 | 2028-01-21 05:00 | 0 | 505 | 510 | 442 | 2028-01-21 05:00 | 0 | 505 | 510 | 442
2028-01-21 06:00 | 0 | 505 | 510 | 442 | 2028-01-21 06:00 | 0 | 505 | 510 | 442 | 2028-01-21 06:00 | 0 | 505 | 510 | 442
2028-01-21 07:00 | 0 | 505 | 510 | 442 | 2028-01-21 07:00 | 0 | 505 | 510 | 442 | 2028-01-21 07:00 | 0 | 505 | 510 | 442
2028-01-21 08:00 | 0 | 505 | 510 | 442 | 2028-01-21 08:00 | 0 | 213 | 510 | 442 | 2028-01-21 08:00 | 0 | 299.04 | 510 | 442
2028-01-21 09:00 | 0 | 505 | 510 | 442 | 2028-01-21 09:00 | 0 | 505 | 510 | 442 | 2028-01-21 09:00 | 0 | 505 | 510 | 442
2028-01-21 10:00 | 0 | 505 | 510 | 442 | 2028-01-21 10:00 | 0 | 505 | 510 | 442 | 2028-01-21 10:00 | 0 | 505 | 510 | 442
2028-01-21 11:00 | 0 | 505 | 510 | 442 | 2028-01-21 11:00 | 0 | 477.57 | 510 | 442 | 2028-01-21 11:00 | 0 | 325.91 | 510 | 442
2028-01-21 12:00 | 0 | 505 | 510 | 442 | 2028-01-21 12:00 | 0 | 268.27 | 510 | 442 | 2028-01-21 12:00 | 0 | 325.91 | 510 | 442
2028-01-21 13:00 | 0 | 505 | 510 | 442 | 2028-01-21 13:00 | 0 | 251.45 | 510 | 442 | 2028-01-21 13:00 | 0 | 63.28 | 510 | 442
2028-01-21 14:00 | 0 | 505 | 510 | 442 | 2028-01-21 14:00 | 0 | 359.46 | 510 | 442 | 2028-01-21 14:00 | 0 | 274.07 | 510 | 442
2028-01-21 15:00 | 0 | 505 | 510 | 442 | 2028-01-21 15:00 | 0 | 402.76 | 510 | 442 | 2028-01-21 15:00 | 0 | 274.07 | 510 | 442
2028-01-21 16:00 | 0 | 302.3 | 510 | 371.2 | 2028-01-21 16:00 | 0 | 205 | 300 | 295 | 2028-01-21 16:00 | 0 | 205 | 300 | 295
2028-01-21 17:00 | 0 | 168.17 | 510 | 372.86 | 2028-01-21 17:00 | 0 | -95 | 0 | -5 | 2028-01-21 17:00 | 0 | -95 | 0 | -5
2028-01-21 18:00 | 0 | 465.37 | 510 | 442 | 2028-01-21 18:00 | 0 | 205 | 300 | 295 | 2028-01-21 18:00 | 0 | 205 | 300 | 295
2028-01-21 19:00 | 0 | 505 | 510 | 442 | 2028-01-21 19:00 | 0 | 505 | 510 | 442 | 2028-01-21 19:00 | 0 | 505 | 510 | 442
2028-01-21 20:00 | 0 | 505 | 510 | 442 | 2028-01-21 20:00 | 0 | 505 | 510 | 442 | 2028-01-21 20:00 | 0 | 505 | 510 | 442
2028-01-21 21:00 | 0 | 505 | 510 | 442 | 2028-01-21 21:00 | 0 | 505 | 510 | 442 | 2028-01-21 21:00 | 0 | 505 | 510 | 442
2028-01-21 22:00 | 0 | 505 | 510 | 442 | 2028-01-21 22:00 | 0 | 505 | 510 | 442 | 2028-01-21 22:00 | 0 | 505 | 510 | 442
2028-01-21 23:00 | 0 | 505 | 510 | 434.63 | 2028-01-21 23:00 | 0 | 485.96 | 510 | 442 | 2028-01-21 23:00 | 0 | 441.94 | 510 | 442
2028-01-22 | 0 | 289.08 | 510 | 268.89 | 2028-01-22 | 0 | 505 | 510 | 442 | 2028-01-22 | 0 | 505 | 510 | 442
2028-01-22 01:00 | 0 | 259.64 | 510 | 162.7 | 2028-01-22 01:00 | 0 | 505 | 510 | 442 | 2028-01-22 01:00 | 0 | 505 | 510 | 399.37
2028-01-22 02:00 | 0 | 490.4 | 510 | 172.19 | 2028-01-22 02:00 | 0 | 505 | 510 | 442 | 2028-01-22 02:00 | 0 | 505 | 510 | 442
2028-01-22 03:00 | 0 | 463.73 | 510 | 284.05 | 2028-01-22 03:00 | 0 | 505 | 510 | 442 | 2028-01-22 03:00 | 0 | 505 | 510 | 442
2028-01-22 04:00 | 0 | 163.73 | 510 | 99.58 | 2028-01-22 04:00 | 0 | 505 | 510 | 442 | 2028-01-22 04:00 | 0 | 505 | 510 | 366.71
2028-01-22 05:00 | 0 | 0 | 510 | 62.93 | 2028-01-22 05:00 | 0 | 505 | 510 | 442 | 2028-01-22 05:00 | 0 | 505 | 510 | 318.47
2028-01-22 06:00 | 0 | 0 | 510 | 62.93 | 2028-01-22 06:00 | 0 | 505 | 510 | 442 | 2028-01-22 06:00 | 0 | 505 | 510 | 442
2028-01-22 07:00 | 0 | 0 | 510 | 168.37 | 2028-01-22 07:00 | 0 | 222.74 | 510 | 355.1 | 2028-01-22 07:00 | 0 | 505 | 510 | 178.67
2028-01-22 08:00 | 0 | 0 | 358.19 | 0 | 2028-01-22 08:00 | 0 | 0 | 210 | 55.1 | 2028-01-22 08:00 | 0 | 205 | 210 | -60.99
2028-01-22 09:00 | 0 | 0 | 282.67 | -168.06 | 2028-01-22 09:00 | 0 | -300 | -90 | -244.9 | 2028-01-22 09:00 | 0 | 0 | -90 | -300
2028-01-22 10:00 | 0 | 0 | 328.31 | -61.48 | 2028-01-22 10:00 | 0 | 0 | 141.89 | 0 | 2028-01-22 10:00 | 0 | 0 | 141.89 | 0
2028-01-22 11:00 | 0 | 214.71 | 510 | 238.52 | 2028-01-22 11:00 | 0 | 221.19 | 441.89 | 300 | 2028-01-22 11:00 | 0 | 221.19 | 441.89 | 300
2028-01-22 12:00 | 0 | 449.64 | 510 | 240.01 | 2028-01-22 12:00 | 0 | 300 | 455.53 | 300 | 2028-01-22 12:00 | 0 | 300 | 455.53 | 300
2028-01-22 13:00 | 0 | 149.64 | 502.38 | -59.99 | 2028-01-22 13:00 | 0 | 0 | 155.53 | 0 | 2028-01-22 13:00 | 0 | 0 | 155.53 | 0
2028-01-22 14:00 | 0 | 300 | 425.79 | -83.6 | 2028-01-22 14:00 | 0 | 0 | 263.71 | -91.11 | 2028-01-22 14:00 | 0 | 0 | 0 | 148.4
2028-01-22 15:00 | 0 | 0 | 125.79 | -145.84 | 2028-01-22 15:00 | 0 | 0 | -36.29 | -168.62 | 2028-01-22 15:00 | 0 | 0 | -300 | -109.04
2028-01-22 16:00 | 0 | 0 | -174.21 | -437.81 | 2028-01-22 16:00 | 0 | -226 | -210 | -210 | 2028-01-22 16:00 | 0 | -226 | -510 | -359.24
2028-01-22 17:00 | 0 | 0 | -378.33 | -137.81 | 2028-01-22 17:00 | 0 | -526 | -510 | -510 | 2028-01-22 17:00 | 0 | -526 | -510 | -510
2028-01-22 18:00 | 0 | 0 | -221.22 | 0 | 2028-01-22 18:00 | 0 | -526 | -510 | -510 | 2028-01-22 18:00 | 0 | -526 | -510 | -510
2028-01-22 19:00 | 0 | 0 | 26.08 | 0 | 2028-01-22 19:00 | 0 | -300 | -386.28 | -510 | 2028-01-22 19:00 | 0 | -526 | -510 | -510
2028-01-22 20:00 | 0 | 300 | 326.08 | 54.5 | 2028-01-22 20:00 | 0 | 0 | -86.28 | -210 | 2028-01-22 20:00 | 0 | -226 | -210 | -210
2028-01-22 21:00 | 0 | 431.26 | 510 | 0 | 2028-01-22 21:00 | 0 | 257.72 | 213.72 | 0 | 2028-01-22 21:00 | 0 | 74 | 90 | 0
2028-01-22 22:00 | 0 | 505 | 510 | 300 | 2028-01-22 22:00 | 0 | 505 | 510 | 300 | 2028-01-22 22:00 | 0 | 374 | 390 | 300
2028-01-22 23:00 | 0 | 505 | 510 | 410.53 | 2028-01-22 23:00 | 0 | 505 | 510 | 442 | 2028-01-22 23:00 | 0 | 505 | 510 | 442
2028-01-23 | 0 | 505 | 510 | 323.17 | 2028-01-23 | 0 | 505 | 510 | 442 | 2028-01-23 | 0 | 505 | 510 | 442
2028-01-23 01:00 | 0 | 452.06 | 510 | 282.66 | 2028-01-23 01:00 | 0 | 505 | 510 | 442 | 2028-01-23 01:00 | 0 | 505 | 510 | 442
2028-01-23 02:00 | 0 | 224.31 | 510 | 254.78 | 2028-01-23 02:00 | 0 | 505 | 510 | 442 | 2028-01-23 02:00 | 0 | 505 | 510 | 442
2028-01-23 03:00 | 0 | 221.61 | 510 | 148.96 | 2028-01-23 03:00 | 0 | 505 | 510 | 442 | 2028-01-23 03:00 | 0 | 505 | 510 | 442
2028-01-23 04:00 | 0 | 26.65 | 510 | 105.77 | 2028-01-23 04:00 | 0 | 505 | 510 | 442 | 2028-01-23 04:00 | 0 | 505 | 510 | 442
2028-01-23 05:00 | 0 | 0 | 510 | 76.97 | 2028-01-23 05:00 | 0 | 505 | 510 | 442 | 2028-01-23 05:00 | 0 | 505 | 510 | 442
2028-01-23 06:00 | 0 | 55.08 | 398.27 | 8.5 | 2028-01-23 06:00 | 0 | 442.55 | 510 | 300.23 | 2028-01-23 06:00 | 0 | 505 | 510 | 235.9
2028-01-23 07:00 | 0 | 0 | 98.27 | -210 | 2028-01-23 07:00 | 0 | 142.55 | 210 | 0.23 | 2028-01-23 07:00 | 0 | 205 | 210 | -64.1
2028-01-23 08:00 | 0 | 0 | -201.73 | -510 | 2028-01-23 08:00 | 0 | -157.45 | -90 | -299.77 | 2028-01-23 08:00 | 0 | -95 | -90 | -364.1
2028-01-23 09:00 | 0 | 0 | 62.71 | -387.05 | 2028-01-23 09:00 | 0 | 0 | -301.53 | -417.03 | 2028-01-23 09:00 | 0 | 0 | -390 | -510
2028-01-23 10:00 | 0 | 0 | 226.56 | -217.82 | 2028-01-23 10:00 | 0 | 0 | -454.49 | -239.38 | 2028-01-23 10:00 | 0 | 0 | -454.49 | -300
2028-01-23 11:00 | 0 | 0 | 225.24 | -202.01 | 2028-01-23 11:00 | 0 | 0 | -154.49 | 0 | 2028-01-23 11:00 | 0 | 0 | -154.49 | 0
2028-01-23 12:00 | 0 | 0 | 184.87 | -142.55 | 2028-01-23 12:00 | 0 | 0 | -406.91 | 0 | 2028-01-23 12:00 | 0 | 0 | -319.4 | -87.6
2028-01-23 13:00 | 0 | 0 | 260.05 | -89.75 | 2028-01-23 13:00 | 0 | 0 | -510 | -110.88 | 2028-01-23 13:00 | 0 | 0 | -510 | -387.6
2028-01-23 14:00 | 0 | 139.03 | 90 | -193.59 | 2028-01-23 14:00 | 0 | 0 | -510 | -226.41 | 2028-01-23 14:00 | 0 | 0 | -510 | -510
2028-01-23 15:00 | 0 | 0 | -210 | -340.51 | 2028-01-23 15:00 | 0 | -226 | -510 | -263.39 | 2028-01-23 15:00 | 0 | -226 | -510 | -510
2028-01-23 16:00 | 0 | -297.48 | -510 | -510 | 2028-01-23 16:00 | 0 | -526 | -510 | -510 | 2028-01-23 16:00 | 0 | -526 | -510 | -510
2028-01-23 17:00 | 0 | -40.03 | -510 | -510 | 2028-01-23 17:00 | 0 | -526 | -510 | -510 | 2028-01-23 17:00 | 0 | -526 | -510 | -510
2028-01-23 18:00 | 0 | 0 | -510 | -510 | 2028-01-23 18:00 | 0 | -526 | -510 | -510 | 2028-01-23 18:00 | 0 | -526 | -510 | -510
2028-01-23 19:00 | 0 | 0 | -418.22 | -510 | 2028-01-23 19:00 | 0 | -526 | -510 | -510 | 2028-01-23 19:00 | 0 | -526 | -510 | -510
2028-01-23 20:00 | 0 | 0 | -118.22 | -508.67 | 2028-01-23 20:00 | 0 | -262.41 | -210.23 | -302.91 | 2028-01-23 20:00 | 0 | -226 | -210 | -355.53
2028-01-23 21:00 | 0 | 201.69 | 181.78 | -208.67 | 2028-01-23 21:00 | 0 | 0 | 89.77 | -2.91 | 2028-01-23 21:00 | 0 | 74 | 90 | -55.53
2028-01-23 22:00 | 0 | 501.69 | 481.78 | 91.33 | 2028-01-23 22:00 | 0 | 300 | 389.77 | 297.09 | 2028-01-23 22:00 | 0 | 374 | 390 | 244.47
2028-01-23 23:00 | 0 | 505 | 510 | 391.33 | 2028-01-23 23:00 | 0 | 145.98 | 510 | 376.39 | 2028-01-23 23:00 | 0 | 74 | 510 | 312.78
2028-01-24 | 0 | 505 | 510 | 442 | 2028-01-24 | 0 | 445.98 | 510 | 442 | 2028-01-24 | 0 | 374 | 510 | 442
2028-01-24 01:00 | 0 | 291.09 | 510 | 312.06 | 2028-01-24 01:00 | 0 | 505 | 510 | 442 | 2028-01-24 01:00 | 0 | 505 | 510 | 442
2028-01-24 02:00 | 0 | 205 | 510 | 313.15 | 2028-01-24 02:00 | 0 | 505 | 510 | 442 | 2028-01-24 02:00 | 0 | 505 | 510 | 442
2028-01-24 03:00 | 0 | 505 | 510 | 442 | 2028-01-24 03:00 | 0 | 505 | 510 | 442 | 2028-01-24 03:00 | 0 | 505 | 510 | 442
2028-01-24 04:00 | 0 | 388.12 | 510 | 231.78 | 2028-01-24 04:00 | 0 | 505 | 510 | 442 | 2028-01-24 04:00 | 0 | 505 | 510 | 442
2028-01-24 05:00 | 0 | 88.12 | 510 | 140.95 | 2028-01-24 05:00 | 0 | 505 | 510 | 405.46 | 2028-01-24 05:00 | 0 | 505 | 510 | 442
2028-01-24 06:00 | 0 | 0 | 459.06 | 300 | 2028-01-24 06:00 | 0 | 308.62 | 510 | 106.77 | 2028-01-24 06:00 | 0 | 378.26 | 510 | 166.59
2028-01-24 07:00 | 0 | 0 | 159.06 | 0 | 2028-01-24 07:00 | 0 | 8.62 | 210 | -61.12 | 2028-01-24 07:00 | 0 | 78.26 | 210 | -133.41
2028-01-24 08:00 | 0 | 102.52 | 459.06 | -118.24 | 2028-01-24 08:00 | 0 | 308.62 | 510 | -131.67 | 2028-01-24 08:00 | 0 | 0 | 418.54 | -145.1
2028-01-24 09:00 | 0 | 303.75 | 510 | 1.35 | 2028-01-24 09:00 | 0 | 505 | 510 | -15.61 | 2028-01-24 09:00 | 0 | 0 | 346.82 | -32.54
2028-01-24 10:00 | 0 | 259.5 | 510 | 86.91 | 2028-01-24 10:00 | 0 | 205 | 411.93 | 0 | 2028-01-24 10:00 | 0 | 0 | 46.82 | 0
2028-01-24 11:00 | 0 | 174.9 | 510 | 35.86 | 2028-01-24 11:00 | 0 | 0 | 308.94 | 0 | 2028-01-24 11:00 | 0 | 0 | -202.84 | -21.85
2028-01-24 12:00 | 0 | 215 | 510 | -75.54 | 2028-01-24 12:00 | 0 | 0 | 331.17 | -125.93 | 2028-01-24 12:00 | 0 | 0 | -184.91 | -176.32
2028-01-24 13:00 | 0 | 293.43 | 510 | -119.65 | 2028-01-24 13:00 | 0 | 0 | 449.96 | -180.03 | 2028-01-24 13:00 | 0 | 0 | -115.01 | -240.42
2028-01-24 14:00 | 0 | 361.05 | 510 | -23.02 | 2028-01-24 14:00 | 0 | 125.03 | 160.87 | -54.6 | 2028-01-24 14:00 | 0 | 0 | -120.93 | -86.18
2028-01-24 15:00 | 0 | 277.33 | 300 | 2.04 | 2028-01-24 15:00 | 0 | 0 | -139.13 | -210 | 2028-01-24 15:00 | 0 | 0 | -210 | -164.86
2028-01-24 16:00 | 0 | 0 | 0 | -285.63 | 2028-01-24 16:00 | 0 | -300 | -439.13 | -510 | 2028-01-24 16:00 | 0 | -300 | -510 | -464.86
2028-01-24 17:00 | 0 | 0 | -300 | 0 | 2028-01-24 17:00 | 0 | -526 | -510 | -510 | 2028-01-24 17:00 | 0 | -526 | -510 | -510
2028-01-24 18:00 | 0 | 0 | -300 | 0 | 2028-01-24 18:00 | 0 | -526 | -510 | -510 | 2028-01-24 18:00 | 0 | -526 | -510 | -510
2028-01-24 19:00 | 0 | 0 | 0 | -2.79 | 2028-01-24 19:00 | 0 | -300 | -465.33 | -371.9 | 2028-01-24 19:00 | 0 | -526 | -510 | -510
2028-01-24 20:00 | 0 | 291.58 | 300 | 13.6 | 2028-01-24 20:00 | 0 | 0 | -165.33 | -71.9 | 2028-01-24 20:00 | 0 | -226 | -210 | -210
2028-01-24 21:00 | 0 | 468.73 | 510 | 313.6 | 2028-01-24 21:00 | 0 | 300 | 134.67 | 228.1 | 2028-01-24 21:00 | 0 | 74 | 90 | 90
2028-01-24 22:00 | 0 | 501.48 | 510 | 442 | 2028-01-24 22:00 | 0 | 300 | 434.67 | 442 | 2028-01-24 22:00 | 0 | 96.48 | 300 | 390
2028-01-24 23:00 | 0 | 201.48 | 396.28 | 142 | 2028-01-24 23:00 | 0 | 0 | 134.67 | 142 | 2028-01-24 23:00 | 0 | -100.77 | 0 | 106.74
2028-01-25 | 0 | 271.45 | 510 | 442 | 2028-01-25 | 0 | 56.86 | 434.67 | 442 | 2028-01-25 | 0 | 0 | 78.31 | 406.74
2028-01-25 01:00 | 0 | 99.43 | 510 | 442 | 2028-01-25 01:00 | 0 | 0 | 510 | 442 | 2028-01-25 01:00 | 0 | 0 | 378.31 | 442
2028-01-25 02:00 | 0 | 99.43 | 510 | 442 | 2028-01-25 02:00 | 0 | 0 | 510 | 366.24 | 2028-01-25 02:00 | 0 | 0 | 417.11 | 143.95
2028-01-25 03:00 | 0 | 101.06 | 510 | 442 | 2028-01-25 03:00 | 0 | 0 | 510 | 403 | 2028-01-25 03:00 | 0 | 0 | 510 | 0
2028-01-25 04:00 | 0 | 25.61 | 510 | 442 | 2028-01-25 04:00 | 0 | 0 | 510 | 103 | 2028-01-25 04:00 | 0 | 0 | 510 | 0
2028-01-25 05:00 | 0 | 0 | 510 | 223.9 | 2028-01-25 05:00 | 0 | 0 | 510 | 0 | 2028-01-25 05:00 | 0 | 0 | 427.09 | 0
2028-01-25 06:00 | 0 | 0 | 510 | 426.77 | 2028-01-25 06:00 | 0 | 0 | 510 | 0 | 2028-01-25 06:00 | 0 | 0 | 127.09 | 0
2028-01-25 07:00 | 0 | 270.96 | 510 | 364.38 | 2028-01-25 07:00 | 0 | 160.64 | 510 | 142 | 2028-01-25 07:00 | 0 | 0 | 427.09 | 142
2028-01-25 08:00 | 0 | 331.61 | 510 | 442 | 2028-01-25 08:00 | 0 | 460.64 | 510 | 442 | 2028-01-25 08:00 | 0 | 243.3 | 510 | 442
2028-01-25 09:00 | 0 | 266.96 | 510 | 442 | 2028-01-25 09:00 | 0 | 160.64 | 510 | 442 | 2028-01-25 09:00 | 0 | 297.08 | 510 | 442
2028-01-25 10:00 | 0 | 505 | 510 | 442 | 2028-01-25 10:00 | 0 | 410.85 | 510 | 442 | 2028-01-25 10:00 | 0 | 505 | 510 | 442
2028-01-25 11:00 | 0 | 505 | 510 | 442 | 2028-01-25 11:00 | 0 | 210.69 | 510 | 442 | 2028-01-25 11:00 | 0 | 205 | 510 | 442
2028-01-25 12:00 | 0 | 423.42 | 510 | 442 | 2028-01-25 12:00 | 0 | 51.72 | 510 | 442 | 2028-01-25 12:00 | 0 | 0 | 510 | 335.04
2028-01-25 13:00 | 0 | 131.93 | 510 | 442 | 2028-01-25 13:00 | 0 | 0 | 510 | 239.4 | 2028-01-25 13:00 | 0 | 0 | 365.25 | 35.04
2028-01-25 14:00 | 0 | 281.9 | 510 | 442 | 2028-01-25 14:00 | 0 | 205 | 510 | 350.83 | 2028-01-25 14:00 | 0 | 0 | 510 | 232.01
2028-01-25 15:00 | 0 | 505 | 510 | 442 | 2028-01-25 15:00 | 0 | 505 | 510 | 442 | 2028-01-25 15:00 | 0 | 219.35 | 510 | 442
2028-01-25 16:00 | 0 | 505 | 510 | 442 | 2028-01-25 16:00 | 0 | 505 | 510 | 442 | 2028-01-25 16:00 | 0 | 505 | 510 | 442
2028-01-25 17:00 | 0 | 205 | 210 | 442 | 2028-01-25 17:00 | 0 | 205 | 210 | 242.17 | 2028-01-25 17:00 | 0 | 205 | 210 | 142
2028-01-25 18:00 | 0 | 505 | 510 | 442 | 2028-01-25 18:00 | 0 | 505 | 510 | 442 | 2028-01-25 18:00 | 0 | 240.65 | 436.18 | 442
2028-01-25 19:00 | 0 | 278.46 | 510 | 442 | 2028-01-25 19:00 | 0 | 490.56 | 510 | 442 | 2028-01-25 19:00 | 0 | 0 | 136.18 | 442
2028-01-25 20:00 | 0 | 375.11 | 510 | 442 | 2028-01-25 20:00 | 0 | 250.78 | 475.59 | 442 | 2028-01-25 20:00 | 0 | 0 | -163.82 | 442
2028-01-25 21:00 | 0 | 355.44 | 510 | 442 | 2028-01-25 21:00 | 0 | 0 | 175.59 | 405.89 | 2028-01-25 21:00 | 0 | -291.29 | -463.82 | 342.81
2028-01-25 22:00 | 0 | 114.66 | 510 | 442 | 2028-01-25 22:00 | 0 | 0 | 101.08 | 105.89 | 2028-01-25 22:00 | 0 | -488.33 | -510 | 42.81
2028-01-25 23:00 | 0 | 414.66 | 510 | 442 | 2028-01-25 23:00 | 0 | 300 | 401.08 | 405.89 | 2028-01-25 23:00 | 0 | -188.33 | -210 | 342.81
2028-01-26 | 0 | 505 | 510 | 442 | 2028-01-26 | 0 | 505 | 510 | 442 | 2028-01-26 | 0 | 111.67 | 90 | 442
2028-01-26 01:00 | 0 | 505 | 510 | 442 | 2028-01-26 01:00 | 0 | 505 | 510 | 442 | 2028-01-26 01:00 | 0 | 411.67 | 390 | 442
2028-01-26 02:00 | 0 | 505 | 510 | 368.8 | 2028-01-26 02:00 | 0 | 505 | 510 | 442 | 2028-01-26 02:00 | 0 | 505 | 510 | 442
2028-01-26 03:00 | 0 | 505 | 510 | 374.49 | 2028-01-26 03:00 | 0 | 505 | 510 | 442 | 2028-01-26 03:00 | 0 | 505 | 510 | 442
2028-01-26 04:00 | 0 | 505 | 510 | 308.63 | 2028-01-26 04:00 | 0 | 505 | 510 | 442 | 2028-01-26 04:00 | 0 | 505 | 510 | 442
2028-01-26 05:00 | 0 | 505 | 510 | 412.22 | 2028-01-26 05:00 | 0 | 505 | 510 | 442 | 2028-01-26 05:00 | 0 | 505 | 510 | 442
2028-01-26 06:00 | 0 | 205 | 510 | 181.16 | 2028-01-26 06:00 | 0 | 205 | 432.62 | 142 | 2028-01-26 06:00 | 0 | 205 | 432.62 | 142
2028-01-26 07:00 | 0 | 483.34 | 510 | 442 | 2028-01-26 07:00 | 0 | 78.35 | 510 | 442 | 2028-01-26 07:00 | 0 | 0 | 161.43 | 247.45
2028-01-26 08:00 | 0 | 183.34 | 474.36 | 142 | 2028-01-26 08:00 | 0 | 0 | 474.55 | 349.45 | 2028-01-26 08:00 | 0 | 0 | 0 | 442
2028-01-26 09:00 | 0 | 424.14 | 510 | 442 | 2028-01-26 09:00 | 0 | 0 | 500.93 | 442 | 2028-01-26 09:00 | 0 | 0 | -300 | 442
2028-01-26 10:00 | 0 | 412.41 | 510 | 442 | 2028-01-26 10:00 | 0 | 0 | 500.93 | 426.54 | 2028-01-26 10:00 | 0 | 0 | -205.36 | 442
2028-01-26 11:00 | 0 | 505 | 510 | 442 | 2028-01-26 11:00 | 0 | 300 | 255.94 | 433.7 | 2028-01-26 11:00 | 0 | 300 | 94.64 | 442
2028-01-26 12:00 | 0 | 504.35 | 510 | 419.88 | 2028-01-26 12:00 | 0 | 0 | -44.06 | 133.7 | 2028-01-26 12:00 | 0 | 0 | -205.36 | 142
2028-01-26 13:00 | 0 | 330.15 | 390 | 390 | 2028-01-26 13:00 | 0 | 0 | 90 | 29.49 | 2028-01-26 13:00 | 0 | 0 | -505.36 | 0
2028-01-26 14:00 | 0 | 74 | 90 | 90 | 2028-01-26 14:00 | 0 | -226 | -210 | 5.02 | 2028-01-26 14:00 | 0 | -226 | -510 | -100.93
2028-01-26 15:00 | 0 | -226 | -210 | -210 | 2028-01-26 15:00 | 0 | -526 | -510 | -244.78 | 2028-01-26 15:00 | 0 | -526 | -510 | -210
2028-01-26 16:00 | 0 | -526 | -510 | -510 | 2028-01-26 16:00 | 0 | -526 | -510 | -510 | 2028-01-26 16:00 | 0 | -526 | -510 | -510
2028-01-26 17:00 | 0 | -526 | -510 | -392.04 | 2028-01-26 17:00 | 0 | -526 | -510 | -387 | 2028-01-26 17:00 | 0 | -526 | -510 | -415.91
2028-01-26 18:00 | 0 | -226 | -210 | -92.04 | 2028-01-26 18:00 | 0 | -226 | -210 | -87 | 2028-01-26 18:00 | 0 | -374.44 | -510 | -115.91
2028-01-26 19:00 | 0 | 74 | 90 | 207.96 | 2028-01-26 19:00 | 0 | 63.86 | 90 | 213 | 2028-01-26 19:00 | 0 | -74.44 | -210 | 184.09
2028-01-26 20:00 | 0 | 283.68 | 390 | 442 | 2028-01-26 20:00 | 0 | 29.15 | 237.17 | 442 | 2028-01-26 20:00 | 0 | -300 | -247.48 | 442
2028-01-26 21:00 | 0 | 505 | 510 | 442 | 2028-01-26 21:00 | 0 | 329.15 | 510 | 442 | 2028-01-26 21:00 | 0 | 0 | 52.52 | 366.62
2028-01-26 22:00 | 0 | 412.29 | 510 | 442 | 2028-01-26 22:00 | 0 | 114.52 | 210 | 392.91 | 2028-01-26 22:00 | 0 | -226 | -210 | 66.62
2028-01-26 23:00 | 0 | 112.29 | 510 | 319 | 2028-01-26 23:00 | 0 | -185.48 | -90 | 92.91 | 2028-01-26 23:00 | 0 | -526 | -510 | -233.38
2028-01-27 | 0 | 127.37 | 510 | 442 | 2028-01-27 | 0 | 0 | -308.71 | -148.19 | 2028-01-27 | 0 | -485.83 | -510 | -131.15
2028-01-27 01:00 | 0 | 205 | 510 | 413.2 | 2028-01-27 01:00 | 0 | 300 | -8.71 | 151.81 | 2028-01-27 01:00 | 0 | -185.83 | -210 | 168.85
2028-01-27 02:00 | 0 | 505 | 510 | 442 | 2028-01-27 02:00 | 0 | 505 | 291.29 | 442 | 2028-01-27 02:00 | 0 | 114.17 | 90 | 442
2028-01-27 03:00 | 0 | 505 | 510 | 442 | 2028-01-27 03:00 | 0 | 505 | 510 | 442 | 2028-01-27 03:00 | 0 | 414.17 | 390 | 442
2028-01-27 04:00 | 0 | 505 | 510 | 442 | 2028-01-27 04:00 | 0 | 505 | 510 | 442 | 2028-01-27 04:00 | 0 | 505 | 510 | 442
2028-01-27 05:00 | 0 | 505 | 510 | 442 | 2028-01-27 05:00 | 0 | 505 | 510 | 442 | 2028-01-27 05:00 | 0 | 505 | 349.3 | 442
2028-01-27 06:00 | 0 | 505 | 510 | 442 | 2028-01-27 06:00 | 0 | 300 | 510 | 442 | 2028-01-27 06:00 | 0 | 205 | 49.3 | 142
2028-01-27 07:00 | 0 | 205 | 510 | 166.88 | 2028-01-27 07:00 | 0 | 0 | 278.79 | 142 | 2028-01-27 07:00 | 0 | -95 | -250.7 | -158
2028-01-27 08:00 | 0 | 489.68 | 510 | 442 | 2028-01-27 08:00 | 0 | 284.79 | 510 | 442 | 2028-01-27 08:00 | 0 | 0 | -112.45 | 106.17
2028-01-27 09:00 | 0 | 246.39 | 510 | 442 | 2028-01-27 09:00 | 0 | 0 | 210 | 157.07 | 2028-01-27 09:00 | 0 | -31.49 | -210 | 142
2028-01-27 10:00 | 0 | 25.54 | 510 | 442 | 2028-01-27 10:00 | 0 | 0 | 0 | 376.45 | 2028-01-27 10:00 | 0 | -331.49 | -510 | -158
2028-01-27 11:00 | 0 | 205 | 504.78 | 142 | 2028-01-27 11:00 | 0 | 0 | -1.7 | 142 | 2028-01-27 11:00 | 0 | -526 | -510 | 142
2028-01-27 12:00 | 0 | 505 | 510 | 442 | 2028-01-27 12:00 | 0 | 83.28 | 298.3 | 442 | 2028-01-27 12:00 | 0 | -300 | -295.33 | 442
2028-01-27 13:00 | 0 | 505 | 510 | 442 | 2028-01-27 13:00 | 0 | 83.28 | 510 | 442 | 2028-01-27 13:00 | 0 | 0 | 4.67 | 349.66
2028-01-27 14:00 | 0 | 505 | 510 | 442 | 2028-01-27 14:00 | 0 | 152.99 | 510 | 442 | 2028-01-27 14:00 | 0 | 300 | 304.67 | 442
2028-01-27 15:00 | 0 | 205 | 510 | 340.41 | 2028-01-27 15:00 | 0 | 0 | 510 | 442 | 2028-01-27 15:00 | 0 | 0 | 4.67 | 143.01
2028-01-27 16:00 | 0 | 505 | 510 | 442 | 2028-01-27 16:00 | 0 | 0 | 300 | 442 | 2028-01-27 16:00 | 0 | 0 | -210 | 442
2028-01-27 17:00 | 0 | 205 | 210 | 142 | 2028-01-27 17:00 | 0 | -52.45 | 0 | 242.97 | 2028-01-27 17:00 | 0 | -89.63 | -510 | 442
2028-01-27 18:00 | 0 | 505 | 510 | 442 | 2028-01-27 18:00 | 0 | 0 | 300 | 442 | 2028-01-27 18:00 | 0 | 0 | -210 | 442
2028-01-27 19:00 | 0 | 505 | 510 | 442 | 2028-01-27 19:00 | 0 | 0 | 510 | 442 | 2028-01-27 19:00 | 0 | 0 | 0 | 442
2028-01-27 20:00 | 0 | 505 | 510 | 442 | 2028-01-27 20:00 | 0 | 156.91 | 510 | 442 | 2028-01-27 20:00 | 0 | 0 | 285.01 | 442
2028-01-27 21:00 | 0 | 440.16 | 510 | 442 | 2028-01-27 21:00 | 0 | 419.12 | 510 | 442 | 2028-01-27 21:00 | 0 | 205 | 225.44 | 442
2028-01-27 22:00 | 0 | 505 | 510 | 442 | 2028-01-27 22:00 | 0 | 505 | 510 | 442 | 2028-01-27 22:00 | 0 | 505 | 510 | 442
2028-01-27 23:00 | 0 | 505 | 510 | 442 | 2028-01-27 23:00 | 0 | 500.91 | 510 | 442 | 2028-01-27 23:00 | 0 | 294.36 | 510 | 442
2028-01-28 | 0 | 492.01 | 510 | 442 | 2028-01-28 | 0 | 392.51 | 510 | 442 | 2028-01-28 | 0 | 357.68 | 510 | 442
2028-01-28 01:00 | 0 | 344.16 | 510 | 442 | 2028-01-28 01:00 | 0 | 395.51 | 510 | 442 | 2028-01-28 01:00 | 0 | 57.68 | 256.52 | 442
2028-01-28 02:00 | 0 | 44.16 | 510 | 352.05 | 2028-01-28 02:00 | 0 | 95.51 | 369.45 | 291.6 | 2028-01-28 02:00 | 0 | 0 | -43.48 | 220.4
2028-01-28 03:00 | 0 | 0 | 249.9 | 234.94 | 2028-01-28 03:00 | 0 | 0 | 69.45 | 196 | 2028-01-28 03:00 | 0 | -300 | -205.05 | 65.77
2028-01-28 04:00 | 0 | 0 | 510 | 409.77 | 2028-01-28 04:00 | 0 | 0 | 369.45 | 426.93 | 2028-01-28 04:00 | 0 | 0 | 94.95 | 174.4
2028-01-28 05:00 | 0 | 186.47 | 510 | 442 | 2028-01-28 05:00 | 0 | 186.47 | 510 | 442 | 2028-01-28 05:00 | 0 | 300 | 394.95 | 442
2028-01-28 06:00 | 0 | 205 | 358.43 | 244.1 | 2028-01-28 06:00 | 0 | 205 | 210 | 347.09 | 2028-01-28 06:00 | 0 | 205 | 210 | 142
2028-01-28 07:00 | 0 | 505 | 510 | 442 | 2028-01-28 07:00 | 0 | 505 | 510 | 442 | 2028-01-28 07:00 | 0 | 505 | 510 | 442
2028-01-28 08:00 | 0 | 205 | 372.36 | 442 | 2028-01-28 08:00 | 0 | 205 | 210 | 442 | 2028-01-28 08:00 | 0 | 205 | 210 | 365.98
2028-01-28 09:00 | 0 | 299.12 | 510 | 442 | 2028-01-28 09:00 | 0 | 0 | 510 | 334.87 | 2028-01-28 09:00 | 0 | -95 | -90 | 65.98
2028-01-28 10:00 | 0 | 246.82 | 510 | 442 | 2028-01-28 10:00 | 0 | 3.59 | 405.01 | 442 | 2028-01-28 10:00 | 0 | -243.34 | -390 | 314.85
2028-01-28 11:00 | 0 | 300 | 510 | 442 | 2028-01-28 11:00 | 0 | 119.46 | 105.01 | 442 | 2028-01-28 11:00 | 0 | -226 | -475.71 | 14.85
2028-01-28 12:00 | 0 | 0 | 229.9 | 406.94 | 2028-01-28 12:00 | 0 | -180.54 | -194.99 | 279.1 | 2028-01-28 12:00 | 0 | -526 | -510 | 99.1
2028-01-28 13:00 | 0 | 0 | 99.81 | 442 | 2028-01-28 13:00 | 0 | -300 | -494.99 | 442 | 2028-01-28 13:00 | 0 | -526 | -510 | 399.1
2028-01-28 14:00 | 0 | 0 | 135.6 | 442 | 2028-01-28 14:00 | 0 | 0 | -471.32 | 442 | 2028-01-28 14:00 | 0 | -526 | -510 | 442
2028-01-28 15:00 | 0 | 0 | 188.65 | 442 | 2028-01-28 15:00 | 0 | 0 | -171.32 | 442 | 2028-01-28 15:00 | 0 | -526 | -510 | 351.22
2028-01-28 16:00 | 0 | 77.73 | 488.65 | 442 | 2028-01-28 16:00 | 0 | 300 | 128.68 | 442 | 2028-01-28 16:00 | 0 | -526 | -510 | 386.17
2028-01-28 17:00 | 0 | 224.86 | 510 | 442 | 2028-01-28 17:00 | 0 | 205 | 421.92 | 442 | 2028-01-28 17:00 | 0 | -526 | -510 | 442
2028-01-28 18:00 | 0 | 505 | 510 | 442 | 2028-01-28 18:00 | 0 | 505 | 510 | 442 | 2028-01-28 18:00 | 0 | -526 | -510 | 442
2028-01-28 19:00 | 0 | 205 | 510 | 422.81 | 2028-01-28 19:00 | 0 | 505 | 510 | 442 | 2028-01-28 19:00 | 0 | -315.47 | -510 | 142
2028-01-28 20:00 | 0 | 423.01 | 510 | 442 | 2028-01-28 20:00 | 0 | 505 | 510 | 442 | 2028-01-28 20:00 | 0 | -526 | -510 | 442
2028-01-28 21:00 | 0 | 260.48 | 510 | 442 | 2028-01-28 21:00 | 0 | 505 | 510 | 442 | 2028-01-28 21:00 | 0 | -300 | -510 | 442
2028-01-28 22:00 | 0 | 283.17 | 510 | 442 | 2028-01-28 22:00 | 0 | 205 | 510 | 380.37 | 2028-01-28 22:00 | 0 | 0 | -210 | 243.79
2028-01-28 23:00 | 0 | 95.41 | 510 | 442 | 2028-01-28 23:00 | 0 | 0 | 510 | 394.87 | 2028-01-28 23:00 | 0 | 0 | -223.19 | 166.41
2028-01-29 | 0 | 202.59 | 410.7 | 300.72 | 2028-01-29 | 0 | 0 | 510 | 440.22 | 2028-01-29 | 0 | 0 | -163.17 | 179.6
2028-01-29 01:00 | 0 | 502.59 | 510 | 442 | 2028-01-29 01:00 | 0 | 205 | 476.37 | 440.22 | 2028-01-29 01:00 | 0 | 0 | -117.57 | 244.39
2028-01-29 02:00 | 0 | 505 | 510 | 442 | 2028-01-29 02:00 | 0 | 505 | 510 | 442 | 2028-01-29 02:00 | 0 | 300 | 125.55 | 442
2028-01-29 03:00 | 0 | 205 | 210 | 271.02 | 2028-01-29 03:00 | 0 | 205 | 210 | 198.42 | 2028-01-29 03:00 | 0 | 0 | -174.45 | 142
2028-01-29 04:00 | 0 | 26.86 | 463.9 | 213.28 | 2028-01-29 04:00 | 0 | 74 | 162.23 | 142 | 2028-01-29 04:00 | 0 | -300 | -474.45 | 191.06
2028-01-29 05:00 | 0 | 326.86 | 510 | 442 | 2028-01-29 05:00 | 0 | 374 | 462.23 | 442 | 2028-01-29 05:00 | 0 | 0 | -174.45 | 442
2028-01-29 06:00 | 0 | 26.86 | 210 | 418.91 | 2028-01-29 06:00 | 0 | 74 | 162.23 | 387.15 | 2028-01-29 06:00 | 0 | -300 | -474.45 | 355.39
2028-01-29 07:00 | 0 | 0 | -90 | 372.09 | 2028-01-29 07:00 | 0 | -226 | -137.77 | 392.7 | 2028-01-29 07:00 | 0 | -526 | -510 | 265.31
2028-01-29 08:00 | 0 | -300 | -304.34 | 229.88 | 2028-01-29 08:00 | 0 | -526 | -437.77 | 106.46 | 2028-01-29 08:00 | 0 | -526 | -510 | -34.69
2028-01-29 09:00 | 0 | 0 | -4.34 | 442 | 2028-01-29 09:00 | 0 | -384.07 | -510 | 406.46 | 2028-01-29 09:00 | 0 | -526 | -510 | 142
2028-01-29 10:00 | 0 | 300 | 295.66 | 442 | 2028-01-29 10:00 | 0 | -84.07 | -282.14 | 442 | 2028-01-29 10:00 | 0 | -526 | -510 | 442
2028-01-29 11:00 | 0 | 0 | 291.15 | 442 | 2028-01-29 11:00 | 0 | 0 | -510 | 442 | 2028-01-29 11:00 | 0 | -526 | -510 | 442
2028-01-29 12:00 | 0 | 0 | 342.83 | 345.93 | 2028-01-29 12:00 | 0 | 0 | -210 | 409.31 | 2028-01-29 12:00 | 0 | -526 | -510 | 294.46
2028-01-29 13:00 | 0 | 0 | 85.61 | 45.93 | 2028-01-29 13:00 | 0 | 0 | -510 | 109.31 | 2028-01-29 13:00 | 0 | -526 | -510 | -5.54
2028-01-29 14:00 | 0 | 0 | 296.21 | 0 | 2028-01-29 14:00 | 0 | 0 | -492.32 | 0 | 2028-01-29 14:00 | 0 | -526 | -510 | -210
2028-01-29 15:00 | 0 | 0 | 389.47 | 0 | 2028-01-29 15:00 | 0 | 0 | -510 | -103.52 | 2028-01-29 15:00 | 0 | -526 | -510 | -510
2028-01-29 16:00 | 0 | 12.38 | 110.86 | 146.06 | 2028-01-29 16:00 | 0 | -226 | -308.09 | -141.28 | 2028-01-29 16:00 | 0 | -526 | -510 | -510
2028-01-29 17:00 | 0 | 0 | -189.14 | -153.94 | 2028-01-29 17:00 | 0 | -526 | -510 | -441.28 | 2028-01-29 17:00 | 0 | -526 | -510 | -510
2028-01-29 18:00 | 0 | 0 | 0 | 86.08 | 2028-01-29 18:00 | 0 | -300 | -313.73 | -141.28 | 2028-01-29 18:00 | 0 | -526 | -510 | -460.4
2028-01-29 19:00 | 0 | 112.18 | 279.56 | 386.08 | 2028-01-29 19:00 | 0 | 0 | -13.73 | 158.72 | 2028-01-29 19:00 | 0 | -526 | -510 | -160.4
2028-01-29 20:00 | 0 | 412.18 | 510 | 442 | 2028-01-29 20:00 | 0 | 300 | 286.27 | 442 | 2028-01-29 20:00 | 0 | -526 | -510 | 139.6
2028-01-29 21:00 | 0 | 505 | 510 | 442 | 2028-01-29 21:00 | 0 | 505 | 510 | 442 | 2028-01-29 21:00 | 0 | -439.39 | -510 | 439.6
2028-01-29 22:00 | 0 | 205 | 452.4 | 307.36 | 2028-01-29 22:00 | 0 | 205 | 393.67 | 258.97 | 2028-01-29 22:00 | 0 | -139.39 | -510 | 146.78
2028-01-29 23:00 | 0 | 339.6 | 510 | 442 | 2028-01-29 23:00 | 0 | 0 | 380.71 | 421.95 | 2028-01-29 23:00 | 0 | -439.39 | -510 | 184.04
2028-01-30 | 0 | 39.6 | 468.24 | 356.48 | 2028-01-30 | 0 | 0 | 80.71 | 283.53 | 2028-01-30 | 0 | -524.16 | -510 | 210.59
2028-01-30 01:00 | 0 | 0 | 393.11 | 211.68 | 2028-01-30 01:00 | 0 | 0 | 0 | 55 | 2028-01-30 01:00 | 0 | -524.16 | -510 | -89.41
2028-01-30 02:00 | 0 | 0 | 93.11 | 216.22 | 2028-01-30 02:00 | 0 | -133.59 | -300 | 132.8 | 2028-01-30 02:00 | 0 | -526 | -510 | 49.39
2028-01-30 03:00 | 0 | 0 | 239.02 | 78.78 | 2028-01-30 03:00 | 0 | 0 | -281.04 | 0 | 2028-01-30 03:00 | 0 | -526 | -510 | -128.67
2028-01-30 04:00 | 0 | 0 | -60.16 | 99.94 | 2028-01-30 04:00 | 0 | 0 | -257.32 | 4.71 | 2028-01-30 04:00 | 0 | -526 | -510 | -56.23
2028-01-30 05:00 | 0 | 0 | -237.42 | 247.14 | 2028-01-30 05:00 | 0 | 0 | -510 | 187.75 | 2028-01-30 05:00 | 0 | -526 | -510 | 101.73
2028-01-30 06:00 | 0 | -188.66 | -339.52 | -52.86 | 2028-01-30 06:00 | 0 | -300 | -510 | -112.25 | 2028-01-30 06:00 | 0 | -526 | -510 | -198.27
2028-01-30 07:00 | 0 | 0 | -39.52 | 0 | 2028-01-30 07:00 | 0 | 0 | -210 | -245.23 | 2028-01-30 07:00 | 0 | -526 | -510 | -498.27
2028-01-30 08:00 | 0 | 193.56 | 260.48 | 300 | 2028-01-30 08:00 | 0 | 0 | 90 | 54.77 | 2028-01-30 08:00 | 0 | -515.54 | -510 | -198.27
2028-01-30 09:00 | 0 | 232.92 | 510 | 442 | 2028-01-30 09:00 | 0 | 0 | 320.66 | 280.6 | 2028-01-30 09:00 | 0 | -526 | -510 | 101.73
2028-01-30 10:00 | 0 | 374.05 | 510 | 442 | 2028-01-30 10:00 | 0 | 95.05 | 90 | 300 | 2028-01-30 10:00 | 0 | -526 | -510 | -47.95
2028-01-30 11:00 | 0 | 74.05 | 210 | 142 | 2028-01-30 11:00 | 0 | -204.95 | -210 | 0 | 2028-01-30 11:00 | 0 | -526 | -510 | -347.95
2028-01-30 12:00 | 0 | 0 | -84.44 | 271.39 | 2028-01-30 12:00 | 0 | 0 | -510 | 114 | 2028-01-30 12:00 | 0 | -526 | -510 | -47.95
2028-01-30 13:00 | 0 | 0 | -123.97 | 0 | 2028-01-30 13:00 | 0 | -109.6 | -510 | -186 | 2028-01-30 13:00 | 0 | -526 | -510 | -347.95
2028-01-30 14:00 | 0 | 0 | -324.54 | 0 | 2028-01-30 14:00 | 0 | -409.6 | -510 | -486 | 2028-01-30 14:00 | 0 | -526 | -510 | -510
2028-01-30 15:00 | 0 | 0 | -26.89 | 0 | 2028-01-30 15:00 | 0 | -109.6 | -510 | -510 | 2028-01-30 15:00 | 0 | -526 | -510 | -510
2028-01-30 16:00 | 0 | 0 | 210 | 33.49 | 2028-01-30 16:00 | 0 | -268.94 | -455.42 | -336.82 | 2028-01-30 16:00 | 0 | -526 | -510 | -510
2028-01-30 17:00 | 0 | 300 | 510 | 333.49 | 2028-01-30 17:00 | 0 | 0 | -155.42 | -36.82 | 2028-01-30 17:00 | 0 | -262.72 | -510 | -510
2028-01-30 18:00 | 0 | 97.68 | 510 | 332.13 | 2028-01-30 18:00 | 0 | 0 | 144.58 | 263.18 | 2028-01-30 18:00 | 0 | -526 | -510 | -510
2028-01-30 19:00 | 0 | 397.68 | 510 | 442 | 2028-01-30 19:00 | 0 | 0 | 444.58 | 442 | 2028-01-30 19:00 | 0 | -441.91 | -510 | -360.43
2028-01-30 20:00 | 0 | 97.68 | 510 | 442 | 2028-01-30 20:00 | 0 | 0 | 144.58 | 232.19 | 2028-01-30 20:00 | 0 | -141.91 | -510 | -151.57
2028-01-30 21:00 | 0 | 187.88 | 510 | 442 | 2028-01-30 21:00 | 0 | 0 | 444.58 | 442 | 2028-01-30 21:00 | 0 | 0 | -510 | -120.91
2028-01-30 22:00 | 0 | 277.75 | 510 | 442 | 2028-01-30 22:00 | 0 | 0 | 180.15 | 391.58 | 2028-01-30 22:00 | 0 | -226 | -331.9 | 179.09
2028-01-30 23:00 | 0 | 0 | 510 | 328.9 | 2028-01-30 23:00 | 0 | -176.04 | -119.85 | 91.58 | 2028-01-30 23:00 | 0 | -526 | -510 | -12.42
2028-01-31 | 0 | 300 | 510 | 442 | 2028-01-31 | 0 | 123.96 | 180.15 | 391.58 | 2028-01-31 | 0 | -226 | -210 | 287.58
2028-01-31 01:00 | 0 | 505 | 510 | 442 | 2028-01-31 01:00 | 0 | 423.96 | 480.15 | 442 | 2028-01-31 01:00 | 0 | 74 | 90 | 442
2028-01-31 02:00 | 0 | 505 | 510 | 442 | 2028-01-31 02:00 | 0 | 505 | 510 | 442 | 2028-01-31 02:00 | 0 | 374 | 390 | 442
2028-01-31 03:00 | 0 | 505 | 510 | 442 | 2028-01-31 03:00 | 0 | 505 | 510 | 442 | 2028-01-31 03:00 | 0 | 505 | 510 | 442
2028-01-31 04:00 | 0 | 505 | 510 | 442 | 2028-01-31 04:00 | 0 | 374 | 390 | 442 | 2028-01-31 04:00 | 0 | 374 | 390 | 442
2028-01-31 05:00 | 0 | 300 | 498.4 | 442 | 2028-01-31 05:00 | 0 | 74 | 90 | 442 | 2028-01-31 05:00 | 0 | 74 | 90 | 273.75
2028-01-31 06:00 | 0 | 0 | 198.4 | 442 | 2028-01-31 06:00 | 0 | -226 | -210 | 149.37 | 2028-01-31 06:00 | 0 | -226 | -210 | -26.25
2028-01-31 07:00 | 0 | -300 | -101.6 | 287.23 | 2028-01-31 07:00 | 0 | -526 | -510 | -150.63 | 2028-01-31 07:00 | 0 | -526 | -510 | -326.25
2028-01-31 08:00 | 0 | 0 | 198.4 | 442 | 2028-01-31 08:00 | 0 | -526 | -510 | 142 | 2028-01-31 08:00 | 0 | -526 | -510 | -161.3
2028-01-31 09:00 | 0 | 300 | 498.4 | 442 | 2028-01-31 09:00 | 0 | -226 | -210 | 442 | 2028-01-31 09:00 | 0 | -226 | -210 | 138.7
2028-01-31 10:00 | 0 | 505 | 510 | 442 | 2028-01-31 10:00 | 0 | 74 | 90 | 442 | 2028-01-31 10:00 | 0 | 74 | 90 | 438.7
2028-01-31 11:00 | 0 | 505 | 510 | 442 | 2028-01-31 11:00 | 0 | -226 | -210 | 380.09 | 2028-01-31 11:00 | 0 | -226 | -210 | 273.55
2028-01-31 12:00 | 0 | 205 | 510 | 332.88 | 2028-01-31 12:00 | 0 | -526 | -510 | 80.09 | 2028-01-31 12:00 | 0 | -526 | -510 | -26.45
2028-01-31 13:00 | 0 | 0 | 483.22 | 442 | 2028-01-31 13:00 | 0 | -226 | -210 | 380.09 | 2028-01-31 13:00 | 0 | -226 | -210 | 273.55
2028-01-31 14:00 | 0 | 0 | 394.58 | 144.25 | 2028-01-31 14:00 | 0 | -526 | -510 | 80.09 | 2028-01-31 14:00 | 0 | -526 | -510 | 26.83
2028-01-31 15:00 | 0 | 0 | 510 | 386.09 | 2028-01-31 15:00 | 0 | -226 | -210 | 380.09 | 2028-01-31 15:00 | 0 | -226 | -210 | 326.83
2028-01-31 16:00 | 0 | 0 | 411.19 | 408.29 | 2028-01-31 16:00 | 0 | -526 | -510 | 80.09 | 2028-01-31 16:00 | 0 | -526 | -510 | 26.83
2028-01-31 17:00 | 0 | 0 | 320.85 | 232.47 | 2028-01-31 17:00 | 0 | -526 | -510 | 0 | 2028-01-31 17:00 | 0 | -526 | -510 | -273.17
2028-01-31 18:00 | 0 | 300 | 510 | 442 | 2028-01-31 18:00 | 0 | -526 | -510 | 230.47 | 2028-01-31 18:00 | 0 | -526 | -510 | -438.75
2028-01-31 19:00 | 0 | 173.46 | 510 | 442 | 2028-01-31 19:00 | 0 | -526 | -510 | 0 | 2028-01-31 19:00 | 0 | -526 | -510 | -373.14
2028-01-31 20:00 | 0 | 0 | 510 | 290.13 | 2028-01-31 20:00 | 0 | -526 | -510 | -104.26 | 2028-01-31 20:00 | 0 | -526 | -510 | -341.05
2028-01-31 21:00 | 0 | 300 | 510 | 442 | 2028-01-31 21:00 | 0 | -226 | -210 | 195.74 | 2028-01-31 21:00 | 0 | -226 | -210 | -41.05
2028-01-31 22:00 | 0 | 505 | 510 | 442 | 2028-01-31 22:00 | 0 | 74 | 90 | 442 | 2028-01-31 22:00 | 0 | 74 | 90 | 258.95
2028-01-31 23:00 | 0 | 505 | 510 | 442 | 2028-01-31 23:00 | 0 | 374 | 390 | 442 | 2028-01-31 23:00 | 0 | 374 | 390 | 442
2028-02-01 | 0 | 505 | 510 | 396.32 | 2028-02-01 | 0 | 505 | 510 | 442 | 2028-02-01 | 0 | 505 | 510 | 442
2028-02-01 01:00 | 0 | 505 | 510 | 442 | 2028-02-01 01:00 | 0 | 505 | 510 | 442 | 2028-02-01 01:00 | 0 | 505 | 510 | 442
2028-02-01 02:00 | 0 | 270.7 | 510 | 142 | 2028-02-01 02:00 | 0 | 505 | 510 | 442 | 2028-02-01 02:00 | 0 | 505 | 510 | 442
2028-02-01 03:00 | 0 | 505 | 510 | -57.08 | 2028-02-01 03:00 | 0 | 505 | 510 | 442 | 2028-02-01 03:00 | 0 | 505 | 510 | 442
2028-02-01 04:00 | 0 | 460.03 | 510 | -68 | 2028-02-01 04:00 | 0 | 505 | 510 | 442 | 2028-02-01 04:00 | 0 | 505 | 510 | 442
2028-02-01 05:00 | 0 | 348.23 | 510 | -68 | 2028-02-01 05:00 | 0 | 505 | 510 | 442 | 2028-02-01 05:00 | 0 | 505 | 510 | 442
2028-02-01 06:00 | 0 | 505 | 510 | 141.52 | 2028-02-01 06:00 | 0 | 505 | 510 | 442 | 2028-02-01 06:00 | 0 | 505 | 510 | 442
2028-02-01 07:00 | 0 | 505 | 510 | 428.29 | 2028-02-01 07:00 | 0 | 505 | 510 | 442 | 2028-02-01 07:00 | 0 | 505 | 510 | 442
2028-02-01 08:00 | 0 | 505 | 510 | 442 | 2028-02-01 08:00 | 0 | 505 | 510 | 442 | 2028-02-01 08:00 | 0 | 505 | 510 | 442
2028-02-01 09:00 | 0 | 505 | 510 | 442 | 2028-02-01 09:00 | 0 | 505 | 510 | 442 | 2028-02-01 09:00 | 0 | 505 | 510 | 442
2028-02-01 10:00 | 0 | 505 | 510 | 442 | 2028-02-01 10:00 | 0 | 505 | 510 | 442 | 2028-02-01 10:00 | 0 | 505 | 510 | 442
2028-02-01 11:00 | 0 | 505 | 510 | 442 | 2028-02-01 11:00 | 0 | 505 | 510 | 442 | 2028-02-01 11:00 | 0 | 505 | 510 | 442
2028-02-01 12:00 | 0 | 505 | 510 | 442 | 2028-02-01 12:00 | 0 | 505 | 510 | 442 | 2028-02-01 12:00 | 0 | 505 | 510 | 442
2028-02-01 13:00 | 0 | 505 | 510 | 442 | 2028-02-01 13:00 | 0 | 505 | 510 | 442 | 2028-02-01 13:00 | 0 | 505 | 510 | 428.91
2028-02-01 14:00 | 0 | 319.06 | 510 | 442 | 2028-02-01 14:00 | 0 | 364.87 | 510 | 395.63 | 2028-02-01 14:00 | 0 | 427.77 | 510 | 128.91
2028-02-01 15:00 | 0 | 205 | 510 | 428.49 | 2028-02-01 15:00 | 0 | 205 | 510 | 95.63 | 2028-02-01 15:00 | 0 | 127.77 | 210 | -171.09
2028-02-01 16:00 | 0 | 505 | 510 | 442 | 2028-02-01 16:00 | 0 | 505 | 510 | 229.09 | 2028-02-01 16:00 | 0 | 427.77 | 510 | 128.91
2028-02-01 17:00 | 0 | 505 | 510 | 442 | 2028-02-01 17:00 | 0 | 505 | 510 | 442 | 2028-02-01 17:00 | 0 | 505 | 510 | 428.91
2028-02-01 18:00 | 0 | 505 | 510 | 442 | 2028-02-01 18:00 | 0 | 505 | 510 | 442 | 2028-02-01 18:00 | 0 | 505 | 510 | 442
2028-02-01 19:00 | 0 | 505 | 510 | 442 | 2028-02-01 19:00 | 0 | 430.17 | 510 | 442 | 2028-02-01 19:00 | 0 | 300 | 387.56 | 300
2028-02-01 20:00 | 0 | 302.47 | 510 | 442 | 2028-02-01 20:00 | 0 | 130.17 | 210 | 142 | 2028-02-01 20:00 | 0 | 0 | 87.56 | 0
2028-02-01 21:00 | 0 | 505 | 510 | 442 | 2028-02-01 21:00 | 0 | 430.17 | 510 | 442 | 2028-02-01 21:00 | 0 | 300 | 387.56 | 300
2028-02-01 22:00 | 0 | 505 | 510 | 442 | 2028-02-01 22:00 | 0 | 505 | 510 | 442 | 2028-02-01 22:00 | 0 | 505 | 510 | 442
2028-02-01 23:00 | 0 | 505 | 510 | 442 | 2028-02-01 23:00 | 0 | 455.51 | 510 | 442 | 2028-02-01 23:00 | 0 | 285.75 | 510 | 442
2028-02-02 | 0 | 505 | 510 | 442 | 2028-02-02 | 0 | 155.51 | 372.05 | 438.51 | 2028-02-02 | 0 | 0 | 510 | 403.73
2028-02-02 01:00 | 0 | 411.66 | 510 | 442 | 2028-02-02 01:00 | 0 | 62.36 | 222.62 | 442 | 2028-02-02 01:00 | 0 | 121.98 | 210 | 442
2028-02-02 02:00 | 0 | 505 | 510 | 442 | 2028-02-02 02:00 | 0 | 362.36 | 510 | 442 | 2028-02-02 02:00 | 0 | 421.98 | 510 | 442
2028-02-02 03:00 | 0 | 205 | 510 | 403.66 | 2028-02-02 03:00 | 0 | 62.36 | 510 | 442 | 2028-02-02 03:00 | 0 | 274.13 | 300 | 442
2028-02-02 04:00 | 0 | 0 | 510 | 442 | 2028-02-02 04:00 | 0 | 0 | 391.78 | 442 | 2028-02-02 04:00 | 0 | 0 | 0 | 442
2028-02-02 05:00 | 0 | 0 | 510 | 403.36 | 2028-02-02 05:00 | 0 | 0 | 152.77 | 442 | 2028-02-02 05:00 | 0 | 0 | -300 | 442
2028-02-02 06:00 | 0 | 0 | 510 | 442 | 2028-02-02 06:00 | 0 | 0 | 152.77 | 442 | 2028-02-02 06:00 | 0 | 0 | -510 | 442
2028-02-02 07:00 | 0 | 205 | 510 | 410.05 | 2028-02-02 07:00 | 0 | 189.3 | 218.19 | 442 | 2028-02-02 07:00 | 0 | 0 | -210 | 442
2028-02-02 08:00 | 0 | 505 | 510 | 442 | 2028-02-02 08:00 | 0 | 489.3 | 510 | 442 | 2028-02-02 08:00 | 0 | 163.78 | 90 | 442
2028-02-02 09:00 | 0 | 320.37 | 510 | 442 | 2028-02-02 09:00 | 0 | 189.3 | 210 | 442 | 2028-02-02 09:00 | 0 | -136.22 | -210 | 442
2028-02-02 10:00 | 0 | 293.87 | 510 | 442 | 2028-02-02 10:00 | 0 | -61.08 | -90 | 304.27 | 2028-02-02 10:00 | 0 | -436.22 | -510 | 442
2028-02-02 11:00 | 0 | 104.72 | 510 | 442 | 2028-02-02 11:00 | 0 | -257.26 | -390 | 442 | 2028-02-02 11:00 | 0 | -526 | -510 | 442
2028-02-02 12:00 | 0 | 404.72 | 510 | 442 | 2028-02-02 12:00 | 0 | 42.74 | -90 | 442 | 2028-02-02 12:00 | 0 | -226 | -210 | 442
2028-02-02 13:00 | 0 | 505 | 510 | 442 | 2028-02-02 13:00 | 0 | 342.74 | 210 | 442 | 2028-02-02 13:00 | 0 | 74 | 90 | 442
2028-02-02 14:00 | 0 | 505 | 510 | 442 | 2028-02-02 14:00 | 0 | 74 | 90 | 442 | 2028-02-02 14:00 | 0 | 74 | 90 | 442
2028-02-02 15:00 | 0 | 300 | 510 | 442 | 2028-02-02 15:00 | 0 | -226 | -210 | 442 | 2028-02-02 15:00 | 0 | -226 | -210 | 442
2028-02-02 16:00 | 0 | 0 | 510 | 442 | 2028-02-02 16:00 | 0 | -526 | -510 | 380.7 | 2028-02-02 16:00 | 0 | -526 | -510 | 442
2028-02-02 17:00 | 0 | 0 | 508.51 | 442 | 2028-02-02 17:00 | 0 | -526 | -510 | 442 | 2028-02-02 17:00 | 0 | -526 | -510 | 442
2028-02-02 18:00 | 0 | 0 | 510 | 442 | 2028-02-02 18:00 | 0 | -526 | -510 | 442 | 2028-02-02 18:00 | 0 | -526 | -510 | 442
2028-02-02 19:00 | 0 | 205 | 510 | 442 | 2028-02-02 19:00 | 0 | -526 | -510 | 355.11 | 2028-02-02 19:00 | 0 | -526 | -510 | 386.46
2028-02-02 20:00 | 0 | 505 | 510 | 442 | 2028-02-02 20:00 | 0 | -226 | -210 | 442 | 2028-02-02 20:00 | 0 | -226 | -210 | 442
2028-02-02 21:00 | 0 | 505 | 510 | 442 | 2028-02-02 21:00 | 0 | 74 | 90 | 442 | 2028-02-02 21:00 | 0 | 74 | 90 | 442
2028-02-02 22:00 | 0 | 505 | 510 | 442 | 2028-02-02 22:00 | 0 | 374 | 390 | 442 | 2028-02-02 22:00 | 0 | 374 | 390 | 442
2028-02-02 23:00 | 0 | 505 | 510 | 442 | 2028-02-02 23:00 | 0 | 505 | 510 | 442 | 2028-02-02 23:00 | 0 | 505 | 510 | 442
2028-02-03 | 0 | 505 | 510 | 300.56 | 2028-02-03 | 0 | 505 | 510 | 442 | 2028-02-03 | 0 | 505 | 510 | 442
2028-02-03 01:00 | 0 | 505 | 510 | 64.77 | 2028-02-03 01:00 | 0 | 505 | 510 | 142 | 2028-02-03 01:00 | 0 | 505 | 510 | 442
2028-02-03 02:00 | 0 | 505 | 510 | 121.4 | 2028-02-03 02:00 | 0 | 505 | 510 | 442 | 2028-02-03 02:00 | 0 | 505 | 510 | 442
2028-02-03 03:00 | 0 | 505 | 510 | 156.46 | 2028-02-03 03:00 | 0 | 505 | 510 | 293.14 | 2028-02-03 03:00 | 0 | 505 | 510 | 442
2028-02-03 04:00 | 0 | 505 | 510 | 108.23 | 2028-02-03 04:00 | 0 | 505 | 510 | 160.34 | 2028-02-03 04:00 | 0 | 505 | 510 | 442
2028-02-03 05:00 | 0 | 505 | 510 | 272.63 | 2028-02-03 05:00 | 0 | 505 | 510 | 254.58 | 2028-02-03 05:00 | 0 | 374 | 390 | 390
2028-02-03 06:00 | 0 | 505 | 510 | 374.62 | 2028-02-03 06:00 | 0 | 505 | 510 | 442 | 2028-02-03 06:00 | 0 | 74 | 90 | 90
2028-02-03 07:00 | 0 | 505 | 510 | 442 | 2028-02-03 07:00 | 0 | 300 | 510 | 442 | 2028-02-03 07:00 | 0 | -226 | -210 | -210
2028-02-03 08:00 | 0 | 302.26 | 510 | 422.4 | 2028-02-03 08:00 | 0 | 0 | 306.62 | 142 | 2028-02-03 08:00 | 0 | -526 | -510 | -510
2028-02-03 09:00 | 0 | 505 | 510 | 442 | 2028-02-03 09:00 | 0 | 0 | 253.45 | 0 | 2028-02-03 09:00 | 0 | -526 | -510 | -510
2028-02-03 10:00 | 0 | 505 | 510 | 442 | 2028-02-03 10:00 | 0 | 0 | 0 | 0 | 2028-02-03 10:00 | 0 | -526 | -510 | -510
2028-02-03 11:00 | 0 | 205 | 510 | 428.96 | 2028-02-03 11:00 | 0 | 0 | -95.45 | 0 | 2028-02-03 11:00 | 0 | -526 | -510 | -510
2028-02-03 12:00 | 0 | 0 | 510 | 442 | 2028-02-03 12:00 | 0 | -300 | -395.45 | -300 | 2028-02-03 12:00 | 0 | -526 | -510 | -399.48
2028-02-03 13:00 | 0 | 0 | 510 | 207.78 | 2028-02-03 13:00 | 0 | 0 | -510 | -338.87 | 2028-02-03 13:00 | 0 | -242.46 | -510 | -99.48
2028-02-03 14:00 | 0 | 0 | 510 | 326.2 | 2028-02-03 14:00 | 0 | -93.05 | -510 | -215.96 | 2028-02-03 14:00 | 0 | -526 | -510 | -399.48
2028-02-03 15:00 | 0 | 88.93 | 510 | 284.21 | 2028-02-03 15:00 | 0 | 0 | -291.16 | 0 | 2028-02-03 15:00 | 0 | -526 | -510 | -510
2028-02-03 16:00 | 0 | 388.93 | 510 | 442 | 2028-02-03 16:00 | 0 | 0 | 0 | 0 | 2028-02-03 16:00 | 0 | -526 | -510 | -210
2028-02-03 17:00 | 0 | 205 | 321.05 | 415.48 | 2028-02-03 17:00 | 0 | 0 | 0 | 0 | 2028-02-03 17:00 | 0 | -526 | -510 | -401.58
2028-02-03 18:00 | 0 | 505 | 510 | 442 | 2028-02-03 18:00 | 0 | 0 | 210 | 142 | 2028-02-03 18:00 | 0 | -526 | -510 | -392.52
2028-02-03 19:00 | 0 | 505 | 510 | 442 | 2028-02-03 19:00 | 0 | 300 | 510 | 442 | 2028-02-03 19:00 | 0 | -526 | -510 | -103.12
2028-02-03 20:00 | 0 | 205 | 510 | 369.17 | 2028-02-03 20:00 | 0 | 0 | 210 | 142 | 2028-02-03 20:00 | 0 | -526 | -510 | -403.12
2028-02-03 21:00 | 0 | 341.97 | 510 | 442 | 2028-02-03 21:00 | 0 | 0 | 200.04 | 56.9 | 2028-02-03 21:00 | 0 | -226 | -210 | -103.12
2028-02-03 22:00 | 0 | 505 | 510 | 442 | 2028-02-03 22:00 | 0 | 300 | 500.04 | 356.9 | 2028-02-03 22:00 | 0 | 74 | 90 | 196.88
2028-02-03 23:00 | 0 | 505 | 510 | 442 | 2028-02-03 23:00 | 0 | 505 | 510 | 442 | 2028-02-03 23:00 | 0 | 374 | 390 | 442
2028-02-04 | 0 | 505 | 510 | 442 | 2028-02-04 | 0 | 505 | 510 | 442 | 2028-02-04 | 0 | 505 | 510 | 442
2028-02-04 01:00 | 0 | 505 | 510 | 154.1 | 2028-02-04 01:00 | 0 | 505 | 510 | 338.72 | 2028-02-04 01:00 | 0 | 505 | 510 | 142
2028-02-04 02:00 | 0 | 505 | 510 | -30.09 | 2028-02-04 02:00 | 0 | 505 | 510 | 249.99 | 2028-02-04 02:00 | 0 | 505 | 510 | 281.79
2028-02-04 03:00 | 0 | 505 | 510 | -68 | 2028-02-04 03:00 | 0 | 505 | 510 | -12.49 | 2028-02-04 03:00 | 0 | 505 | 510 | 56.64
2028-02-04 04:00 | 0 | 505 | 510 | -96.42 | 2028-02-04 04:00 | 0 | 505 | 510 | 10.76 | 2028-02-04 04:00 | 0 | 505 | 510 | 49.85
2028-02-04 05:00 | 0 | 505 | 510 | -116.05 | 2028-02-04 05:00 | 0 | 505 | 510 | -71.92 | 2028-02-04 05:00 | 0 | 505 | 510 | 334.42
2028-02-04 06:00 | 0 | 505 | 510 | 1.42 | 2028-02-04 06:00 | 0 | 505 | 510 | 13.67 | 2028-02-04 06:00 | 0 | 505 | 510 | 34.42
2028-02-04 07:00 | 0 | 505 | 510 | 42.63 | 2028-02-04 07:00 | 0 | 505 | 510 | 120.91 | 2028-02-04 07:00 | 0 | 505 | 510 | 334.42
2028-02-04 08:00 | 0 | 505 | 510 | 289.5 | 2028-02-04 08:00 | 0 | 505 | 510 | 279.71 | 2028-02-04 08:00 | 0 | 505 | 510 | 442
2028-02-04 09:00 | 0 | 505 | 510 | 442 | 2028-02-04 09:00 | 0 | 300 | 425.76 | 260.29 | 2028-02-04 09:00 | 0 | 300 | 386.99 | 300
2028-02-04 10:00 | 0 | 500.08 | 510 | 266.28 | 2028-02-04 10:00 | 0 | 0 | 125.76 | -39.71 | 2028-02-04 10:00 | 0 | 0 | 86.99 | 0
2028-02-04 11:00 | 0 | 505 | 510 | 442 | 2028-02-04 11:00 | 0 | 300 | 425.76 | 260.29 | 2028-02-04 11:00 | 0 | 300 | 386.99 | 300
2028-02-04 12:00 | 0 | 505 | 510 | 442 | 2028-02-04 12:00 | 0 | 505 | 510 | 442 | 2028-02-04 12:00 | 0 | 300 | 427.59 | 300.72
2028-02-04 13:00 | 0 | 505 | 510 | 442 | 2028-02-04 13:00 | 0 | 300 | 510 | 442 | 2028-02-04 13:00 | 0 | 0 | 127.59 | 0.72
2028-02-04 14:00 | 0 | 205 | 510 | 381.23 | 2028-02-04 14:00 | 0 | 0 | 510 | 148.56 | 2028-02-04 14:00 | 0 | -300 | -172.41 | -299.28
2028-02-04 15:00 | 0 | 505 | 510 | 442 | 2028-02-04 15:00 | 0 | 205 | 510 | 321.61 | 2028-02-04 15:00 | 0 | 0 | 127.59 | 0.72
2028-02-04 16:00 | 0 | 505 | 510 | 442 | 2028-02-04 16:00 | 0 | 505 | 510 | 442 | 2028-02-04 16:00 | 0 | 300 | 427.59 | 300.72
2028-02-04 17:00 | 0 | 505 | 510 | 442 | 2028-02-04 17:00 | 0 | 505 | 510 | 442 | 2028-02-04 17:00 | 0 | 505 | 510 | 442
2028-02-04 18:00 | 0 | 505 | 510 | 442 | 2028-02-04 18:00 | 0 | 505 | 510 | 442 | 2028-02-04 18:00 | 0 | 205 | 510 | 442
2028-02-04 19:00 | 0 | 505 | 510 | 442 | 2028-02-04 19:00 | 0 | 505 | 510 | 442 | 2028-02-04 19:00 | 0 | 87.73 | 510 | 442
2028-02-04 20:00 | 0 | 505 | 510 | 442 | 2028-02-04 20:00 | 0 | 505 | 510 | 442 | 2028-02-04 20:00 | 0 | 387.73 | 510 | 442
2028-02-04 21:00 | 0 | 505 | 510 | 442 | 2028-02-04 21:00 | 0 | 505 | 510 | 442 | 2028-02-04 21:00 | 0 | 87.73 | 510 | 442
2028-02-04 22:00 | 0 | 505 | 510 | 442 | 2028-02-04 22:00 | 0 | 505 | 510 | 442 | 2028-02-04 22:00 | 0 | 205 | 510 | 442
2028-02-04 23:00 | 0 | 505 | 510 | 442 | 2028-02-04 23:00 | 0 | 505 | 510 | 442 | 2028-02-04 23:00 | 0 | 505 | 510 | 442
2028-02-05 | 0 | 505 | 510 | 442 | 2028-02-05 | 0 | 505 | 510 | 442 | 2028-02-05 | 0 | 505 | 510 | 442
2028-02-05 01:00 | 0 | 505 | 510 | 442 | 2028-02-05 01:00 | 0 | 505 | 510 | 442 | 2028-02-05 01:00 | 0 | 505 | 510 | 442
2028-02-05 02:00 | 0 | 505 | 510 | 442 | 2028-02-05 02:00 | 0 | 505 | 510 | 442 | 2028-02-05 02:00 | 0 | 505 | 510 | 442
2028-02-05 03:00 | 0 | 505 | 510 | 442 | 2028-02-05 03:00 | 0 | 265.66 | 510 | 442 | 2028-02-05 03:00 | 0 | 243.89 | 510 | 442
2028-02-05 04:00 | 0 | 382.5 | 510 | 442 | 2028-02-05 04:00 | 0 | 0 | 510 | 423.14 | 2028-02-05 04:00 | 0 | 236.98 | 510 | 442
2028-02-05 05:00 | 0 | 82.5 | 510 | 442 | 2028-02-05 05:00 | 0 | 0 | 412.38 | 123.14 | 2028-02-05 05:00 | 0 | 0 | 510 | 142
2028-02-05 06:00 | 0 | 0 | 510 | 318.97 | 2028-02-05 06:00 | 0 | 0 | 308.32 | 0 | 2028-02-05 06:00 | 0 | 0 | 499.84 | 0
2028-02-05 07:00 | 0 | 27.77 | 510 | 405.73 | 2028-02-05 07:00 | 0 | 0 | 365.08 | 0 | 2028-02-05 07:00 | 0 | 0 | 510 | 133.27
2028-02-05 08:00 | 0 | 0 | 510 | 395.35 | 2028-02-05 08:00 | 0 | 0 | 338.11 | 0 | 2028-02-05 08:00 | 0 | 0 | 300 | 0
2028-02-05 09:00 | 0 | 92.14 | 510 | 442 | 2028-02-05 09:00 | 0 | 0 | 219.51 | 0 | 2028-02-05 09:00 | 0 | 0 | 0 | 0
2028-02-05 10:00 | 0 | 236.35 | 510 | 442 | 2028-02-05 10:00 | 0 | 0 | 40.44 | 127.08 | 2028-02-05 10:00 | 0 | 0 | -108.62 | 142
2028-02-05 11:00 | 0 | 38.18 | 510 | 442 | 2028-02-05 11:00 | 0 | 220.25 | 340.44 | 427.08 | 2028-02-05 11:00 | 0 | 300 | 191.38 | 442
2028-02-05 12:00 | 0 | 0 | 510 | 442 | 2028-02-05 12:00 | 0 | 183.98 | 340.44 | 378.9 | 2028-02-05 12:00 | 0 | 300 | 42.23 | 442
2028-02-05 13:00 | 0 | 0 | 510 | 400.79 | 2028-02-05 13:00 | 0 | 0 | 40.44 | 78.9 | 2028-02-05 13:00 | 0 | 0 | -257.77 | 142
2028-02-05 14:00 | 0 | 0 | 510 | 442 | 2028-02-05 14:00 | 0 | 256.33 | 300 | 378.9 | 2028-02-05 14:00 | 0 | 300 | 42.23 | 442
2028-02-05 15:00 | 0 | 0 | 510 | 442 | 2028-02-05 15:00 | 0 | 0 | 0 | 78.9 | 2028-02-05 15:00 | 0 | 0 | -257.77 | 142
2028-02-05 16:00 | 0 | 0 | 510 | 394.92 | 2028-02-05 16:00 | 0 | 0 | 261.9 | 131.84 | 2028-02-05 16:00 | 0 | 0 | -126.88 | 106.64
2028-02-05 17:00 | 0 | 205 | 510 | 159.39 | 2028-02-05 17:00 | 0 | -210.26 | -38.1 | -168.16 | 2028-02-05 17:00 | 0 | -300 | -426.88 | -193.36
2028-02-05 18:00 | 0 | 505 | 510 | 442 | 2028-02-05 18:00 | 0 | 89.74 | 261.9 | 131.84 | 2028-02-05 18:00 | 0 | 0 | -126.88 | 106.64
2028-02-05 19:00 | 0 | 205 | 510 | 435.53 | 2028-02-05 19:00 | 0 | 0 | 0 | 0 | 2028-02-05 19:00 | 0 | -300 | -426.88 | -158
2028-02-05 20:00 | 0 | 505 | 510 | 442 | 2028-02-05 20:00 | 0 | 300 | 300 | 300 | 2028-02-05 20:00 | 0 | 0 | -126.88 | 142
2028-02-05 21:00 | 0 | 442.54 | 510 | 442 | 2028-02-05 21:00 | 0 | 371.62 | 510 | 442 | 2028-02-05 21:00 | 0 | 300 | 173.12 | 442
2028-02-05 22:00 | 0 | 206.97 | 510 | 442 | 2028-02-05 22:00 | 0 | 131.37 | 510 | 442 | 2028-02-05 22:00 | 0 | 0 | 473.12 | 308.16
2028-02-05 23:00 | 0 | 472.06 | 510 | 442 | 2028-02-05 23:00 | 0 | 230.84 | 510 | 442 | 2028-02-05 23:00 | 0 | 297.04 | 510 | 442
2028-02-06 | 0 | 301.51 | 510 | 442 | 2028-02-06 | 0 | 133.85 | 510 | 442 | 2028-02-06 | 0 | 199.74 | 510 | 442
2028-02-06 01:00 | 0 | 301.51 | 510 | 442 | 2028-02-06 01:00 | 0 | 0 | 510 | 442 | 2028-02-06 01:00 | 0 | 0 | 510 | 442
2028-02-06 02:00 | 0 | 80.91 | 510 | 442 | 2028-02-06 02:00 | 0 | 0 | 510 | 442 | 2028-02-06 02:00 | 0 | 0 | 510 | 442
2028-02-06 03:00 | 0 | 0 | 510 | 442 | 2028-02-06 03:00 | 0 | 0 | 510 | 442 | 2028-02-06 03:00 | 0 | 0 | 510 | 442
2028-02-06 04:00 | 0 | 0 | 510 | 442 | 2028-02-06 04:00 | 0 | 0 | 510 | 442 | 2028-02-06 04:00 | 0 | 0 | 510 | 442
2028-02-06 05:00 | 0 | 94.01 | 510 | 442 | 2028-02-06 05:00 | 0 | 0 | 390 | 442 | 2028-02-06 05:00 | 0 | 0 | 390 | 442
2028-02-06 06:00 | 0 | 0 | 506.3 | 442 | 2028-02-06 06:00 | 0 | 0 | 90 | 442 | 2028-02-06 06:00 | 0 | 0 | 90 | 442
2028-02-06 07:00 | 0 | 0 | 206.3 | 200.44 | 2028-02-06 07:00 | 0 | 0 | -210 | 290.46 | 2028-02-06 07:00 | 0 | 0 | -210 | 442
2028-02-06 08:00 | 0 | 0 | 0 | 244.09 | 2028-02-06 08:00 | 0 | 0 | -510 | 328.78 | 2028-02-06 08:00 | 0 | -41.18 | -510 | 442
2028-02-06 09:00 | 0 | 0 | 22.51 | 316.77 | 2028-02-06 09:00 | 0 | -13.91 | -510 | 217.98 | 2028-02-06 09:00 | 0 | -128.51 | -499.34 | 442
2028-02-06 10:00 | 0 | 0 | 322.51 | 442 | 2028-02-06 10:00 | 0 | 0 | -252.98 | 442 | 2028-02-06 10:00 | 0 | 0 | -199.34 | 442
2028-02-06 11:00 | 0 | 85.29 | 510 | 442 | 2028-02-06 11:00 | 0 | 0 | -510 | 442 | 2028-02-06 11:00 | 0 | 0 | -499.34 | 442
2028-02-06 12:00 | 0 | 175.54 | 510 | 442 | 2028-02-06 12:00 | 0 | -229.69 | -510 | 442 | 2028-02-06 12:00 | 0 | -213.62 | -510 | 442
2028-02-06 13:00 | 0 | 170.48 | 300 | 442 | 2028-02-06 13:00 | 0 | -526 | -510 | 442 | 2028-02-06 13:00 | 0 | -513.62 | -510 | 442
2028-02-06 14:00 | 0 | 0 | 0 | 142 | 2028-02-06 14:00 | 0 | -233.36 | -510 | 442 | 2028-02-06 14:00 | 0 | -227.12 | -510 | 442
2028-02-06 15:00 | 0 | 0 | 0 | 101.71 | 2028-02-06 15:00 | 0 | -526 | -510 | 442 | 2028-02-06 15:00 | 0 | -526 | -510 | 442
2028-02-06 16:00 | 0 | 0 | 0 | 122.32 | 2028-02-06 16:00 | 0 | -526 | -510 | 442 | 2028-02-06 16:00 | 0 | -526 | -510 | 442
2028-02-06 17:00 | 0 | 0 | 0 | 115.77 | 2028-02-06 17:00 | 0 | -300 | -364.69 | 442 | 2028-02-06 17:00 | 0 | -326.28 | -510 | 442
2028-02-06 18:00 | 0 | 0 | 282.54 | 415.77 | 2028-02-06 18:00 | 0 | 0 | -64.69 | 442 | 2028-02-06 18:00 | 0 | -26.28 | -210 | 385.96
2028-02-06 19:00 | 0 | 146.84 | 510 | 442 | 2028-02-06 19:00 | 0 | 32.69 | 235.31 | 442 | 2028-02-06 19:00 | 0 | 0 | 60.21 | 427.9
2028-02-06 20:00 | 0 | 310.64 | 510 | 442 | 2028-02-06 20:00 | 0 | 30.11 | 268.89 | 300 | 2028-02-06 20:00 | 0 | -159.22 | -210 | 191.12
2028-02-06 21:00 | 0 | 267.76 | 510 | 442 | 2028-02-06 21:00 | 0 | -67.89 | -31.11 | 0 | 2028-02-06 21:00 | 0 | -459.22 | -510 | -108.88
2028-02-06 22:00 | 0 | 0 | 510 | 319.14 | 2028-02-06 22:00 | 0 | 0 | -331.11 | -158 | 2028-02-06 22:00 | 0 | -526 | -510 | -318.47
2028-02-06 23:00 | 0 | 270.75 | 510 | 442 | 2028-02-06 23:00 | 0 | 300 | -31.11 | 142 | 2028-02-06 23:00 | 0 | -226 | -210 | -18.47
2028-02-07 | 0 | 505 | 510 | 442 | 2028-02-07 | 0 | 505 | 268.89 | 442 | 2028-02-07 | 0 | 74 | 90 | 281.53
2028-02-07 01:00 | 0 | 505 | 510 | 442 | 2028-02-07 01:00 | 0 | 505 | 510 | 442 | 2028-02-07 01:00 | 0 | 374 | 390 | 442
2028-02-07 02:00 | 0 | 505 | 510 | 442 | 2028-02-07 02:00 | 0 | 505 | 510 | 442 | 2028-02-07 02:00 | 0 | 505 | 510 | 442
2028-02-07 03:00 | 0 | 505 | 510 | 442 | 2028-02-07 03:00 | 0 | 505 | 510 | 442 | 2028-02-07 03:00 | 0 | 505 | 510 | 199.18
2028-02-07 04:00 | 0 | 505 | 510 | 442 | 2028-02-07 04:00 | 0 | 505 | 510 | 442 | 2028-02-07 04:00 | 0 | 505 | 510 | 442
2028-02-07 05:00 | 0 | 374 | 390 | 442 | 2028-02-07 05:00 | 0 | 374 | 390 | 390 | 2028-02-07 05:00 | 0 | 374 | 390 | 390
2028-02-07 06:00 | 0 | 74 | 90 | 438.79 | 2028-02-07 06:00 | 0 | 74 | 90 | 90 | 2028-02-07 06:00 | 0 | 74 | 90 | 90
2028-02-07 07:00 | 0 | -226 | -210 | 138.79 | 2028-02-07 07:00 | 0 | -226 | -210 | -210 | 2028-02-07 07:00 | 0 | -226 | -210 | -210
2028-02-07 08:00 | 0 | -526 | -510 | -161.21 | 2028-02-07 08:00 | 0 | -526 | -510 | -510 | 2028-02-07 08:00 | 0 | -526 | -510 | -510
2028-02-07 09:00 | 0 | -226 | -210 | 138.79 | 2028-02-07 09:00 | 0 | -226 | -210 | -210 | 2028-02-07 09:00 | 0 | -226 | -210 | -210
2028-02-07 10:00 | 0 | 74 | 90 | 438.79 | 2028-02-07 10:00 | 0 | 74 | 90 | 90 | 2028-02-07 10:00 | 0 | 74 | 90 | 90
2028-02-07 11:00 | 0 | 374 | 390 | 442 | 2028-02-07 11:00 | 0 | 374 | 390 | 390 | 2028-02-07 11:00 | 0 | 374 | 390 | 390
2028-02-07 12:00 | 0 | 505 | 510 | 442 | 2028-02-07 12:00 | 0 | 505 | 510 | 442 | 2028-02-07 12:00 | 0 | 466.51 | 510 | 442
2028-02-07 13:00 | 0 | 284.93 | 390 | 442 | 2028-02-07 13:00 | 0 | 205 | 471 | 442 | 2028-02-07 13:00 | 0 | 166.51 | 510 | 442
2028-02-07 14:00 | 0 | 482.8 | 90 | 294.76 | 2028-02-07 14:00 | 0 | 354.38 | 171 | 142 | 2028-02-07 14:00 | 0 | 314.84 | 210 | 142
2028-02-07 15:00 | 0 | 182.8 | -210 | -5.24 | 2028-02-07 15:00 | 0 | 54.38 | -129 | -158 | 2028-02-07 15:00 | 0 | 14.84 | -90 | -158
2028-02-07 16:00 | 0 | -117.2 | -510 | -305.24 | 2028-02-07 16:00 | 0 | -245.62 | -429 | -458 | 2028-02-07 16:00 | 0 | -285.16 | -390 | -458
2028-02-07 17:00 | 0 | -39.7 | -510 | -252.43 | 2028-02-07 17:00 | 0 | -526 | -510 | -510 | 2028-02-07 17:00 | 0 | -526 | -510 | -510
2028-02-07 18:00 | 0 | -23.56 | -300 | -66.62 | 2028-02-07 18:00 | 0 | -526 | -510 | -510 | 2028-02-07 18:00 | 0 | -526 | -510 | -510
2028-02-07 19:00 | 0 | 0 | 0 | 43.44 | 2028-02-07 19:00 | 0 | -526 | -510 | -510 | 2028-02-07 19:00 | 0 | -526 | -510 | -510
2028-02-07 20:00 | 0 | 300 | 300 | 343.44 | 2028-02-07 20:00 | 0 | -226 | -210 | -210 | 2028-02-07 20:00 | 0 | -226 | -210 | -210
2028-02-07 21:00 | 0 | 505 | 510 | 442 | 2028-02-07 21:00 | 0 | 74 | 90 | 90 | 2028-02-07 21:00 | 0 | 74 | 90 | 90
2028-02-07 22:00 | 0 | 505 | 510 | 442 | 2028-02-07 22:00 | 0 | 374 | 390 | 390 | 2028-02-07 22:00 | 0 | 374 | 390 | 390
2028-02-07 23:00 | 0 | 505 | 510 | 361.71 | 2028-02-07 23:00 | 0 | 505 | 510 | 354.14 | 2028-02-07 23:00 | 0 | 505 | 510 | 350.9
2028-02-08 | 0 | 505 | 510 | 442 | 2028-02-08 | 0 | 505 | 510 | 442 | 2028-02-08 | 0 | 505 | 510 | 442
2028-02-08 01:00 | 0 | 505 | 510 | 350.95 | 2028-02-08 01:00 | 0 | 505 | 510 | 442 | 2028-02-08 01:00 | 0 | 505 | 510 | 442
2028-02-08 02:00 | 0 | 505 | 510 | 442 | 2028-02-08 02:00 | 0 | 505 | 510 | 442 | 2028-02-08 02:00 | 0 | 505 | 510 | 442
2028-02-08 03:00 | 0 | 505 | 510 | 442 | 2028-02-08 03:00 | 0 | 505 | 510 | 442 | 2028-02-08 03:00 | 0 | 505 | 510 | 442
2028-02-08 04:00 | 0 | 505 | 510 | 442 | 2028-02-08 04:00 | 0 | 374 | 390 | 390 | 2028-02-08 04:00 | 0 | 374 | 390 | 390
2028-02-08 05:00 | 0 | 505 | 510 | 442 | 2028-02-08 05:00 | 0 | 74 | 90 | 90 | 2028-02-08 05:00 | 0 | 74 | 90 | 90
2028-02-08 06:00 | 0 | 300 | 510 | 394.57 | 2028-02-08 06:00 | 0 | -226 | -210 | -210 | 2028-02-08 06:00 | 0 | -226 | -210 | -210
2028-02-08 07:00 | 0 | 0 | 302.05 | 94.57 | 2028-02-08 07:00 | 0 | -526 | -510 | -510 | 2028-02-08 07:00 | 0 | -526 | -510 | -510
2028-02-08 08:00 | 0 | 0 | 177.93 | 0 | 2028-02-08 08:00 | 0 | -526 | -510 | -510 | 2028-02-08 08:00 | 0 | -526 | -510 | -510
2028-02-08 09:00 | 0 | 0 | 210 | 142 | 2028-02-08 09:00 | 0 | -526 | -510 | -403.55 | 2028-02-08 09:00 | 0 | -526 | -510 | -510
2028-02-08 10:00 | 0 | 300 | 510 | 442 | 2028-02-08 10:00 | 0 | -226 | -210 | -103.55 | 2028-02-08 10:00 | 0 | -226 | -210 | -210
2028-02-08 11:00 | 0 | 505 | 510 | 442 | 2028-02-08 11:00 | 0 | 74 | 90 | 196.45 | 2028-02-08 11:00 | 0 | 74 | 90 | 90
2028-02-08 12:00 | 0 | 505 | 510 | 442 | 2028-02-08 12:00 | 0 | 374 | 390 | 442 | 2028-02-08 12:00 | 0 | 374 | 390 | 390
2028-02-08 13:00 | 0 | 505 | 510 | 435.38 | 2028-02-08 13:00 | 0 | 505 | 510 | 442 | 2028-02-08 13:00 | 0 | 505 | 510 | 442
2028-02-08 14:00 | 0 | 505 | 510 | 435.38 | 2028-02-08 14:00 | 0 | 374 | 390 | 442 | 2028-02-08 14:00 | 0 | 374 | 390 | 390
2028-02-08 15:00 | 0 | 505 | 510 | 441.89 | 2028-02-08 15:00 | 0 | 74 | 90 | 142 | 2028-02-08 15:00 | 0 | 74 | 90 | 90
2028-02-08 16:00 | 0 | 205 | 510 | 351.09 | 2028-02-08 16:00 | 0 | -226 | -210 | -158 | 2028-02-08 16:00 | 0 | -226 | -210 | -210
2028-02-08 17:00 | 0 | 0 | 510 | 51.09 | 2028-02-08 17:00 | 0 | -526 | -510 | -458 | 2028-02-08 17:00 | 0 | -526 | -510 | -510
2028-02-08 18:00 | 0 | 0 | 510 | 321.4 | 2028-02-08 18:00 | 0 | -526 | -510 | -158 | 2028-02-08 18:00 | 0 | -526 | -510 | -242.98
2028-02-08 19:00 | 0 | 205 | 510 | 442 | 2028-02-08 19:00 | 0 | -226 | -279.53 | 142 | 2028-02-08 19:00 | 0 | -526 | -510 | 57.02
2028-02-08 20:00 | 0 | 505 | 510 | 442 | 2028-02-08 20:00 | 0 | 74 | 20.47 | 442 | 2028-02-08 20:00 | 0 | -226 | -210 | 357.02
2028-02-08 21:00 | 0 | 505 | 510 | 442 | 2028-02-08 21:00 | 0 | 374 | 320.47 | 442 | 2028-02-08 21:00 | 0 | 74 | 90 | 442
2028-02-08 22:00 | 0 | 505 | 510 | 442 | 2028-02-08 22:00 | 0 | 505 | 510 | 442 | 2028-02-08 22:00 | 0 | 374 | 390 | 442
2028-02-08 23:00 | 0 | 505 | 510 | 442 | 2028-02-08 23:00 | 0 | 505 | 510 | 442 | 2028-02-08 23:00 | 0 | 505 | 510 | 442
2028-02-09 | 0 | 505 | 510 | 442 | 2028-02-09 | 0 | 505 | 510 | 442 | 2028-02-09 | 0 | 505 | 510 | 442
2028-02-09 01:00 | 0 | 505 | 510 | 442 | 2028-02-09 01:00 | 0 | 505 | 510 | 442 | 2028-02-09 01:00 | 0 | 505 | 510 | 442
2028-02-09 02:00 | 0 | 505 | 510 | 442 | 2028-02-09 02:00 | 0 | 505 | 510 | 442 | 2028-02-09 02:00 | 0 | 505 | 510 | 442
2028-02-09 03:00 | 0 | 505 | 510 | 442 | 2028-02-09 03:00 | 0 | 505 | 510 | 442 | 2028-02-09 03:00 | 0 | 505 | 510 | 442
2028-02-09 04:00 | 0 | 505 | 510 | 442 | 2028-02-09 04:00 | 0 | 505 | 510 | 442 | 2028-02-09 04:00 | 0 | 505 | 510 | 442
2028-02-09 05:00 | 0 | 505 | 510 | 295.89 | 2028-02-09 05:00 | 0 | 374 | 390 | 390 | 2028-02-09 05:00 | 0 | 374 | 390 | 390
2028-02-09 06:00 | 0 | 505 | 510 | 388.99 | 2028-02-09 06:00 | 0 | 74 | 90 | 90 | 2028-02-09 06:00 | 0 | 74 | 90 | 90
2028-02-09 07:00 | 0 | 505 | 510 | 442 | 2028-02-09 07:00 | 0 | -226 | -210 | -210 | 2028-02-09 07:00 | 0 | -226 | -210 | -210
2028-02-09 08:00 | 0 | 205 | 245.46 | 142 | 2028-02-09 08:00 | 0 | -526 | -510 | -510 | 2028-02-09 08:00 | 0 | -526 | -510 | -510
2028-02-09 09:00 | 0 | 505 | 510 | 442 | 2028-02-09 09:00 | 0 | -226 | -210 | -210 | 2028-02-09 09:00 | 0 | -226 | -210 | -210
2028-02-09 10:00 | 0 | 505 | 510 | 442 | 2028-02-09 10:00 | 0 | 74 | 90 | 90 | 2028-02-09 10:00 | 0 | 74 | 90 | 90
2028-02-09 11:00 | 0 | 505 | 510 | 442 | 2028-02-09 11:00 | 0 | 374 | 390 | 390 | 2028-02-09 11:00 | 0 | 374 | 390 | 390
2028-02-09 12:00 | 0 | 505 | 510 | 442 | 2028-02-09 12:00 | 0 | 505 | 510 | 442 | 2028-02-09 12:00 | 0 | 505 | 510 | 442
2028-02-09 13:00 | 0 | 505 | 510 | 442 | 2028-02-09 13:00 | 0 | 505 | 510 | 442 | 2028-02-09 13:00 | 0 | 505 | 510 | 442
2028-02-09 14:00 | 0 | 505 | 510 | 442 | 2028-02-09 14:00 | 0 | 374 | 390 | 442 | 2028-02-09 14:00 | 0 | 374 | 390 | 390
2028-02-09 15:00 | 0 | 505 | 510 | 442 | 2028-02-09 15:00 | 0 | 74 | 90 | 142 | 2028-02-09 15:00 | 0 | 74 | 90 | 90
2028-02-09 16:00 | 0 | 413.51 | 510 | 442 | 2028-02-09 16:00 | 0 | -226 | -210 | -158 | 2028-02-09 16:00 | 0 | -226 | -210 | -210
2028-02-09 17:00 | 0 | 113.51 | 510 | 442 | 2028-02-09 17:00 | 0 | -526 | -510 | -458 | 2028-02-09 17:00 | 0 | -526 | -510 | -510
2028-02-09 18:00 | 0 | 0 | 510 | 442 | 2028-02-09 18:00 | 0 | -526 | -510 | -374.95 | 2028-02-09 18:00 | 0 | -526 | -510 | -510
2028-02-09 19:00 | 0 | 285.09 | 510 | 442 | 2028-02-09 19:00 | 0 | -526 | -510 | -161.44 | 2028-02-09 19:00 | 0 | -526 | -510 | -510
2028-02-09 20:00 | 0 | 505 | 510 | 442 | 2028-02-09 20:00 | 0 | -226 | -210 | 138.56 | 2028-02-09 20:00 | 0 | -226 | -210 | -210
2028-02-09 21:00 | 0 | 505 | 510 | 442 | 2028-02-09 21:00 | 0 | 74 | 90 | 438.56 | 2028-02-09 21:00 | 0 | 74 | 90 | 90
2028-02-09 22:00 | 0 | 505 | 510 | 442 | 2028-02-09 22:00 | 0 | 374 | 390 | 442 | 2028-02-09 22:00 | 0 | 374 | 390 | 390
2028-02-09 23:00 | 0 | 505 | 510 | 442 | 2028-02-09 23:00 | 0 | 505 | 510 | 442 | 2028-02-09 23:00 | 0 | 505 | 510 | 442
2028-02-10 | 0 | 505 | 510 | 442 | 2028-02-10 | 0 | 505 | 510 | 442 | 2028-02-10 | 0 | 505 | 510 | 442
2028-02-10 01:00 | 0 | 505 | 510 | 295.07 | 2028-02-10 01:00 | 0 | 505 | 510 | 442 | 2028-02-10 01:00 | 0 | 505 | 510 | 442
2028-02-10 02:00 | 0 | 505 | 510 | 311.85 | 2028-02-10 02:00 | 0 | 505 | 510 | 442 | 2028-02-10 02:00 | 0 | 505 | 510 | 355.46
2028-02-10 03:00 | 0 | 505 | 510 | 442 | 2028-02-10 03:00 | 0 | 505 | 510 | 442 | 2028-02-10 03:00 | 0 | 505 | 510 | 442
2028-02-10 04:00 | 0 | 505 | 510 | 442 | 2028-02-10 04:00 | 0 | 505 | 510 | 442 | 2028-02-10 04:00 | 0 | 505 | 466.21 | 442
2028-02-10 05:00 | 0 | 505 | 510 | 237.66 | 2028-02-10 05:00 | 0 | 505 | 510 | 442 | 2028-02-10 05:00 | 0 | 505 | 510 | 442
2028-02-10 06:00 | 0 | 505 | 510 | 406.57 | 2028-02-10 06:00 | 0 | 505 | 510 | 442 | 2028-02-10 06:00 | 0 | 505 | 510 | 268.07
2028-02-10 07:00 | 0 | 505 | 510 | 442 | 2028-02-10 07:00 | 0 | 505 | 510 | 442 | 2028-02-10 07:00 | 0 | 505 | 510 | 442
2028-02-10 08:00 | 0 | 505 | 510 | 442 | 2028-02-10 08:00 | 0 | 505 | 510 | 442 | 2028-02-10 08:00 | 0 | 505 | 510 | 442
2028-02-10 09:00 | 0 | 505 | 510 | 442 | 2028-02-10 09:00 | 0 | 374 | 390 | 390 | 2028-02-10 09:00 | 0 | 374 | 390 | 390
2028-02-10 10:00 | 0 | 505 | 510 | 442 | 2028-02-10 10:00 | 0 | 74 | 90 | 90 | 2028-02-10 10:00 | 0 | 74 | 90 | 90
2028-02-10 11:00 | 0 | 255.5 | 210 | 396.92 | 2028-02-10 11:00 | 0 | -226 | -210 | -210 | 2028-02-10 11:00 | 0 | -226 | -210 | -210
2028-02-10 12:00 | 0 | -44.5 | -90 | 96.92 | 2028-02-10 12:00 | 0 | -526 | -510 | -510 | 2028-02-10 12:00 | 0 | -526 | -510 | -510
2028-02-10 13:00 | 0 | 255.5 | 210 | 396.92 | 2028-02-10 13:00 | 0 | -226 | -210 | -210 | 2028-02-10 13:00 | 0 | -226 | -210 | -210
2028-02-10 14:00 | 0 | 505 | 510 | 442 | 2028-02-10 14:00 | 0 | 74 | 90 | 90 | 2028-02-10 14:00 | 0 | 74 | 90 | 90
2028-02-10 15:00 | 0 | 505 | 510 | 442 | 2028-02-10 15:00 | 0 | 374 | 390 | 390 | 2028-02-10 15:00 | 0 | 374 | 390 | 390
2028-02-10 16:00 | 0 | 505 | 510 | 442 | 2028-02-10 16:00 | 0 | 505 | 510 | 442 | 2028-02-10 16:00 | 0 | 505 | 510 | 442
2028-02-10 17:00 | 0 | 505 | 510 | 442 | 2028-02-10 17:00 | 0 | 505 | 510 | 442 | 2028-02-10 17:00 | 0 | 505 | 510 | 442
2028-02-10 18:00 | 0 | 505 | 510 | 442 | 2028-02-10 18:00 | 0 | 505 | 510 | 442 | 2028-02-10 18:00 | 0 | 505 | 510 | 442
2028-02-10 19:00 | 0 | 505 | 510 | 442 | 2028-02-10 19:00 | 0 | 505 | 510 | 442 | 2028-02-10 19:00 | 0 | 505 | 510 | 442
2028-02-10 20:00 | 0 | 505 | 510 | 442 | 2028-02-10 20:00 | 0 | 505 | 510 | 442 | 2028-02-10 20:00 | 0 | 505 | 510 | 442
2028-02-10 21:00 | 0 | 505 | 510 | 442 | 2028-02-10 21:00 | 0 | 505 | 510 | 442 | 2028-02-10 21:00 | 0 | 505 | 510 | 442
2028-02-10 22:00 | 0 | 505 | 510 | 442 | 2028-02-10 22:00 | 0 | 505 | 510 | 442 | 2028-02-10 22:00 | 0 | 505 | 510 | 442
2028-02-10 23:00 | 0 | 505 | 510 | 442 | 2028-02-10 23:00 | 0 | 505 | 510 | 442 | 2028-02-10 23:00 | 0 | 505 | 510 | 442
2028-02-11 | 0 | 505 | 510 | 307.61 | 2028-02-11 | 0 | 505 | 510 | 442 | 2028-02-11 | 0 | 505 | 510 | 442
2028-02-11 01:00 | 0 | 505 | 510 | 230.22 | 2028-02-11 01:00 | 0 | 505 | 510 | 442 | 2028-02-11 01:00 | 0 | 505 | 510 | 442
2028-02-11 02:00 | 0 | 505 | 510 | 230.52 | 2028-02-11 02:00 | 0 | 505 | 510 | 442 | 2028-02-11 02:00 | 0 | 505 | 510 | 442
2028-02-11 03:00 | 0 | 505 | 510 | 231.16 | 2028-02-11 03:00 | 0 | 505 | 510 | 171.7 | 2028-02-11 03:00 | 0 | 505 | 510 | 442
2028-02-11 04:00 | 0 | 505 | 510 | 214.69 | 2028-02-11 04:00 | 0 | 505 | 510 | 279.56 | 2028-02-11 04:00 | 0 | 505 | 510 | 442
2028-02-11 05:00 | 0 | 505 | 510 | 137.62 | 2028-02-11 05:00 | 0 | 505 | 510 | 124.24 | 2028-02-11 05:00 | 0 | 505 | 510 | 442
2028-02-11 06:00 | 0 | 505 | 510 | 209.75 | 2028-02-11 06:00 | 0 | 505 | 510 | 419.13 | 2028-02-11 06:00 | 0 | 505 | 510 | 442
2028-02-11 07:00 | 0 | 505 | 510 | 442 | 2028-02-11 07:00 | 0 | 505 | 510 | 442 | 2028-02-11 07:00 | 0 | 505 | 510 | 442
2028-02-11 08:00 | 0 | 505 | 510 | 442 | 2028-02-11 08:00 | 0 | 505 | 510 | 442 | 2028-02-11 08:00 | 0 | 505 | 510 | 442
2028-02-11 09:00 | 0 | 505 | 510 | 442 | 2028-02-11 09:00 | 0 | 505 | 510 | 442 | 2028-02-11 09:00 | 0 | 505 | 510 | 442
2028-02-11 10:00 | 0 | 505 | 510 | 442 | 2028-02-11 10:00 | 0 | 505 | 510 | 442 | 2028-02-11 10:00 | 0 | 505 | 510 | 442
2028-02-11 11:00 | 0 | 505 | 510 | 442 | 2028-02-11 11:00 | 0 | 505 | 510 | 442 | 2028-02-11 11:00 | 0 | 505 | 510 | 442
2028-02-11 12:00 | 0 | 505 | 510 | 442 | 2028-02-11 12:00 | 0 | 505 | 510 | 442 | 2028-02-11 12:00 | 0 | 505 | 510 | 442
2028-02-11 13:00 | 0 | 505 | 510 | 442 | 2028-02-11 13:00 | 0 | 505 | 510 | 442 | 2028-02-11 13:00 | 0 | 505 | 510 | 442
2028-02-11 14:00 | 0 | 505 | 510 | 442 | 2028-02-11 14:00 | 0 | 374 | 390 | 390 | 2028-02-11 14:00 | 0 | 374 | 390 | 390
2028-02-11 15:00 | 0 | 505 | 510 | 442 | 2028-02-11 15:00 | 0 | 74 | 90 | 90 | 2028-02-11 15:00 | 0 | 74 | 90 | 90
2028-02-11 16:00 | 0 | 300 | 310.19 | 300 | 2028-02-11 16:00 | 0 | -226 | -210 | -210 | 2028-02-11 16:00 | 0 | -226 | -210 | -210
2028-02-11 17:00 | 0 | 0 | 10.19 | 0 | 2028-02-11 17:00 | 0 | -526 | -510 | -510 | 2028-02-11 17:00 | 0 | -526 | -510 | -510
2028-02-11 18:00 | 0 | 205 | 210 | 157.28 | 2028-02-11 18:00 | 0 | -440.53 | -510 | -369.95 | 2028-02-11 18:00 | 0 | -526 | -510 | -510
2028-02-11 19:00 | 0 | 505 | 510 | 442 | 2028-02-11 19:00 | 0 | -140.53 | -210 | -69.95 | 2028-02-11 19:00 | 0 | -226 | -210 | -210
2028-02-11 20:00 | 0 | 505 | 510 | 442 | 2028-02-11 20:00 | 0 | 159.47 | 90 | 230.05 | 2028-02-11 20:00 | 0 | 74 | 90 | 90
2028-02-11 21:00 | 0 | 505 | 510 | 442 | 2028-02-11 21:00 | 0 | 459.47 | 390 | 442 | 2028-02-11 21:00 | 0 | 374 | 390 | 390
2028-02-11 22:00 | 0 | 505 | 510 | 442 | 2028-02-11 22:00 | 0 | 505 | 510 | 442 | 2028-02-11 22:00 | 0 | 505 | 510 | 442
2028-02-11 23:00 | 0 | 505 | 510 | 442 | 2028-02-11 23:00 | 0 | 505 | 510 | 442 | 2028-02-11 23:00 | 0 | 505 | 510 | 442
2028-02-12 | 0 | 505 | 510 | 442 | 2028-02-12 | 0 | 505 | 510 | 442 | 2028-02-12 | 0 | 505 | 510 | 442
2028-02-12 01:00 | 0 | 505 | 510 | 442 | 2028-02-12 01:00 | 0 | 505 | 510 | 442 | 2028-02-12 01:00 | 0 | 505 | 510 | 442
2028-02-12 02:00 | 0 | 505 | 510 | 442 | 2028-02-12 02:00 | 0 | 505 | 510 | 442 | 2028-02-12 02:00 | 0 | 505 | 510 | 442
2028-02-12 03:00 | 0 | 505 | 510 | 442 | 2028-02-12 03:00 | 0 | 505 | 510 | 442 | 2028-02-12 03:00 | 0 | 505 | 510 | 442
2028-02-12 04:00 | 0 | 505 | 510 | 442 | 2028-02-12 04:00 | 0 | 505 | 510 | 442 | 2028-02-12 04:00 | 0 | 505 | 510 | 442
2028-02-12 05:00 | 0 | 505 | 510 | 442 | 2028-02-12 05:00 | 0 | 505 | 510 | 347.29 | 2028-02-12 05:00 | 0 | 505 | 510 | 171.3
2028-02-12 06:00 | 0 | 230.65 | 510 | 214.58 | 2028-02-12 06:00 | 0 | 205 | 343.71 | 47.29 | 2028-02-12 06:00 | 0 | 205 | 210 | -128.7
2028-02-12 07:00 | 0 | 303.27 | 510 | 442 | 2028-02-12 07:00 | 0 | 124.8 | 510 | 347.29 | 2028-02-12 07:00 | 0 | 217.16 | 510 | 171.3
2028-02-12 08:00 | 0 | 177 | 493.05 | 375.52 | 2028-02-12 08:00 | 0 | 0 | 448.17 | 288.36 | 2028-02-12 08:00 | 0 | 137.78 | 510 | 442
2028-02-12 09:00 | 0 | 477 | 510 | 442 | 2028-02-12 09:00 | 0 | 93.1 | 438.32 | 442 | 2028-02-12 09:00 | 0 | 93.29 | 210 | 442
2028-02-12 10:00 | 0 | 505 | 510 | 442 | 2028-02-12 10:00 | 0 | 0 | 138.32 | 442 | 2028-02-12 10:00 | 0 | -206.71 | -90 | 442
2028-02-12 11:00 | 0 | 505 | 510 | 442 | 2028-02-12 11:00 | 0 | 0 | 427.59 | 442 | 2028-02-12 11:00 | 0 | -246.79 | -390 | 314.49
2028-02-12 12:00 | 0 | 505 | 510 | 442 | 2028-02-12 12:00 | 0 | 0 | 424.41 | 442 | 2028-02-12 12:00 | 0 | -75.42 | -510 | 434.37
2028-02-12 13:00 | 0 | 505 | 510 | 442 | 2028-02-12 13:00 | 0 | 276.89 | 300 | 442 | 2028-02-12 13:00 | 0 | -226 | -210 | 442
2028-02-12 14:00 | 0 | 505 | 510 | 442 | 2028-02-12 14:00 | 0 | 0 | 0 | 392.43 | 2028-02-12 14:00 | 0 | -526 | -510 | 320.87
2028-02-12 15:00 | 0 | 404.08 | 510 | 442 | 2028-02-12 15:00 | 0 | 0 | -300 | 442 | 2028-02-12 15:00 | 0 | -526 | -510 | 320.87
2028-02-12 16:00 | 0 | 224.14 | 510 | 442 | 2028-02-12 16:00 | 0 | 0 | -455.3 | 442 | 2028-02-12 16:00 | 0 | -526 | -510 | 378.51
2028-02-12 17:00 | 0 | 128.08 | 510 | 442 | 2028-02-12 17:00 | 0 | 0 | -510 | 442 | 2028-02-12 17:00 | 0 | -526 | -510 | 380.16
2028-02-12 18:00 | 0 | 0 | 224.59 | 442 | 2028-02-12 18:00 | 0 | 0 | -276.79 | 442 | 2028-02-12 18:00 | 0 | -526 | -510 | 192.11
2028-02-12 19:00 | 0 | 220.24 | 510 | 442 | 2028-02-12 19:00 | 0 | 2.39 | 23.21 | 442 | 2028-02-12 19:00 | 0 | -386.42 | -510 | 442
2028-02-12 20:00 | 0 | 100.12 | 510 | 442 | 2028-02-12 20:00 | 0 | -268.27 | -276.79 | 386.5 | 2028-02-12 20:00 | 0 | -526 | -510 | 442
2028-02-12 21:00 | 0 | 400.12 | 510 | 442 | 2028-02-12 21:00 | 0 | 31.73 | 23.21 | 442 | 2028-02-12 21:00 | 0 | -226 | -210 | 442
2028-02-12 22:00 | 0 | 505 | 510 | 442 | 2028-02-12 22:00 | 0 | 331.73 | 323.21 | 442 | 2028-02-12 22:00 | 0 | 74 | 90 | 442
2028-02-12 23:00 | 0 | 505 | 510 | 442 | 2028-02-12 23:00 | 0 | 505 | 510 | 442 | 2028-02-12 23:00 | 0 | 374 | 390 | 442
2028-02-13 | 0 | 505 | 510 | 402.53 | 2028-02-13 | 0 | 505 | 510 | 442 | 2028-02-13 | 0 | 505 | 510 | 442
2028-02-13 01:00 | 0 | 505 | 510 | 214.59 | 2028-02-13 01:00 | 0 | 505 | 510 | 442 | 2028-02-13 01:00 | 0 | 505 | 510 | 390
2028-02-13 02:00 | 0 | 505 | 510 | 163.02 | 2028-02-13 02:00 | 0 | 505 | 510 | 287 | 2028-02-13 02:00 | 0 | 505 | 510 | 90
2028-02-13 03:00 | 0 | 505 | 510 | 128.75 | 2028-02-13 03:00 | 0 | 324.03 | 510 | -13 | 2028-02-13 03:00 | 0 | 505 | 510 | -210
2028-02-13 04:00 | 0 | 269.49 | 510 | -55.15 | 2028-02-13 04:00 | 0 | 24.03 | 510 | -313 | 2028-02-13 04:00 | 0 | 205 | 210 | -510
2028-02-13 05:00 | 0 | 284.15 | 396.31 | 88.75 | 2028-02-13 05:00 | 0 | 154.26 | 390 | -136.74 | 2028-02-13 05:00 | 0 | 101.66 | 90 | -374.75
2028-02-13 06:00 | 0 | 300 | 96.31 | -37.57 | 2028-02-13 06:00 | 0 | 111.09 | 90 | -282.87 | 2028-02-13 06:00 | 0 | -198.34 | -210 | -510
2028-02-13 07:00 | 0 | 0 | -203.69 | -269.25 | 2028-02-13 07:00 | 0 | -188.91 | -210 | -510 | 2028-02-13 07:00 | 0 | -498.34 | -510 | -510
2028-02-13 08:00 | 0 | -135.06 | -503.69 | -183.98 | 2028-02-13 08:00 | 0 | -488.91 | -510 | -302.28 | 2028-02-13 08:00 | 0 | -526 | -510 | -510
2028-02-13 09:00 | 0 | -116.78 | -300 | 116.02 | 2028-02-13 09:00 | 0 | -188.91 | -510 | -2.28 | 2028-02-13 09:00 | 0 | -526 | -510 | -300
2028-02-13 10:00 | 0 | 181.22 | 0 | 416.02 | 2028-02-13 10:00 | 0 | 0 | -507.11 | 297.72 | 2028-02-13 10:00 | 0 | -526 | -510 | 0
2028-02-13 11:00 | 0 | 0 | 70.56 | 442 | 2028-02-13 11:00 | 0 | 0 | -409.83 | 442 | 2028-02-13 11:00 | 0 | -526 | -510 | 38.31
2028-02-13 12:00 | 0 | 0 | 249.49 | 142 | 2028-02-13 12:00 | 0 | 0 | -189.03 | 142 | 2028-02-13 12:00 | 0 | -526 | -510 | -261.69
2028-02-13 13:00 | 0 | 0 | 358.9 | 37.1 | 2028-02-13 13:00 | 0 | 0 | -189.03 | 0 | 2028-02-13 13:00 | 0 | -526 | -510 | -158
2028-02-13 14:00 | 0 | 169.64 | 510 | 337.1 | 2028-02-13 14:00 | 0 | 0 | 0 | 161.68 | 2028-02-13 14:00 | 0 | -365.16 | -510 | 142
2028-02-13 15:00 | 0 | 469.64 | 510 | 442 | 2028-02-13 15:00 | 0 | 179.36 | 300 | 442 | 2028-02-13 15:00 | 0 | -65.16 | -210 | 442
2028-02-13 16:00 | 0 | 338.58 | 510 | 442 | 2028-02-13 16:00 | 0 | 224.17 | 510 | 442 | 2028-02-13 16:00 | 0 | 234.84 | 90 | 442
2028-02-13 17:00 | 0 | 225.5 | 510 | 442 | 2028-02-13 17:00 | 0 | 102.55 | 215.37 | 442 | 2028-02-13 17:00 | 0 | 285.78 | 90 | 442
2028-02-13 18:00 | 0 | 289.23 | 510 | 442 | 2028-02-13 18:00 | 0 | 0 | -84.63 | 442 | 2028-02-13 18:00 | 0 | -14.22 | -210 | 282.2
2028-02-13 19:00 | 0 | 120.02 | 510 | 442 | 2028-02-13 19:00 | 0 | 0 | -371.43 | 189.13 | 2028-02-13 19:00 | 0 | -314.22 | -510 | -17.8
2028-02-13 20:00 | 0 | 420.02 | 510 | 442 | 2028-02-13 20:00 | 0 | 0 | -71.43 | 442 | 2028-02-13 20:00 | 0 | -391.88 | -510 | 129.54
2028-02-13 21:00 | 0 | 202.58 | 510 | 442 | 2028-02-13 21:00 | 0 | 300 | 228.57 | 442 | 2028-02-13 21:00 | 0 | -91.88 | -210 | 429.54
2028-02-13 22:00 | 0 | 270.47 | 510 | 442 | 2028-02-13 22:00 | 0 | 111.03 | 135.86 | 442 | 2028-02-13 22:00 | 0 | 0 | -236.06 | 311.13
2028-02-13 23:00 | 0 | 252.46 | 510 | 442 | 2028-02-13 23:00 | 0 | 0 | -164.14 | 442 | 2028-02-13 23:00 | 0 | -54.93 | -393.07 | 442
2028-02-14 | 0 | 0 | 510 | 431.83 | 2028-02-14 | 0 | 0 | -437.88 | 311.15 | 2028-02-14 | 0 | -321.96 | -510 | 236.32
2028-02-14 01:00 | 0 | 0 | 314.12 | 167.88 | 2028-02-14 01:00 | 0 | -267.56 | -510 | 60.62 | 2028-02-14 01:00 | 0 | -526 | -510 | -45.49
2028-02-14 02:00 | 0 | 0 | 510 | 390.77 | 2028-02-14 02:00 | 0 | 32.44 | -210 | 360.62 | 2028-02-14 02:00 | 0 | -226 | -210 | 254.51
2028-02-14 03:00 | 0 | 300 | 510 | 442 | 2028-02-14 03:00 | 0 | 332.44 | 90 | 442 | 2028-02-14 03:00 | 0 | 74 | 90 | 442
2028-02-14 04:00 | 0 | 505 | 510 | 314.63 | 2028-02-14 04:00 | 0 | 505 | 390 | 442 | 2028-02-14 04:00 | 0 | 374 | 390 | 442
2028-02-14 05:00 | 0 | 505 | 503.28 | 442 | 2028-02-14 05:00 | 0 | 505 | 510 | 442 | 2028-02-14 05:00 | 0 | 505 | 510 | 442
2028-02-14 06:00 | 0 | 505 | 391.33 | 359.71 | 2028-02-14 06:00 | 0 | 505 | 510 | 442 | 2028-02-14 06:00 | 0 | 505 | 510 | 442
2028-02-14 07:00 | 0 | 480.1 | 510 | 384.34 | 2028-02-14 07:00 | 0 | 505 | 510 | 442 | 2028-02-14 07:00 | 0 | 505 | 510 | 442
2028-02-14 08:00 | 0 | 505 | 510 | 442 | 2028-02-14 08:00 | 0 | 505 | 510 | 442 | 2028-02-14 08:00 | 0 | 505 | 510 | 442
2028-02-14 09:00 | 0 | 505 | 510 | 442 | 2028-02-14 09:00 | 0 | 505 | 510 | 442 | 2028-02-14 09:00 | 0 | 505 | 510 | 442
2028-02-14 10:00 | 0 | 505 | 510 | 442 | 2028-02-14 10:00 | 0 | 505 | 510 | 442 | 2028-02-14 10:00 | 0 | 505 | 510 | 442
2028-02-14 11:00 | 0 | 505 | 510 | 442 | 2028-02-14 11:00 | 0 | 505 | 510 | 442 | 2028-02-14 11:00 | 0 | 505 | 510 | 442
2028-02-14 12:00 | 0 | 505 | 510 | 442 | 2028-02-14 12:00 | 0 | 374 | 408.15 | 442 | 2028-02-14 12:00 | 0 | 374 | 390 | 442
2028-02-14 13:00 | 0 | 505 | 510 | 442 | 2028-02-14 13:00 | 0 | 74 | 108.15 | 227.31 | 2028-02-14 13:00 | 0 | 74 | 90 | 142.64
2028-02-14 14:00 | 0 | 300 | 510 | 442 | 2028-02-14 14:00 | 0 | -226 | -191.85 | -72.69 | 2028-02-14 14:00 | 0 | -226 | -210 | -157.36
2028-02-14 15:00 | 0 | 0 | 342.14 | 142 | 2028-02-14 15:00 | 0 | -526 | -491.85 | -372.69 | 2028-02-14 15:00 | 0 | -526 | -510 | -457.36
2028-02-14 16:00 | 0 | 191.77 | 510 | 442 | 2028-02-14 16:00 | 0 | -226 | -191.85 | -72.69 | 2028-02-14 16:00 | 0 | -226 | -210 | -157.36
2028-02-14 17:00 | 0 | 275.95 | 510 | 442 | 2028-02-14 17:00 | 0 | 74 | 108.15 | 227.31 | 2028-02-14 17:00 | 0 | 0 | -25.51 | 142.64
2028-02-14 18:00 | 0 | 205.83 | 510 | 442 | 2028-02-14 18:00 | 0 | -226 | -90 | 442 | 2028-02-14 18:00 | 0 | -300 | -325.51 | 442
2028-02-14 19:00 | 0 | 319.05 | 510 | 442 | 2028-02-14 19:00 | 0 | 10.71 | 210 | 442 | 2028-02-14 19:00 | 0 | 0 | -299.58 | 442
2028-02-14 20:00 | 0 | 505 | 510 | 442 | 2028-02-14 20:00 | 0 | 310.71 | 510 | 442 | 2028-02-14 20:00 | 0 | 300 | 0.42 | 442
2028-02-14 21:00 | 0 | 440.41 | 510 | 442 | 2028-02-14 21:00 | 0 | 368.43 | 510 | 442 | 2028-02-14 21:00 | 0 | 74 | 90 | 442
2028-02-14 22:00 | 0 | 140.41 | 510 | 442 | 2028-02-14 22:00 | 0 | 68.43 | 210 | 343.69 | 2028-02-14 22:00 | 0 | -226 | -210 | 438.45
2028-02-14 23:00 | 0 | 0 | 445.64 | 442 | 2028-02-14 23:00 | 0 | -168.21 | -90 | 442 | 2028-02-14 23:00 | 0 | -526 | -510 | 442
2028-02-15 | 0 | 300 | 510 | 442 | 2028-02-15 | 0 | 131.79 | 210 | 442 | 2028-02-15 | 0 | -226 | -210 | 442
2028-02-15 01:00 | 0 | 505 | 510 | 442 | 2028-02-15 01:00 | 0 | 431.79 | 510 | 442 | 2028-02-15 01:00 | 0 | 74 | 90 | 442
2028-02-15 02:00 | 0 | 505 | 510 | 442 | 2028-02-15 02:00 | 0 | 505 | 510 | 442 | 2028-02-15 02:00 | 0 | 374 | 390 | 442
2028-02-15 03:00 | 0 | 372.23 | 510 | 442 | 2028-02-15 03:00 | 0 | 505 | 510 | 442 | 2028-02-15 03:00 | 0 | 374 | 510 | 442
2028-02-15 04:00 | 0 | 355.89 | 510 | 442 | 2028-02-15 04:00 | 0 | 505 | 510 | 442 | 2028-02-15 04:00 | 0 | 74 | 510 | 442
2028-02-15 05:00 | 0 | 384.13 | 510 | 142 | 2028-02-15 05:00 | 0 | 505 | 510 | 442 | 2028-02-15 05:00 | 0 | 374 | 510 | 142
2028-02-15 06:00 | 0 | 505 | 510 | -68 | 2028-02-15 06:00 | 0 | 505 | 510 | 442 | 2028-02-15 06:00 | 0 | 505 | 510 | 442
2028-02-15 07:00 | 0 | 505 | 510 | 188.43 | 2028-02-15 07:00 | 0 | 505 | 510 | 442 | 2028-02-15 07:00 | 0 | 505 | 483 | 442
2028-02-15 08:00 | 0 | 505 | 510 | 324.84 | 2028-02-15 08:00 | 0 | 505 | 510 | 442 | 2028-02-15 08:00 | 0 | 505 | 510 | 442
2028-02-15 09:00 | 0 | 505 | 510 | 442 | 2028-02-15 09:00 | 0 | 505 | 510 | 442 | 2028-02-15 09:00 | 0 | 505 | 510 | 442
2028-02-15 10:00 | 0 | 505 | 510 | 442 | 2028-02-15 10:00 | 0 | 374 | 390 | 408.24 | 2028-02-15 10:00 | 0 | 374 | 390 | 390
2028-02-15 11:00 | 0 | 505 | 457.45 | 442 | 2028-02-15 11:00 | 0 | 74 | 90 | 108.24 | 2028-02-15 11:00 | 0 | 74 | 90 | 90
2028-02-15 12:00 | 0 | 300 | 157.45 | 369.01 | 2028-02-15 12:00 | 0 | -226 | -210 | -191.76 | 2028-02-15 12:00 | 0 | -226 | -210 | -210
2028-02-15 13:00 | 0 | 0 | -142.55 | 69.01 | 2028-02-15 13:00 | 0 | -526 | -510 | -491.76 | 2028-02-15 13:00 | 0 | -526 | -510 | -510
2028-02-15 14:00 | 0 | 0 | 157.45 | 369.01 | 2028-02-15 14:00 | 0 | -526 | -510 | -191.76 | 2028-02-15 14:00 | 0 | -526 | -510 | -210
2028-02-15 15:00 | 0 | -19.7 | -142.55 | 69.01 | 2028-02-15 15:00 | 0 | -526 | -510 | -325.48 | 2028-02-15 15:00 | 0 | -526 | -510 | -510
2028-02-15 16:00 | 0 | 0 | 64.79 | 142 | 2028-02-15 16:00 | 0 | -526 | -510 | -25.48 | 2028-02-15 16:00 | 0 | -526 | -510 | -416.47
2028-02-15 17:00 | 0 | 128.63 | 364.79 | 442 | 2028-02-15 17:00 | 0 | -526 | -510 | 274.52 | 2028-02-15 17:00 | 0 | -526 | -510 | -116.47
2028-02-15 18:00 | 0 | 346.84 | 510 | 442 | 2028-02-15 18:00 | 0 | -526 | -510 | 219.17 | 2028-02-15 18:00 | 0 | -526 | -510 | 30.99
2028-02-15 19:00 | 0 | 505 | 510 | 442 | 2028-02-15 19:00 | 0 | -526 | -510 | 442 | 2028-02-15 19:00 | 0 | -526 | -510 | 0
2028-02-15 20:00 | 0 | 470.61 | 510 | 442 | 2028-02-15 20:00 | 0 | -526 | -510 | 345.56 | 2028-02-15 20:00 | 0 | -526 | -510 | 77.45
2028-02-15 21:00 | 0 | 170.61 | 510 | 442 | 2028-02-15 21:00 | 0 | -226 | -210 | 442 | 2028-02-15 21:00 | 0 | -226 | -210 | 377.45
2028-02-15 22:00 | 0 | 470.61 | 510 | 442 | 2028-02-15 22:00 | 0 | 74 | 90 | 442 | 2028-02-15 22:00 | 0 | 74 | 90 | 442
2028-02-15 23:00 | 0 | 505 | 510 | 442 | 2028-02-15 23:00 | 0 | 374 | 390 | 442 | 2028-02-15 23:00 | 0 | 374 | 390 | 442
2028-02-16 | 0 | 505 | 510 | 337.49 | 2028-02-16 | 0 | 505 | 510 | 442 | 2028-02-16 | 0 | 505 | 510 | 327.52
2028-02-16 01:00 | 0 | 505 | 510 | 140.2 | 2028-02-16 01:00 | 0 | 505 | 510 | 142 | 2028-02-16 01:00 | 0 | 505 | 510 | 27.52
2028-02-16 02:00 | 0 | 505 | 510 | 432.24 | 2028-02-16 02:00 | 0 | 505 | 510 | 427.81 | 2028-02-16 02:00 | 0 | 505 | 510 | -68
2028-02-16 03:00 | 0 | 505 | 510 | 280.9 | 2028-02-16 03:00 | 0 | 505 | 510 | 181.96 | 2028-02-16 03:00 | 0 | 505 | 323.5 | 212.48
2028-02-16 04:00 | 0 | 448.02 | 510 | -19.1 | 2028-02-16 04:00 | 0 | 505 | 510 | -68 | 2028-02-16 04:00 | 0 | 505 | 23.5 | 48.51
2028-02-16 05:00 | 0 | 505 | 510 | 280.9 | 2028-02-16 05:00 | 0 | 505 | 510 | 232 | 2028-02-16 05:00 | 0 | 505 | 0 | 142
2028-02-16 06:00 | 0 | 505 | 510 | 442 | 2028-02-16 06:00 | 0 | 505 | 510 | 442 | 2028-02-16 06:00 | 0 | 505 | 281.83 | 442
2028-02-16 07:00 | 0 | 505 | 510 | 442 | 2028-02-16 07:00 | 0 | 505 | 510 | 442 | 2028-02-16 07:00 | 0 | 505 | 510 | 442
2028-02-16 08:00 | 0 | 505 | 510 | 442 | 2028-02-16 08:00 | 0 | 505 | 510 | 442 | 2028-02-16 08:00 | 0 | 505 | 510 | 442
2028-02-16 09:00 | 0 | 505 | 510 | 442 | 2028-02-16 09:00 | 0 | 505 | 510 | 442 | 2028-02-16 09:00 | 0 | 505 | 510 | 442
2028-02-16 10:00 | 0 | 505 | 510 | 442 | 2028-02-16 10:00 | 0 | 505 | 510 | 442 | 2028-02-16 10:00 | 0 | 505 | 510 | 442
2028-02-16 11:00 | 0 | 505 | 510 | 442 | 2028-02-16 11:00 | 0 | 505 | 510 | 442 | 2028-02-16 11:00 | 0 | 505 | 510 | 442
2028-02-16 12:00 | 0 | 505 | 510 | 442 | 2028-02-16 12:00 | 0 | 505 | 510 | 442 | 2028-02-16 12:00 | 0 | 505 | 510 | 442
2028-02-16 13:00 | 0 | 505 | 510 | 442 | 2028-02-16 13:00 | 0 | 505 | 510 | 442 | 2028-02-16 13:00 | 0 | 505 | 510 | 442
2028-02-16 14:00 | 0 | 505 | 510 | 442 | 2028-02-16 14:00 | 0 | 505 | 510 | 442 | 2028-02-16 14:00 | 0 | 505 | 510 | 442
2028-02-16 15:00 | 0 | 505 | 510 | 442 | 2028-02-16 15:00 | 0 | 374 | 390 | 390 | 2028-02-16 15:00 | 0 | 374 | 390 | 390
2028-02-16 16:00 | 0 | 300 | 510 | 442 | 2028-02-16 16:00 | 0 | 74 | 90 | 90 | 2028-02-16 16:00 | 0 | 74 | 90 | 90
2028-02-16 17:00 | 0 | 0 | 273.75 | 142 | 2028-02-16 17:00 | 0 | -226 | -210 | -210 | 2028-02-16 17:00 | 0 | -226 | -210 | -210
2028-02-16 18:00 | 0 | 0 | 273.38 | 0 | 2028-02-16 18:00 | 0 | -526 | -510 | -510 | 2028-02-16 18:00 | 0 | -526 | -510 | -510
2028-02-16 19:00 | 0 | 69.77 | 510 | 142 | 2028-02-16 19:00 | 0 | -226 | -210 | -210 | 2028-02-16 19:00 | 0 | -226 | -210 | -210
2028-02-16 20:00 | 0 | 369.77 | 510 | 442 | 2028-02-16 20:00 | 0 | 74 | 90 | 90 | 2028-02-16 20:00 | 0 | 74 | 90 | 90
2028-02-16 21:00 | 0 | 505 | 510 | 442 | 2028-02-16 21:00 | 0 | 374 | 390 | 390 | 2028-02-16 21:00 | 0 | 374 | 390 | 390
2028-02-16 22:00 | 0 | 505 | 510 | 410.76 | 2028-02-16 22:00 | 0 | 505 | 510 | 404.42 | 2028-02-16 22:00 | 0 | 505 | 510 | 396.97
2028-02-16 23:00 | 0 | 505 | 510 | 269.46 | 2028-02-16 23:00 | 0 | 505 | 510 | 263.15 | 2028-02-16 23:00 | 0 | 505 | 510 | 252.17
2028-02-17 | 0 | 505 | 510 | 91.88 | 2028-02-17 | 0 | 505 | 510 | 110.79 | 2028-02-17 | 0 | 505 | 510 | 442
2028-02-17 01:00 | 0 | 505 | 510 | 54.82 | 2028-02-17 01:00 | 0 | 505 | 510 | 271.53 | 2028-02-17 01:00 | 0 | 505 | 510 | 275.37
2028-02-17 02:00 | 0 | 505 | 510 | 53.21 | 2028-02-17 02:00 | 0 | 505 | 510 | 365.84 | 2028-02-17 02:00 | 0 | 505 | 510 | 442
2028-02-17 03:00 | 0 | 505 | 510 | 35.47 | 2028-02-17 03:00 | 0 | 505 | 510 | 94.76 | 2028-02-17 03:00 | 0 | 505 | 510 | 442
2028-02-17 04:00 | 0 | 505 | 510 | 235.98 | 2028-02-17 04:00 | 0 | 505 | 510 | 394.76 | 2028-02-17 04:00 | 0 | 505 | 510 | 442
2028-02-17 05:00 | 0 | 505 | 510 | 442 | 2028-02-17 05:00 | 0 | 505 | 510 | 442 | 2028-02-17 05:00 | 0 | 505 | 510 | 442
2028-02-17 06:00 | 0 | 505 | 510 | 442 | 2028-02-17 06:00 | 0 | 505 | 510 | 442 | 2028-02-17 06:00 | 0 | 505 | 510 | 442
2028-02-17 07:00 | 0 | 505 | 510 | 442 | 2028-02-17 07:00 | 0 | 505 | 510 | 442 | 2028-02-17 07:00 | 0 | 505 | 510 | 442
2028-02-17 08:00 | 0 | 205 | 370.23 | 436.04 | 2028-02-17 08:00 | 0 | 205 | 364.26 | 442 | 2028-02-17 08:00 | 0 | 205 | 438.35 | 367.98
2028-02-17 09:00 | 0 | 505 | 510 | 442 | 2028-02-17 09:00 | 0 | 505 | 510 | 442 | 2028-02-17 09:00 | 0 | 505 | 510 | 442
2028-02-17 10:00 | 0 | 505 | 510 | 442 | 2028-02-17 10:00 | 0 | 505 | 510 | 442 | 2028-02-17 10:00 | 0 | 505 | 510 | 442
2028-02-17 11:00 | 0 | 505 | 510 | 442 | 2028-02-17 11:00 | 0 | 505 | 510 | 442 | 2028-02-17 11:00 | 0 | 505 | 510 | 442
2028-02-17 12:00 | 0 | 505 | 510 | 442 | 2028-02-17 12:00 | 0 | 505 | 510 | 442 | 2028-02-17 12:00 | 0 | 505 | 510 | 442
2028-02-17 13:00 | 0 | 505 | 510 | 442 | 2028-02-17 13:00 | 0 | 505 | 510 | 442 | 2028-02-17 13:00 | 0 | 505 | 510 | 442
2028-02-17 14:00 | 0 | 505 | 510 | 442 | 2028-02-17 14:00 | 0 | 505 | 510 | 442 | 2028-02-17 14:00 | 0 | 505 | 510 | 442
2028-02-17 15:00 | 0 | 505 | 510 | 442 | 2028-02-17 15:00 | 0 | 505 | 427.98 | 442 | 2028-02-17 15:00 | 0 | 374 | 390 | 442
2028-02-17 16:00 | 0 | 505 | 510 | 442 | 2028-02-17 16:00 | 0 | 300 | 127.98 | 442 | 2028-02-17 16:00 | 0 | 74 | 90 | 201.05
2028-02-17 17:00 | 0 | 491.88 | 510 | 442 | 2028-02-17 17:00 | 0 | 0 | -172.02 | 300 | 2028-02-17 17:00 | 0 | -226 | -210 | -98.95
2028-02-17 18:00 | 0 | 348.3 | 510 | 442 | 2028-02-17 18:00 | 0 | -300 | -472.02 | 0 | 2028-02-17 18:00 | 0 | -526 | -510 | -398.95
2028-02-17 19:00 | 0 | 505 | 510 | 442 | 2028-02-17 19:00 | 0 | 0 | -172.02 | 45.76 | 2028-02-17 19:00 | 0 | -226 | -381.54 | -98.95
2028-02-17 20:00 | 0 | 474.44 | 510 | 442 | 2028-02-17 20:00 | 0 | 25.46 | 127.98 | 142 | 2028-02-17 20:00 | 0 | -526 | -510 | -262.48
2028-02-17 21:00 | 0 | 505 | 510 | 442 | 2028-02-17 21:00 | 0 | 325.46 | 427.98 | 442 | 2028-02-17 21:00 | 0 | -226 | -210 | 37.52
2028-02-17 22:00 | 0 | 505 | 510 | 442 | 2028-02-17 22:00 | 0 | 505 | 510 | 442 | 2028-02-17 22:00 | 0 | 74 | 90 | 337.52
2028-02-17 23:00 | 0 | 505 | 510 | 363.43 | 2028-02-17 23:00 | 0 | 505 | 510 | 360.87 | 2028-02-17 23:00 | 0 | 374 | 390 | 354.64
2028-02-18 | 0 | 505 | 510 | 442 | 2028-02-18 | 0 | 505 | 510 | 442 | 2028-02-18 | 0 | 505 | 510 | 442
2028-02-18 01:00 | 0 | 505 | 510 | 442 | 2028-02-18 01:00 | 0 | 505 | 510 | 442 | 2028-02-18 01:00 | 0 | 505 | 510 | 442
2028-02-18 02:00 | 0 | 505 | 510 | 442 | 2028-02-18 02:00 | 0 | 505 | 510 | 442 | 2028-02-18 02:00 | 0 | 505 | 510 | 442
2028-02-18 03:00 | 0 | 505 | 510 | 442 | 2028-02-18 03:00 | 0 | 505 | 510 | 442 | 2028-02-18 03:00 | 0 | 505 | 510 | 442
2028-02-18 04:00 | 0 | 505 | 510 | 442 | 2028-02-18 04:00 | 0 | 505 | 510 | 442 | 2028-02-18 04:00 | 0 | 505 | 510 | 442
2028-02-18 05:00 | 0 | 505 | 510 | 442 | 2028-02-18 05:00 | 0 | 505 | 510 | 442 | 2028-02-18 05:00 | 0 | 505 | 510 | 442
2028-02-18 06:00 | 0 | 505 | 510 | 442 | 2028-02-18 06:00 | 0 | 505 | 510 | 442 | 2028-02-18 06:00 | 0 | 505 | 510 | 442
2028-02-18 07:00 | 0 | 505 | 510 | 442 | 2028-02-18 07:00 | 0 | 445.57 | 390 | 442 | 2028-02-18 07:00 | 0 | 478.17 | 390 | 442
2028-02-18 08:00 | 0 | 505 | 510 | 442 | 2028-02-18 08:00 | 0 | 145.57 | 90 | 442 | 2028-02-18 08:00 | 0 | 178.17 | 90 | 442
2028-02-18 09:00 | 0 | 300 | 440.8 | 442 | 2028-02-18 09:00 | 0 | -154.43 | -210 | 397.3 | 2028-02-18 09:00 | 0 | -121.83 | -210 | 365.91
2028-02-18 10:00 | 0 | 0 | 140.8 | 442 | 2028-02-18 10:00 | 0 | -454.43 | -510 | 97.3 | 2028-02-18 10:00 | 0 | -421.83 | -510 | 65.91
2028-02-18 11:00 | 0 | 300 | 440.8 | 442 | 2028-02-18 11:00 | 0 | -154.43 | -210 | 397.3 | 2028-02-18 11:00 | 0 | -121.83 | -210 | 365.91
2028-02-18 12:00 | 0 | 505 | 510 | 442 | 2028-02-18 12:00 | 0 | 145.57 | 90 | 442 | 2028-02-18 12:00 | 0 | 178.17 | 90 | 442
2028-02-18 13:00 | 0 | 505 | 510 | 442 | 2028-02-18 13:00 | 0 | 445.57 | 390 | 442 | 2028-02-18 13:00 | 0 | 385.87 | 390 | 442
2028-02-18 14:00 | 0 | 505 | 510 | 442 | 2028-02-18 14:00 | 0 | 300 | 210 | 192.82 | 2028-02-18 14:00 | 0 | 85.87 | 90 | 142
2028-02-18 15:00 | 0 | 300 | 413.94 | 300 | 2028-02-18 15:00 | 0 | 0 | -90 | -107.18 | 2028-02-18 15:00 | 0 | -214.13 | -210 | -158
2028-02-18 16:00 | 0 | 0 | 113.94 | 0 | 2028-02-18 16:00 | 0 | -300 | -390 | -407.18 | 2028-02-18 16:00 | 0 | -514.13 | -510 | -458
2028-02-18 17:00 | 0 | 300 | 413.94 | 300 | 2028-02-18 17:00 | 0 | 0 | -90 | -107.18 | 2028-02-18 17:00 | 0 | -315.3 | -510 | -439.66
2028-02-18 18:00 | 0 | 0 | 510 | 346.32 | 2028-02-18 18:00 | 0 | 0 | 210 | 144.87 | 2028-02-18 18:00 | 0 | -342.23 | -510 | -363.2
2028-02-18 19:00 | 0 | 0 | 510 | 442 | 2028-02-18 19:00 | 0 | 0 | 510 | 442 | 2028-02-18 19:00 | 0 | -42.23 | -489.54 | -300
2028-02-18 20:00 | 0 | 197.62 | 510 | 442 | 2028-02-18 20:00 | 0 | 205 | 510 | 442 | 2028-02-18 20:00 | 0 | 0 | -189.54 | 0
2028-02-18 21:00 | 0 | 497.62 | 510 | 442 | 2028-02-18 21:00 | 0 | 505 | 510 | 442 | 2028-02-18 21:00 | 0 | 205 | 110.46 | 300
2028-02-18 22:00 | 0 | 505 | 510 | 442 | 2028-02-18 22:00 | 0 | 505 | 510 | 442 | 2028-02-18 22:00 | 0 | 505 | 410.46 | 442
2028-02-18 23:00 | 0 | 505 | 510 | 442 | 2028-02-18 23:00 | 0 | 505 | 510 | 442 | 2028-02-18 23:00 | 0 | 505 | 510 | 442
2028-02-19 | 0 | 205 | 510 | 349.66 | 2028-02-19 | 0 | 505 | 510 | 442 | 2028-02-19 | 0 | 205 | 210 | 142
2028-02-19 01:00 | 0 | 505 | 510 | 442 | 2028-02-19 01:00 | 0 | 505 | 510 | 442 | 2028-02-19 01:00 | 0 | 474.82 | 390 | 442
2028-02-19 02:00 | 0 | 475.79 | 510 | 442 | 2028-02-19 02:00 | 0 | 505 | 510 | 442 | 2028-02-19 02:00 | 0 | 300 | 90 | 274.18
2028-02-19 03:00 | 0 | 175.79 | 510 | 402.25 | 2028-02-19 03:00 | 0 | 205 | 510 | 442 | 2028-02-19 03:00 | 0 | 0 | -210 | -25.82
2028-02-19 04:00 | 0 | 298.77 | 510 | 442 | 2028-02-19 04:00 | 0 | 0 | 510 | 442 | 2028-02-19 04:00 | 0 | -92.33 | -510 | 187.7
2028-02-19 05:00 | 0 | 0 | 510 | 442 | 2028-02-19 05:00 | 0 | 0 | 300 | 257.41 | 2028-02-19 05:00 | 0 | -392.33 | -510 | -112.3
2028-02-19 06:00 | 0 | 0 | 510 | 442 | 2028-02-19 06:00 | 0 | 0 | 0 | 253.32 | 2028-02-19 06:00 | 0 | -526 | -510 | 187.7
2028-02-19 07:00 | 0 | 0 | 325.07 | 289.31 | 2028-02-19 07:00 | 0 | -277.87 | -300 | 139.11 | 2028-02-19 07:00 | 0 | -526 | -510 | 0
2028-02-19 08:00 | 0 | 0 | 25.07 | 432.84 | 2028-02-19 08:00 | 0 | -526 | -510 | 377.76 | 2028-02-19 08:00 | 0 | -526 | -510 | 0
2028-02-19 09:00 | 0 | 0 | 58.47 | 442 | 2028-02-19 09:00 | 0 | -526 | -510 | 352.3 | 2028-02-19 09:00 | 0 | -526 | -510 | 182.18
2028-02-19 10:00 | 0 | 300 | 358.47 | 442 | 2028-02-19 10:00 | 0 | -226 | -210 | 442 | 2028-02-19 10:00 | 0 | -226 | -210 | 442
2028-02-19 11:00 | 0 | 505 | 510 | 442 | 2028-02-19 11:00 | 0 | 74 | 90 | 442 | 2028-02-19 11:00 | 0 | 74 | 90 | 442
2028-02-19 12:00 | 0 | 505 | 510 | 442 | 2028-02-19 12:00 | 0 | 374 | 390 | 442 | 2028-02-19 12:00 | 0 | 374 | 390 | 442
2028-02-19 13:00 | 0 | 505 | 510 | 442 | 2028-02-19 13:00 | 0 | 505 | 510 | 442 | 2028-02-19 13:00 | 0 | 505 | 510 | 442
2028-02-19 14:00 | 0 | 505 | 510 | 442 | 2028-02-19 14:00 | 0 | 374 | 390 | 442 | 2028-02-19 14:00 | 0 | 374 | 390 | 442
2028-02-19 15:00 | 0 | 505 | 389.66 | 442 | 2028-02-19 15:00 | 0 | 74 | 90 | 442 | 2028-02-19 15:00 | 0 | 74 | 90 | 379.11
2028-02-19 16:00 | 0 | 300 | 89.66 | 429.98 | 2028-02-19 16:00 | 0 | -226 | -210 | 252.94 | 2028-02-19 16:00 | 0 | -226 | -210 | 79.11
2028-02-19 17:00 | 0 | 0 | -210.34 | 129.98 | 2028-02-19 17:00 | 0 | -526 | -510 | -47.06 | 2028-02-19 17:00 | 0 | -526 | -510 | -220.89
2028-02-19 18:00 | 0 | -18.12 | -262.36 | 321.55 | 2028-02-19 18:00 | 0 | -526 | -510 | -29.92 | 2028-02-19 18:00 | 0 | -526 | -510 | -510
2028-02-19 19:00 | 0 | 0 | 37.64 | 442 | 2028-02-19 19:00 | 0 | -526 | -510 | 0 | 2028-02-19 19:00 | 0 | -526 | -510 | -379.73
2028-02-19 20:00 | 0 | 300 | 337.64 | 442 | 2028-02-19 20:00 | 0 | -526 | -510 | 142 | 2028-02-19 20:00 | 0 | -526 | -510 | -79.73
2028-02-19 21:00 | 0 | 482.14 | 510 | 442 | 2028-02-19 21:00 | 0 | -226 | -210 | 442 | 2028-02-19 21:00 | 0 | -226 | -210 | 220.27
2028-02-19 22:00 | 0 | 505 | 510 | 442 | 2028-02-19 22:00 | 0 | 74 | 90 | 442 | 2028-02-19 22:00 | 0 | 74 | 90 | 442
2028-02-19 23:00 | 0 | 505 | 510 | 442 | 2028-02-19 23:00 | 0 | 374 | 390 | 442 | 2028-02-19 23:00 | 0 | 374 | 390 | 442
2028-02-20 | 0 | 505 | 510 | 442 | 2028-02-20 | 0 | 505 | 510 | 442 | 2028-02-20 | 0 | 505 | 510 | 442
2028-02-20 01:00 | 0 | 505 | 510 | 442 | 2028-02-20 01:00 | 0 | 505 | 510 | 442 | 2028-02-20 01:00 | 0 | 505 | 510 | 442
2028-02-20 02:00 | 0 | 505 | 510 | 442 | 2028-02-20 02:00 | 0 | 505 | 510 | 442 | 2028-02-20 02:00 | 0 | 505 | 510 | 442
2028-02-20 03:00 | 0 | 505 | 510 | 442 | 2028-02-20 03:00 | 0 | 505 | 510 | 442 | 2028-02-20 03:00 | 0 | 505 | 510 | 442
2028-02-20 04:00 | 0 | 505 | 510 | 442 | 2028-02-20 04:00 | 0 | 374 | 390 | 442 | 2028-02-20 04:00 | 0 | 374 | 390 | 390
2028-02-20 05:00 | 0 | 300 | 510 | 341.54 | 2028-02-20 05:00 | 0 | 74 | 90 | 420.82 | 2028-02-20 05:00 | 0 | 74 | 90 | 90
2028-02-20 06:00 | 0 | 0 | 210 | 41.54 | 2028-02-20 06:00 | 0 | -226 | -210 | 120.82 | 2028-02-20 06:00 | 0 | -226 | -210 | -210
2028-02-20 07:00 | 0 | 0 | -87.74 | 0 | 2028-02-20 07:00 | 0 | -526 | -510 | -179.18 | 2028-02-20 07:00 | 0 | -526 | -510 | -510
2028-02-20 08:00 | 0 | 0 | -0.67 | 0 | 2028-02-20 08:00 | 0 | -526 | -510 | -479.18 | 2028-02-20 08:00 | 0 | -526 | -510 | -510
2028-02-20 09:00 | 0 | 0 | 0 | 0 | 2028-02-20 09:00 | 0 | -526 | -510 | -510 | 2028-02-20 09:00 | 0 | -526 | -510 | -510
2028-02-20 10:00 | 0 | 0 | -270.89 | 0 | 2028-02-20 10:00 | 0 | -526 | -510 | -215.07 | 2028-02-20 10:00 | 0 | -526 | -510 | -510
2028-02-20 11:00 | 0 | 0 | -300 | -7.15 | 2028-02-20 11:00 | 0 | -226 | -210 | 84.93 | 2028-02-20 11:00 | 0 | -226 | -210 | -210
2028-02-20 12:00 | 0 | 300 | 0 | 292.85 | 2028-02-20 12:00 | 0 | 74 | 90 | 384.93 | 2028-02-20 12:00 | 0 | 74 | 90 | 90
2028-02-20 13:00 | 0 | 94.61 | 90 | 442 | 2028-02-20 13:00 | 0 | 74 | 90 | 294.7 | 2028-02-20 13:00 | 0 | 74 | 90 | 90
2028-02-20 14:00 | 0 | -205.39 | -210 | 205.69 | 2028-02-20 14:00 | 0 | -226 | -210 | -5.3 | 2028-02-20 14:00 | 0 | -226 | -210 | -210
2028-02-20 15:00 | 0 | -505.39 | -510 | -94.31 | 2028-02-20 15:00 | 0 | -526 | -510 | -305.3 | 2028-02-20 15:00 | 0 | -526 | -510 | -510
2028-02-20 16:00 | 0 | -205.39 | -210 | 205.69 | 2028-02-20 16:00 | 0 | -226 | -210 | -178.68 | 2028-02-20 16:00 | 0 | -226 | -210 | -210
2028-02-20 17:00 | 0 | -263.99 | 0 | 0 | 2028-02-20 17:00 | 0 | -526 | -510 | -478.68 | 2028-02-20 17:00 | 0 | -526 | -510 | -510
2028-02-20 18:00 | 0 | 36.01 | 300 | 300 | 2028-02-20 18:00 | 0 | -526 | -510 | -178.68 | 2028-02-20 18:00 | 0 | -526 | -510 | -510
2028-02-20 19:00 | 0 | 325.71 | 510 | 442 | 2028-02-20 19:00 | 0 | -526 | -510 | -94.1 | 2028-02-20 19:00 | 0 | -526 | -510 | -510
2028-02-20 20:00 | 0 | 300 | 510 | 442 | 2028-02-20 20:00 | 0 | -526 | -510 | -7.91 | 2028-02-20 20:00 | 0 | -526 | -510 | -411.63
2028-02-20 21:00 | 0 | 0 | 510 | 424.25 | 2028-02-20 21:00 | 0 | -526 | -510 | -148.4 | 2028-02-20 21:00 | 0 | -526 | -510 | -348.96
2028-02-20 22:00 | 0 | 0 | 297.34 | 124.25 | 2028-02-20 22:00 | 0 | -526 | -510 | -307.25 | 2028-02-20 22:00 | 0 | -526 | -510 | -499.81
2028-02-20 23:00 | 0 | 300 | 510 | 424.25 | 2028-02-20 23:00 | 0 | -226 | -210 | -7.25 | 2028-02-20 23:00 | 0 | -226 | -210 | -199.81
2028-02-21 | 0 | 505 | 510 | 442 | 2028-02-21 | 0 | 74 | 90 | 292.75 | 2028-02-21 | 0 | 74 | 90 | 100.19
2028-02-21 01:00 | 0 | 505 | 510 | 442 | 2028-02-21 01:00 | 0 | 374 | 390 | 442 | 2028-02-21 01:00 | 0 | 374 | 390 | 400.19
2028-02-21 02:00 | 0 | 505 | 510 | 442 | 2028-02-21 02:00 | 0 | 505 | 510 | 442 | 2028-02-21 02:00 | 0 | 505 | 510 | 216.6
2028-02-21 03:00 | 0 | 342.92 | 510 | 442 | 2028-02-21 03:00 | 0 | 505 | 510 | 366.61 | 2028-02-21 03:00 | 0 | 505 | 210 | 442
2028-02-21 04:00 | 0 | 187.7 | 510 | 256.31 | 2028-02-21 04:00 | 0 | 505 | 510 | 66.61 | 2028-02-21 04:00 | 0 | 505 | 5.66 | 142
2028-02-21 05:00 | 0 | 205 | 261.03 | 142 | 2028-02-21 05:00 | 0 | 505 | 510 | 366.61 | 2028-02-21 05:00 | 0 | 308.8 | 0 | 354.06
2028-02-21 06:00 | 0 | 505 | 510 | 442 | 2028-02-21 06:00 | 0 | 505 | 510 | 442 | 2028-02-21 06:00 | 0 | 505 | -90 | 442
2028-02-21 07:00 | 0 | 505 | 510 | 442 | 2028-02-21 07:00 | 0 | 505 | 510 | 442 | 2028-02-21 07:00 | 0 | 487.57 | 210 | 442
2028-02-21 08:00 | 0 | 505 | 510 | 442 | 2028-02-21 08:00 | 0 | 505 | 510 | 442 | 2028-02-21 08:00 | 0 | 505 | 510 | 442
2028-02-21 09:00 | 0 | 505 | 510 | 442 | 2028-02-21 09:00 | 0 | 505 | 510 | 442 | 2028-02-21 09:00 | 0 | 505 | 510 | 442
2028-02-21 10:00 | 0 | 505 | 510 | 442 | 2028-02-21 10:00 | 0 | 505 | 510 | 442 | 2028-02-21 10:00 | 0 | 505 | 510 | 442
2028-02-21 11:00 | 0 | 505 | 510 | 442 | 2028-02-21 11:00 | 0 | 505 | 510 | 442 | 2028-02-21 11:00 | 0 | 505 | 510 | 442
2028-02-21 12:00 | 0 | 505 | 510 | 442 | 2028-02-21 12:00 | 0 | 505 | 510 | 442 | 2028-02-21 12:00 | 0 | 505 | 510 | 442
2028-02-21 13:00 | 0 | 505 | 510 | 442 | 2028-02-21 13:00 | 0 | 505 | 510 | 442 | 2028-02-21 13:00 | 0 | 505 | 510 | 442
2028-02-21 14:00 | 0 | 505 | 510 | 442 | 2028-02-21 14:00 | 0 | 374 | 390 | 442 | 2028-02-21 14:00 | 0 | 374 | 390 | 390
2028-02-21 15:00 | 0 | 505 | 510 | 442 | 2028-02-21 15:00 | 0 | 74 | 90 | 222.05 | 2028-02-21 15:00 | 0 | 74 | 90 | 90
2028-02-21 16:00 | 0 | 300 | 510 | 441.63 | 2028-02-21 16:00 | 0 | -226 | -210 | -77.95 | 2028-02-21 16:00 | 0 | -226 | -210 | -210
2028-02-21 17:00 | 0 | 0 | 210 | 141.63 | 2028-02-21 17:00 | 0 | -526 | -510 | -377.95 | 2028-02-21 17:00 | 0 | -526 | -510 | -510
2028-02-21 18:00 | 0 | 0 | 13.75 | 93.82 | 2028-02-21 18:00 | 0 | -526 | -510 | -510 | 2028-02-21 18:00 | 0 | -526 | -510 | -510
2028-02-21 19:00 | 0 | 0 | 313.75 | 81.79 | 2028-02-21 19:00 | 0 | -526 | -510 | -303.9 | 2028-02-21 19:00 | 0 | -526 | -510 | -510
2028-02-21 20:00 | 0 | 0 | 510 | 381.79 | 2028-02-21 20:00 | 0 | -226 | -210 | -3.9 | 2028-02-21 20:00 | 0 | -226 | -210 | -210
2028-02-21 21:00 | 0 | 300 | 510 | 442 | 2028-02-21 21:00 | 0 | 74 | 90 | 296.1 | 2028-02-21 21:00 | 0 | 74 | 90 | 90
2028-02-21 22:00 | 0 | 505 | 510 | 397.22 | 2028-02-21 22:00 | 0 | 374 | 390 | 390.31 | 2028-02-21 22:00 | 0 | 374 | 390 | 383.87
2028-02-21 23:00 | 0 | 505 | 510 | 245.66 | 2028-02-21 23:00 | 0 | 505 | 510 | 239.33 | 2028-02-21 23:00 | 0 | 505 | 510 | 233
2028-02-22 | 0 | 505 | 510 | 29.74 | 2028-02-22 | 0 | 505 | 510 | 66.42 | 2028-02-22 | 0 | 505 | 510 | 442
2028-02-22 01:00 | 0 | 505 | 510 | 42.15 | 2028-02-22 01:00 | 0 | 505 | 510 | 362.37 | 2028-02-22 01:00 | 0 | 505 | 510 | 318.53
2028-02-22 02:00 | 0 | 505 | 510 | 21.51 | 2028-02-22 02:00 | 0 | 505 | 510 | 291.72 | 2028-02-22 02:00 | 0 | 505 | 510 | 286.82
2028-02-22 03:00 | 0 | 505 | 510 | 80.83 | 2028-02-22 03:00 | 0 | 505 | 510 | 157.03 | 2028-02-22 03:00 | 0 | 505 | 510 | -13.18
2028-02-22 04:00 | 0 | 505 | 510 | 13.09 | 2028-02-22 04:00 | 0 | 505 | 510 | 0 | 2028-02-22 04:00 | 0 | 505 | 510 | 286.82
2028-02-22 05:00 | 0 | 505 | 510 | 41.43 | 2028-02-22 05:00 | 0 | 374 | 390 | 0 | 2028-02-22 05:00 | 0 | 374 | 390 | 335.56
2028-02-22 06:00 | 0 | 473.98 | 210 | -28.35 | 2028-02-22 06:00 | 0 | 74 | 90 | 90 | 2028-02-22 06:00 | 0 | 74 | 90 | 90
2028-02-22 07:00 | 0 | 173.98 | -90 | -328.35 | 2028-02-22 07:00 | 0 | -226 | -210 | -210 | 2028-02-22 07:00 | 0 | -226 | -210 | -210
2028-02-22 08:00 | 0 | 0 | -390 | -142.03 | 2028-02-22 08:00 | 0 | -526 | -510 | -510 | 2028-02-22 08:00 | 0 | -526 | -510 | -510
2028-02-22 09:00 | 0 | 0 | -150.52 | -158 | 2028-02-22 09:00 | 0 | -283.59 | -510 | -510 | 2028-02-22 09:00 | 0 | -283.59 | -510 | -510
2028-02-22 10:00 | 0 | 300 | 149.48 | 142 | 2028-02-22 10:00 | 0 | 16.41 | -210 | -210 | 2028-02-22 10:00 | 0 | 16.41 | -210 | -210
2028-02-22 11:00 | 0 | 505 | 449.48 | 442 | 2028-02-22 11:00 | 0 | 74 | 90 | 90 | 2028-02-22 11:00 | 0 | 74 | 90 | 90
2028-02-22 12:00 | 0 | 300 | 510 | 354.77 | 2028-02-22 12:00 | 0 | -226 | -210 | -210 | 2028-02-22 12:00 | 0 | -226 | -210 | -210
2028-02-22 13:00 | 0 | 0 | 510 | 59.76 | 2028-02-22 13:00 | 0 | -526 | -510 | -510 | 2028-02-22 13:00 | 0 | -526 | -510 | -510
2028-02-22 14:00 | 0 | 0 | 312.16 | 0 | 2028-02-22 14:00 | 0 | -526 | -510 | -510 | 2028-02-22 14:00 | 0 | -526 | -510 | -510
2028-02-22 15:00 | 0 | 135.93 | 510 | 248.89 | 2028-02-22 15:00 | 0 | -226 | -359.43 | -210 | 2028-02-22 15:00 | 0 | -526 | -510 | -510
2028-02-22 16:00 | 0 | 397.55 | 510 | 308.44 | 2028-02-22 16:00 | 0 | 0 | -171.41 | 0 | 2028-02-22 16:00 | 0 | -362.59 | -510 | -510
2028-02-22 17:00 | 0 | 254.52 | 510 | 442 | 2028-02-22 17:00 | 0 | 0 | -90 | -141.07 | 2028-02-22 17:00 | 0 | -472.86 | -510 | -510
2028-02-22 18:00 | 0 | 126.41 | 510 | 442 | 2028-02-22 18:00 | 0 | 0 | 210 | 22.07 | 2028-02-22 18:00 | 0 | -172.86 | -210 | -210
2028-02-22 19:00 | 0 | 205.76 | 510 | 442 | 2028-02-22 19:00 | 0 | 212.95 | 510 | 322.07 | 2028-02-22 19:00 | 0 | 0 | 90 | 0
2028-02-22 20:00 | 0 | 505 | 510 | 442 | 2028-02-22 20:00 | 0 | 71.11 | 510 | 442 | 2028-02-22 20:00 | 0 | 0 | 0 | 286.37
2028-02-22 21:00 | 0 | 505 | 510 | 442 | 2028-02-22 21:00 | 0 | 71.11 | 510 | 442 | 2028-02-22 21:00 | 0 | 0 | 276.37 | 425.2
2028-02-22 22:00 | 0 | 505 | 510 | 442 | 2028-02-22 22:00 | 0 | 371.11 | 510 | 442 | 2028-02-22 22:00 | 0 | 0 | 510 | 363.58
2028-02-22 23:00 | 0 | 205 | 510 | 442 | 2028-02-22 23:00 | 0 | 147.5 | 510 | 442 | 2028-02-22 23:00 | 0 | 0 | 510 | 314.82
2028-02-23 | 0 | 505 | 510 | 442 | 2028-02-23 | 0 | 427.28 | 510 | 442 | 2028-02-23 | 0 | 300 | 510 | 442
2028-02-23 01:00 | 0 | 317.39 | 510 | 442 | 2028-02-23 01:00 | 0 | 166.73 | 510 | 442 | 2028-02-23 01:00 | 0 | 505 | 510 | 442
2028-02-23 02:00 | 0 | 50.25 | 510 | 442 | 2028-02-23 02:00 | 0 | 0 | 510 | 442 | 2028-02-23 02:00 | 0 | 328.63 | 510 | 442
2028-02-23 03:00 | 0 | 0 | 510 | 442 | 2028-02-23 03:00 | 0 | 0 | 510 | 442 | 2028-02-23 03:00 | 0 | 28.63 | 455.82 | 363.9
2028-02-23 04:00 | 0 | 0 | 510 | 442 | 2028-02-23 04:00 | 0 | 0 | 510 | 442 | 2028-02-23 04:00 | 0 | 0 | 305.76 | 350.8
2028-02-23 05:00 | 0 | 0 | 510 | 442 | 2028-02-23 05:00 | 0 | 0 | 510 | 442 | 2028-02-23 05:00 | 0 | 0 | 5.76 | 397.45
2028-02-23 06:00 | 0 | 0 | 510 | 219.11 | 2028-02-23 06:00 | 0 | 0 | 510 | 442 | 2028-02-23 06:00 | 0 | 0 | -294.24 | 350.31
2028-02-23 07:00 | 0 | 0 | 510 | 333.69 | 2028-02-23 07:00 | 0 | 0 | 510 | 442 | 2028-02-23 07:00 | 0 | 0 | -224.15 | 437.7
2028-02-23 08:00 | 0 | 187.05 | 510 | 442 | 2028-02-23 08:00 | 0 | 0 | 510 | 327.35 | 2028-02-23 08:00 | 0 | 0 | 6.25 | 137.7
2028-02-23 09:00 | 0 | 487.05 | 510 | 199.23 | 2028-02-23 09:00 | 0 | 0 | 510 | 252.88 | 2028-02-23 09:00 | 0 | 0 | -272.65 | -30.27
2028-02-23 10:00 | 0 | 505 | 510 | 442 | 2028-02-23 10:00 | 0 | 69.34 | 510 | 442 | 2028-02-23 10:00 | 0 | 0 | -448.57 | 164.21
2028-02-23 11:00 | 0 | 388.4 | 510 | 442 | 2028-02-23 11:00 | 0 | 0 | 510 | 315.7 | 2028-02-23 11:00 | 0 | 0 | -510 | 0
2028-02-23 12:00 | 0 | 188.78 | 510 | 442 | 2028-02-23 12:00 | 0 | 0 | 510 | 15.7 | 2028-02-23 12:00 | 0 | 0 | -510 | 0
2028-02-23 13:00 | 0 | 488.78 | 510 | 374.88 | 2028-02-23 13:00 | 0 | 0 | 510 | 15.7 | 2028-02-23 13:00 | 0 | 0 | -510 | -116.35
2028-02-23 14:00 | 0 | 505 | 510 | 261.07 | 2028-02-23 14:00 | 0 | 0 | 510 | -40.04 | 2028-02-23 14:00 | 0 | 0 | -389.24 | -183.45
2028-02-23 15:00 | 0 | 379.35 | 336.15 | -38.93 | 2028-02-23 15:00 | 0 | 300 | 316.56 | -340.04 | 2028-02-23 15:00 | 0 | 0 | -89.24 | 0
2028-02-23 16:00 | 0 | 300 | 36.15 | -260.54 | 2028-02-23 16:00 | 0 | 0 | 16.56 | -375.55 | 2028-02-23 16:00 | 0 | 16.78 | 0 | -246.6
2028-02-23 17:00 | 0 | 0 | -263.85 | -510 | 2028-02-23 17:00 | 0 | -300 | -283.44 | -510 | 2028-02-23 17:00 | 0 | -283.22 | -300 | -510
2028-02-23 18:00 | 0 | 0 | -510 | -333.45 | 2028-02-23 18:00 | 0 | -526 | -510 | -510 | 2028-02-23 18:00 | 0 | -526 | -510 | -510
2028-02-23 19:00 | 0 | 0 | -510 | -33.45 | 2028-02-23 19:00 | 0 | -526 | -510 | -510 | 2028-02-23 19:00 | 0 | -526 | -510 | -510
2028-02-23 20:00 | 0 | 0 | -510 | -153.07 | 2028-02-23 20:00 | 0 | -526 | -510 | -510 | 2028-02-23 20:00 | 0 | -526 | -510 | -510
2028-02-23 21:00 | 0 | -300 | -224.27 | -111.86 | 2028-02-23 21:00 | 0 | -300 | -462.04 | -210 | 2028-02-23 21:00 | 0 | -443.47 | -510 | -217.06
2028-02-23 22:00 | 0 | 0 | 75.73 | 188.14 | 2028-02-23 22:00 | 0 | 0 | -162.04 | 90 | 2028-02-23 22:00 | 0 | -143.47 | -210 | 82.94
2028-02-23 23:00 | 0 | 119.81 | 375.73 | 442 | 2028-02-23 23:00 | 0 | 2.62 | 137.96 | 390 | 2028-02-23 23:00 | 0 | 0 | -78.26 | 382.94
2028-02-24 | 0 | 11.33 | 510 | 442 | 2028-02-24 | 0 | 0 | 8 | 442 | 2028-02-24 | 0 | -226 | -210 | 340.86
2028-02-24 01:00 | 0 | 0 | 510 | 280.6 | 2028-02-24 01:00 | 0 | -194.62 | -292 | 142 | 2028-02-24 01:00 | 0 | -526 | -510 | 40.86
2028-02-24 02:00 | 0 | 300 | 510 | 442 | 2028-02-24 02:00 | 0 | 105.38 | 8 | 442 | 2028-02-24 02:00 | 0 | -226 | -210 | 340.86
2028-02-24 03:00 | 0 | 505 | 510 | 329.26 | 2028-02-24 03:00 | 0 | 405.38 | 308 | 442 | 2028-02-24 03:00 | 0 | 74 | 90 | 442
2028-02-24 04:00 | 0 | 505 | 510 | 146.06 | 2028-02-24 04:00 | 0 | 374 | 390 | 390 | 2028-02-24 04:00 | 0 | 374 | 390 | 390
2028-02-24 05:00 | 0 | 505 | 510 | -4.33 | 2028-02-24 05:00 | 0 | 74 | 90 | 90 | 2028-02-24 05:00 | 0 | 74 | 90 | 90
2028-02-24 06:00 | 0 | 300 | 210 | 14.01 | 2028-02-24 06:00 | 0 | -226 | -210 | -210 | 2028-02-24 06:00 | 0 | -226 | -210 | -210
2028-02-24 07:00 | 0 | 0 | -90 | -285.99 | 2028-02-24 07:00 | 0 | -526 | -510 | -510 | 2028-02-24 07:00 | 0 | -526 | -510 | -510
2028-02-24 08:00 | 0 | 300 | 210 | 14.01 | 2028-02-24 08:00 | 0 | -226 | -210 | -210 | 2028-02-24 08:00 | 0 | -226 | -210 | -210
2028-02-24 09:00 | 0 | 0 | 510 | 260.12 | 2028-02-24 09:00 | 0 | -226 | -303.75 | 90 | 2028-02-24 09:00 | 0 | -226 | -211.56 | 0
2028-02-24 10:00 | 0 | 0 | 510 | 442 | 2028-02-24 10:00 | 0 | -526 | -510 | 390 | 2028-02-24 10:00 | 0 | -526 | -510 | 254.17
2028-02-24 11:00 | 0 | 20.2 | 472.7 | 442 | 2028-02-24 11:00 | 0 | -226 | -210 | 442 | 2028-02-24 11:00 | 0 | -226 | -210 | 442
2028-02-24 12:00 | 0 | 320.2 | 510 | 442 | 2028-02-24 12:00 | 0 | 74 | 90 | 442 | 2028-02-24 12:00 | 0 | 74 | 90 | 442
2028-02-24 13:00 | 0 | 22.55 | 210 | 442 | 2028-02-24 13:00 | 0 | -226 | -210 | 442 | 2028-02-24 13:00 | 0 | -226 | -210 | 343
2028-02-24 14:00 | 0 | -56.39 | -90 | 142 | 2028-02-24 14:00 | 0 | -526 | -510 | 142 | 2028-02-24 14:00 | 0 | -526 | -510 | 43
2028-02-24 15:00 | 0 | 0 | 0 | -81.76 | 2028-02-24 15:00 | 0 | -526 | -510 | -158 | 2028-02-24 15:00 | 0 | -526 | -510 | -257
2028-02-24 16:00 | 0 | 0 | 300 | 159.64 | 2028-02-24 16:00 | 0 | -306.96 | -390 | -458 | 2028-02-24 16:00 | 0 | -526 | -510 | -510
2028-02-24 17:00 | 0 | 66.61 | 210 | 142 | 2028-02-24 17:00 | 0 | -68.23 | -90 | -158 | 2028-02-24 17:00 | 0 | -526 | -510 | -510
2028-02-24 18:00 | 0 | 366.61 | 510 | 442 | 2028-02-24 18:00 | 0 | 231.77 | 210 | 142 | 2028-02-24 18:00 | 0 | -226 | -210 | -210
2028-02-24 19:00 | 0 | 505 | 510 | 442 | 2028-02-24 19:00 | 0 | 505 | 510 | 442 | 2028-02-24 19:00 | 0 | 0 | 90 | 0
2028-02-24 20:00 | 0 | 505 | 510 | 442 | 2028-02-24 20:00 | 0 | 505 | 510 | 442 | 2028-02-24 20:00 | 0 | 0 | 390 | 86.32
2028-02-24 21:00 | 0 | 505 | 510 | 442 | 2028-02-24 21:00 | 0 | 505 | 510 | 442 | 2028-02-24 21:00 | 0 | 0 | 510 | 386.32
2028-02-24 22:00 | 0 | 505 | 510 | 442 | 2028-02-24 22:00 | 0 | 505 | 510 | 442 | 2028-02-24 22:00 | 0 | 0 | 510 | 206.8
2028-02-24 23:00 | 0 | 421.98 | 510 | 442 | 2028-02-24 23:00 | 0 | 505 | 510 | 442 | 2028-02-24 23:00 | 0 | 0 | 510 | 276.28
2028-02-25 | 0 | 121.98 | 510 | 347.47 | 2028-02-25 | 0 | 351.61 | 510 | 442 | 2028-02-25 | 0 | 0 | 457.6 | 31.71
2028-02-25 01:00 | 0 | 159.48 | 510 | 442 | 2028-02-25 01:00 | 0 | 96.25 | 510 | 442 | 2028-02-25 01:00 | 0 | 0 | 157.6 | 152.3
2028-02-25 02:00 | 0 | 0 | 510 | 296.01 | 2028-02-25 02:00 | 0 | 0 | 510 | 183.74 | 2028-02-25 02:00 | 0 | 0 | 0 | 0
2028-02-25 03:00 | 0 | 0 | 510 | 292.35 | 2028-02-25 03:00 | 0 | 11.8 | 510 | 225.44 | 2028-02-25 03:00 | 0 | 0 | 300 | 212.24
2028-02-25 04:00 | 0 | 300 | 510 | 442 | 2028-02-25 04:00 | 0 | 311.8 | 510 | 442 | 2028-02-25 04:00 | 0 | 285.1 | 510 | 442
2028-02-25 05:00 | 0 | 0 | 510 | 149.74 | 2028-02-25 05:00 | 0 | 11.8 | 510 | 197.54 | 2028-02-25 05:00 | 0 | 0 | 510 | 209.5
2028-02-25 06:00 | 0 | 300 | 510 | 442 | 2028-02-25 06:00 | 0 | 311.8 | 510 | 442 | 2028-02-25 06:00 | 0 | 300 | 510 | 442
2028-02-25 07:00 | 0 | 205 | 210 | 241.62 | 2028-02-25 07:00 | 0 | 205 | 296.13 | 142 | 2028-02-25 07:00 | 0 | 0 | 210 | 142
2028-02-25 08:00 | 0 | 505 | 510 | 442 | 2028-02-25 08:00 | 0 | 505 | 510 | 442 | 2028-02-25 08:00 | 0 | 74 | 90 | 442
2028-02-25 09:00 | 0 | 505 | 510 | 442 | 2028-02-25 09:00 | 0 | 300 | 488.66 | 442 | 2028-02-25 09:00 | 0 | -226 | -210 | 442
2028-02-25 10:00 | 0 | 205 | 455.33 | 442 | 2028-02-25 10:00 | 0 | 0 | 188.66 | 436.43 | 2028-02-25 10:00 | 0 | -526 | -510 | 249.94
2028-02-25 11:00 | 0 | 204.64 | 510 | 442 | 2028-02-25 11:00 | 0 | -300 | -111.34 | 442 | 2028-02-25 11:00 | 0 | -526 | -510 | 369.91
2028-02-25 12:00 | 0 | 127.84 | 510 | 442 | 2028-02-25 12:00 | 0 | -400.78 | -411.34 | 442 | 2028-02-25 12:00 | 0 | -526 | -510 | 363.62
2028-02-25 13:00 | 0 | 212.26 | 510 | 442 | 2028-02-25 13:00 | 0 | -111.95 | -510 | 391.91 | 2028-02-25 13:00 | 0 | -526 | -510 | 190.06
2028-02-25 14:00 | 0 | 205 | 510 | 378.87 | 2028-02-25 14:00 | 0 | 0 | -287.41 | 391.91 | 2028-02-25 14:00 | 0 | -526 | -510 | 142
2028-02-25 15:00 | 0 | 505 | 510 | 442 | 2028-02-25 15:00 | 0 | 300 | 12.59 | 442 | 2028-02-25 15:00 | 0 | -226 | -210 | 442
2028-02-25 16:00 | 0 | 205 | 224.37 | 442 | 2028-02-25 16:00 | 0 | 0 | -287.41 | 442 | 2028-02-25 16:00 | 0 | -526 | -510 | 442
2028-02-25 17:00 | 0 | 110.32 | 347.51 | 345.57 | 2028-02-25 17:00 | 0 | 0 | 12.59 | 243.48 | 2028-02-25 17:00 | 0 | -526 | -510 | 164.43
2028-02-25 18:00 | 0 | 410.32 | 510 | 442 | 2028-02-25 18:00 | 0 | 74.54 | 312.59 | 442 | 2028-02-25 18:00 | 0 | -526 | -510 | 442
2028-02-25 19:00 | 0 | 505 | 510 | 442 | 2028-02-25 19:00 | 0 | 34.98 | 510 | 442 | 2028-02-25 19:00 | 0 | -526 | -510 | 442
2028-02-25 20:00 | 0 | 505 | 510 | 442 | 2028-02-25 20:00 | 0 | 195.4 | 493.63 | 442 | 2028-02-25 20:00 | 0 | -526 | -510 | 442
2028-02-25 21:00 | 0 | 399.65 | 510 | 442 | 2028-02-25 21:00 | 0 | 0 | 193.63 | 442 | 2028-02-25 21:00 | 0 | -526 | -510 | 442
2028-02-25 22:00 | 0 | 99.65 | 453.77 | 442 | 2028-02-25 22:00 | 0 | -172.89 | -106.37 | 442 | 2028-02-25 22:00 | 0 | -526 | -510 | 442
2028-02-25 23:00 | 0 | 0 | 242.32 | 442 | 2028-02-25 23:00 | 0 | -226 | -282.5 | 258.22 | 2028-02-25 23:00 | 0 | -526 | -510 | 142
2028-02-26 | 0 | 0 | 0 | 142 | 2028-02-26 | 0 | 0 | -299.04 | 0 | 2028-02-26 | 0 | -526 | -510 | -158
2028-02-26 01:00 | 0 | 0 | 66.32 | 70.11 | 2028-02-26 01:00 | 0 | 0 | 0 | 0 | 2028-02-26 01:00 | 0 | -237.93 | -300 | 115.13
2028-02-26 02:00 | 0 | 300 | 366.32 | 370.11 | 2028-02-26 02:00 | 0 | 300 | 300 | 300 | 2028-02-26 02:00 | 0 | 62.07 | 0 | 415.13
2028-02-26 03:00 | 0 | 0 | 477.03 | 70.11 | 2028-02-26 03:00 | 0 | 0 | 0 | 0 | 2028-02-26 03:00 | 0 | -237.93 | -300 | 115.13
2028-02-26 04:00 | 0 | 0 | 177.03 | 29.79 | 2028-02-26 04:00 | 0 | 0 | 0 | 0 | 2028-02-26 04:00 | 0 | -526 | -510 | -184.87
2028-02-26 05:00 | 0 | 0 | 24.68 | 0 | 2028-02-26 05:00 | 0 | 0 | -300 | 0 | 2028-02-26 05:00 | 0 | -526 | -510 | -484.87
2028-02-26 06:00 | 0 | 0 | 0 | 0 | 2028-02-26 06:00 | 0 | 0 | -13.71 | 0 | 2028-02-26 06:00 | 0 | -501.62 | -510 | -408.48
2028-02-26 07:00 | 0 | 0 | 53.16 | 83.87 | 2028-02-26 07:00 | 0 | 110.34 | 210 | 142 | 2028-02-26 07:00 | 0 | -201.62 | -210 | -108.48
2028-02-26 08:00 | 0 | 201.24 | 353.16 | 383.87 | 2028-02-26 08:00 | 0 | 410.34 | 510 | 442 | 2028-02-26 08:00 | 0 | -97.97 | -210 | 191.52
2028-02-26 09:00 | 0 | 278.84 | 510 | 442 | 2028-02-26 09:00 | 0 | 110.34 | 300 | 373.63 | 2028-02-26 09:00 | 0 | -397.97 | -510 | 106.47
2028-02-26 10:00 | 0 | 397.73 | 510 | 442 | 2028-02-26 10:00 | 0 | 0 | 0 | 100.71 | 2028-02-26 10:00 | 0 | -526 | -510 | -64.79
2028-02-26 11:00 | 0 | 262.22 | 510 | 442 | 2028-02-26 11:00 | 0 | 0 | -291.3 | 59.95 | 2028-02-26 11:00 | 0 | -526 | -510 | -112.96
2028-02-26 12:00 | 0 | 170.33 | 510 | 442 | 2028-02-26 12:00 | 0 | 0 | -462.75 | 0 | 2028-02-26 12:00 | 0 | -526 | -510 | -333.04
2028-02-26 13:00 | 0 | 204.76 | 401.28 | 142 | 2028-02-26 13:00 | 0 | 0 | -263.87 | 0 | 2028-02-26 13:00 | 0 | -526 | -510 | -362.49
2028-02-26 14:00 | 0 | 504.76 | 510 | 294.13 | 2028-02-26 14:00 | 0 | 0 | -263.87 | 0 | 2028-02-26 14:00 | 0 | -526 | -510 | -310.76
2028-02-26 15:00 | 0 | 224.29 | 510 | -5.87 | 2028-02-26 15:00 | 0 | 0 | 0 | -25.64 | 2028-02-26 15:00 | 0 | -300 | -368.64 | -165.98
2028-02-26 16:00 | 0 | 436.44 | 510 | 198.88 | 2028-02-26 16:00 | 0 | 44.18 | 300 | 176.39 | 2028-02-26 16:00 | 0 | 0 | -68.64 | -3.98
2028-02-26 17:00 | 0 | 345.89 | 510 | 366.73 | 2028-02-26 17:00 | 0 | 300 | 153.74 | 268.8 | 2028-02-26 17:00 | 0 | 300 | 231.36 | 43.19
2028-02-26 18:00 | 0 | 268.51 | 510 | 442 | 2028-02-26 18:00 | 0 | 0 | -146.26 | -31.2 | 2028-02-26 18:00 | 0 | 0 | -68.64 | -256.81
2028-02-26 19:00 | 0 | 268.51 | 510 | 406.74 | 2028-02-26 19:00 | 0 | -73.27 | -90 | -158 | 2028-02-26 19:00 | 0 | -37.33 | -90 | -158
2028-02-26 20:00 | 0 | 395.57 | 510 | 442 | 2028-02-26 20:00 | 0 | 226.73 | 210 | 142 | 2028-02-26 20:00 | 0 | 262.67 | 210 | 142
2028-02-26 21:00 | 0 | 505 | 510 | 442 | 2028-02-26 21:00 | 0 | 505 | 510 | 442 | 2028-02-26 21:00 | 0 | 505 | 510 | 442
2028-02-26 22:00 | 0 | 505 | 510 | 432.69 | 2028-02-26 22:00 | 0 | 505 | 510 | 442 | 2028-02-26 22:00 | 0 | 505 | 510 | 337.86
2028-02-26 23:00 | 0 | 357.44 | 510 | 372.11 | 2028-02-26 23:00 | 0 | 415.55 | 510 | 412.6 | 2028-02-26 23:00 | 0 | 505 | 510 | 295.12
2028-02-27 | 0 | 479.29 | 510 | 379.22 | 2028-02-27 | 0 | 203.35 | 510 | 350.89 | 2028-02-27 | 0 | 505 | 510 | 322.56
2028-02-27 01:00 | 0 | 400.72 | 510 | 312.96 | 2028-02-27 01:00 | 0 | 491.63 | 510 | 282.43 | 2028-02-27 01:00 | 0 | 505 | 510 | 251.89
2028-02-27 02:00 | 0 | 300.05 | 510 | 256.79 | 2028-02-27 02:00 | 0 | 290.14 | 510 | 216.64 | 2028-02-27 02:00 | 0 | 205 | 510 | 96.49
2028-02-27 03:00 | 0 | 419.59 | 510 | 260.32 | 2028-02-27 03:00 | 0 | 106.05 | 510 | 173.74 | 2028-02-27 03:00 | 0 | 393.52 | 510 | 87.17
2028-02-27 04:00 | 0 | 119.59 | 510 | -39.68 | 2028-02-27 04:00 | 0 | 69.14 | 418.36 | -126.26 | 2028-02-27 04:00 | 0 | 93.52 | 210 | -212.83
2028-02-27 05:00 | 0 | 0 | 510 | 193.75 | 2028-02-27 05:00 | 0 | 0 | 118.36 | 0 | 2028-02-27 05:00 | 0 | 0 | -90 | -130.24
2028-02-27 06:00 | 0 | 28.96 | 510 | 99.75 | 2028-02-27 06:00 | 0 | 0 | 254.99 | 0 | 2028-02-27 06:00 | 0 | 0 | 63.78 | 0
2028-02-27 07:00 | 0 | 302.41 | 510 | 0.94 | 2028-02-27 07:00 | 0 | 0 | 437.44 | 61.77 | 2028-02-27 07:00 | 0 | 0 | 121.44 | 0
2028-02-27 08:00 | 0 | 272.72 | 510 | 300.94 | 2028-02-27 08:00 | 0 | 0 | 274.77 | 361.77 | 2028-02-27 08:00 | 0 | 0 | 83.39 | 0
2028-02-27 09:00 | 0 | 360.22 | 510 | 442 | 2028-02-27 09:00 | 0 | 0 | -25.23 | 146.77 | 2028-02-27 09:00 | 0 | -226 | -216.61 | 77.76
2028-02-27 10:00 | 0 | 346.28 | 510 | 442 | 2028-02-27 10:00 | 0 | 0 | -325.23 | 0 | 2028-02-27 10:00 | 0 | -526 | -510 | -9.93
2028-02-27 11:00 | 0 | 46.28 | 510 | 442 | 2028-02-27 11:00 | 0 | 0 | -510 | 119.82 | 2028-02-27 11:00 | 0 | -526 | -510 | 12.59
2028-02-27 12:00 | 0 | 0 | 510 | 216.94 | 2028-02-27 12:00 | 0 | -173.99 | -510 | -106.55 | 2028-02-27 12:00 | 0 | -526 | -510 | -210
2028-02-27 13:00 | 0 | 0 | 510 | 202.78 | 2028-02-27 13:00 | 0 | 0 | -510 | -406.55 | 2028-02-27 13:00 | 0 | -526 | -510 | -510
2028-02-27 14:00 | 0 | 0 | 510 | 291.57 | 2028-02-27 14:00 | 0 | 0 | -510 | -363.38 | 2028-02-27 14:00 | 0 | -526 | -510 | -210
2028-02-27 15:00 | 0 | 230.11 | 510 | 161.3 | 2028-02-27 15:00 | 0 | 0 | -510 | -63.38 | 2028-02-27 15:00 | 0 | -226 | -510 | -509.15
2028-02-27 16:00 | 0 | 203.67 | 273.79 | 118.64 | 2028-02-27 16:00 | 0 | 0 | -312.34 | 0 | 2028-02-27 16:00 | 0 | 0 | -510 | -209.17
2028-02-27 17:00 | 0 | 0 | -26.21 | 13.51 | 2028-02-27 17:00 | 0 | 0 | -201.69 | 0 | 2028-02-27 17:00 | 0 | -226 | -210 | -210
2028-02-27 18:00 | 0 | -300 | -326.21 | -114.73 | 2028-02-27 18:00 | 0 | -300 | -501.69 | -300 | 2028-02-27 18:00 | 0 | -526 | -510 | -510
2028-02-27 19:00 | 0 | -526 | -510 | -241.88 | 2028-02-27 19:00 | 0 | -526 | -510 | -510 | 2028-02-27 19:00 | 0 | -526 | -510 | -510
2028-02-27 20:00 | 0 | -226 | -210 | 58.12 | 2028-02-27 20:00 | 0 | -300 | -300 | -300 | 2028-02-27 20:00 | 0 | -526 | -510 | -466.72
2028-02-27 21:00 | 0 | 74 | 90 | 358.12 | 2028-02-27 21:00 | 0 | 0 | 0 | 0 | 2028-02-27 21:00 | 0 | -226 | -210 | -166.72
2028-02-27 22:00 | 0 | 80.52 | 390 | 442 | 2028-02-27 22:00 | 0 | 0 | 0 | 105.53 | 2028-02-27 22:00 | 0 | 0 | -110.57 | 133.28
2028-02-27 23:00 | 0 | 0 | 111.27 | 142 | 2028-02-27 23:00 | 0 | -207.61 | -300 | 102.05 | 2028-02-27 23:00 | 0 | -300 | -410.57 | 137.8
2028-02-28 | 0 | 238.59 | 411.27 | 442 | 2028-02-28 | 0 | 0 | -126.3 | 304.35 | 2028-02-28 | 0 | 0 | -403.87 | 391.75
2028-02-28 01:00 | 0 | 300 | 361.77 | 442 | 2028-02-28 01:00 | 0 | 89.22 | 173.7 | 442 | 2028-02-28 01:00 | 0 | -114.54 | -303.24 | 442
2028-02-28 02:00 | 0 | 0 | 61.77 | 442 | 2028-02-28 02:00 | 0 | 0 | -126.3 | 419.74 | 2028-02-28 02:00 | 0 | -414.54 | -510 | 442
2028-02-28 03:00 | 0 | 0 | 200.83 | 442 | 2028-02-28 03:00 | 0 | 0 | 173.7 | 395.81 | 2028-02-28 03:00 | 0 | -114.54 | -293.75 | 383.57
2028-02-28 04:00 | 0 | 0 | 280.41 | 442 | 2028-02-28 04:00 | 0 | 253.99 | 23.02 | 442 | 2028-02-28 04:00 | 0 | 185.46 | 6.25 | 442
2028-02-28 05:00 | 0 | 0 | 0 | 433.79 | 2028-02-28 05:00 | 0 | 0 | -276.98 | 335.62 | 2028-02-28 05:00 | 0 | -114.54 | -293.75 | 364.41
2028-02-28 06:00 | 0 | 0 | 0 | 133.79 | 2028-02-28 06:00 | 0 | 0 | 0 | 63.28 | 2028-02-28 06:00 | 0 | 0 | -99.81 | 64.41
2028-02-28 07:00 | 0 | 300 | 300 | 363.28 | 2028-02-28 07:00 | 0 | 300 | 300 | 363.28 | 2028-02-28 07:00 | 0 | 300 | 200.19 | 364.41
2028-02-28 08:00 | 0 | 0 | 0 | 63.28 | 2028-02-28 08:00 | 0 | 0 | 0 | 63.28 | 2028-02-28 08:00 | 0 | 13.11 | -99.81 | 64.41
2028-02-28 09:00 | 0 | 0 | 0 | -51.77 | 2028-02-28 09:00 | 0 | -204.31 | -300 | -236.72 | 2028-02-28 09:00 | 0 | -286.89 | -399.81 | -235.59
2028-02-28 10:00 | 0 | 0 | 300 | 101.03 | 2028-02-28 10:00 | 0 | 0 | -454.73 | 0 | 2028-02-28 10:00 | 0 | -526 | -510 | -510
2028-02-28 11:00 | 0 | 0 | 335.53 | 142 | 2028-02-28 11:00 | 0 | 0 | -417.65 | -24.44 | 2028-02-28 11:00 | 0 | -526 | -510 | -210
2028-02-28 12:00 | 0 | 254.61 | 300 | 442 | 2028-02-28 12:00 | 0 | 0 | -117.65 | 254.58 | 2028-02-28 12:00 | 0 | -526 | -510 | 90
2028-02-28 13:00 | 0 | -0.67 | 0 | 442 | 2028-02-28 13:00 | 0 | -300 | -209.82 | 442 | 2028-02-28 13:00 | 0 | -526 | -510 | 390
2028-02-28 14:00 | 0 | 291.44 | 300 | 442 | 2028-02-28 14:00 | 0 | 0 | 90.18 | 442 | 2028-02-28 14:00 | 0 | -526 | -510 | 442
2028-02-28 15:00 | 0 | 136.2 | 510 | 442 | 2028-02-28 15:00 | 0 | 300 | 390.18 | 442 | 2028-02-28 15:00 | 0 | -226 | -510 | 442
2028-02-28 16:00 | 0 | 331.49 | 510 | 442 | 2028-02-28 16:00 | 0 | 505 | 510 | 442 | 2028-02-28 16:00 | 0 | -111.24 | -510 | 397.26
2028-02-28 17:00 | 0 | 505 | 510 | 442 | 2028-02-28 17:00 | 0 | 505 | 510 | 442 | 2028-02-28 17:00 | 0 | 0 | -510 | 442
2028-02-28 18:00 | 0 | 505 | 510 | 442 | 2028-02-28 18:00 | 0 | 505 | 510 | 442 | 2028-02-28 18:00 | 0 | -226 | -510 | 442
2028-02-28 19:00 | 0 | 301.36 | 510 | 442 | 2028-02-28 19:00 | 0 | 424.15 | 510 | 442 | 2028-02-28 19:00 | 0 | -526 | -510 | 442
2028-02-28 20:00 | 0 | 265.61 | 510 | 442 | 2028-02-28 20:00 | 0 | 505 | 510 | 442 | 2028-02-28 20:00 | 0 | -227.04 | -510 | 442
2028-02-28 21:00 | 0 | 28.06 | 510 | 442 | 2028-02-28 21:00 | 0 | 300 | 474.45 | 442 | 2028-02-28 21:00 | 0 | -227.04 | -510 | 434.2
2028-02-28 22:00 | 0 | 205 | 510 | 442 | 2028-02-28 22:00 | 0 | 0 | 174.45 | 142 | 2028-02-28 22:00 | 0 | -526 | -510 | 134.2
2028-02-28 23:00 | 0 | 505 | 510 | 442 | 2028-02-28 23:00 | 0 | 300 | 474.45 | 442 | 2028-02-28 23:00 | 0 | -226 | -210 | 434.2
2028-02-29 | 0 | 505 | 510 | 442 | 2028-02-29 | 0 | 505 | 510 | 442 | 2028-02-29 | 0 | 74 | 90 | 442
2028-02-29 01:00 | 0 | 474.76 | 510 | 399.28 | 2028-02-29 01:00 | 0 | 417.19 | 510 | 442 | 2028-02-29 01:00 | 0 | 374 | 390 | 442
2028-02-29 02:00 | 0 | 174.76 | 210 | 99.28 | 2028-02-29 02:00 | 0 | 117.19 | 210 | 142 | 2028-02-29 02:00 | 0 | 198.55 | 90 | 179.52
2028-02-29 03:00 | 0 | 0 | 171.14 | 0 | 2028-02-29 03:00 | 0 | -95.51 | -90 | -146.3 | 2028-02-29 03:00 | 0 | 0 | -210 | -120.48
2028-02-29 04:00 | 0 | 300 | 471.14 | 300 | 2028-02-29 04:00 | 0 | -226 | -210 | 153.7 | 2028-02-29 04:00 | 0 | -226 | -210 | 47.21
2028-02-29 05:00 | 0 | 0 | 171.14 | 0 | 2028-02-29 05:00 | 0 | -526 | -510 | -146.3 | 2028-02-29 05:00 | 0 | -526 | -510 | -252.79
2028-02-29 06:00 | 0 | 0 | -26.34 | 0 | 2028-02-29 06:00 | 0 | -526 | -510 | -183.99 | 2028-02-29 06:00 | 0 | -526 | -510 | -510
2028-02-29 07:00 | 0 | 0 | 0 | 281.81 | 2028-02-29 07:00 | 0 | -526 | -510 | -21.87 | 2028-02-29 07:00 | 0 | -526 | -510 | -510
2028-02-29 08:00 | 0 | 0 | -223.16 | 230.12 | 2028-02-29 08:00 | 0 | -526 | -510 | -321.87 | 2028-02-29 08:00 | 0 | -526 | -510 | -510
2028-02-29 09:00 | 0 | 0 | 21.35 | 53.94 | 2028-02-29 09:00 | 0 | -526 | -510 | -159.38 | 2028-02-29 09:00 | 0 | -395 | -470.29 | -369
2028-02-29 10:00 | 0 | 300 | 321.35 | 353.94 | 2028-02-29 10:00 | 0 | -226 | -210 | 140.62 | 2028-02-29 10:00 | 0 | -95 | -170.29 | -69
2028-02-29 11:00 | 0 | 505 | 510 | 442 | 2028-02-29 11:00 | 0 | 74 | 90 | 440.62 | 2028-02-29 11:00 | 0 | 205 | 129.71 | 231
2028-02-29 12:00 | 0 | 505 | 510 | 442 | 2028-02-29 12:00 | 0 | 374 | 390 | 442 | 2028-02-29 12:00 | 0 | 505 | 429.71 | 442
2028-02-29 13:00 | 0 | 505 | 510 | 442 | 2028-02-29 13:00 | 0 | 374 | 308.31 | 434.44 | 2028-02-29 13:00 | 0 | 374 | 352.71 | 390
2028-02-29 14:00 | 0 | 300 | 210 | 186.35 | 2028-02-29 14:00 | 0 | 74 | 8.31 | 134.44 | 2028-02-29 14:00 | 0 | 74 | 52.71 | 90
2028-02-29 15:00 | 0 | 0 | -90 | -113.65 | 2028-02-29 15:00 | 0 | -226 | -291.69 | -165.56 | 2028-02-29 15:00 | 0 | -226 | -247.29 | -210
2028-02-29 16:00 | 0 | 0 | 145.56 | 0 | 2028-02-29 16:00 | 0 | -526 | -510 | -465.56 | 2028-02-29 16:00 | 0 | -526 | -510 | -510
2028-02-29 17:00 | 0 | 0 | 445.56 | 39.04 | 2028-02-29 17:00 | 0 | -526 | -510 | -465.64 | 2028-02-29 17:00 | 0 | -526 | -510 | -510
2028-02-29 18:00 | 0 | 0 | 510 | 339.04 | 2028-02-29 18:00 | 0 | -526 | -510 | -475.88 | 2028-02-29 18:00 | 0 | -526 | -510 | -510
2028-02-29 19:00 | 0 | 0 | 510 | 159.31 | 2028-02-29 19:00 | 0 | -526 | -510 | -510 | 2028-02-29 19:00 | 0 | -526 | -510 | -510
2028-02-29 20:00 | 0 | 0 | 510 | 0 | 2028-02-29 20:00 | 0 | -526 | -510 | -453.14 | 2028-02-29 20:00 | 0 | -526 | -510 | -510
2028-02-29 21:00 | 0 | 0 | 426.52 | 90.43 | 2028-02-29 21:00 | 0 | -226 | -210 | -153.14 | 2028-02-29 21:00 | 0 | -226 | -210 | -210
2028-02-29 22:00 | 0 | 300 | 510 | 390.43 | 2028-02-29 22:00 | 0 | 74 | 90 | 146.86 | 2028-02-29 22:00 | 0 | 74 | 90 | 90
2028-02-29 23:00 | 0 | 505 | 510 | 243.25 | 2028-02-29 23:00 | 0 | 374 | 390 | 232.39 | 2028-02-29 23:00 | 0 | 374 | 390 | 231.23
2028-03-01 | 0 | 505 | 510 | 206.44 | 2028-03-01 | 0 | 505 | 510 | 220.2 | 2028-03-01 | 0 | 505 | 510 | 442
2028-03-01 01:00 | 0 | 505 | 510 | 46.43 | 2028-03-01 01:00 | 0 | 505 | 510 | 128.65 | 2028-03-01 01:00 | 0 | 505 | 510 | 399.82
2028-03-01 02:00 | 0 | 505 | 510 | 48.22 | 2028-03-01 02:00 | 0 | 505 | 510 | 180.19 | 2028-03-01 02:00 | 0 | 505 | 510 | 99.82
2028-03-01 03:00 | 0 | 505 | 510 | 74.72 | 2028-03-01 03:00 | 0 | 505 | 510 | 101.66 | 2028-03-01 03:00 | 0 | 505 | 510 | 304.1
2028-03-01 04:00 | 0 | 505 | 510 | 8.74 | 2028-03-01 04:00 | 0 | 505 | 510 | 197.51 | 2028-03-01 04:00 | 0 | 505 | 510 | 442
2028-03-01 05:00 | 0 | 505 | 510 | 71.03 | 2028-03-01 05:00 | 0 | 374 | 390 | 390 | 2028-03-01 05:00 | 0 | 374 | 390 | 318.2
2028-03-01 06:00 | 0 | 505 | 510 | 90.53 | 2028-03-01 06:00 | 0 | 74 | 90 | 90 | 2028-03-01 06:00 | 0 | 74 | 90 | 90
2028-03-01 07:00 | 0 | 300 | 281.53 | 259.97 | 2028-03-01 07:00 | 0 | -226 | -210 | -210 | 2028-03-01 07:00 | 0 | -226 | -210 | -210
2028-03-01 08:00 | 0 | 0 | -18.47 | -40.03 | 2028-03-01 08:00 | 0 | -526 | -510 | -510 | 2028-03-01 08:00 | 0 | -526 | -510 | -510
2028-03-01 09:00 | 0 | 205 | 274.11 | 142 | 2028-03-01 09:00 | 0 | -226 | -210 | -210 | 2028-03-01 09:00 | 0 | -226 | -210 | -210
2028-03-01 10:00 | 0 | 505 | 510 | 442 | 2028-03-01 10:00 | 0 | 74 | 90 | 90 | 2028-03-01 10:00 | 0 | 74 | 90 | 90
2028-03-01 11:00 | 0 | 505 | 510 | 442 | 2028-03-01 11:00 | 0 | 374 | 390 | 390 | 2028-03-01 11:00 | 0 | 374 | 390 | 390
2028-03-01 12:00 | 0 | 494.74 | 510 | 442 | 2028-03-01 12:00 | 0 | 74 | 90 | 424.6 | 2028-03-01 12:00 | 0 | 74 | 90 | 338.1
2028-03-01 13:00 | 0 | 194.74 | 210 | 142 | 2028-03-01 13:00 | 0 | -226 | -210 | 124.6 | 2028-03-01 13:00 | 0 | -226 | -210 | 38.1
2028-03-01 14:00 | 0 | 421.38 | 510 | 442 | 2028-03-01 14:00 | 0 | -526 | -510 | -47.34 | 2028-03-01 14:00 | 0 | -526 | -510 | -261.9
2028-03-01 15:00 | 0 | 205 | 476.21 | 320.92 | 2028-03-01 15:00 | 0 | -226 | -210 | 195.89 | 2028-03-01 15:00 | 0 | -526 | -510 | -41.91
2028-03-01 16:00 | 0 | 505 | 510 | 409.7 | 2028-03-01 16:00 | 0 | 74 | 90 | 186.2 | 2028-03-01 16:00 | 0 | -259.16 | -210 | 121.9
2028-03-01 17:00 | 0 | 505 | 510 | 442 | 2028-03-01 17:00 | 0 | 374 | 390 | 442 | 2028-03-01 17:00 | 0 | 40.84 | 90 | 421.9
2028-03-01 18:00 | 0 | 505 | 510 | 442 | 2028-03-01 18:00 | 0 | 505 | 510 | 442 | 2028-03-01 18:00 | 0 | 40.84 | 390 | 442
2028-03-01 19:00 | 0 | 505 | 510 | 442 | 2028-03-01 19:00 | 0 | 505 | 510 | 442 | 2028-03-01 19:00 | 0 | 90.68 | 510 | 442
2028-03-01 20:00 | 0 | 505 | 510 | 442 | 2028-03-01 20:00 | 0 | 505 | 510 | 442 | 2028-03-01 20:00 | 0 | 90.68 | 510 | 442
2028-03-01 21:00 | 0 | 505 | 510 | 142 | 2028-03-01 21:00 | 0 | 505 | 510 | 434.63 | 2028-03-01 21:00 | 0 | 390.68 | 510 | 442
2028-03-01 22:00 | 0 | 445.7 | 510 | -39.39 | 2028-03-01 22:00 | 0 | 505 | 510 | 253.18 | 2028-03-01 22:00 | 0 | 90.68 | 510 | 352.94
2028-03-01 23:00 | 0 | 505 | 510 | 260.61 | 2028-03-01 23:00 | 0 | 505 | 510 | 442 | 2028-03-01 23:00 | 0 | 90.68 | 510 | 442
2028-03-02 | 0 | 505 | 510 | 442 | 2028-03-02 | 0 | 505 | 510 | 442 | 2028-03-02 | 0 | 313.68 | 510 | 442
2028-03-02 01:00 | 0 | 505 | 510 | 442 | 2028-03-02 01:00 | 0 | 462.3 | 510 | 442 | 2028-03-02 01:00 | 0 | 405.4 | 510 | 442
2028-03-02 02:00 | 0 | 505 | 510 | 442 | 2028-03-02 02:00 | 0 | 505 | 510 | 442 | 2028-03-02 02:00 | 0 | 105.4 | 510 | 442
2028-03-02 03:00 | 0 | 505 | 510 | 442 | 2028-03-02 03:00 | 0 | 505 | 510 | 442 | 2028-03-02 03:00 | 0 | 0 | 510 | 442
2028-03-02 04:00 | 0 | 505 | 510 | 442 | 2028-03-02 04:00 | 0 | 505 | 510 | 442 | 2028-03-02 04:00 | 0 | 0 | 210 | 442
2028-03-02 05:00 | 0 | 505 | 510 | 442 | 2028-03-02 05:00 | 0 | 505 | 510 | 442 | 2028-03-02 05:00 | 0 | 0 | 290.34 | 442
2028-03-02 06:00 | 0 | 258.68 | 510 | 355.99 | 2028-03-02 06:00 | 0 | 205 | 510 | 410.33 | 2028-03-02 06:00 | 0 | 0 | 0 | 442
2028-03-02 07:00 | 0 | 0 | 327.19 | 55.99 | 2028-03-02 07:00 | 0 | 0 | 272.79 | 110.33 | 2028-03-02 07:00 | 0 | 0 | -210 | 159.91
2028-03-02 08:00 | 0 | 205 | 484.67 | 142 | 2028-03-02 08:00 | 0 | 0 | 0 | 197.32 | 2028-03-02 08:00 | 0 | -233.62 | -510 | 142
2028-03-02 09:00 | 0 | 505 | 510 | 442 | 2028-03-02 09:00 | 0 | 0 | -115.02 | 442 | 2028-03-02 09:00 | 0 | -487.66 | -510 | 442
2028-03-02 10:00 | 0 | 359.65 | 510 | 442 | 2028-03-02 10:00 | 0 | -71.75 | -210 | 442 | 2028-03-02 10:00 | 0 | -526 | -510 | 442
2028-03-02 11:00 | 0 | 59.65 | 210 | 298.26 | 2028-03-02 11:00 | 0 | -371.75 | -510 | 439.87 | 2028-03-02 11:00 | 0 | -526 | -510 | 442
2028-03-02 12:00 | 0 | -0.49 | -90 | -1.74 | 2028-03-02 12:00 | 0 | -526 | -510 | 139.87 | 2028-03-02 12:00 | 0 | -526 | -510 | 241.8
2028-03-02 13:00 | 0 | -68.61 | -390 | 94.52 | 2028-03-02 13:00 | 0 | -526 | -510 | 439.87 | 2028-03-02 13:00 | 0 | -526 | -510 | 347.36
2028-03-02 14:00 | 0 | -121.9 | -390 | 261.87 | 2028-03-02 14:00 | 0 | -526 | -510 | 442 | 2028-03-02 14:00 | 0 | -526 | -510 | 442
2028-03-02 15:00 | 0 | -17.75 | -90 | 122.35 | 2028-03-02 15:00 | 0 | -300 | -310.42 | 385.77 | 2028-03-02 15:00 | 0 | -526 | -510 | 213.54
2028-03-02 16:00 | 0 | 168.63 | 210 | 253.86 | 2028-03-02 16:00 | 0 | 0 | -10.42 | 442 | 2028-03-02 16:00 | 0 | -526 | -510 | 442
2028-03-02 17:00 | 0 | 468.63 | 510 | 442 | 2028-03-02 17:00 | 0 | 300 | 289.58 | 442 | 2028-03-02 17:00 | 0 | -226 | -508.06 | 442
2028-03-02 18:00 | 0 | 278.09 | 510 | 442 | 2028-03-02 18:00 | 0 | 505 | 510 | 442 | 2028-03-02 18:00 | 0 | -526 | -510 | 442
2028-03-02 19:00 | 0 | 505 | 510 | 442 | 2028-03-02 19:00 | 0 | 390.98 | 510 | 442 | 2028-03-02 19:00 | 0 | -300 | -510 | 442
2028-03-02 20:00 | 0 | 505 | 510 | 442 | 2028-03-02 20:00 | 0 | 505 | 510 | 442 | 2028-03-02 20:00 | 0 | 0 | -210 | 442
2028-03-02 21:00 | 0 | 505 | 510 | 442 | 2028-03-02 21:00 | 0 | 505 | 510 | 442 | 2028-03-02 21:00 | 0 | 0 | 0 | 442
2028-03-02 22:00 | 0 | 444.59 | 510 | 442 | 2028-03-02 22:00 | 0 | 505 | 510 | 442 | 2028-03-02 22:00 | 0 | 0 | -8.26 | 442
2028-03-02 23:00 | 0 | 343.59 | 510 | 442 | 2028-03-02 23:00 | 0 | 205 | 510 | 442 | 2028-03-02 23:00 | 0 | 0 | -142.56 | 442
2028-03-03 | 0 | 505 | 510 | 442 | 2028-03-03 | 0 | 128.88 | 510 | 442 | 2028-03-03 | 0 | 0 | -134.41 | 304.32
2028-03-03 01:00 | 0 | 428.32 | 510 | 442 | 2028-03-03 01:00 | 0 | 91.86 | 510 | 442 | 2028-03-03 01:00 | 0 | 0 | 15.51 | 61.72
2028-03-03 02:00 | 0 | 285.44 | 510 | 442 | 2028-03-03 02:00 | 0 | 285.44 | 510 | 442 | 2028-03-03 02:00 | 0 | 0 | 0 | 273.03
2028-03-03 03:00 | 0 | 418.84 | 510 | 442 | 2028-03-03 03:00 | 0 | 205 | 510 | 433.64 | 2028-03-03 03:00 | 0 | 205 | 270.87 | 372.1
2028-03-03 04:00 | 0 | 505 | 510 | 442 | 2028-03-03 04:00 | 0 | 505 | 510 | 442 | 2028-03-03 04:00 | 0 | 505 | 510 | 442
2028-03-03 05:00 | 0 | 297.99 | 510 | 390.36 | 2028-03-03 05:00 | 0 | 205 | 510 | 142 | 2028-03-03 05:00 | 0 | 205 | 210 | 142
2028-03-03 06:00 | 0 | 297.99 | 510 | 442 | 2028-03-03 06:00 | 0 | 205 | 510 | 142 | 2028-03-03 06:00 | 0 | 0 | 210 | 85.97
2028-03-03 07:00 | 0 | 505 | 510 | 442 | 2028-03-03 07:00 | 0 | 505 | 510 | 442 | 2028-03-03 07:00 | 0 | 300 | 510 | 385.97
2028-03-03 08:00 | 0 | 505 | 510 | 331.8 | 2028-03-03 08:00 | 0 | 505 | 510 | 263.29 | 2028-03-03 08:00 | 0 | 505 | 510 | 142
2028-03-03 09:00 | 0 | 505 | 510 | 442 | 2028-03-03 09:00 | 0 | 205 | 510 | 442 | 2028-03-03 09:00 | 0 | 205 | 210 | 442
2028-03-03 10:00 | 0 | 505 | 510 | 442 | 2028-03-03 10:00 | 0 | 0 | 210 | 142 | 2028-03-03 10:00 | 0 | 0 | -90 | 142
2028-03-03 11:00 | 0 | 351.51 | 510 | 442 | 2028-03-03 11:00 | 0 | 0 | 0 | 0 | 2028-03-03 11:00 | 0 | 0 | -390 | -82.81
2028-03-03 12:00 | 0 | 386.73 | 510 | 403.23 | 2028-03-03 12:00 | 0 | 0 | 0 | 0 | 2028-03-03 12:00 | 0 | -80.33 | -510 | -382.81
2028-03-03 13:00 | 0 | 505 | 510 | 442 | 2028-03-03 13:00 | 0 | 0 | 214.2 | 0 | 2028-03-03 13:00 | 0 | 0 | -510 | -102.5
2028-03-03 14:00 | 0 | 310.55 | 510 | 423.92 | 2028-03-03 14:00 | 0 | 0 | 214.2 | 113.27 | 2028-03-03 14:00 | 0 | 0 | -276.3 | -71.35
2028-03-03 15:00 | 0 | 505 | 510 | 442 | 2028-03-03 15:00 | 0 | 16.21 | 510 | 413.27 | 2028-03-03 15:00 | 0 | 0 | 23.7 | 228.65
2028-03-03 16:00 | 0 | 396.81 | 510 | 258.26 | 2028-03-03 16:00 | 0 | 316.21 | 510 | 142 | 2028-03-03 16:00 | 0 | 205 | 323.7 | -71.35
2028-03-03 17:00 | 0 | 505 | 510 | 351.78 | 2028-03-03 17:00 | 0 | 505 | 510 | 442 | 2028-03-03 17:00 | 0 | 505 | 510 | 228.65
2028-03-03 18:00 | 0 | 282.26 | 510 | 348.34 | 2028-03-03 18:00 | 0 | 205 | 510 | 434.67 | 2028-03-03 18:00 | 0 | 205 | 210 | -71.35
2028-03-03 19:00 | 0 | 505 | 510 | 367.39 | 2028-03-03 19:00 | 0 | 0 | 510 | 442 | 2028-03-03 19:00 | 0 | -95 | -90 | -186.34
2028-03-03 20:00 | 0 | 505 | 510 | 442 | 2028-03-03 20:00 | 0 | 205 | 510 | 442 | 2028-03-03 20:00 | 0 | 205 | 210 | 113.66
2028-03-03 21:00 | 0 | 505 | 510 | 442 | 2028-03-03 21:00 | 0 | 505 | 510 | 442 | 2028-03-03 21:00 | 0 | 505 | 510 | 413.66
2028-03-03 22:00 | 0 | 505 | 510 | 442 | 2028-03-03 22:00 | 0 | 505 | 510 | 442 | 2028-03-03 22:00 | 0 | 505 | 510 | 442
2028-03-03 23:00 | 0 | 505 | 510 | 381.23 | 2028-03-03 23:00 | 0 | 505 | 510 | 442 | 2028-03-03 23:00 | 0 | 505 | 510 | 442
2028-03-04 | 0 | 505 | 510 | 338.4 | 2028-03-04 | 0 | 505 | 510 | 442 | 2028-03-04 | 0 | 304.37 | 510 | 442
2028-03-04 01:00 | 0 | 505 | 510 | 212.72 | 2028-03-04 01:00 | 0 | 387.14 | 510 | 442 | 2028-03-04 01:00 | 0 | 251.96 | 510 | 442
2028-03-04 02:00 | 0 | 505 | 510 | 153.09 | 2028-03-04 02:00 | 0 | 496.4 | 510 | 442 | 2028-03-04 02:00 | 0 | 393.07 | 510 | 310.45
2028-03-04 03:00 | 0 | 492.72 | 510 | 147.21 | 2028-03-04 03:00 | 0 | 423.76 | 510 | 442 | 2028-03-04 03:00 | 0 | 282.66 | 510 | 313.96
2028-03-04 04:00 | 0 | 370.51 | 510 | 108.49 | 2028-03-04 04:00 | 0 | 208.63 | 510 | 442 | 2028-03-04 04:00 | 0 | 342.65 | 510 | 270.06
2028-03-04 05:00 | 0 | 237.7 | 510 | 63.23 | 2028-03-04 05:00 | 0 | 288.66 | 510 | 442 | 2028-03-04 05:00 | 0 | 163.7 | 510 | 213.93
2028-03-04 06:00 | 0 | 42.47 | 510 | 103.41 | 2028-03-04 06:00 | 0 | 288.66 | 510 | 442 | 2028-03-04 06:00 | 0 | 5.78 | 510 | 365.09
2028-03-04 07:00 | 0 | 173.91 | 510 | 172.72 | 2028-03-04 07:00 | 0 | 306.32 | 510 | 442 | 2028-03-04 07:00 | 0 | 5.78 | 510 | 368.69
2028-03-04 08:00 | 0 | 400.51 | 510 | 275.36 | 2028-03-04 08:00 | 0 | 262.82 | 510 | 442 | 2028-03-04 08:00 | 0 | 262.05 | 510 | 442
2028-03-04 09:00 | 0 | 505 | 510 | 424.78 | 2028-03-04 09:00 | 0 | 505 | 510 | 442 | 2028-03-04 09:00 | 0 | 141.33 | 510 | 442
2028-03-04 10:00 | 0 | 473.21 | 510 | 442 | 2028-03-04 10:00 | 0 | 234.93 | 510 | 442 | 2028-03-04 10:00 | 0 | 0 | 510 | 413.38
2028-03-04 11:00 | 0 | 185.15 | 510 | 442 | 2028-03-04 11:00 | 0 | 10.31 | 510 | 442 | 2028-03-04 11:00 | 0 | 0 | 510 | 413.38
2028-03-04 12:00 | 0 | 290.91 | 510 | 393.2 | 2028-03-04 12:00 | 0 | 0 | 510 | 442 | 2028-03-04 12:00 | 0 | 0 | 510 | 363.11
2028-03-04 13:00 | 0 | 117.08 | 510 | 423.81 | 2028-03-04 13:00 | 0 | 0 | 510 | 442 | 2028-03-04 13:00 | 0 | 0 | 510 | 82.32
2028-03-04 14:00 | 0 | 54.17 | 510 | 384.7 | 2028-03-04 14:00 | 0 | 0 | 510 | 442 | 2028-03-04 14:00 | 0 | 0 | 510 | 0
2028-03-04 15:00 | 0 | 292.99 | 510 | 401.83 | 2028-03-04 15:00 | 0 | 300 | 390 | 405.25 | 2028-03-04 15:00 | 0 | 0 | 390 | 0
2028-03-04 16:00 | 0 | 342.66 | 510 | 105.93 | 2028-03-04 16:00 | 0 | 300 | 90 | 105.25 | 2028-03-04 16:00 | 0 | 300 | 90 | 105.25
2028-03-04 17:00 | 0 | 42.66 | 210 | -194.07 | 2028-03-04 17:00 | 0 | 0 | -210 | -194.75 | 2028-03-04 17:00 | 0 | 0 | -210 | -194.75
2028-03-04 18:00 | 0 | -128.17 | -90 | -494.07 | 2028-03-04 18:00 | 0 | -300 | -510 | -494.75 | 2028-03-04 18:00 | 0 | -300 | -510 | -494.75
2028-03-04 19:00 | 0 | 149.92 | 210 | -223.17 | 2028-03-04 19:00 | 0 | -47.05 | -230.88 | -510 | 2028-03-04 19:00 | 0 | 0 | -390 | -350.89
2028-03-04 20:00 | 0 | 449.92 | 510 | 76.83 | 2028-03-04 20:00 | 0 | 0 | 69.12 | -300 | 2028-03-04 20:00 | 0 | 0 | -90 | -50.89
2028-03-04 21:00 | 0 | 505 | 510 | -9.36 | 2028-03-04 21:00 | 0 | 300 | 369.12 | 0 | 2028-03-04 21:00 | 0 | 210.95 | 210 | 249.11
2028-03-04 22:00 | 0 | 505 | 510 | 289.3 | 2028-03-04 22:00 | 0 | 505 | 510 | 278.57 | 2028-03-04 22:00 | 0 | 505 | 510 | 442
2028-03-04 23:00 | 0 | 505 | 510 | 394.48 | 2028-03-04 23:00 | 0 | 505 | 510 | 387.11 | 2028-03-04 23:00 | 0 | 505 | 510 | 379.74
2028-03-05 | 0 | 505 | 510 | 254.44 | 2028-03-05 | 0 | 399.62 | 510 | 442 | 2028-03-05 | 0 | 358.18 | 510 | 442
2028-03-05 01:00 | 0 | 505 | 510 | 236.72 | 2028-03-05 01:00 | 0 | 260.99 | 510 | 370.13 | 2028-03-05 01:00 | 0 | 505 | 510 | 328.11
2028-03-05 02:00 | 0 | 505 | 510 | 227.56 | 2028-03-05 02:00 | 0 | 260.99 | 510 | 370.13 | 2028-03-05 02:00 | 0 | 480.15 | 510 | 328.11
2028-03-05 03:00 | 0 | 505 | 510 | 248.36 | 2028-03-05 03:00 | 0 | 112.03 | 510 | 370.13 | 2028-03-05 03:00 | 0 | 505 | 510 | 301.15
2028-03-05 04:00 | 0 | 505 | 510 | 236.04 | 2028-03-05 04:00 | 0 | 36.26 | 510 | 370.13 | 2028-03-05 04:00 | 0 | 440.87 | 510 | 329.82
2028-03-05 05:00 | 0 | 505 | 510 | 133.39 | 2028-03-05 05:00 | 0 | 36.26 | 510 | 199.9 | 2028-03-05 05:00 | 0 | 262.58 | 510 | 329.82
2028-03-05 06:00 | 0 | 505 | 510 | 119.04 | 2028-03-05 06:00 | 0 | 0 | 510 | 130.67 | 2028-03-05 06:00 | 0 | 214.27 | 510 | 116.99
2028-03-05 07:00 | 0 | 279.82 | 300 | 138.12 | 2028-03-05 07:00 | 0 | 12 | 272.14 | 0 | 2028-03-05 07:00 | 0 | 300 | 247.28 | 24.88
2028-03-05 08:00 | 0 | -20.18 | 0 | -161.88 | 2028-03-05 08:00 | 0 | 0 | -27.86 | -300 | 2028-03-05 08:00 | 0 | 0 | -52.72 | -275.12
2028-03-05 09:00 | 0 | 279.82 | 300 | 138.12 | 2028-03-05 09:00 | 0 | 0 | 272.14 | 0 | 2028-03-05 09:00 | 0 | 0 | 174.56 | 0
2028-03-05 10:00 | 0 | 505 | 510 | 438.12 | 2028-03-05 10:00 | 0 | 0 | 510 | 257.69 | 2028-03-05 10:00 | 0 | 0 | 474.56 | 0
2028-03-05 11:00 | 0 | 505 | 510 | 442 | 2028-03-05 11:00 | 0 | 0 | 510 | 240.99 | 2028-03-05 11:00 | 0 | 0 | 510 | 0
2028-03-05 12:00 | 0 | 505 | 510 | 442 | 2028-03-05 12:00 | 0 | 0 | 510 | 240.99 | 2028-03-05 12:00 | 0 | 0 | 510 | 0
2028-03-05 13:00 | 0 | 505 | 510 | 442 | 2028-03-05 13:00 | 0 | 0 | 510 | 240.99 | 2028-03-05 13:00 | 0 | 0 | 307.59 | 0
2028-03-05 14:00 | 0 | 505 | 390 | 390 | 2028-03-05 14:00 | 0 | 0 | 300 | 240.99 | 2028-03-05 14:00 | 0 | 0 | 7.59 | 0
2028-03-05 15:00 | 0 | 248.09 | 90 | 90 | 2028-03-05 15:00 | 0 | 4.99 | 0 | 0 | 2028-03-05 15:00 | 0 | -226 | -210 | -34.32
2028-03-05 16:00 | 0 | -51.91 | -210 | -210 | 2028-03-05 16:00 | 0 | -295.01 | -300 | -300 | 2028-03-05 16:00 | 0 | -526 | -510 | -334.32
2028-03-05 17:00 | 0 | -351.91 | -510 | -510 | 2028-03-05 17:00 | 0 | -526 | -510 | -510 | 2028-03-05 17:00 | 0 | -526 | -510 | -510
2028-03-05 18:00 | 0 | -524.2 | -510 | -510 | 2028-03-05 18:00 | 0 | -526 | -510 | -510 | 2028-03-05 18:00 | 0 | -526 | -510 | -510
2028-03-05 19:00 | 0 | -526 | -510 | -510 | 2028-03-05 19:00 | 0 | -526 | -510 | -510 | 2028-03-05 19:00 | 0 | -526 | -510 | -510
2028-03-05 20:00 | 0 | -370.63 | -510 | -510 | 2028-03-05 20:00 | 0 | -526 | -510 | -510 | 2028-03-05 20:00 | 0 | -526 | -510 | -510
2028-03-05 21:00 | 0 | -104.94 | -210 | -210 | 2028-03-05 21:00 | 0 | -300 | -300.72 | -300 | 2028-03-05 21:00 | 0 | -329.69 | -510 | -210
2028-03-05 22:00 | 0 | 195.06 | 90 | 90 | 2028-03-05 22:00 | 0 | 0 | -0.72 | 0 | 2028-03-05 22:00 | 0 | -29.69 | -300 | -27.58
2028-03-05 23:00 | 0 | 495.06 | 390 | 390 | 2028-03-05 23:00 | 0 | 133.81 | 299.28 | 300 | 2028-03-05 23:00 | 0 | 0 | 0 | 58.32
2028-03-06 | 0 | 487.49 | 510 | 413.82 | 2028-03-06 | 0 | 0 | 510 | 329.06 | 2028-03-06 | 0 | 0 | 300 | 127.12
2028-03-06 01:00 | 0 | 187.49 | 467.82 | 217.24 | 2028-03-06 01:00 | 0 | 0 | 210 | 29.06 | 2028-03-06 01:00 | 0 | -85.66 | 0 | -172.88
2028-03-06 02:00 | 0 | 0 | 167.82 | 0 | 2028-03-06 02:00 | 0 | 0 | 24.89 | 0 | 2028-03-06 02:00 | 0 | -155.51 | -300 | 0
2028-03-06 03:00 | 0 | 159.22 | 467.82 | 300 | 2028-03-06 03:00 | 0 | 300 | 324.89 | 300 | 2028-03-06 03:00 | 0 | 144.49 | 0 | 300
2028-03-06 04:00 | 0 | 300 | 167.82 | 226.93 | 2028-03-06 04:00 | 0 | 300 | 127.13 | 300 | 2028-03-06 04:00 | 0 | 0 | -210 | 242.02
2028-03-06 05:00 | 0 | 0 | -132.18 | -73.07 | 2028-03-06 05:00 | 0 | 0 | -172.87 | 0 | 2028-03-06 05:00 | 0 | -300 | -510 | -57.98
2028-03-06 06:00 | 0 | -226 | -432.18 | -177.09 | 2028-03-06 06:00 | 0 | -226 | -403.57 | -210 | 2028-03-06 06:00 | 0 | -526 | -510 | -254.11
2028-03-06 07:00 | 0 | -526 | -510 | -332.28 | 2028-03-06 07:00 | 0 | -526 | -510 | -510 | 2028-03-06 07:00 | 0 | -526 | -510 | -510
2028-03-06 08:00 | 0 | -526 | -510 | -52.43 | 2028-03-06 08:00 | 0 | -526 | -510 | -453.66 | 2028-03-06 08:00 | 0 | -526 | -510 | -510
2028-03-06 09:00 | 0 | -226 | -210 | 247.57 | 2028-03-06 09:00 | 0 | -526 | -510 | -153.66 | 2028-03-06 09:00 | 0 | -526 | -510 | -210
2028-03-06 10:00 | 0 | 0 | -101.4 | 178.29 | 2028-03-06 10:00 | 0 | -526 | -510 | 139.91 | 2028-03-06 10:00 | 0 | -526 | -510 | 90
2028-03-06 11:00 | 0 | -111.23 | -401.4 | 147.12 | 2028-03-06 11:00 | 0 | -526 | -510 | 99.09 | 2028-03-06 11:00 | 0 | -526 | -510 | 51.06
2028-03-06 12:00 | 0 | -376.46 | -510 | 337.83 | 2028-03-06 12:00 | 0 | -526 | -510 | 399.09 | 2028-03-06 12:00 | 0 | -526 | -510 | 296.85
2028-03-06 13:00 | 0 | -76.46 | -210 | 442 | 2028-03-06 13:00 | 0 | -526 | -510 | 442 | 2028-03-06 13:00 | 0 | -526 | -510 | 442
2028-03-06 14:00 | 0 | 0 | 90 | 240.48 | 2028-03-06 14:00 | 0 | -526 | -510 | 442 | 2028-03-06 14:00 | 0 | -526 | -510 | 442
2028-03-06 15:00 | 0 | 0 | 390 | 289.76 | 2028-03-06 15:00 | 0 | -526 | -510 | 442 | 2028-03-06 15:00 | 0 | -526 | -510 | 442
2028-03-06 16:00 | 0 | 83.23 | 510 | 442 | 2028-03-06 16:00 | 0 | -226 | -210 | 442 | 2028-03-06 16:00 | 0 | -300 | -353.12 | 390
2028-03-06 17:00 | 0 | 243.24 | 510 | 442 | 2028-03-06 17:00 | 0 | 74 | 90 | 300 | 2028-03-06 17:00 | 0 | 0 | -53.12 | 90
2028-03-06 18:00 | 0 | 505 | 510 | 442 | 2028-03-06 18:00 | 0 | 0 | 0 | 0 | 2028-03-06 18:00 | 0 | -300 | -353.12 | -210
2028-03-06 19:00 | 0 | 505 | 510 | 442 | 2028-03-06 19:00 | 0 | 0 | 0 | 0 | 2028-03-06 19:00 | 0 | -526 | -510 | -510
2028-03-06 20:00 | 0 | 490.54 | 510 | 442 | 2028-03-06 20:00 | 0 | 0 | 181.77 | 0 | 2028-03-06 20:00 | 0 | -258.64 | -300 | -221.92
2028-03-06 21:00 | 0 | 320.32 | 510 | 442 | 2028-03-06 21:00 | 0 | 111.22 | 481.77 | 300 | 2028-03-06 21:00 | 0 | 41.36 | 0 | 78.08
2028-03-06 22:00 | 0 | 227.94 | 510 | 442 | 2028-03-06 22:00 | 0 | 243.75 | 510 | 442 | 2028-03-06 22:00 | 0 | 0 | 292 | 378.08
2028-03-06 23:00 | 0 | 461.91 | 510 | 442 | 2028-03-06 23:00 | 0 | 0 | 376.51 | 142 | 2028-03-06 23:00 | 0 | -170.93 | -8 | 96.84
2028-03-07 | 0 | 313.79 | 510 | 442 | 2028-03-07 | 0 | 0 | 103.82 | 442 | 2028-03-07 | 0 | 68.3 | 247.48 | 396.84
2028-03-07 01:00 | 0 | 487.17 | 510 | 442 | 2028-03-07 01:00 | 0 | 87.17 | 391.41 | 442 | 2028-03-07 01:00 | 0 | 0 | -52.52 | 206.24
2028-03-07 02:00 | 0 | 401.3 | 510 | 442 | 2028-03-07 02:00 | 0 | 0 | 91.41 | 235.83 | 2028-03-07 02:00 | 0 | -300 | -352.52 | 156.57
2028-03-07 03:00 | 0 | 101.3 | 510 | 442 | 2028-03-07 03:00 | 0 | 0 | -208.59 | 204.59 | 2028-03-07 03:00 | 0 | -526 | -510 | 124.3
2028-03-07 04:00 | 0 | 0 | 510 | 442 | 2028-03-07 04:00 | 0 | 0 | -508.59 | 0 | 2028-03-07 04:00 | 0 | -526 | -510 | -89.18
2028-03-07 05:00 | 0 | 0 | 510 | 442 | 2028-03-07 05:00 | 0 | 0 | -391.67 | 233.43 | 2028-03-07 05:00 | 0 | -526 | -510 | 164.43
2028-03-07 06:00 | 0 | 0 | 510 | 380.02 | 2028-03-07 06:00 | 0 | 0 | -510 | 91.41 | 2028-03-07 06:00 | 0 | -526 | -510 | 0
2028-03-07 07:00 | 0 | 0 | 510 | 371.12 | 2028-03-07 07:00 | 0 | 0 | -510 | 53.25 | 2028-03-07 07:00 | 0 | -526 | -510 | -41.08
2028-03-07 08:00 | 0 | 0 | 510 | 286.32 | 2028-03-07 08:00 | 0 | -226 | -510 | 59.32 | 2028-03-07 08:00 | 0 | -526 | -510 | -94.23
2028-03-07 09:00 | 0 | 0 | 410.07 | 248.1 | 2028-03-07 09:00 | 0 | -526 | -510 | 74.44 | 2028-03-07 09:00 | 0 | -526 | -510 | -210
2028-03-07 10:00 | 0 | 0 | 110.07 | 0 | 2028-03-07 10:00 | 0 | -526 | -510 | -225.56 | 2028-03-07 10:00 | 0 | -526 | -510 | -510
2028-03-07 11:00 | 0 | 0 | -189.93 | -73.39 | 2028-03-07 11:00 | 0 | -526 | -510 | -459.94 | 2028-03-07 11:00 | 0 | -526 | -510 | -510
2028-03-07 12:00 | 0 | 0 | -457.53 | 0 | 2028-03-07 12:00 | 0 | -526 | -510 | -499.1 | 2028-03-07 12:00 | 0 | -526 | -510 | -510
2028-03-07 13:00 | 0 | 0 | -215.89 | 124.22 | 2028-03-07 13:00 | 0 | -526 | -510 | -199.1 | 2028-03-07 13:00 | 0 | -526 | -510 | -510
2028-03-07 14:00 | 0 | 0 | -510 | -54.12 | 2028-03-07 14:00 | 0 | -526 | -510 | -499.1 | 2028-03-07 14:00 | 0 | -526 | -510 | -510
2028-03-07 15:00 | 0 | 0 | -510 | -176.12 | 2028-03-07 15:00 | 0 | -526 | -510 | -510 | 2028-03-07 15:00 | 0 | -526 | -510 | -510
2028-03-07 16:00 | 0 | 0 | -357.43 | -86 | 2028-03-07 16:00 | 0 | -526 | -510 | -510 | 2028-03-07 16:00 | 0 | -526 | -510 | -510
2028-03-07 17:00 | 0 | 0 | -57.43 | 0 | 2028-03-07 17:00 | 0 | -526 | -510 | -356.12 | 2028-03-07 17:00 | 0 | -526 | -510 | -510
2028-03-07 18:00 | 0 | 0 | 242.57 | 0 | 2028-03-07 18:00 | 0 | -526 | -510 | -317.51 | 2028-03-07 18:00 | 0 | -526 | -510 | -510
2028-03-07 19:00 | 0 | 0 | 510 | 0 | 2028-03-07 19:00 | 0 | -526 | -510 | -382 | 2028-03-07 19:00 | 0 | -526 | -510 | -510
2028-03-07 20:00 | 0 | 0 | 510 | 275.55 | 2028-03-07 20:00 | 0 | -526 | -510 | -414.34 | 2028-03-07 20:00 | 0 | -526 | -510 | -510
2028-03-07 21:00 | 0 | 0 | 510 | 222.84 | 2028-03-07 21:00 | 0 | -526 | -510 | -414.17 | 2028-03-07 21:00 | 0 | -526 | -510 | -510
2028-03-07 22:00 | 0 | 0 | 510 | 42.74 | 2028-03-07 22:00 | 0 | -226 | -510 | -507.61 | 2028-03-07 22:00 | 0 | -526 | -510 | -510
2028-03-07 23:00 | 0 | 0 | 374.72 | 0 | 2028-03-07 23:00 | 0 | -358.41 | -510 | -443.52 | 2028-03-07 23:00 | 0 | -291.08 | -510 | -510
2028-03-08 | 0 | 300 | 510 | 300 | 2028-03-08 | 0 | -58.41 | -210 | -143.52 | 2028-03-08 | 0 | -526 | -510 | -300
2028-03-08 01:00 | 0 | 427.31 | 510 | 442 | 2028-03-08 01:00 | 0 | 0 | 0 | 156.48 | 2028-03-08 01:00 | 0 | -491.85 | -510 | 0
2028-03-08 02:00 | 0 | 127.31 | 510 | 197.47 | 2028-03-08 02:00 | 0 | -82.94 | -300 | 113.45 | 2028-03-08 02:00 | 0 | -526 | -510 | -106.66
2028-03-08 03:00 | 0 | 0 | 510 | 442 | 2028-03-08 03:00 | 0 | 0 | -466.93 | 413.45 | 2028-03-08 03:00 | 0 | -526 | -510 | 98.44
2028-03-08 04:00 | 0 | 77.7 | 510 | 442 | 2028-03-08 04:00 | 0 | 0 | -467.27 | 113.45 | 2028-03-08 04:00 | 0 | -424.52 | -510 | -201.56
2028-03-08 05:00 | 0 | 0 | 510 | 180.94 | 2028-03-08 05:00 | 0 | 0 | -510 | 72.99 | 2028-03-08 05:00 | 0 | -526 | -510 | -24.01
2028-03-08 06:00 | 0 | 44.46 | 510 | 148.94 | 2028-03-08 06:00 | 0 | 0 | -510 | 0 | 2028-03-08 06:00 | 0 | -526 | -510 | -144.2
2028-03-08 07:00 | 0 | 344.46 | 510 | 442 | 2028-03-08 07:00 | 0 | 0 | -426.59 | 202.27 | 2028-03-08 07:00 | 0 | -303.96 | -510 | 142
2028-03-08 08:00 | 0 | 505 | 510 | 442 | 2028-03-08 08:00 | 0 | 0 | -397.44 | 442 | 2028-03-08 08:00 | 0 | -526 | -510 | 442
2028-03-08 09:00 | 0 | 363.65 | 510 | 442 | 2028-03-08 09:00 | 0 | -226 | -510 | 442 | 2028-03-08 09:00 | 0 | -526 | -510 | 442
2028-03-08 10:00 | 0 | 63.65 | 277.33 | 442 | 2028-03-08 10:00 | 0 | -526 | -510 | 370.35 | 2028-03-08 10:00 | 0 | -526 | -510 | 209.04
2028-03-08 11:00 | 0 | 0 | 426.19 | 142 | 2028-03-08 11:00 | 0 | -526 | -510 | 70.35 | 2028-03-08 11:00 | 0 | -526 | -510 | -90.96
2028-03-08 12:00 | 0 | 0 | 443.55 | 74.8 | 2028-03-08 12:00 | 0 | -526 | -510 | 0 | 2028-03-08 12:00 | 0 | -526 | -510 | -376.86
2028-03-08 13:00 | 0 | 0 | 267.45 | 134.71 | 2028-03-08 13:00 | 0 | -526 | -510 | 0 | 2028-03-08 13:00 | 0 | -526 | -510 | -293.73
2028-03-08 14:00 | 0 | 0 | 0 | 7.37 | 2028-03-08 14:00 | 0 | -526 | -510 | -110.29 | 2028-03-08 14:00 | 0 | -526 | -510 | -327.72
2028-03-08 15:00 | 0 | 0 | 171.42 | 307.37 | 2028-03-08 15:00 | 0 | -526 | -510 | 139.47 | 2028-03-08 15:00 | 0 | -526 | -510 | -27.72
2028-03-08 16:00 | 0 | 158.63 | 289.75 | 374.15 | 2028-03-08 16:00 | 0 | -526 | -510 | 219.89 | 2028-03-08 16:00 | 0 | -526 | -510 | 65.63
2028-03-08 17:00 | 0 | 458.63 | 510 | 442 | 2028-03-08 17:00 | 0 | -396.6 | -510 | 442 | 2028-03-08 17:00 | 0 | -526 | -510 | 365.63
2028-03-08 18:00 | 0 | 503.68 | 510 | 442 | 2028-03-08 18:00 | 0 | -526 | -510 | 364.47 | 2028-03-08 18:00 | 0 | -526 | -510 | 442
2028-03-08 19:00 | 0 | 505 | 510 | 442 | 2028-03-08 19:00 | 0 | -411.7 | -510 | 442 | 2028-03-08 19:00 | 0 | -526 | -510 | 442
2028-03-08 20:00 | 0 | 505 | 510 | 442 | 2028-03-08 20:00 | 0 | -411.7 | -510 | 442 | 2028-03-08 20:00 | 0 | -526 | -510 | 442
2028-03-08 21:00 | 0 | 427.97 | 510 | 442 | 2028-03-08 21:00 | 0 | -526 | -510 | 442 | 2028-03-08 21:00 | 0 | -526 | -510 | 442
2028-03-08 22:00 | 0 | 127.97 | 510 | 416.55 | 2028-03-08 22:00 | 0 | -423.51 | -510 | 432.07 | 2028-03-08 22:00 | 0 | -526 | -510 | 405.2
2028-03-08 23:00 | 0 | 0 | 468.66 | 297.35 | 2028-03-08 23:00 | 0 | -123.51 | -510 | 178.42 | 2028-03-08 23:00 | 0 | -526 | -510 | 278.92
2028-03-09 | 0 | 300 | 510 | 442 | 2028-03-09 | 0 | 176.49 | -210 | 442 | 2028-03-09 | 0 | -226 | -210 | 442
2028-03-09 01:00 | 0 | 442.24 | 510 | 442 | 2028-03-09 01:00 | 0 | 205 | 90 | 319.84 | 2028-03-09 01:00 | 0 | 74 | 90 | 219.26
2028-03-09 02:00 | 0 | 505 | 510 | 442 | 2028-03-09 02:00 | 0 | 505 | 390 | 442 | 2028-03-09 02:00 | 0 | 374 | 390 | 442
2028-03-09 03:00 | 0 | 505 | 510 | 442 | 2028-03-09 03:00 | 0 | 505 | 510 | 442 | 2028-03-09 03:00 | 0 | 323.85 | 390 | 442
2028-03-09 04:00 | 0 | 258.24 | 510 | 442 | 2028-03-09 04:00 | 0 | 205 | 210 | 142 | 2028-03-09 04:00 | 0 | 23.85 | 90 | 142
2028-03-09 05:00 | 0 | 219.91 | 510 | 442 | 2028-03-09 05:00 | 0 | 0 | 313.19 | 142 | 2028-03-09 05:00 | 0 | -276.15 | -210 | -156.01
2028-03-09 06:00 | 0 | 505 | 510 | 442 | 2028-03-09 06:00 | 0 | 74.42 | 510 | 442 | 2028-03-09 06:00 | 0 | -526 | -510 | -94.37
2028-03-09 07:00 | 0 | 505 | 510 | 442 | 2028-03-09 07:00 | 0 | 0 | 510 | 442 | 2028-03-09 07:00 | 0 | -526 | -510 | 205.63
2028-03-09 08:00 | 0 | 505 | 510 | 442 | 2028-03-09 08:00 | 0 | 0 | 210 | 442 | 2028-03-09 08:00 | 0 | -526 | -510 | 442
2028-03-09 09:00 | 0 | 205 | 439.21 | 442 | 2028-03-09 09:00 | 0 | 0 | 0 | 442 | 2028-03-09 09:00 | 0 | -526 | -510 | 442
2028-03-09 10:00 | 0 | 0 | 215.62 | 355.72 | 2028-03-09 10:00 | 0 | -218.11 | -300 | 442 | 2028-03-09 10:00 | 0 | -526 | -510 | 429.24
2028-03-09 11:00 | 0 | 0 | 510 | 442 | 2028-03-09 11:00 | 0 | -518.11 | -510 | 297.86 | 2028-03-09 11:00 | 0 | -526 | -510 | 129.24
2028-03-09 12:00 | 0 | 0 | 418.57 | 142 | 2028-03-09 12:00 | 0 | -526 | -510 | 0 | 2028-03-09 12:00 | 0 | -526 | -510 | -170.76
2028-03-09 13:00 | 0 | 0 | 404.65 | 84.95 | 2028-03-09 13:00 | 0 | -526 | -510 | 0 | 2028-03-09 13:00 | 0 | -526 | -510 | -350.32
2028-03-09 14:00 | 0 | 0 | 510 | 72.94 | 2028-03-09 14:00 | 0 | -524.7 | -510 | -162.52 | 2028-03-09 14:00 | 0 | -526 | -510 | -503.16
2028-03-09 15:00 | 0 | 0 | 510 | 205.86 | 2028-03-09 15:00 | 0 | -339.21 | -510 | 64.09 | 2028-03-09 15:00 | 0 | -526 | -510 | -203.16
2028-03-09 16:00 | 0 | 0 | 401.75 | 442 | 2028-03-09 16:00 | 0 | -526 | -510 | 364.09 | 2028-03-09 16:00 | 0 | -526 | -510 | 96.84
2028-03-09 17:00 | 0 | 0 | 485.38 | 442 | 2028-03-09 17:00 | 0 | -512.87 | -510 | 442 | 2028-03-09 17:00 | 0 | -526 | -510 | 396.84
2028-03-09 18:00 | 0 | 0 | 510 | 442 | 2028-03-09 18:00 | 0 | -311.31 | -510 | 442 | 2028-03-09 18:00 | 0 | -526 | -510 | 270.72
2028-03-09 19:00 | 0 | 183.14 | 510 | 442 | 2028-03-09 19:00 | 0 | -117.53 | -510 | 442 | 2028-03-09 19:00 | 0 | -526 | -510 | -29.28
2028-03-09 20:00 | 0 | 321.87 | 510 | 442 | 2028-03-09 20:00 | 0 | 0 | -510 | 142 | 2028-03-09 20:00 | 0 | -526 | -510 | -329.28
2028-03-09 21:00 | 0 | 33.94 | 510 | 442 | 2028-03-09 21:00 | 0 | 0 | -510 | -158 | 2028-03-09 21:00 | 0 | -526 | -510 | -510
2028-03-09 22:00 | 0 | 0 | 510 | 203.48 | 2028-03-09 22:00 | 0 | -13.97 | -390 | -458 | 2028-03-09 22:00 | 0 | -526 | -510 | -510
2028-03-09 23:00 | 0 | 292.76 | 510 | 442 | 2028-03-09 23:00 | 0 | 286.03 | -90 | -158 | 2028-03-09 23:00 | 0 | -226 | -210 | -210
2028-03-10 | 0 | 505 | 510 | 442 | 2028-03-10 | 0 | 505 | 210 | 142 | 2028-03-10 | 0 | 74 | 90 | 90
2028-03-10 01:00 | 0 | 505 | 510 | 442 | 2028-03-10 01:00 | 0 | 505 | 510 | 442 | 2028-03-10 01:00 | 0 | 374 | 390 | 390
2028-03-10 02:00 | 0 | 505 | 510 | 442 | 2028-03-10 02:00 | 0 | 505 | 510 | 442 | 2028-03-10 02:00 | 0 | 505 | 510 | 442
2028-03-10 03:00 | 0 | 505 | 510 | 442 | 2028-03-10 03:00 | 0 | 505 | 510 | 442 | 2028-03-10 03:00 | 0 | 505 | 510 | 442
2028-03-10 04:00 | 0 | 505 | 510 | 442 | 2028-03-10 04:00 | 0 | 505 | 510 | 442 | 2028-03-10 04:00 | 0 | 505 | 510 | 442
2028-03-10 05:00 | 0 | 505 | 510 | 442 | 2028-03-10 05:00 | 0 | 505 | 510 | 442 | 2028-03-10 05:00 | 0 | 505 | 510 | 442
2028-03-10 06:00 | 0 | 505 | 510 | 442 | 2028-03-10 06:00 | 0 | 505 | 510 | 442 | 2028-03-10 06:00 | 0 | 505 | 510 | 442
2028-03-10 07:00 | 0 | 240.43 | 210 | 405.32 | 2028-03-10 07:00 | 0 | 251.4 | 210 | 394.76 | 2028-03-10 07:00 | 0 | 300 | 259.13 | 300
2028-03-10 08:00 | 0 | -59.57 | -90 | 105.32 | 2028-03-10 08:00 | 0 | -48.6 | -90 | 94.76 | 2028-03-10 08:00 | 0 | 0 | -40.87 | 0
2028-03-10 09:00 | 0 | 0 | -285.17 | 405.32 | 2028-03-10 09:00 | 0 | -226.52 | -390 | 394.76 | 2028-03-10 09:00 | 0 | -226 | -264.81 | 272.04
2028-03-10 10:00 | 0 | 300 | 14.83 | 442 | 2028-03-10 10:00 | 0 | 73.48 | -90 | 320.71 | 2028-03-10 10:00 | 0 | 74 | 35.19 | 320.71
2028-03-10 11:00 | 0 | 300 | -74.4 | 300 | 2028-03-10 11:00 | 0 | -226 | -210 | 20.71 | 2028-03-10 11:00 | 0 | -226 | -210 | 20.71
2028-03-10 12:00 | 0 | 0 | -374.4 | 0 | 2028-03-10 12:00 | 0 | -526 | -510 | -279.29 | 2028-03-10 12:00 | 0 | -526 | -510 | -279.29
2028-03-10 13:00 | 0 | 0 | -190.99 | 0 | 2028-03-10 13:00 | 0 | -226 | -210 | -210 | 2028-03-10 13:00 | 0 | -226 | -210 | -210
2028-03-10 14:00 | 0 | 0 | 0 | -0.73 | 2028-03-10 14:00 | 0 | -526 | -510 | -510 | 2028-03-10 14:00 | 0 | -526 | -510 | -510
2028-03-10 15:00 | 0 | 0 | 300 | 233.97 | 2028-03-10 15:00 | 0 | -526 | -390 | -479.41 | 2028-03-10 15:00 | 0 | -526 | -510 | -510
2028-03-10 16:00 | 0 | 205 | 510 | 223.73 | 2028-03-10 16:00 | 0 | -226 | -90 | -179.41 | 2028-03-10 16:00 | 0 | -526 | -510 | -409.39
2028-03-10 17:00 | 0 | 505 | 510 | 442 | 2028-03-10 17:00 | 0 | 74 | 210 | 120.59 | 2028-03-10 17:00 | 0 | -226 | -210 | -109.39
2028-03-10 18:00 | 0 | 205 | 510 | 442 | 2028-03-10 18:00 | 0 | 89.5 | 510 | 420.59 | 2028-03-10 18:00 | 0 | 0 | 90 | 139.92
2028-03-10 19:00 | 0 | 75.72 | 510 | 442 | 2028-03-10 19:00 | 0 | 389.5 | 510 | 442 | 2028-03-10 19:00 | 0 | 0 | 352.21 | 139.92
2028-03-10 20:00 | 0 | 375.72 | 510 | 442 | 2028-03-10 20:00 | 0 | 505 | 510 | 442 | 2028-03-10 20:00 | 0 | 0 | 510 | 187.62
2028-03-10 21:00 | 0 | 482.43 | 510 | 442 | 2028-03-10 21:00 | 0 | 315.2 | 510 | 442 | 2028-03-10 21:00 | 0 | 0 | 277.18 | 142
2028-03-10 22:00 | 0 | 505 | 510 | 442 | 2028-03-10 22:00 | 0 | 505 | 510 | 442 | 2028-03-10 22:00 | 0 | 294.08 | 90 | 442
2028-03-10 23:00 | 0 | 384.3 | 510 | 442 | 2028-03-10 23:00 | 0 | 205 | 293.38 | 442 | 2028-03-10 23:00 | 0 | -5.92 | -210 | 442
2028-03-11 | 0 | 233.29 | 510 | 442 | 2028-03-11 | 0 | -34.16 | -6.62 | 200.19 | 2028-03-11 | 0 | -305.92 | -510 | 142
2028-03-11 01:00 | 0 | 0 | 402.61 | 293.22 | 2028-03-11 01:00 | 0 | -226 | -297.05 | 3.85 | 2028-03-11 01:00 | 0 | -526 | -510 | -106.14
2028-03-11 02:00 | 0 | 0 | 102.61 | 0 | 2028-03-11 02:00 | 0 | -526 | -510 | -202.71 | 2028-03-11 02:00 | 0 | -526 | -510 | -338.07
2028-03-11 03:00 | 0 | 0 | 215.41 | 142 | 2028-03-11 03:00 | 0 | -226 | -210 | 97.29 | 2028-03-11 03:00 | 0 | -226 | -210 | -38.07
2028-03-11 04:00 | 0 | 300 | 510 | 442 | 2028-03-11 04:00 | 0 | 74 | 90 | 397.29 | 2028-03-11 04:00 | 0 | 74 | 90 | 261.93
2028-03-11 05:00 | 0 | 505 | 510 | 442 | 2028-03-11 05:00 | 0 | 374 | 390 | 390 | 2028-03-11 05:00 | 0 | 374 | 390 | 390
2028-03-11 06:00 | 0 | 505 | 510 | 442 | 2028-03-11 06:00 | 0 | 74 | 90 | 90 | 2028-03-11 06:00 | 0 | 74 | 90 | 90
2028-03-11 07:00 | 0 | 300 | 210 | 192.04 | 2028-03-11 07:00 | 0 | -226 | -210 | -210 | 2028-03-11 07:00 | 0 | -226 | -210 | -210
2028-03-11 08:00 | 0 | 0 | -90 | -107.96 | 2028-03-11 08:00 | 0 | -526 | -510 | -510 | 2028-03-11 08:00 | 0 | -526 | -510 | -510
2028-03-11 09:00 | 0 | 0 | 96.44 | 0 | 2028-03-11 09:00 | 0 | -526 | -510 | -343.63 | 2028-03-11 09:00 | 0 | -526 | -510 | -510
2028-03-11 10:00 | 0 | 0 | 0 | 0 | 2028-03-11 10:00 | 0 | -526 | -510 | -510 | 2028-03-11 10:00 | 0 | -526 | -510 | -510
2028-03-11 11:00 | 0 | 0 | -33.22 | 288.81 | 2028-03-11 11:00 | 0 | -526 | -510 | -210 | 2028-03-11 11:00 | 0 | -526 | -510 | -510
2028-03-11 12:00 | 0 | -300 | -333.22 | -11.19 | 2028-03-11 12:00 | 0 | -526 | -510 | -394.48 | 2028-03-11 12:00 | 0 | -526 | -510 | -510
2028-03-11 13:00 | 0 | -304.61 | -510 | 138.9 | 2028-03-11 13:00 | 0 | -526 | -510 | -154.14 | 2028-03-11 13:00 | 0 | -526 | -510 | -380.84
2028-03-11 14:00 | 0 | -4.61 | -279.01 | 438.9 | 2028-03-11 14:00 | 0 | -526 | -510 | 145.86 | 2028-03-11 14:00 | 0 | -526 | -510 | -80.84
2028-03-11 15:00 | 0 | -167.19 | -72.57 | 138.9 | 2028-03-11 15:00 | 0 | -526 | -510 | -6.68 | 2028-03-11 15:00 | 0 | -526 | -510 | -87.15
2028-03-11 16:00 | 0 | 0 | 227.43 | 438.9 | 2028-03-11 16:00 | 0 | -526 | -510 | 261.39 | 2028-03-11 16:00 | 0 | -526 | -510 | 212.85
2028-03-11 17:00 | 0 | 0 | 510 | 442 | 2028-03-11 17:00 | 0 | -329.61 | -510 | 442 | 2028-03-11 17:00 | 0 | -526 | -510 | 442
2028-03-11 18:00 | 0 | 264.05 | 510 | 442 | 2028-03-11 18:00 | 0 | -526 | -510 | 442 | 2028-03-11 18:00 | 0 | -526 | -510 | 442
2028-03-11 19:00 | 0 | 290.53 | 510 | 442 | 2028-03-11 19:00 | 0 | -526 | -510 | 442 | 2028-03-11 19:00 | 0 | -526 | -510 | 442
2028-03-11 20:00 | 0 | 333.35 | 510 | 442 | 2028-03-11 20:00 | 0 | -237.08 | -510 | 270.26 | 2028-03-11 20:00 | 0 | -526 | -510 | 288.45
2028-03-11 21:00 | 0 | 33.35 | 510 | 442 | 2028-03-11 21:00 | 0 | -526 | -510 | 442 | 2028-03-11 21:00 | 0 | -526 | -510 | 442
2028-03-11 22:00 | 0 | 0 | 482.72 | 442 | 2028-03-11 22:00 | 0 | -526 | -510 | 421.93 | 2028-03-11 22:00 | 0 | -526 | -510 | 434.89
2028-03-11 23:00 | 0 | 0 | 339.27 | 286.87 | 2028-03-11 23:00 | 0 | -350.81 | -390 | 195.47 | 2028-03-11 23:00 | 0 | -300 | -378.07 | 134.89
2028-03-12 | 0 | 0 | 278.37 | 142 | 2028-03-12 | 0 | -50.81 | -90 | 296.63 | 2028-03-12 | 0 | 0 | -78.07 | 236.06
2028-03-12 01:00 | 0 | 300 | 510 | 442 | 2028-03-12 01:00 | 0 | 249.19 | 210 | 442 | 2028-03-12 01:00 | 0 | 300 | 221.93 | 442
2028-03-12 02:00 | 0 | 505 | 510 | 442 | 2028-03-12 02:00 | 0 | 505 | 510 | 442 | 2028-03-12 02:00 | 0 | 505 | 510 | 442
2028-03-12 03:00 | 0 | 505 | 510 | 442 | 2028-03-12 03:00 | 0 | 505 | 510 | 442 | 2028-03-12 03:00 | 0 | 505 | 510 | 442
2028-03-12 04:00 | 0 | 480.79 | 510 | 442 | 2028-03-12 04:00 | 0 | 505 | 510 | 442 | 2028-03-12 04:00 | 0 | 505 | 510 | 442
2028-03-12 05:00 | 0 | 180.79 | 300 | 288.13 | 2028-03-12 05:00 | 0 | 505 | 412.96 | 442 | 2028-03-12 05:00 | 0 | 505 | 412.96 | 442
2028-03-12 06:00 | 0 | 300 | 0 | 161.28 | 2028-03-12 06:00 | 0 | 205 | 112.96 | 142 | 2028-03-12 06:00 | 0 | 205 | 112.96 | 142
2028-03-12 07:00 | 0 | 0 | -300 | -138.72 | 2028-03-12 07:00 | 0 | -95 | -187.04 | -158 | 2028-03-12 07:00 | 0 | -95 | -187.04 | -158
2028-03-12 08:00 | 0 | 0 | -423.27 | 0 | 2028-03-12 08:00 | 0 | -95 | -171.73 | -158 | 2028-03-12 08:00 | 0 | -95 | -171.73 | -158
2028-03-12 09:00 | 0 | 300 | -123.27 | 300 | 2028-03-12 09:00 | 0 | 205 | 128.27 | 142 | 2028-03-12 09:00 | 0 | 205 | 128.27 | 142
2028-03-12 10:00 | 0 | 312.83 | 176.73 | 0 | 2028-03-12 10:00 | 0 | 505 | 428.27 | 442 | 2028-03-12 10:00 | 0 | 505 | 428.27 | 442
2028-03-12 11:00 | 0 | 196.96 | 429.72 | -68 | 2028-03-12 11:00 | 0 | 505 | 510 | 442 | 2028-03-12 11:00 | 0 | 505 | 510 | 442
2028-03-12 12:00 | 0 | 496.96 | 510 | -68 | 2028-03-12 12:00 | 0 | 505 | 510 | 442 | 2028-03-12 12:00 | 0 | 505 | 510 | 442
2028-03-12 13:00 | 0 | 482.76 | 390 | 81.55 | 2028-03-12 13:00 | 0 | 374 | 390 | 442 | 2028-03-12 13:00 | 0 | 374 | 390 | 390
2028-03-12 14:00 | 0 | 182.76 | 90 | 155.55 | 2028-03-12 14:00 | 0 | 74 | 90 | 279.96 | 2028-03-12 14:00 | 0 | 74 | 90 | 90
2028-03-12 15:00 | 0 | -117.24 | -210 | 229.44 | 2028-03-12 15:00 | 0 | -226 | -210 | -20.04 | 2028-03-12 15:00 | 0 | -226 | -210 | -210
2028-03-12 16:00 | 0 | -417.24 | -510 | 93.39 | 2028-03-12 16:00 | 0 | -526 | -510 | -320.04 | 2028-03-12 16:00 | 0 | -526 | -510 | -510
2028-03-12 17:00 | 0 | -276.47 | -390 | -206.61 | 2028-03-12 17:00 | 0 | -526 | -510 | -510 | 2028-03-12 17:00 | 0 | -526 | -510 | -510
2028-03-12 18:00 | 0 | -107.63 | -90 | 0 | 2028-03-12 18:00 | 0 | -526 | -510 | -510 | 2028-03-12 18:00 | 0 | -526 | -510 | -510
2028-03-12 19:00 | 0 | 66.91 | 210 | 300 | 2028-03-12 19:00 | 0 | -226 | -337.61 | -210 | 2028-03-12 19:00 | 0 | -526 | -510 | -510
2028-03-12 20:00 | 0 | 0 | 510 | 442 | 2028-03-12 20:00 | 0 | 0 | -367.16 | 0 | 2028-03-12 20:00 | 0 | -526 | -510 | -510
2028-03-12 21:00 | 0 | 150.85 | 510 | 442 | 2028-03-12 21:00 | 0 | 0 | -147.33 | 0 | 2028-03-12 21:00 | 0 | -526 | -510 | -510
2028-03-12 22:00 | 0 | 0 | 438.85 | 241.61 | 2028-03-12 22:00 | 0 | 0 | -447.33 | -158 | 2028-03-12 22:00 | 0 | -526 | -510 | -510
2028-03-12 23:00 | 0 | 0 | 138.85 | 0 | 2028-03-12 23:00 | 0 | -300 | -417.94 | -458 | 2028-03-12 23:00 | 0 | -526 | -510 | -510
2028-03-13 | 0 | 170.1 | 438.85 | 300 | 2028-03-13 | 0 | 0 | -117.94 | -158 | 2028-03-13 | 0 | -226 | -243.43 | -210
2028-03-13 01:00 | 0 | 137.64 | 510 | 442 | 2028-03-13 01:00 | 0 | 171.84 | 182.06 | 142 | 2028-03-13 01:00 | 0 | -109.78 | 0 | 90
2028-03-13 02:00 | 0 | 234.74 | 510 | 442 | 2028-03-13 02:00 | 0 | 149.62 | 377.52 | 442 | 2028-03-13 02:00 | 0 | 100.34 | 300 | 390
2028-03-13 03:00 | 0 | 505 | 510 | 442 | 2028-03-13 03:00 | 0 | 449.62 | 510 | 442 | 2028-03-13 03:00 | 0 | 353.78 | 510 | 442
2028-03-13 04:00 | 0 | 435.8 | 510 | 442 | 2028-03-13 04:00 | 0 | 183.18 | 510 | 442 | 2028-03-13 04:00 | 0 | 267.44 | 510 | 442
2028-03-13 05:00 | 0 | 435.8 | 510 | 442 | 2028-03-13 05:00 | 0 | 190.8 | 510 | 442 | 2028-03-13 05:00 | 0 | 319.96 | 510 | 442
2028-03-13 06:00 | 0 | 505 | 510 | 442 | 2028-03-13 06:00 | 0 | 385.42 | 510 | 442 | 2028-03-13 06:00 | 0 | 505 | 441.43 | 442
2028-03-13 07:00 | 0 | 421.18 | 510 | 442 | 2028-03-13 07:00 | 0 | 214.2 | 510 | 442 | 2028-03-13 07:00 | 0 | 205 | 141.43 | 442
2028-03-13 08:00 | 0 | 505 | 510 | 442 | 2028-03-13 08:00 | 0 | 439.16 | 510 | 442 | 2028-03-13 08:00 | 0 | -95 | -158.57 | 389.46
2028-03-13 09:00 | 0 | 505 | 510 | 442 | 2028-03-13 09:00 | 0 | 139.16 | 510 | 442 | 2028-03-13 09:00 | 0 | -395 | -458.57 | 442
2028-03-13 10:00 | 0 | 428.51 | 510 | 442 | 2028-03-13 10:00 | 0 | 0 | 210 | 293.53 | 2028-03-13 10:00 | 0 | -526 | -510 | 365.02
2028-03-13 11:00 | 0 | 128.51 | 210 | 142 | 2028-03-13 11:00 | 0 | -111.08 | -90 | -6.47 | 2028-03-13 11:00 | 0 | -526 | -510 | 65.02
2028-03-13 12:00 | 0 | 0 | -90 | 0 | 2028-03-13 12:00 | 0 | -117.35 | -390 | -306.47 | 2028-03-13 12:00 | 0 | -526 | -510 | -121.02
2028-03-13 13:00 | 0 | 0 | -139.01 | -121.94 | 2028-03-13 13:00 | 0 | -97.29 | -510 | -510 | 2028-03-13 13:00 | 0 | -526 | -510 | -364.93
2028-03-13 14:00 | 0 | 0 | -52.02 | -140.08 | 2028-03-13 14:00 | 0 | -300 | -266.46 | -300 | 2028-03-13 14:00 | 0 | -395 | -469.58 | -371.49
2028-03-13 15:00 | 0 | 205 | 247.98 | -44.84 | 2028-03-13 15:00 | 0 | 0 | 33.54 | 0 | 2028-03-13 15:00 | 0 | -95 | -169.58 | -71.49
2028-03-13 16:00 | 0 | 505 | 510 | 165.55 | 2028-03-13 16:00 | 0 | 300 | 333.54 | 300 | 2028-03-13 16:00 | 0 | 205 | 130.42 | 228.51
2028-03-13 17:00 | 0 | 505 | 510 | 442 | 2028-03-13 17:00 | 0 | 505 | 510 | 442 | 2028-03-13 17:00 | 0 | 505 | 430.42 | 442
2028-03-13 18:00 | 0 | 505 | 510 | 348.88 | 2028-03-13 18:00 | 0 | 505 | 510 | 442 | 2028-03-13 18:00 | 0 | 505 | 510 | 442
2028-03-13 19:00 | 0 | 505 | 510 | 442 | 2028-03-13 19:00 | 0 | 505 | 510 | 442 | 2028-03-13 19:00 | 0 | 505 | 510 | 442
2028-03-13 20:00 | 0 | 505 | 510 | 442 | 2028-03-13 20:00 | 0 | 505 | 510 | 442 | 2028-03-13 20:00 | 0 | 505 | 510 | 442
2028-03-13 21:00 | 0 | 505 | 510 | 442 | 2028-03-13 21:00 | 0 | 505 | 510 | 442 | 2028-03-13 21:00 | 0 | 505 | 510 | 442
2028-03-13 22:00 | 0 | 505 | 510 | 442 | 2028-03-13 22:00 | 0 | 505 | 510 | 442 | 2028-03-13 22:00 | 0 | 505 | 510 | 442
2028-03-13 23:00 | 0 | 505 | 510 | 442 | 2028-03-13 23:00 | 0 | 505 | 510 | 430.16 | 2028-03-13 23:00 | 0 | 505 | 510 | 327.36
2028-03-14 | 0 | 505 | 510 | 442 | 2028-03-14 | 0 | 505 | 510 | 442 | 2028-03-14 | 0 | 505 | 510 | 442
2028-03-14 01:00 | 0 | 505 | 510 | 442 | 2028-03-14 01:00 | 0 | 505 | 510 | 442 | 2028-03-14 01:00 | 0 | 505 | 510 | 442
2028-03-14 02:00 | 0 | 505 | 510 | 442 | 2028-03-14 02:00 | 0 | 505 | 510 | 442 | 2028-03-14 02:00 | 0 | 205 | 510 | 442
2028-03-14 03:00 | 0 | 505 | 510 | 442 | 2028-03-14 03:00 | 0 | 505 | 510 | 442 | 2028-03-14 03:00 | 0 | 0 | 510 | 442
2028-03-14 04:00 | 0 | 505 | 510 | 442 | 2028-03-14 04:00 | 0 | 505 | 510 | 442 | 2028-03-14 04:00 | 0 | 0 | 510 | 442
2028-03-14 05:00 | 0 | 458.96 | 510 | 442 | 2028-03-14 05:00 | 0 | 378.26 | 510 | 442 | 2028-03-14 05:00 | 0 | 101.08 | 300 | 300
2028-03-14 06:00 | 0 | 158.96 | 510 | 142 | 2028-03-14 06:00 | 0 | 78.26 | 510 | 208.47 | 2028-03-14 06:00 | 0 | 0 | 0 | 0
2028-03-14 07:00 | 0 | 0 | 510 | 142 | 2028-03-14 07:00 | 0 | 0 | 465.37 | 152.38 | 2028-03-14 07:00 | 0 | 0 | -82.04 | 142
2028-03-14 08:00 | 0 | 275.67 | 510 | 442 | 2028-03-14 08:00 | 0 | 300 | 165.37 | 442 | 2028-03-14 08:00 | 0 | -226 | -210 | 442
2028-03-14 09:00 | 0 | 97.32 | 510 | 442 | 2028-03-14 09:00 | 0 | 0 | -134.63 | 442 | 2028-03-14 09:00 | 0 | -526 | -510 | 442
2028-03-14 10:00 | 0 | 18.74 | 510 | 442 | 2028-03-14 10:00 | 0 | -300 | -434.63 | 442 | 2028-03-14 10:00 | 0 | -526 | -510 | 442
2028-03-14 11:00 | 0 | 113.38 | 318.89 | 442 | 2028-03-14 11:00 | 0 | -526 | -510 | 318.62 | 2028-03-14 11:00 | 0 | -526 | -510 | 168.37
2028-03-14 12:00 | 0 | 0 | 18.89 | 168.67 | 2028-03-14 12:00 | 0 | -526 | -510 | 48.75 | 2028-03-14 12:00 | 0 | -526 | -510 | -131.63
2028-03-14 13:00 | 0 | 300 | 318.89 | 442 | 2028-03-14 13:00 | 0 | -226 | -210 | 348.75 | 2028-03-14 13:00 | 0 | -226 | -210 | 168.37
2028-03-14 14:00 | 0 | 505 | 510 | 442 | 2028-03-14 14:00 | 0 | 74 | 90 | 442 | 2028-03-14 14:00 | 0 | 74 | 90 | 442
2028-03-14 15:00 | 0 | 505 | 510 | 442 | 2028-03-14 15:00 | 0 | 374 | 390 | 442 | 2028-03-14 15:00 | 0 | 374 | 390 | 442
2028-03-14 16:00 | 0 | 505 | 510 | 442 | 2028-03-14 16:00 | 0 | 208.1 | 90 | 442 | 2028-03-14 16:00 | 0 | 74 | 90 | 442
2028-03-14 17:00 | 0 | 205 | 510 | 243.75 | 2028-03-14 17:00 | 0 | -91.9 | -210 | 442 | 2028-03-14 17:00 | 0 | -226 | -210 | 300
2028-03-14 18:00 | 0 | 0 | 510 | 442 | 2028-03-14 18:00 | 0 | -391.9 | -510 | 142 | 2028-03-14 18:00 | 0 | -526 | -510 | 0
2028-03-14 19:00 | 0 | 111.27 | 510 | 442 | 2028-03-14 19:00 | 0 | -526 | -510 | 122.27 | 2028-03-14 19:00 | 0 | -526 | -510 | -264.5
2028-03-14 20:00 | 0 | 363.6 | 510 | 442 | 2028-03-14 20:00 | 0 | -395 | -510 | 422.27 | 2028-03-14 20:00 | 0 | -526 | -510 | -92.57
2028-03-14 21:00 | 0 | 205 | 510 | 442 | 2028-03-14 21:00 | 0 | -95 | -210 | 341.72 | 2028-03-14 21:00 | 0 | -526 | -510 | 207.43
2028-03-14 22:00 | 0 | 505 | 510 | 442 | 2028-03-14 22:00 | 0 | 205 | 90 | 442 | 2028-03-14 22:00 | 0 | -226 | -210 | 442
2028-03-14 23:00 | 0 | 505 | 510 | 442 | 2028-03-14 23:00 | 0 | 505 | 390 | 442 | 2028-03-14 23:00 | 0 | 74 | 90 | 442
2028-03-15 | 0 | 505 | 510 | 442 | 2028-03-15 | 0 | 505 | 510 | 442 | 2028-03-15 | 0 | 374 | 390 | 442
2028-03-15 01:00 | 0 | 505 | 510 | 442 | 2028-03-15 01:00 | 0 | 505 | 510 | 442 | 2028-03-15 01:00 | 0 | 505 | 510 | 442
2028-03-15 02:00 | 0 | 505 | 510 | 442 | 2028-03-15 02:00 | 0 | 505 | 510 | 442 | 2028-03-15 02:00 | 0 | 505 | 510 | 442
2028-03-15 03:00 | 0 | 505 | 510 | 442 | 2028-03-15 03:00 | 0 | 505 | 510 | 442 | 2028-03-15 03:00 | 0 | 374 | 390 | 390
2028-03-15 04:00 | 0 | 505 | 510 | 442 | 2028-03-15 04:00 | 0 | 505 | 210 | 374.15 | 2028-03-15 04:00 | 0 | 74 | 90 | 90
2028-03-15 05:00 | 0 | 505 | 510 | 442 | 2028-03-15 05:00 | 0 | 300 | -90 | 74.15 | 2028-03-15 05:00 | 0 | -226 | -210 | -210
2028-03-15 06:00 | 0 | 487.86 | 510 | 420.89 | 2028-03-15 06:00 | 0 | 0 | -390 | -225.85 | 2028-03-15 06:00 | 0 | -526 | -510 | -510
2028-03-15 07:00 | 0 | 316.35 | 510 | 120.89 | 2028-03-15 07:00 | 0 | -300 | -510 | -510 | 2028-03-15 07:00 | 0 | -526 | -510 | -510
2028-03-15 08:00 | 0 | 505 | 510 | 291.24 | 2028-03-15 08:00 | 0 | -526 | -510 | -510 | 2028-03-15 08:00 | 0 | -526 | -510 | -510
2028-03-15 09:00 | 0 | 205 | 510 | 288.53 | 2028-03-15 09:00 | 0 | -526 | -510 | -510 | 2028-03-15 09:00 | 0 | -526 | -510 | -510
2028-03-15 10:00 | 0 | 300 | 291.08 | 300 | 2028-03-15 10:00 | 0 | -526 | -510 | -510 | 2028-03-15 10:00 | 0 | -526 | -510 | -510
2028-03-15 11:00 | 0 | 0 | -8.92 | 0 | 2028-03-15 11:00 | 0 | -526 | -510 | -510 | 2028-03-15 11:00 | 0 | -526 | -510 | -510
2028-03-15 12:00 | 0 | 0 | -308.92 | -236.55 | 2028-03-15 12:00 | 0 | -526 | -510 | -510 | 2028-03-15 12:00 | 0 | -526 | -510 | -510
2028-03-15 13:00 | 0 | 0 | -447.6 | -102.33 | 2028-03-15 13:00 | 0 | -526 | -510 | -510 | 2028-03-15 13:00 | 0 | -526 | -510 | -510
2028-03-15 14:00 | 0 | 0 | -147.6 | -165.87 | 2028-03-15 14:00 | 0 | -526 | -510 | -510 | 2028-03-15 14:00 | 0 | -526 | -510 | -510
2028-03-15 15:00 | 0 | 0 | 152.4 | 0 | 2028-03-15 15:00 | 0 | -526 | -510 | -510 | 2028-03-15 15:00 | 0 | -526 | -510 | -510
2028-03-15 16:00 | 0 | 294.71 | 452.4 | 300 | 2028-03-15 16:00 | 0 | -300 | -210 | -289.5 | 2028-03-15 16:00 | 0 | -526 | -510 | -510
2028-03-15 17:00 | 0 | 238.36 | 510 | 39.3 | 2028-03-15 17:00 | 0 | 0 | 90 | 10.5 | 2028-03-15 17:00 | 0 | -226 | -210 | -210
2028-03-15 18:00 | 0 | 505 | 510 | 339.3 | 2028-03-15 18:00 | 0 | 0 | 390 | 310.5 | 2028-03-15 18:00 | 0 | 74 | 90 | 90
2028-03-15 19:00 | 0 | 505 | 510 | 442 | 2028-03-15 19:00 | 0 | 254.61 | 510 | 442 | 2028-03-15 19:00 | 0 | 346.02 | 390 | 390
2028-03-15 20:00 | 0 | 505 | 510 | 442 | 2028-03-15 20:00 | 0 | 254.61 | 510 | 442 | 2028-03-15 20:00 | 0 | 505 | 510 | 442
2028-03-15 21:00 | 0 | 505 | 510 | 442 | 2028-03-15 21:00 | 0 | 505 | 510 | 442 | 2028-03-15 21:00 | 0 | 492.68 | 510 | 442
2028-03-15 22:00 | 0 | 505 | 510 | 442 | 2028-03-15 22:00 | 0 | 251.62 | 510 | 442 | 2028-03-15 22:00 | 0 | 251.62 | 510 | 442
2028-03-15 23:00 | 0 | 505 | 510 | 442 | 2028-03-15 23:00 | 0 | 505 | 510 | 442 | 2028-03-15 23:00 | 0 | 505 | 510 | 442
2028-03-16 | 0 | 505 | 510 | 442 | 2028-03-16 | 0 | 505 | 510 | 442 | 2028-03-16 | 0 | 505 | 510 | 442
2028-03-16 01:00 | 0 | 505 | 510 | 442 | 2028-03-16 01:00 | 0 | 505 | 510 | 442 | 2028-03-16 01:00 | 0 | 505 | 510 | 442
2028-03-16 02:00 | 0 | 505 | 510 | 442 | 2028-03-16 02:00 | 0 | 505 | 510 | 442 | 2028-03-16 02:00 | 0 | 505 | 510 | 442
2028-03-16 03:00 | 0 | 505 | 510 | 442 | 2028-03-16 03:00 | 0 | 505 | 510 | 442 | 2028-03-16 03:00 | 0 | 505 | 510 | 442
2028-03-16 04:00 | 0 | 505 | 510 | 442 | 2028-03-16 04:00 | 0 | 505 | 395.52 | 442 | 2028-03-16 04:00 | 0 | 224.55 | 300 | 442
2028-03-16 05:00 | 0 | 307.43 | 510 | 442 | 2028-03-16 05:00 | 0 | 205 | 95.52 | 442 | 2028-03-16 05:00 | 0 | -75.45 | 0 | 442
2028-03-16 06:00 | 0 | 7.43 | 237.63 | 150.56 | 2028-03-16 06:00 | 0 | -95 | -204.48 | 442 | 2028-03-16 06:00 | 0 | -226 | -261.74 | 442
2028-03-16 07:00 | 0 | 0 | 9.72 | 175.38 | 2028-03-16 07:00 | 0 | -395 | -504.48 | 327.42 | 2028-03-16 07:00 | 0 | -526 | -510 | 442
2028-03-16 08:00 | 0 | 0 | -251.95 | 442 | 2028-03-16 08:00 | 0 | -465.6 | -510 | 441.57 | 2028-03-16 08:00 | 0 | -526 | -510 | 442
2028-03-16 09:00 | 0 | 0 | 0 | 442 | 2028-03-16 09:00 | 0 | -526 | -510 | 154.96 | 2028-03-16 09:00 | 0 | -526 | -510 | 142
2028-03-16 10:00 | 0 | -140.69 | -300 | 142 | 2028-03-16 10:00 | 0 | -526 | -510 | -115.56 | 2028-03-16 10:00 | 0 | -526 | -510 | -158
2028-03-16 11:00 | 0 | -419.45 | -510 | 24.4 | 2028-03-16 11:00 | 0 | -526 | -510 | -182.89 | 2028-03-16 11:00 | 0 | -526 | -510 | -458
2028-03-16 12:00 | 0 | -119.45 | -210 | 324.4 | 2028-03-16 12:00 | 0 | -226 | -210 | 117.11 | 2028-03-16 12:00 | 0 | -226 | -210 | -158
2028-03-16 13:00 | 0 | 180.55 | 90 | 442 | 2028-03-16 13:00 | 0 | 74 | 90 | 417.11 | 2028-03-16 13:00 | 0 | 74 | 90 | 142
2028-03-16 14:00 | 0 | 480.55 | 390 | 442 | 2028-03-16 14:00 | 0 | 374 | 390 | 442 | 2028-03-16 14:00 | 0 | 374 | 390 | 439.17
2028-03-16 15:00 | 0 | 505 | 510 | 442 | 2028-03-16 15:00 | 0 | 164.06 | 90 | 371.87 | 2028-03-16 15:00 | 0 | 74 | 90 | 139.17
2028-03-16 16:00 | 0 | 300 | 510 | 442 | 2028-03-16 16:00 | 0 | -135.94 | -210 | 71.87 | 2028-03-16 16:00 | 0 | -226 | -210 | -160.83
2028-03-16 17:00 | 0 | 0 | 284.24 | 142 | 2028-03-16 17:00 | 0 | -435.94 | -510 | -228.13 | 2028-03-16 17:00 | 0 | -526 | -510 | -460.83
2028-03-16 18:00 | 0 | 0 | 510 | 168.57 | 2028-03-16 18:00 | 0 | -135.94 | -210 | 0 | 2028-03-16 18:00 | 0 | -526 | -510 | -256.25
2028-03-16 19:00 | 0 | 0 | 510 | 442 | 2028-03-16 19:00 | 0 | 0 | 74.54 | 300 | 2028-03-16 19:00 | 0 | -526 | -510 | 0
2028-03-16 20:00 | 0 | 205 | 433.84 | 442 | 2028-03-16 20:00 | 0 | 205 | 260.56 | 408.58 | 2028-03-16 20:00 | 0 | -226 | -411.78 | 142
2028-03-16 21:00 | 0 | 505 | 510 | 442 | 2028-03-16 21:00 | 0 | 505 | 510 | 442 | 2028-03-16 21:00 | 0 | 74 | -111.78 | 442
2028-03-16 22:00 | 0 | 497.66 | 510 | 442 | 2028-03-16 22:00 | 0 | 205 | 510 | 319.04 | 2028-03-16 22:00 | 0 | 0 | -230.7 | 142
2028-03-16 23:00 | 0 | 505 | 510 | 442 | 2028-03-16 23:00 | 0 | 505 | 510 | 442 | 2028-03-16 23:00 | 0 | 300 | 69.3 | 442
2028-03-17 | 0 | 314.4 | 510 | 442 | 2028-03-17 | 0 | 403.62 | 510 | 442 | 2028-03-17 | 0 | 0 | 0 | 142
2028-03-17 01:00 | 0 | 505 | 510 | 442 | 2028-03-17 01:00 | 0 | 505 | 510 | 442 | 2028-03-17 01:00 | 0 | 0 | 0 | 0.46
2028-03-17 02:00 | 0 | 454.4 | 510 | 442 | 2028-03-17 02:00 | 0 | 300 | 510 | 442 | 2028-03-17 02:00 | 0 | 0 | -93.73 | 249.29
2028-03-17 03:00 | 0 | 211.2 | 510 | 442 | 2028-03-17 03:00 | 0 | 0 | 510 | 142 | 2028-03-17 03:00 | 0 | 0 | -393.73 | -15.38
2028-03-17 04:00 | 0 | 355.62 | 510 | 442 | 2028-03-17 04:00 | 0 | 0 | 510 | 129.58 | 2028-03-17 04:00 | 0 | 0 | -93.73 | 44.71
2028-03-17 05:00 | 0 | 148.65 | 510 | 442 | 2028-03-17 05:00 | 0 | 0 | 510 | 131.69 | 2028-03-17 05:00 | 0 | 0 | -393.73 | 48.96
2028-03-17 06:00 | 0 | 448.65 | 510 | 442 | 2028-03-17 06:00 | 0 | 0 | 510 | 250.3 | 2028-03-17 06:00 | 0 | 0 | -510 | 180.19
2028-03-17 07:00 | 0 | 365.27 | 510 | 442 | 2028-03-17 07:00 | 0 | 0 | 510 | 437.25 | 2028-03-17 07:00 | 0 | 0 | -510 | 442
2028-03-17 08:00 | 0 | 65.27 | 510 | 442 | 2028-03-17 08:00 | 0 | 0 | 287.54 | 442 | 2028-03-17 08:00 | 0 | -226 | -510 | 442
2028-03-17 09:00 | 0 | 27.86 | 510 | 442 | 2028-03-17 09:00 | 0 | 0 | -12.46 | 442 | 2028-03-17 09:00 | 0 | -526 | -510 | 442
2028-03-17 10:00 | 0 | 327.86 | 510 | 442 | 2028-03-17 10:00 | 0 | -289.09 | -312.46 | 442 | 2028-03-17 10:00 | 0 | -526 | -510 | 442
2028-03-17 11:00 | 0 | 114.65 | 510 | 442 | 2028-03-17 11:00 | 0 | 0 | -445.12 | 442 | 2028-03-17 11:00 | 0 | -526 | -510 | 442
2028-03-17 12:00 | 0 | 296.48 | 510 | 442 | 2028-03-17 12:00 | 0 | -261.05 | -510 | 442 | 2028-03-17 12:00 | 0 | -526 | -510 | 442
2028-03-17 13:00 | 0 | 421.72 | 510 | 442 | 2028-03-17 13:00 | 0 | -95 | -424.99 | 442 | 2028-03-17 13:00 | 0 | -526 | -510 | 442
2028-03-17 14:00 | 0 | 505 | 510 | 442 | 2028-03-17 14:00 | 0 | 205 | -124.99 | 442 | 2028-03-17 14:00 | 0 | -226 | -210 | 442
2028-03-17 15:00 | 0 | 505 | 510 | 442 | 2028-03-17 15:00 | 0 | 505 | 175.01 | 442 | 2028-03-17 15:00 | 0 | 74 | 90 | 442
2028-03-17 16:00 | 0 | 505 | 510 | 442 | 2028-03-17 16:00 | 0 | 505 | 475.01 | 442 | 2028-03-17 16:00 | 0 | 374 | 291.49 | 442
2028-03-17 17:00 | 0 | 505 | 510 | 442 | 2028-03-17 17:00 | 0 | 300 | 510 | 442 | 2028-03-17 17:00 | 0 | 300 | -8.51 | 442
2028-03-17 18:00 | 0 | 341.98 | 510 | 442 | 2028-03-17 18:00 | 0 | 0 | 397.58 | 442 | 2028-03-17 18:00 | 0 | 0 | -308.51 | 442
2028-03-17 19:00 | 0 | 471.64 | 510 | 442 | 2028-03-17 19:00 | 0 | 0 | 510 | 442 | 2028-03-17 19:00 | 0 | -2.97 | -8.51 | 442
2028-03-17 20:00 | 0 | 505 | 510 | 442 | 2028-03-17 20:00 | 0 | 0 | 510 | 442 | 2028-03-17 20:00 | 0 | 0 | 291.49 | 442
2028-03-17 21:00 | 0 | 505 | 510 | 442 | 2028-03-17 21:00 | 0 | 0 | 510 | 442 | 2028-03-17 21:00 | 0 | 0 | 510 | 442
2028-03-17 22:00 | 0 | 505 | 510 | 442 | 2028-03-17 22:00 | 0 | 0 | 510 | 442 | 2028-03-17 22:00 | 0 | 111.08 | 510 | 442
2028-03-17 23:00 | 0 | 505 | 510 | 442 | 2028-03-17 23:00 | 0 | 0 | 510 | 442 | 2028-03-17 23:00 | 0 | 411.08 | 510 | 442
2028-03-18 | 0 | 505 | 510 | 442 | 2028-03-18 | 0 | 300 | 510 | 442 | 2028-03-18 | 0 | 505 | 510 | 442
2028-03-18 01:00 | 0 | 505 | 510 | 442 | 2028-03-18 01:00 | 0 | 505 | 510 | 442 | 2028-03-18 01:00 | 0 | 505 | 510 | 442
2028-03-18 02:00 | 0 | 505 | 510 | 442 | 2028-03-18 02:00 | 0 | 505 | 510 | 442 | 2028-03-18 02:00 | 0 | 505 | 510 | 442
2028-03-18 03:00 | 0 | 505 | 510 | 442 | 2028-03-18 03:00 | 0 | 505 | 510 | 442 | 2028-03-18 03:00 | 0 | 505 | 510 | 442
2028-03-18 04:00 | 0 | 505 | 510 | 442 | 2028-03-18 04:00 | 0 | 505 | 510 | 442 | 2028-03-18 04:00 | 0 | 505 | 510 | 442
2028-03-18 05:00 | 0 | 505 | 510 | 442 | 2028-03-18 05:00 | 0 | 505 | 510 | 442 | 2028-03-18 05:00 | 0 | 505 | 510 | 442
2028-03-18 06:00 | 0 | 505 | 510 | 442 | 2028-03-18 06:00 | 0 | 505 | 510 | 442 | 2028-03-18 06:00 | 0 | 505 | 510 | 442
2028-03-18 07:00 | 0 | 505 | 510 | 442 | 2028-03-18 07:00 | 0 | 505 | 510 | 442 | 2028-03-18 07:00 | 0 | 505 | 510 | 442
2028-03-18 08:00 | 0 | 505 | 510 | 414.28 | 2028-03-18 08:00 | 0 | 280.22 | 510 | 442 | 2028-03-18 08:00 | 0 | 505 | 510 | 442
2028-03-18 09:00 | 0 | 490.73 | 510 | 361.14 | 2028-03-18 09:00 | 0 | 4.63 | 510 | 442 | 2028-03-18 09:00 | 0 | 205 | 510 | 239.16
2028-03-18 10:00 | 0 | 505 | 510 | 397.6 | 2028-03-18 10:00 | 0 | 0 | 210 | 142 | 2028-03-18 10:00 | 0 | 47.42 | 210 | 423.22
2028-03-18 11:00 | 0 | 505 | 510 | 442 | 2028-03-18 11:00 | 0 | 300 | 510 | 442 | 2028-03-18 11:00 | 0 | 347.42 | 510 | 442
2028-03-18 12:00 | 0 | 505 | 510 | 442 | 2028-03-18 12:00 | 0 | 300 | 443.72 | 351.8 | 2028-03-18 12:00 | 0 | 264.69 | 210 | 442
2028-03-18 13:00 | 0 | 205 | 509.11 | 142 | 2028-03-18 13:00 | 0 | 0 | 143.72 | 51.8 | 2028-03-18 13:00 | 0 | -35.31 | -90 | 317.24
2028-03-18 14:00 | 0 | 250.06 | 510 | 255.8 | 2028-03-18 14:00 | 0 | 0 | 176.21 | 0 | 2028-03-18 14:00 | 0 | 0 | -356.5 | 69.88
2028-03-18 15:00 | 0 | 257.66 | 510 | -44.2 | 2028-03-18 15:00 | 0 | 0 | 43.9 | 0 | 2028-03-18 15:00 | 0 | 0 | -163.14 | -96.99
2028-03-18 16:00 | 0 | 412.82 | 510 | 255.8 | 2028-03-18 16:00 | 0 | 125.52 | 343.9 | 300 | 2028-03-18 16:00 | 0 | 0 | 136.86 | 90.25
2028-03-18 17:00 | 0 | 150.09 | 510 | 442 | 2028-03-18 17:00 | 0 | 425.52 | 510 | 442 | 2028-03-18 17:00 | 0 | 0 | 436.86 | 386.08
2028-03-18 18:00 | 0 | 383.58 | 510 | 442 | 2028-03-18 18:00 | 0 | 324.1 | 510 | 442 | 2028-03-18 18:00 | 0 | 0 | 510 | 144.14
2028-03-18 19:00 | 0 | 96.52 | 510 | 442 | 2028-03-18 19:00 | 0 | 96.52 | 510 | 442 | 2028-03-18 19:00 | 0 | 0 | 510 | 442
2028-03-18 20:00 | 0 | 396.52 | 510 | 442 | 2028-03-18 20:00 | 0 | 396.52 | 510 | 442 | 2028-03-18 20:00 | 0 | 0 | 510 | 355.4
2028-03-18 21:00 | 0 | 505 | 510 | 350.93 | 2028-03-18 21:00 | 0 | 396.52 | 510 | 442 | 2028-03-18 21:00 | 0 | 0 | 510 | 55.4
2028-03-18 22:00 | 0 | 299.72 | 510 | 431.9 | 2028-03-18 22:00 | 0 | 459.57 | 510 | 442 | 2028-03-18 22:00 | 0 | 205 | 510 | 355.4
2028-03-18 23:00 | 0 | 505 | 510 | 442 | 2028-03-18 23:00 | 0 | 505 | 510 | 442 | 2028-03-18 23:00 | 0 | 505 | 510 | 442
2028-03-19 | 0 | 505 | 510 | 442 | 2028-03-19 | 0 | 505 | 510 | 442 | 2028-03-19 | 0 | 505 | 510 | 442
2028-03-19 01:00 | 0 | 505 | 510 | 442 | 2028-03-19 01:00 | 0 | 505 | 510 | 442 | 2028-03-19 01:00 | 0 | 505 | 510 | 442
2028-03-19 02:00 | 0 | 505 | 510 | 438.82 | 2028-03-19 02:00 | 0 | 505 | 510 | 442 | 2028-03-19 02:00 | 0 | 505 | 510 | 442
2028-03-19 03:00 | 0 | 505 | 510 | 442 | 2028-03-19 03:00 | 0 | 505 | 510 | 442 | 2028-03-19 03:00 | 0 | 505 | 510 | 442
2028-03-19 04:00 | 0 | 505 | 510 | 442 | 2028-03-19 04:00 | 0 | 505 | 510 | 442 | 2028-03-19 04:00 | 0 | 505 | 510 | 442
2028-03-19 05:00 | 0 | 505 | 510 | 442 | 2028-03-19 05:00 | 0 | 505 | 510 | 442 | 2028-03-19 05:00 | 0 | 494.83 | 390 | 442
2028-03-19 06:00 | 0 | 205 | 383.43 | 142 | 2028-03-19 06:00 | 0 | 205 | 433.71 | 142 | 2028-03-19 06:00 | 0 | 194.83 | 90 | 442
2028-03-19 07:00 | 0 | 0 | 510 | 210.9 | 2028-03-19 07:00 | 0 | 0 | 239.27 | 215.49 | 2028-03-19 07:00 | 0 | -105.17 | -210 | 442
2028-03-19 08:00 | 0 | 0 | 510 | 30.49 | 2028-03-19 08:00 | 0 | 0 | -60.73 | 97.52 | 2028-03-19 08:00 | 0 | -405.17 | -510 | 223.14
2028-03-19 09:00 | 0 | 0 | 212.11 | 0 | 2028-03-19 09:00 | 0 | -300 | -360.73 | 292.13 | 2028-03-19 09:00 | 0 | -526 | -510 | 373.72
2028-03-19 10:00 | 0 | 0 | -27.57 | 0 | 2028-03-19 10:00 | 0 | -526 | -510 | 143.51 | 2028-03-19 10:00 | 0 | -526 | -510 | 73.72
2028-03-19 11:00 | 0 | 0 | -327.57 | -52.67 | 2028-03-19 11:00 | 0 | -526 | -510 | 109.06 | 2028-03-19 11:00 | 0 | -526 | -510 | 25.63
2028-03-19 12:00 | 0 | 0 | -256.04 | 0 | 2028-03-19 12:00 | 0 | -526 | -510 | 175.54 | 2028-03-19 12:00 | 0 | -526 | -510 | 276.99
2028-03-19 13:00 | 0 | 0 | -145.23 | 0 | 2028-03-19 13:00 | 0 | -526 | -510 | -14.44 | 2028-03-19 13:00 | 0 | -526 | -510 | 47.91
2028-03-19 14:00 | 0 | 0 | -123.91 | 0 | 2028-03-19 14:00 | 0 | -526 | -510 | -14.68 | 2028-03-19 14:00 | 0 | -526 | -510 | 50.74
2028-03-19 15:00 | 0 | 0 | -252.14 | 0 | 2028-03-19 15:00 | 0 | -376.75 | -510 | -283.24 | 2028-03-19 15:00 | 0 | -526 | -510 | -249.26
2028-03-19 16:00 | 0 | 0 | -88.74 | -75 | 2028-03-19 16:00 | 0 | -76.75 | -510 | 0 | 2028-03-19 16:00 | 0 | -526 | -510 | 50.74
2028-03-19 17:00 | 0 | 0 | 211.26 | 142 | 2028-03-19 17:00 | 0 | 0 | -319.55 | 0 | 2028-03-19 17:00 | 0 | -526 | -510 | 116.28
2028-03-19 18:00 | 0 | 279.33 | 510 | 442 | 2028-03-19 18:00 | 0 | 0 | -19.55 | 261.76 | 2028-03-19 18:00 | 0 | -526 | -510 | 416.28
2028-03-19 19:00 | 0 | 505 | 510 | 442 | 2028-03-19 19:00 | 0 | 0 | -90 | 261.76 | 2028-03-19 19:00 | 0 | -300 | -297.55 | 442
2028-03-19 20:00 | 0 | 505 | 510 | 442 | 2028-03-19 20:00 | 0 | 205 | 210 | 397.27 | 2028-03-19 20:00 | 0 | 0 | 2.45 | 442
2028-03-19 21:00 | 0 | 505 | 510 | 442 | 2028-03-19 21:00 | 0 | 505 | 510 | 442 | 2028-03-19 21:00 | 0 | 300 | 302.45 | 442
2028-03-19 22:00 | 0 | 505 | 510 | 442 | 2028-03-19 22:00 | 0 | 382.97 | 510 | 442 | 2028-03-19 22:00 | 0 | 494.14 | 510 | 442
2028-03-19 23:00 | 0 | 355.81 | 510 | 442 | 2028-03-19 23:00 | 0 | 265.12 | 510 | 442 | 2028-03-19 23:00 | 0 | 312.01 | 510 | 442
2028-03-20 | 0 | 505 | 510 | 442 | 2028-03-20 | 0 | 287.44 | 510 | 442 | 2028-03-20 | 0 | 340.76 | 510 | 442
2028-03-20 01:00 | 0 | 462.37 | 510 | 442 | 2028-03-20 01:00 | 0 | 65.8 | 510 | 442 | 2028-03-20 01:00 | 0 | 245.15 | 510 | 442
2028-03-20 02:00 | 0 | 498.05 | 510 | 442 | 2028-03-20 02:00 | 0 | 65.8 | 510 | 442 | 2028-03-20 02:00 | 0 | 178.01 | 510 | 442
2028-03-20 03:00 | 0 | 505 | 510 | 442 | 2028-03-20 03:00 | 0 | 167.65 | 510 | 442 | 2028-03-20 03:00 | 0 | 178.01 | 510 | 442
2028-03-20 04:00 | 0 | 505 | 510 | 442 | 2028-03-20 04:00 | 0 | 0 | 510 | 442 | 2028-03-20 04:00 | 0 | 178.01 | 510 | 442
2028-03-20 05:00 | 0 | 467.32 | 510 | 442 | 2028-03-20 05:00 | 0 | 0 | 454.85 | 442 | 2028-03-20 05:00 | 0 | 254.36 | 510 | 442
2028-03-20 06:00 | 0 | 327.25 | 510 | 442 | 2028-03-20 06:00 | 0 | 0 | 510 | 442 | 2028-03-20 06:00 | 0 | 61.12 | 390 | 442
2028-03-20 07:00 | 0 | 505 | 510 | 442 | 2028-03-20 07:00 | 0 | 0 | 510 | 442 | 2028-03-20 07:00 | 0 | 74 | 90 | 442
2028-03-20 08:00 | 0 | 505 | 510 | 442 | 2028-03-20 08:00 | 0 | 71.76 | 210 | 442 | 2028-03-20 08:00 | 0 | -226 | -210 | 442
2028-03-20 09:00 | 0 | 364.9 | 510 | 442 | 2028-03-20 09:00 | 0 | -211.85 | -90 | 442 | 2028-03-20 09:00 | 0 | -526 | -510 | 442
2028-03-20 10:00 | 0 | 457.04 | 510 | 442 | 2028-03-20 10:00 | 0 | -511.85 | -390 | 442 | 2028-03-20 10:00 | 0 | -526 | -510 | 404.36
2028-03-20 11:00 | 0 | 157.04 | 510 | 442 | 2028-03-20 11:00 | 0 | -526 | -510 | 442 | 2028-03-20 11:00 | 0 | -526 | -510 | 362.78
2028-03-20 12:00 | 0 | 0 | 510 | 442 | 2028-03-20 12:00 | 0 | -526 | -510 | 442 | 2028-03-20 12:00 | 0 | -526 | -510 | 362.78
2028-03-20 13:00 | 0 | 0 | 510 | 442 | 2028-03-20 13:00 | 0 | -526 | -510 | 442 | 2028-03-20 13:00 | 0 | -526 | -510 | 362.78
2028-03-20 14:00 | 0 | 0 | 510 | 442 | 2028-03-20 14:00 | 0 | -526 | -510 | 442 | 2028-03-20 14:00 | 0 | -526 | -510 | 362.78
2028-03-20 15:00 | 0 | 0 | 510 | 442 | 2028-03-20 15:00 | 0 | -526 | -510 | 442 | 2028-03-20 15:00 | 0 | -526 | -510 | 442
2028-03-20 16:00 | 0 | 40.64 | 510 | 442 | 2028-03-20 16:00 | 0 | -235.82 | -210 | 442 | 2028-03-20 16:00 | 0 | -526 | -510 | 442
2028-03-20 17:00 | 0 | 340.64 | 510 | 442 | 2028-03-20 17:00 | 0 | 64.18 | 90 | 442 | 2028-03-20 17:00 | 0 | -226 | -270.19 | 442
2028-03-20 18:00 | 0 | 505 | 510 | 442 | 2028-03-20 18:00 | 0 | 36.94 | 390 | 442 | 2028-03-20 18:00 | 0 | 0 | -150.62 | 442
2028-03-20 19:00 | 0 | 505 | 510 | 442 | 2028-03-20 19:00 | 0 | 336.94 | 510 | 442 | 2028-03-20 19:00 | 0 | 0 | 0 | 442
2028-03-20 20:00 | 0 | 505 | 510 | 442 | 2028-03-20 20:00 | 0 | 505 | 510 | 442 | 2028-03-20 20:00 | 0 | 0 | 0 | 355.8
2028-03-20 21:00 | 0 | 435.9 | 510 | 442 | 2028-03-20 21:00 | 0 | 505 | 510 | 442 | 2028-03-20 21:00 | 0 | 0 | 0 | 55.8
2028-03-20 22:00 | 0 | 505 | 510 | 442 | 2028-03-20 22:00 | 0 | 505 | 510 | 442 | 2028-03-20 22:00 | 0 | 300 | 300 | 355.8
2028-03-20 23:00 | 0 | 505 | 510 | 442 | 2028-03-20 23:00 | 0 | 505 | 510 | 442 | 2028-03-20 23:00 | 0 | 505 | 510 | 442
2028-03-21 | 0 | 505 | 510 | 442 | 2028-03-21 | 0 | 505 | 510 | 442 | 2028-03-21 | 0 | 505 | 510 | 442
2028-03-21 01:00 | 0 | 505 | 510 | 434.94 | 2028-03-21 01:00 | 0 | 505 | 510 | 442 | 2028-03-21 01:00 | 0 | 505 | 510 | 442
2028-03-21 02:00 | 0 | 505 | 510 | 442 | 2028-03-21 02:00 | 0 | 505 | 510 | 442 | 2028-03-21 02:00 | 0 | 505 | 510 | 442
2028-03-21 03:00 | 0 | 505 | 510 | 295.89 | 2028-03-21 03:00 | 0 | 505 | 510 | 442 | 2028-03-21 03:00 | 0 | 505 | 510 | 442
2028-03-21 04:00 | 0 | 505 | 510 | 382.11 | 2028-03-21 04:00 | 0 | 505 | 510 | 442 | 2028-03-21 04:00 | 0 | 374 | 390 | 390
2028-03-21 05:00 | 0 | 505 | 510 | 442 | 2028-03-21 05:00 | 0 | 505 | 510 | 442 | 2028-03-21 05:00 | 0 | 74 | 90 | 90
2028-03-21 06:00 | 0 | 300 | 510 | 394.78 | 2028-03-21 06:00 | 0 | 300 | 210 | 142 | 2028-03-21 06:00 | 0 | -226 | -210 | -210
2028-03-21 07:00 | 0 | 0 | 510 | 285.11 | 2028-03-21 07:00 | 0 | 0 | -90 | -158 | 2028-03-21 07:00 | 0 | -526 | -510 | -510
2028-03-21 08:00 | 0 | 175.19 | 510 | 288.22 | 2028-03-21 08:00 | 0 | 0 | -314.63 | -210 | 2028-03-21 08:00 | 0 | -526 | -510 | -510
2028-03-21 09:00 | 0 | 22.13 | 510 | 189.78 | 2028-03-21 09:00 | 0 | -253.1 | -510 | -510 | 2028-03-21 09:00 | 0 | -526 | -510 | -510
2028-03-21 10:00 | 0 | 0 | 510 | 155.62 | 2028-03-21 10:00 | 0 | -521.52 | -510 | -510 | 2028-03-21 10:00 | 0 | -526 | -510 | -510
2028-03-21 11:00 | 0 | 0 | 510 | 196.57 | 2028-03-21 11:00 | 0 | -463.67 | -510 | -510 | 2028-03-21 11:00 | 0 | -526 | -510 | -510
2028-03-21 12:00 | 0 | 0 | 510 | 159.79 | 2028-03-21 12:00 | 0 | -526 | -510 | -510 | 2028-03-21 12:00 | 0 | -526 | -510 | -510
2028-03-21 13:00 | 0 | 67.25 | 510 | 237.39 | 2028-03-21 13:00 | 0 | -226 | -313.39 | -356.26 | 2028-03-21 13:00 | 0 | -526 | -510 | -510
2028-03-21 14:00 | 0 | 263.04 | 510 | 355.46 | 2028-03-21 14:00 | 0 | -180.48 | -13.39 | -56.26 | 2028-03-21 14:00 | 0 | -526 | -510 | -510
2028-03-21 15:00 | 0 | 334.96 | 510 | 442 | 2028-03-21 15:00 | 0 | 119.52 | 286.61 | 243.74 | 2028-03-21 15:00 | 0 | -226 | -253.55 | -210
2028-03-21 16:00 | 0 | 238.67 | 510 | 442 | 2028-03-21 16:00 | 0 | 145.99 | 510 | 287.21 | 2028-03-21 16:00 | 0 | 0 | 0 | 0
2028-03-21 17:00 | 0 | 505 | 510 | 442 | 2028-03-21 17:00 | 0 | 320.44 | 510 | 442 | 2028-03-21 17:00 | 0 | 300 | 300 | 300
2028-03-21 18:00 | 0 | 205 | 510 | 326.65 | 2028-03-21 18:00 | 0 | 205 | 510 | 303.86 | 2028-03-21 18:00 | 0 | 0 | 0 | 0
2028-03-21 19:00 | 0 | 505 | 510 | 442 | 2028-03-21 19:00 | 0 | 505 | 510 | 442 | 2028-03-21 19:00 | 0 | 137.97 | 300 | 300
2028-03-21 20:00 | 0 | 505 | 510 | 442 | 2028-03-21 20:00 | 0 | 505 | 510 | 442 | 2028-03-21 20:00 | 0 | 437.97 | 510 | 442
2028-03-21 21:00 | 0 | 505 | 510 | 442 | 2028-03-21 21:00 | 0 | 505 | 510 | 442 | 2028-03-21 21:00 | 0 | 505 | 510 | 442
2028-03-21 22:00 | 0 | 505 | 510 | 442 | 2028-03-21 22:00 | 0 | 505 | 510 | 442 | 2028-03-21 22:00 | 0 | 505 | 510 | 442
2028-03-21 23:00 | 0 | 505 | 510 | 442 | 2028-03-21 23:00 | 0 | 505 | 510 | 442 | 2028-03-21 23:00 | 0 | 505 | 510 | 442
2028-03-22 | 0 | 505 | 510 | 442 | 2028-03-22 | 0 | 505 | 510 | 442 | 2028-03-22 | 0 | 505 | 510 | 442
2028-03-22 01:00 | 0 | 505 | 510 | 442 | 2028-03-22 01:00 | 0 | 505 | 510 | 442 | 2028-03-22 01:00 | 0 | 505 | 510 | 442
2028-03-22 02:00 | 0 | 505 | 510 | 442 | 2028-03-22 02:00 | 0 | 455.7 | 510 | 442 | 2028-03-22 02:00 | 0 | 431.8 | 510 | 442
2028-03-22 03:00 | 0 | 505 | 510 | 442 | 2028-03-22 03:00 | 0 | 451.34 | 510 | 442 | 2028-03-22 03:00 | 0 | 286.54 | 510 | 442
2028-03-22 04:00 | 0 | 380.16 | 510 | 442 | 2028-03-22 04:00 | 0 | 151.34 | 510 | 442 | 2028-03-22 04:00 | 0 | 434.12 | 510 | 442
2028-03-22 05:00 | 0 | 224.65 | 510 | 442 | 2028-03-22 05:00 | 0 | 0 | 510 | 442 | 2028-03-22 05:00 | 0 | 134.12 | 510 | 442
2028-03-22 06:00 | 0 | 187.48 | 510 | 442 | 2028-03-22 06:00 | 0 | 0 | 486.16 | 442 | 2028-03-22 06:00 | 0 | 183.13 | 390 | 442
2028-03-22 07:00 | 0 | 342.18 | 510 | 442 | 2028-03-22 07:00 | 0 | 159.44 | 390 | 442 | 2028-03-22 07:00 | 0 | 74 | 90 | 442
2028-03-22 08:00 | 0 | 505 | 510 | 442 | 2028-03-22 08:00 | 0 | 40.83 | 90 | 442 | 2028-03-22 08:00 | 0 | -226 | -210 | 321.63
2028-03-22 09:00 | 0 | 417.4 | 510 | 442 | 2028-03-22 09:00 | 0 | -259.17 | -210 | 442 | 2028-03-22 09:00 | 0 | -526 | -510 | 442
2028-03-22 10:00 | 0 | 404.13 | 510 | 442 | 2028-03-22 10:00 | 0 | -526 | -510 | 442 | 2028-03-22 10:00 | 0 | -526 | -510 | 442
2028-03-22 11:00 | 0 | 104.13 | 510 | 270.63 | 2028-03-22 11:00 | 0 | -526 | -510 | 442 | 2028-03-22 11:00 | 0 | -526 | -510 | 418.26
2028-03-22 12:00 | 0 | 0 | 392.93 | 185.45 | 2028-03-22 12:00 | 0 | -526 | -510 | 442 | 2028-03-22 12:00 | 0 | -526 | -510 | 132.57
2028-03-22 13:00 | 0 | 0 | 326.75 | 102.01 | 2028-03-22 13:00 | 0 | -526 | -510 | 442 | 2028-03-22 13:00 | 0 | -526 | -510 | 415.81
2028-03-22 14:00 | 0 | 0 | 377.73 | 44.98 | 2028-03-22 14:00 | 0 | -526 | -510 | 331.07 | 2028-03-22 14:00 | 0 | -526 | -510 | 299.36
2028-03-22 15:00 | 0 | 0 | 306.67 | 210.3 | 2028-03-22 15:00 | 0 | -526 | -510 | 31.07 | 2028-03-22 15:00 | 0 | -526 | -510 | 265.71
2028-03-22 16:00 | 0 | 0 | 6.67 | 0 | 2028-03-22 16:00 | 0 | -410.45 | -510 | 129.02 | 2028-03-22 16:00 | 0 | -526 | -510 | -34.29
2028-03-22 17:00 | 0 | 146.21 | 306.67 | 119.8 | 2028-03-22 17:00 | 0 | -110.45 | -210 | 208.88 | 2028-03-22 17:00 | 0 | -226 | -439.94 | 0
2028-03-22 18:00 | 0 | 411.67 | 510 | 389.03 | 2028-03-22 18:00 | 0 | 0 | 90 | 442 | 2028-03-22 18:00 | 0 | 0 | -139.94 | 0
2028-03-22 19:00 | 0 | 411.67 | 510 | 442 | 2028-03-22 19:00 | 0 | 0 | 390 | 442 | 2028-03-22 19:00 | 0 | 0 | 0 | 0
2028-03-22 20:00 | 0 | 505 | 510 | 442 | 2028-03-22 20:00 | 0 | 205 | 510 | 442 | 2028-03-22 20:00 | 0 | 205 | 210 | 142
2028-03-22 21:00 | 0 | 505 | 510 | 442 | 2028-03-22 21:00 | 0 | 505 | 510 | 442 | 2028-03-22 21:00 | 0 | 505 | 510 | 442
2028-03-22 22:00 | 0 | 505 | 510 | 442 | 2028-03-22 22:00 | 0 | 205.28 | 510 | 442 | 2028-03-22 22:00 | 0 | 489.17 | 510 | 442
2028-03-22 23:00 | 0 | 313.18 | 510 | 442 | 2028-03-22 23:00 | 0 | 380.67 | 510 | 442 | 2028-03-22 23:00 | 0 | 189.17 | 510 | 382.58
2028-03-23 | 0 | 473.86 | 510 | 442 | 2028-03-23 | 0 | 502.02 | 510 | 442 | 2028-03-23 | 0 | 0 | 510 | 160.81
2028-03-23 01:00 | 0 | 505 | 510 | 442 | 2028-03-23 01:00 | 0 | 505 | 510 | 442 | 2028-03-23 01:00 | 0 | 0 | 510 | 370.63
2028-03-23 02:00 | 0 | 378.66 | 510 | 442 | 2028-03-23 02:00 | 0 | 303.11 | 510 | 442 | 2028-03-23 02:00 | 0 | 0 | 510 | 70.63
2028-03-23 03:00 | 0 | 212.23 | 510 | 442 | 2028-03-23 03:00 | 0 | 145.38 | 510 | 442 | 2028-03-23 03:00 | 0 | 0 | 241.16 | 204.73
2028-03-23 04:00 | 0 | 205 | 510 | 356.25 | 2028-03-23 04:00 | 0 | 132.69 | 510 | 416.23 | 2028-03-23 04:00 | 0 | 0 | 93.13 | 157.58
2028-03-23 05:00 | 0 | 505 | 510 | 442 | 2028-03-23 05:00 | 0 | 432.69 | 510 | 442 | 2028-03-23 05:00 | 0 | 0 | 391.14 | 287.38
2028-03-23 06:00 | 0 | 205 | 510 | 442 | 2028-03-23 06:00 | 0 | 132.69 | 510 | 442 | 2028-03-23 06:00 | 0 | 0 | 91.14 | 82.48
2028-03-23 07:00 | 0 | 201.57 | 510 | 442 | 2028-03-23 07:00 | 0 | 22.87 | 510 | 442 | 2028-03-23 07:00 | 0 | 0 | 4.75 | 157.44
2028-03-23 08:00 | 0 | 288.8 | 510 | 442 | 2028-03-23 08:00 | 0 | 0 | 388.82 | 442 | 2028-03-23 08:00 | 0 | -226 | -295.25 | 8.24
2028-03-23 09:00 | 0 | 479.79 | 510 | 442 | 2028-03-23 09:00 | 0 | 0 | 88.82 | 193.44 | 2028-03-23 09:00 | 0 | -526 | -510 | -130.67
2028-03-23 10:00 | 0 | 422.96 | 510 | 442 | 2028-03-23 10:00 | 0 | 0 | -211.18 | 149.68 | 2028-03-23 10:00 | 0 | -526 | -510 | -21.21
2028-03-23 11:00 | 0 | 188.15 | 510 | 442 | 2028-03-23 11:00 | 0 | 0 | -510 | 232.06 | 2028-03-23 11:00 | 0 | -526 | -510 | 77.76
2028-03-23 12:00 | 0 | 85.86 | 510 | 442 | 2028-03-23 12:00 | 0 | 0 | -231.21 | 11.07 | 2028-03-23 12:00 | 0 | -526 | -510 | -173.81
2028-03-23 13:00 | 0 | 140.69 | 510 | 442 | 2028-03-23 13:00 | 0 | 0 | -72.1 | 0 | 2028-03-23 13:00 | 0 | -526 | -510 | -257.68
2028-03-23 14:00 | 0 | 0 | 510 | 414.59 | 2028-03-23 14:00 | 0 | 0 | -166.64 | 121.05 | 2028-03-23 14:00 | 0 | -526 | -510 | -42.78
2028-03-23 15:00 | 0 | 0 | 497.13 | 200.45 | 2028-03-23 15:00 | 0 | 0 | -261.5 | 27.2 | 2028-03-23 15:00 | 0 | -526 | -510 | -142.45
2028-03-23 16:00 | 0 | 0 | 510 | 211.08 | 2028-03-23 16:00 | 0 | 0 | 38.5 | 131.44 | 2028-03-23 16:00 | 0 | -526 | -510 | -76.99
2028-03-23 17:00 | 0 | 196.33 | 510 | 442 | 2028-03-23 17:00 | 0 | 300 | 338.5 | 431.44 | 2028-03-23 17:00 | 0 | -226 | -510 | 223.01
2028-03-23 18:00 | 0 | 496.33 | 510 | 442 | 2028-03-23 18:00 | 0 | 505 | 510 | 442 | 2028-03-23 18:00 | 0 | 0 | -343.49 | 442
2028-03-23 19:00 | 0 | 505 | 510 | 442 | 2028-03-23 19:00 | 0 | 505 | 510 | 442 | 2028-03-23 19:00 | 0 | 0 | -43.49 | 221.13
2028-03-23 20:00 | 0 | 505 | 510 | 442 | 2028-03-23 20:00 | 0 | 505 | 510 | 442 | 2028-03-23 20:00 | 0 | 0 | 0 | 146.08
2028-03-23 21:00 | 0 | 505 | 510 | 442 | 2028-03-23 21:00 | 0 | 445.97 | 510 | 442 | 2028-03-23 21:00 | 0 | 0 | 0 | 198.55
2028-03-23 22:00 | 0 | 285.57 | 510 | 442 | 2028-03-23 22:00 | 0 | 145.97 | 210 | 269.81 | 2028-03-23 22:00 | 0 | 0 | 0 | 146.73
2028-03-23 23:00 | 0 | 0 | 510 | 284.79 | 2028-03-23 23:00 | 0 | -154.03 | -90 | -30.19 | 2028-03-23 23:00 | 0 | 0 | -118.96 | -153.27
2028-03-24 | 0 | 300 | 510 | 442 | 2028-03-24 | 0 | 145.97 | 210 | 269.81 | 2028-03-24 | 0 | 300 | 181.04 | 146.73
2028-03-24 01:00 | 0 | 505 | 510 | 395.07 | 2028-03-24 01:00 | 0 | 445.97 | 510 | 442 | 2028-03-24 01:00 | 0 | 505 | 481.04 | 442
2028-03-24 02:00 | 0 | 505 | 510 | 328.99 | 2028-03-24 02:00 | 0 | 505 | 510 | 442 | 2028-03-24 02:00 | 0 | 505 | 510 | 442
2028-03-24 03:00 | 0 | 505 | 510 | 442 | 2028-03-24 03:00 | 0 | 505 | 510 | 442 | 2028-03-24 03:00 | 0 | 505 | 510 | 442
2028-03-24 04:00 | 0 | 505 | 510 | 442 | 2028-03-24 04:00 | 0 | 505 | 510 | 442 | 2028-03-24 04:00 | 0 | 505 | 510 | 442
2028-03-24 05:00 | 0 | 505 | 510 | 442 | 2028-03-24 05:00 | 0 | 505 | 510 | 442 | 2028-03-24 05:00 | 0 | 505 | 510 | 442
2028-03-24 06:00 | 0 | 505 | 510 | 442 | 2028-03-24 06:00 | 0 | 505 | 510 | 442 | 2028-03-24 06:00 | 0 | 505 | 510 | 442
2028-03-24 07:00 | 0 | 505 | 510 | 442 | 2028-03-24 07:00 | 0 | 505 | 510 | 442 | 2028-03-24 07:00 | 0 | 505 | 510 | 442
2028-03-24 08:00 | 0 | 505 | 510 | 442 | 2028-03-24 08:00 | 0 | 505 | 510 | 442 | 2028-03-24 08:00 | 0 | 505 | 510 | 442
2028-03-24 09:00 | 0 | 505 | 510 | 442 | 2028-03-24 09:00 | 0 | 505 | 510 | 442 | 2028-03-24 09:00 | 0 | 505 | 510 | 442
2028-03-24 10:00 | 0 | 505 | 510 | 442 | 2028-03-24 10:00 | 0 | 505 | 510 | 442 | 2028-03-24 10:00 | 0 | 505 | 510 | 442
2028-03-24 11:00 | 0 | 505 | 510 | 442 | 2028-03-24 11:00 | 0 | 505 | 510 | 442 | 2028-03-24 11:00 | 0 | 505 | 510 | 442
2028-03-24 12:00 | 0 | 505 | 510 | 442 | 2028-03-24 12:00 | 0 | 505 | 510 | 442 | 2028-03-24 12:00 | 0 | 505 | 510 | 442
2028-03-24 13:00 | 0 | 505 | 510 | 442 | 2028-03-24 13:00 | 0 | 505 | 510 | 442 | 2028-03-24 13:00 | 0 | 505 | 510 | 442
2028-03-24 14:00 | 0 | 505 | 510 | 442 | 2028-03-24 14:00 | 0 | 505 | 510 | 442 | 2028-03-24 14:00 | 0 | 505 | 510 | 442
2028-03-24 15:00 | 0 | 505 | 510 | 442 | 2028-03-24 15:00 | 0 | 505 | 415.97 | 442 | 2028-03-24 15:00 | 0 | 505 | 415.97 | 442
2028-03-24 16:00 | 0 | 505 | 510 | 442 | 2028-03-24 16:00 | 0 | 205 | 115.97 | 142 | 2028-03-24 16:00 | 0 | 205 | 115.97 | 142
2028-03-24 17:00 | 0 | 473.39 | 510 | 414.53 | 2028-03-24 17:00 | 0 | -95 | -184.03 | -158 | 2028-03-24 17:00 | 0 | -95 | -184.03 | -158
2028-03-24 18:00 | 0 | 173.39 | 210 | 142 | 2028-03-24 18:00 | 0 | -395 | -484.03 | -458 | 2028-03-24 18:00 | 0 | -395 | -484.03 | -458
2028-03-24 19:00 | 0 | 473.39 | 510 | 442 | 2028-03-24 19:00 | 0 | -95 | -184.03 | -158 | 2028-03-24 19:00 | 0 | -95 | -184.03 | -158
2028-03-24 20:00 | 0 | 205 | 510 | 142 | 2028-03-24 20:00 | 0 | 0 | -48.76 | 0 | 2028-03-24 20:00 | 0 | -95 | -100.51 | 142
2028-03-24 21:00 | 0 | 505 | 510 | 442 | 2028-03-24 21:00 | 0 | 300 | 251.24 | 300 | 2028-03-24 21:00 | 0 | 205 | 199.49 | 442
2028-03-24 22:00 | 0 | 205 | 350.11 | 404.16 | 2028-03-24 22:00 | 0 | 0 | 84.89 | 40.84 | 2028-03-24 22:00 | 0 | -95 | -100.51 | 315.25
2028-03-24 23:00 | 0 | 505 | 510 | 442 | 2028-03-24 23:00 | 0 | 300 | 384.89 | 340.84 | 2028-03-24 23:00 | 0 | 205 | 199.49 | 442
2028-03-25 | 0 | 505 | 510 | 442 | 2028-03-25 | 0 | 505 | 510 | 442 | 2028-03-25 | 0 | 505 | 499.49 | 442
2028-03-25 01:00 | 0 | 505 | 510 | 442 | 2028-03-25 01:00 | 0 | 505 | 510 | 442 | 2028-03-25 01:00 | 0 | 505 | 510 | 442
2028-03-25 02:00 | 0 | 505 | 510 | 442 | 2028-03-25 02:00 | 0 | 300 | 510 | 442 | 2028-03-25 02:00 | 0 | 300 | 332.44 | 442
2028-03-25 03:00 | 0 | 205 | 510 | 426.59 | 2028-03-25 03:00 | 0 | 0 | 421.08 | 142 | 2028-03-25 03:00 | 0 | 0 | 32.44 | 142
2028-03-25 04:00 | 0 | 293.97 | 510 | 442 | 2028-03-25 04:00 | 0 | 32.42 | 510 | 310.2 | 2028-03-25 04:00 | 0 | -300 | -267.56 | 55.28
2028-03-25 05:00 | 0 | 494.53 | 510 | 442 | 2028-03-25 05:00 | 0 | 332.42 | 510 | 442 | 2028-03-25 05:00 | 0 | -526 | -510 | 21.55
2028-03-25 06:00 | 0 | 228.06 | 510 | 442 | 2028-03-25 06:00 | 0 | 505 | 510 | 442 | 2028-03-25 06:00 | 0 | -526 | -510 | 58.43
2028-03-25 07:00 | 0 | 81.66 | 510 | 442 | 2028-03-25 07:00 | 0 | 505 | 510 | 442 | 2028-03-25 07:00 | 0 | -526 | -510 | -103.05
2028-03-25 08:00 | 0 | 283.92 | 510 | 442 | 2028-03-25 08:00 | 0 | 228.7 | 210 | 442 | 2028-03-25 08:00 | 0 | -526 | -510 | 50.7
2028-03-25 09:00 | 0 | 0 | 398.91 | 442 | 2028-03-25 09:00 | 0 | -71.3 | -90 | 417.11 | 2028-03-25 09:00 | 0 | -526 | -510 | 347
2028-03-25 10:00 | 0 | 24.84 | 510 | 442 | 2028-03-25 10:00 | 0 | -371.3 | -390 | 353.8 | 2028-03-25 10:00 | 0 | -526 | -510 | 253.94
2028-03-25 11:00 | 0 | 80.77 | 510 | 442 | 2028-03-25 11:00 | 0 | -461.77 | -510 | 442 | 2028-03-25 11:00 | 0 | -526 | -510 | 398.23
2028-03-25 12:00 | 0 | 0 | 335.99 | 442 | 2028-03-25 12:00 | 0 | -526 | -510 | 442 | 2028-03-25 12:00 | 0 | -526 | -510 | 341.78
2028-03-25 13:00 | 0 | 291.29 | 510 | 442 | 2028-03-25 13:00 | 0 | -243.78 | -263.05 | 442 | 2028-03-25 13:00 | 0 | -526 | -510 | 440.06
2028-03-25 14:00 | 0 | 473.6 | 510 | 442 | 2028-03-25 14:00 | 0 | 0 | 36.95 | 442 | 2028-03-25 14:00 | 0 | -526 | -510 | 391.56
2028-03-25 15:00 | 0 | 315.41 | 510 | 442 | 2028-03-25 15:00 | 0 | 0 | -20.96 | 403.22 | 2028-03-25 15:00 | 0 | -526 | -510 | 442
2028-03-25 16:00 | 0 | 15.41 | 510 | 442 | 2028-03-25 16:00 | 0 | 0 | 279.04 | 266.21 | 2028-03-25 16:00 | 0 | -300 | -249.4 | 279.54
2028-03-25 17:00 | 0 | 283.09 | 510 | 442 | 2028-03-25 17:00 | 0 | 0 | 510 | 442 | 2028-03-25 17:00 | 0 | 0 | 50.6 | 442
2028-03-25 18:00 | 0 | 68.01 | 510 | 442 | 2028-03-25 18:00 | 0 | 0 | 510 | 442 | 2028-03-25 18:00 | 0 | 177.73 | 350.6 | 442
2028-03-25 19:00 | 0 | 345.83 | 510 | 442 | 2028-03-25 19:00 | 0 | 149.21 | 510 | 442 | 2028-03-25 19:00 | 0 | 0 | 510 | 442
2028-03-25 20:00 | 0 | 433.01 | 510 | 442 | 2028-03-25 20:00 | 0 | 449.21 | 510 | 442 | 2028-03-25 20:00 | 0 | 0 | 510 | 442
2028-03-25 21:00 | 0 | 452.16 | 510 | 442 | 2028-03-25 21:00 | 0 | 449.21 | 510 | 442 | 2028-03-25 21:00 | 0 | 152.99 | 510 | 442
2028-03-25 22:00 | 0 | 261.78 | 510 | 442 | 2028-03-25 22:00 | 0 | 505 | 510 | 442 | 2028-03-25 22:00 | 0 | 452.99 | 510 | 442
2028-03-25 23:00 | 0 | 505 | 510 | 442 | 2028-03-25 23:00 | 0 | 505 | 510 | 442 | 2028-03-25 23:00 | 0 | 505 | 510 | 442
2028-03-26 | 0 | 505 | 510 | 442 | 2028-03-26 | 0 | 505 | 510 | 442 | 2028-03-26 | 0 | 505 | 510 | 442
2028-03-26 01:00 | 0 | 505 | 510 | 442 | 2028-03-26 01:00 | 0 | 505 | 510 | 442 | 2028-03-26 01:00 | 0 | 505 | 510 | 442
2028-03-26 02:00 | 0 | 505 | 510 | 442 | 2028-03-26 02:00 | 0 | 505 | 510 | 442 | 2028-03-26 02:00 | 0 | 505 | 510 | 442
2028-03-26 03:00 | 0 | 505 | 510 | 442 | 2028-03-26 03:00 | 0 | 505 | 510 | 442 | 2028-03-26 03:00 | 0 | 505 | 510 | 442
2028-03-26 04:00 | 0 | 505 | 510 | 442 | 2028-03-26 04:00 | 0 | 505 | 510 | 442 | 2028-03-26 04:00 | 0 | 505 | 510 | 442
2028-03-26 05:00 | 0 | 505 | 510 | 442 | 2028-03-26 05:00 | 0 | 384.33 | 510 | 442 | 2028-03-26 05:00 | 0 | 300 | 506.57 | 300
2028-03-26 06:00 | 0 | 205 | 319.27 | 142 | 2028-03-26 06:00 | 0 | 84.33 | 210 | 142 | 2028-03-26 06:00 | 0 | 0 | 206.57 | 0
2028-03-26 07:00 | 0 | 150.65 | 510 | 345.51 | 2028-03-26 07:00 | 0 | 0 | 90 | 430.63 | 2028-03-26 07:00 | 0 | 0 | -11.64 | 249.19
2028-03-26 08:00 | 0 | 0 | 510 | 278.84 | 2028-03-26 08:00 | 0 | -226 | -210 | 130.63 | 2028-03-26 08:00 | 0 | -300 | -311.64 | 0
2028-03-26 09:00 | 0 | 0 | 496.79 | 15.7 | 2028-03-26 09:00 | 0 | -526 | -510 | 0 | 2028-03-26 09:00 | 0 | -526 | -510 | -2.82
2028-03-26 10:00 | 0 | 0 | 510 | 315.7 | 2028-03-26 10:00 | 0 | -526 | -510 | 300 | 2028-03-26 10:00 | 0 | -526 | -510 | 297.18
2028-03-26 11:00 | 0 | 300 | 510 | 442 | 2028-03-26 11:00 | 0 | -526 | -510 | 442 | 2028-03-26 11:00 | 0 | -526 | -510 | 442
2028-03-26 12:00 | 0 | 206.1 | 510 | 442 | 2028-03-26 12:00 | 0 | -526 | -510 | 442 | 2028-03-26 12:00 | 0 | -526 | -510 | 442
2028-03-26 13:00 | 0 | 0 | 434.72 | 400.33 | 2028-03-26 13:00 | 0 | -526 | -510 | 442 | 2028-03-26 13:00 | 0 | -526 | -510 | 442
2028-03-26 14:00 | 0 | 0 | 510 | 404.97 | 2028-03-26 14:00 | 0 | -526 | -510 | 442 | 2028-03-26 14:00 | 0 | -526 | -510 | 442
2028-03-26 15:00 | 0 | 0 | 510 | 354.75 | 2028-03-26 15:00 | 0 | -526 | -510 | 323.49 | 2028-03-26 15:00 | 0 | -526 | -510 | 279.81
2028-03-26 16:00 | 0 | 0 | 486.21 | 54.75 | 2028-03-26 16:00 | 0 | -331.4 | -510 | 23.49 | 2028-03-26 16:00 | 0 | -526 | -510 | 215.05
2028-03-26 17:00 | 0 | 300 | 186.21 | 210.28 | 2028-03-26 17:00 | 0 | -114.37 | -210 | -210 | 2028-03-26 17:00 | 0 | -526 | -510 | 35.04
2028-03-26 18:00 | 0 | 0 | -113.79 | -89.72 | 2028-03-26 18:00 | 0 | -414.37 | -510 | -510 | 2028-03-26 18:00 | 0 | -526 | -510 | -264.96
2028-03-26 19:00 | 0 | 0 | -28.73 | 0 | 2028-03-26 19:00 | 0 | -171.47 | -210 | -210 | 2028-03-26 19:00 | 0 | -526 | -510 | 35.04
2028-03-26 20:00 | 0 | 300 | 271.27 | 300 | 2028-03-26 20:00 | 0 | 128.53 | 90 | 90 | 2028-03-26 20:00 | 0 | -287.7 | -210 | 335.04
2028-03-26 21:00 | 0 | 205 | 510 | 370.98 | 2028-03-26 21:00 | 0 | 428.53 | 390 | 390 | 2028-03-26 21:00 | 0 | 12.3 | 90 | 420.88
2028-03-26 22:00 | 0 | 505 | 510 | 442 | 2028-03-26 22:00 | 0 | 505 | 510 | 442 | 2028-03-26 22:00 | 0 | 312.3 | 390 | 442
2028-03-26 23:00 | 0 | 505 | 510 | 442 | 2028-03-26 23:00 | 0 | 336.45 | 510 | 442 | 2028-03-26 23:00 | 0 | 447.06 | 510 | 442
2028-03-27 | 0 | 505 | 510 | 442 | 2028-03-27 | 0 | 505 | 510 | 442 | 2028-03-27 | 0 | 505 | 510 | 442
2028-03-27 01:00 | 0 | 505 | 510 | 442 | 2028-03-27 01:00 | 0 | 505 | 510 | 442 | 2028-03-27 01:00 | 0 | 398 | 510 | 442
2028-03-27 02:00 | 0 | 505 | 510 | 442 | 2028-03-27 02:00 | 0 | 468.64 | 510 | 442 | 2028-03-27 02:00 | 0 | 170.73 | 510 | 442
2028-03-27 03:00 | 0 | 462.32 | 510 | 442 | 2028-03-27 03:00 | 0 | 451.59 | 510 | 442 | 2028-03-27 03:00 | 0 | 170.73 | 510 | 442
2028-03-27 04:00 | 0 | 492.57 | 510 | 442 | 2028-03-27 04:00 | 0 | 505 | 510 | 442 | 2028-03-27 04:00 | 0 | 276.78 | 510 | 442
2028-03-27 05:00 | 0 | 505 | 510 | 442 | 2028-03-27 05:00 | 0 | 505 | 510 | 442 | 2028-03-27 05:00 | 0 | 321.44 | 510 | 442
2028-03-27 06:00 | 0 | 361.58 | 510 | 442 | 2028-03-27 06:00 | 0 | 505 | 510 | 442 | 2028-03-27 06:00 | 0 | 300 | 210 | 442
2028-03-27 07:00 | 0 | 98.41 | 510 | 344.61 | 2028-03-27 07:00 | 0 | 296.12 | 210 | 442 | 2028-03-27 07:00 | 0 | 0 | -90 | 442
2028-03-27 08:00 | 0 | 198.95 | 284.6 | 163.14 | 2028-03-27 08:00 | 0 | 0 | -90 | 142 | 2028-03-27 08:00 | 0 | -300 | -390 | 442
2028-03-27 09:00 | 0 | 498.95 | 510 | 442 | 2028-03-27 09:00 | 0 | -91.82 | -210 | 442 | 2028-03-27 09:00 | 0 | -526 | -510 | 442
2028-03-27 10:00 | 0 | 198.95 | 461.53 | 442 | 2028-03-27 10:00 | 0 | -391.82 | -510 | 442 | 2028-03-27 10:00 | 0 | -526 | -510 | 442
2028-03-27 11:00 | 0 | 0 | 510 | 442 | 2028-03-27 11:00 | 0 | -526 | -510 | 442 | 2028-03-27 11:00 | 0 | -526 | -510 | 442
2028-03-27 12:00 | 0 | 0 | 307.4 | 442 | 2028-03-27 12:00 | 0 | -526 | -510 | 442 | 2028-03-27 12:00 | 0 | -526 | -510 | 442
2028-03-27 13:00 | 0 | 0 | 315.36 | 442 | 2028-03-27 13:00 | 0 | -526 | -510 | 442 | 2028-03-27 13:00 | 0 | -526 | -510 | 442
2028-03-27 14:00 | 0 | 0 | 315.36 | 442 | 2028-03-27 14:00 | 0 | -526 | -510 | 442 | 2028-03-27 14:00 | 0 | -526 | -510 | 442
2028-03-27 15:00 | 0 | 0 | 510 | 442 | 2028-03-27 15:00 | 0 | -446.09 | -510 | 442 | 2028-03-27 15:00 | 0 | -526 | -510 | 442
2028-03-27 16:00 | 0 | 109.87 | 510 | 442 | 2028-03-27 16:00 | 0 | -146.09 | -210 | 442 | 2028-03-27 16:00 | 0 | -526 | -510 | 442
2028-03-27 17:00 | 0 | 301.01 | 510 | 442 | 2028-03-27 17:00 | 0 | 153.91 | 90 | 442 | 2028-03-27 17:00 | 0 | -226 | -210 | 442
2028-03-27 18:00 | 0 | 396.46 | 510 | 442 | 2028-03-27 18:00 | 0 | 0 | -170.68 | 367.03 | 2028-03-27 18:00 | 0 | -526 | -510 | 442
2028-03-27 19:00 | 0 | 96.46 | 510 | 442 | 2028-03-27 19:00 | 0 | 0 | -103.36 | 271.85 | 2028-03-27 19:00 | 0 | -526 | -510 | 442
2028-03-27 20:00 | 0 | 217.07 | 510 | 394.14 | 2028-03-27 20:00 | 0 | 0 | 196.64 | 2.77 | 2028-03-27 20:00 | 0 | -300 | -241.87 | 375.18
2028-03-27 21:00 | 0 | 505 | 510 | 94.14 | 2028-03-27 21:00 | 0 | 300 | 496.64 | -201.77 | 2028-03-27 21:00 | 0 | 0 | 58.13 | 75.18
2028-03-27 22:00 | 0 | 290.2 | 510 | -33.84 | 2028-03-27 22:00 | 0 | 387.07 | 510 | -327.88 | 2028-03-27 22:00 | 0 | 300 | 358.13 | -224.82
2028-03-27 23:00 | 0 | 479.02 | 510 | -169.41 | 2028-03-27 23:00 | 0 | 279.28 | 510 | -463.51 | 2028-03-27 23:00 | 0 | 230.31 | 510 | -510
2028-03-28 | 0 | 496.64 | 510 | -217.51 | 2028-03-28 | 0 | 306.7 | 510 | -510 | 2028-03-28 | 0 | 312.23 | 510 | -510
2028-03-28 01:00 | 0 | 373.99 | 510 | -164.67 | 2028-03-28 01:00 | 0 | 165.9 | 510 | -219.7 | 2028-03-28 01:00 | 0 | 132.98 | 510 | -510
2028-03-28 02:00 | 0 | 373.99 | 510 | 135.33 | 2028-03-28 02:00 | 0 | 465.9 | 510 | 80.3 | 2028-03-28 02:00 | 0 | 0 | 440.01 | -210
2028-03-28 03:00 | 0 | 505 | 510 | 435.33 | 2028-03-28 03:00 | 0 | 505 | 510 | 380.3 | 2028-03-28 03:00 | 0 | 0 | 397.59 | 0
2028-03-28 04:00 | 0 | 325.86 | 510 | 442 | 2028-03-28 04:00 | 0 | 413.32 | 510 | 442 | 2028-03-28 04:00 | 0 | 0 | 198.88 | 0
2028-03-28 05:00 | 0 | 208.71 | 510 | 442 | 2028-03-28 05:00 | 0 | 290.3 | 510 | 442 | 2028-03-28 05:00 | 0 | 0 | 300 | 283.69
2028-03-28 06:00 | 0 | 153.4 | 510 | 442 | 2028-03-28 06:00 | 0 | 0 | 414.57 | 442 | 2028-03-28 06:00 | 0 | 0 | 0 | 0
2028-03-28 07:00 | 0 | 264.77 | 510 | 442 | 2028-03-28 07:00 | 0 | 0 | 114.57 | 442 | 2028-03-28 07:00 | 0 | -226 | -210 | 0
2028-03-28 08:00 | 0 | 344.35 | 510 | 442 | 2028-03-28 08:00 | 0 | -252.2 | -185.43 | 442 | 2028-03-28 08:00 | 0 | -526 | -510 | 300
2028-03-28 09:00 | 0 | 505 | 510 | 442 | 2028-03-28 09:00 | 0 | 47.8 | 114.57 | 442 | 2028-03-28 09:00 | 0 | -226 | -210 | 442
2028-03-28 10:00 | 0 | 505 | 510 | 442 | 2028-03-28 10:00 | 0 | 347.8 | 414.57 | 442 | 2028-03-28 10:00 | 0 | 74 | 90 | 442
2028-03-28 11:00 | 0 | 505 | 510 | 442 | 2028-03-28 11:00 | 0 | 505 | 510 | 442 | 2028-03-28 11:00 | 0 | 374 | 390 | 442
2028-03-28 12:00 | 0 | 505 | 510 | 442 | 2028-03-28 12:00 | 0 | 505 | 510 | 442 | 2028-03-28 12:00 | 0 | 505 | 510 | 442
2028-03-28 13:00 | 0 | 505 | 510 | 442 | 2028-03-28 13:00 | 0 | 505 | 510 | 442 | 2028-03-28 13:00 | 0 | 505 | 510 | 442
2028-03-28 14:00 | 0 | 505 | 510 | 442 | 2028-03-28 14:00 | 0 | 374 | 390 | 442 | 2028-03-28 14:00 | 0 | 374 | 390 | 442
2028-03-28 15:00 | 0 | 505 | 510 | 442 | 2028-03-28 15:00 | 0 | 74 | 90 | 442 | 2028-03-28 15:00 | 0 | 74 | 90 | 442
2028-03-28 16:00 | 0 | 205 | 310.71 | 342.02 | 2028-03-28 16:00 | 0 | -226 | -210 | 442 | 2028-03-28 16:00 | 0 | -226 | -210 | 318.45
2028-03-28 17:00 | 0 | 0 | 407.77 | 317.42 | 2028-03-28 17:00 | 0 | -526 | -510 | 167.93 | 2028-03-28 17:00 | 0 | -526 | -510 | 18.45
2028-03-28 18:00 | 0 | 174.56 | 510 | 442 | 2028-03-28 18:00 | 0 | -226 | -210 | 0 | 2028-03-28 18:00 | 0 | -526 | -510 | -281.55
2028-03-28 19:00 | 0 | 474.56 | 510 | 442 | 2028-03-28 19:00 | 0 | 0 | 90 | 300 | 2028-03-28 19:00 | 0 | -226 | -510 | -488.56
2028-03-28 20:00 | 0 | 353.62 | 510 | 442 | 2028-03-28 20:00 | 0 | 0 | 390 | 442 | 2028-03-28 20:00 | 0 | -526 | -510 | -510
2028-03-28 21:00 | 0 | 505 | 510 | 442 | 2028-03-28 21:00 | 0 | 0 | 510 | 203.19 | 2028-03-28 21:00 | 0 | -338.81 | -510 | -480.93
2028-03-28 22:00 | 0 | 350.39 | 510 | 442 | 2028-03-28 22:00 | 0 | 0 | 494.86 | 0 | 2028-03-28 22:00 | 0 | -38.81 | -510 | -180.93
2028-03-28 23:00 | 0 | 205 | 510 | 215.33 | 2028-03-28 23:00 | 0 | 0 | 194.86 | 0 | 2028-03-28 23:00 | 0 | 0 | -390 | -382.75
2028-03-29 | 0 | 505 | 510 | 442 | 2028-03-29 | 0 | 300 | 494.86 | 300 | 2028-03-29 | 0 | 300 | -90 | -82.75
2028-03-29 01:00 | 0 | 505 | 510 | 442 | 2028-03-29 01:00 | 0 | 505 | 510 | 442 | 2028-03-29 01:00 | 0 | 505 | 210 | 217.25
2028-03-29 02:00 | 0 | 505 | 510 | 442 | 2028-03-29 02:00 | 0 | 505 | 510 | 442 | 2028-03-29 02:00 | 0 | 505 | 510 | 442
2028-03-29 03:00 | 0 | 505 | 510 | 442 | 2028-03-29 03:00 | 0 | 505 | 510 | 442 | 2028-03-29 03:00 | 0 | 505 | 510 | 442
2028-03-29 04:00 | 0 | 505 | 510 | 442 | 2028-03-29 04:00 | 0 | 505 | 510 | 442 | 2028-03-29 04:00 | 0 | 374 | 277.79 | 442
2028-03-29 05:00 | 0 | 505 | 510 | 442 | 2028-03-29 05:00 | 0 | 505 | 510 | 442 | 2028-03-29 05:00 | 0 | 74 | -22.21 | 203.59
2028-03-29 06:00 | 0 | 205 | 510 | 305.96 | 2028-03-29 06:00 | 0 | 205 | 390 | 142 | 2028-03-29 06:00 | 0 | -226 | -322.21 | -96.41
2028-03-29 07:00 | 0 | 444.37 | 510 | 442 | 2028-03-29 07:00 | 0 | 0 | 90 | 439.29 | 2028-03-29 07:00 | 0 | -526 | -510 | 110.78
2028-03-29 08:00 | 0 | 505 | 510 | 442 | 2028-03-29 08:00 | 0 | -226 | -210 | 439.29 | 2028-03-29 08:00 | 0 | -526 | -510 | 312.79
2028-03-29 09:00 | 0 | 205 | 435.6 | 442 | 2028-03-29 09:00 | 0 | -526 | -510 | 371.25 | 2028-03-29 09:00 | 0 | -526 | -510 | 187.55
2028-03-29 10:00 | 0 | 505 | 510 | 442 | 2028-03-29 10:00 | 0 | -226 | -210 | 442 | 2028-03-29 10:00 | 0 | -226 | -210 | 442
2028-03-29 11:00 | 0 | 505 | 510 | 442 | 2028-03-29 11:00 | 0 | 74 | 90 | 442 | 2028-03-29 11:00 | 0 | 74 | 90 | 442
2028-03-29 12:00 | 0 | 505 | 510 | 442 | 2028-03-29 12:00 | 0 | 374 | 325.38 | 442 | 2028-03-29 12:00 | 0 | 374 | 325.38 | 442
2028-03-29 13:00 | 0 | 300 | 510 | 442 | 2028-03-29 13:00 | 0 | 74 | 25.38 | 442 | 2028-03-29 13:00 | 0 | 74 | 25.38 | 442
2028-03-29 14:00 | 0 | 0 | 304.7 | 442 | 2028-03-29 14:00 | 0 | -226 | -274.62 | 442 | 2028-03-29 14:00 | 0 | -226 | -274.62 | 442
2028-03-29 15:00 | 0 | 31.73 | 510 | 442 | 2028-03-29 15:00 | 0 | -526 | -510 | 442 | 2028-03-29 15:00 | 0 | -526 | -510 | 442
2028-03-29 16:00 | 0 | 114.45 | 465.22 | 442 | 2028-03-29 16:00 | 0 | -526 | -510 | 442 | 2028-03-29 16:00 | 0 | -526 | -510 | 398.79
2028-03-29 17:00 | 0 | 414.45 | 510 | 442 | 2028-03-29 17:00 | 0 | -226 | -210 | 442 | 2028-03-29 17:00 | 0 | -300 | -440.67 | 229.14
2028-03-29 18:00 | 0 | 505 | 510 | 442 | 2028-03-29 18:00 | 0 | 74 | 90 | 442 | 2028-03-29 18:00 | 0 | 0 | -140.67 | 442
2028-03-29 19:00 | 0 | 505 | 510 | 442 | 2028-03-29 19:00 | 0 | 0 | 289.21 | 442 | 2028-03-29 19:00 | 0 | 0 | 159.33 | 388.65
2028-03-29 20:00 | 0 | 505 | 510 | 442 | 2028-03-29 20:00 | 0 | 300 | 510 | 442 | 2028-03-29 20:00 | 0 | 79.96 | 459.33 | 442
2028-03-29 21:00 | 0 | 505 | 510 | 442 | 2028-03-29 21:00 | 0 | 505 | 510 | 442 | 2028-03-29 21:00 | 0 | 379.96 | 510 | 442
2028-03-29 22:00 | 0 | 505 | 510 | 442 | 2028-03-29 22:00 | 0 | 505 | 510 | 442 | 2028-03-29 22:00 | 0 | 122.81 | 510 | 442
2028-03-29 23:00 | 0 | 417.08 | 510 | 442 | 2028-03-29 23:00 | 0 | 334.31 | 510 | 442 | 2028-03-29 23:00 | 0 | 0 | 510 | 442
2028-03-30 | 0 | 505 | 510 | 442 | 2028-03-30 | 0 | 484.51 | 510 | 442 | 2028-03-30 | 0 | 273.79 | 510 | 442
2028-03-30 01:00 | 0 | 505 | 510 | 442 | 2028-03-30 01:00 | 0 | 503.41 | 510 | 442 | 2028-03-30 01:00 | 0 | 505 | 510 | 442
2028-03-30 02:00 | 0 | 505 | 510 | 442 | 2028-03-30 02:00 | 0 | 234.05 | 510 | 341.26 | 2028-03-30 02:00 | 0 | 505 | 510 | 151.12
2028-03-30 03:00 | 0 | 443.67 | 510 | 171.38 | 2028-03-30 03:00 | 0 | 456.84 | 510 | 41.26 | 2028-03-30 03:00 | 0 | 205 | 510 | -148.88
2028-03-30 04:00 | 0 | 398.02 | 510 | 79.8 | 2028-03-30 04:00 | 0 | 338.85 | 510 | -65.25 | 2028-03-30 04:00 | 0 | 0 | 510 | -270.55
2028-03-30 05:00 | 0 | 398.02 | 510 | 165.6 | 2028-03-30 05:00 | 0 | 435.3 | 510 | 36.18 | 2028-03-30 05:00 | 0 | 205.77 | 510 | -153.15
2028-03-30 06:00 | 0 | 460.43 | 510 | 125.32 | 2028-03-30 06:00 | 0 | 155.48 | 510 | -23.54 | 2028-03-30 06:00 | 0 | 0 | 510 | -231.54
2028-03-30 07:00 | 0 | 304.13 | 510 | 255.86 | 2028-03-30 07:00 | 0 | 200.21 | 510 | 102.52 | 2028-03-30 07:00 | 0 | 110.7 | 300 | -111.8
2028-03-30 08:00 | 0 | 436.9 | 510 | 442 | 2028-03-30 08:00 | 0 | 139.64 | 510 | 323.36 | 2028-03-30 08:00 | 0 | -69.27 | 0 | -411.8
2028-03-30 09:00 | 0 | 505 | 510 | 442 | 2028-03-30 09:00 | 0 | 439.64 | 510 | 442 | 2028-03-30 09:00 | 0 | 230.73 | 300 | -111.8
2028-03-30 10:00 | 0 | 205 | 326.52 | 142 | 2028-03-30 10:00 | 0 | 205 | 326.52 | 142 | 2028-03-30 10:00 | 0 | 205 | 326.52 | 142
2028-03-30 11:00 | 0 | 505 | 510 | 442 | 2028-03-30 11:00 | 0 | 505 | 510 | 442 | 2028-03-30 11:00 | 0 | 505 | 510 | 442
2028-03-30 12:00 | 0 | 505 | 510 | 442 | 2028-03-30 12:00 | 0 | 374 | 390 | 442 | 2028-03-30 12:00 | 0 | 374 | 390 | 442
2028-03-30 13:00 | 0 | 405.35 | 510 | 442 | 2028-03-30 13:00 | 0 | 74 | 90 | 442 | 2028-03-30 13:00 | 0 | 74 | 90 | 248.23
2028-03-30 14:00 | 0 | 300 | 510 | 397.95 | 2028-03-30 14:00 | 0 | -226 | -210 | 153.92 | 2028-03-30 14:00 | 0 | -226 | -210 | -51.77
2028-03-30 15:00 | 0 | 0 | 210 | 97.95 | 2028-03-30 15:00 | 0 | -526 | -510 | -146.08 | 2028-03-30 15:00 | 0 | -526 | -510 | -351.77
2028-03-30 16:00 | 0 | 0 | 510 | 383.66 | 2028-03-30 16:00 | 0 | -280.13 | -390 | 115.45 | 2028-03-30 16:00 | 0 | -526 | -510 | -51.77
2028-03-30 17:00 | 0 | 239.78 | 510 | 442 | 2028-03-30 17:00 | 0 | -27.1 | -90 | 391.31 | 2028-03-30 17:00 | 0 | -300 | -300 | 248.23
2028-03-30 18:00 | 0 | 505 | 510 | 442 | 2028-03-30 18:00 | 0 | 92.64 | 210 | 442 | 2028-03-30 18:00 | 0 | 0 | 0 | 442
2028-03-30 19:00 | 0 | 505 | 510 | 442 | 2028-03-30 19:00 | 0 | 92.64 | 510 | 442 | 2028-03-30 19:00 | 0 | 300 | 300 | 442
2028-03-30 20:00 | 0 | 505 | 510 | 442 | 2028-03-30 20:00 | 0 | 150.32 | 510 | 442 | 2028-03-30 20:00 | 0 | 505 | 510 | 442
2028-03-30 21:00 | 0 | 505 | 510 | 442 | 2028-03-30 21:00 | 0 | 450.32 | 510 | 442 | 2028-03-30 21:00 | 0 | 505 | 510 | 442
2028-03-30 22:00 | 0 | 505 | 510 | 442 | 2028-03-30 22:00 | 0 | 505 | 510 | 442 | 2028-03-30 22:00 | 0 | 505 | 510 | 442
2028-03-30 23:00 | 0 | 505 | 510 | 442 | 2028-03-30 23:00 | 0 | 300 | 510 | 442 | 2028-03-30 23:00 | 0 | 505 | 510 | 425.7
2028-03-31 | 0 | 505 | 510 | 442 | 2028-03-31 | 0 | 505 | 510 | 442 | 2028-03-31 | 0 | 505 | 510 | 442
2028-03-31 01:00 | 0 | 505 | 510 | 442 | 2028-03-31 01:00 | 0 | 389.47 | 510 | 442 | 2028-03-31 01:00 | 0 | 505 | 510 | 442
2028-03-31 02:00 | 0 | 505 | 510 | 442 | 2028-03-31 02:00 | 0 | 489.69 | 510 | 442 | 2028-03-31 02:00 | 0 | 505 | 510 | 442
2028-03-31 03:00 | 0 | 505 | 510 | 442 | 2028-03-31 03:00 | 0 | 505 | 510 | 442 | 2028-03-31 03:00 | 0 | 505 | 510 | 442
2028-03-31 04:00 | 0 | 505 | 510 | 442 | 2028-03-31 04:00 | 0 | 505 | 510 | 442 | 2028-03-31 04:00 | 0 | 505 | 510 | 442
2028-03-31 05:00 | 0 | 505 | 510 | 442 | 2028-03-31 05:00 | 0 | 505 | 510 | 442 | 2028-03-31 05:00 | 0 | 505 | 510 | 442
2028-03-31 06:00 | 0 | 505 | 510 | 442 | 2028-03-31 06:00 | 0 | 505 | 510 | 442 | 2028-03-31 06:00 | 0 | 505 | 510 | 442
2028-03-31 07:00 | 0 | 505 | 510 | 442 | 2028-03-31 07:00 | 0 | 505 | 510 | 442 | 2028-03-31 07:00 | 0 | 288.91 | 210 | 442
2028-03-31 08:00 | 0 | 505 | 510 | 442 | 2028-03-31 08:00 | 0 | 505 | 510 | 442 | 2028-03-31 08:00 | 0 | -11.09 | -90 | 442
2028-03-31 09:00 | 0 | 505 | 510 | 442 | 2028-03-31 09:00 | 0 | 205 | 510 | 442 | 2028-03-31 09:00 | 0 | -311.09 | -390 | 442
2028-03-31 10:00 | 0 | 505 | 510 | 442 | 2028-03-31 10:00 | 0 | 0 | 510 | 442 | 2028-03-31 10:00 | 0 | -526 | -510 | 442
2028-03-31 11:00 | 0 | 505 | 510 | 442 | 2028-03-31 11:00 | 0 | 0 | 210 | 442 | 2028-03-31 11:00 | 0 | -526 | -510 | 442
2028-03-31 12:00 | 0 | 505 | 510 | 442 | 2028-03-31 12:00 | 0 | 0 | 510 | 442 | 2028-03-31 12:00 | 0 | -526 | -510 | 442
2028-03-31 13:00 | 0 | 505 | 510 | 442 | 2028-03-31 13:00 | 0 | 0 | 227.19 | 442 | 2028-03-31 13:00 | 0 | -526 | -510 | 442
2028-03-31 14:00 | 0 | 505 | 510 | 442 | 2028-03-31 14:00 | 0 | 0 | 374.92 | 442 | 2028-03-31 14:00 | 0 | -526 | -510 | 442
2028-03-31 15:00 | 0 | 505 | 510 | 442 | 2028-03-31 15:00 | 0 | 0 | 510 | 442 | 2028-03-31 15:00 | 0 | -311.35 | -390 | 442
2028-03-31 16:00 | 0 | 505 | 510 | 442 | 2028-03-31 16:00 | 0 | 168.65 | 303.53 | 183.19 | 2028-03-31 16:00 | 0 | -11.35 | -90 | 287.11
2028-03-31 17:00 | 0 | 505 | 510 | 442 | 2028-03-31 17:00 | 0 | 468.65 | 510 | 442 | 2028-03-31 17:00 | 0 | 288.65 | 210 | 442
2028-03-31 18:00 | 0 | 496.17 | 510 | 442 | 2028-03-31 18:00 | 0 | 505 | 510 | 442 | 2028-03-31 18:00 | 0 | 166.48 | 510 | 442
2028-03-31 19:00 | 0 | 505 | 510 | 442 | 2028-03-31 19:00 | 0 | 505 | 510 | 442 | 2028-03-31 19:00 | 0 | 0 | 510 | 442
2028-03-31 20:00 | 0 | 505 | 510 | 442 | 2028-03-31 20:00 | 0 | 505 | 510 | 442 | 2028-03-31 20:00 | 0 | 0 | 510 | 442
2028-03-31 21:00 | 0 | 505 | 510 | 442 | 2028-03-31 21:00 | 0 | 505 | 510 | 442 | 2028-03-31 21:00 | 0 | 300 | 510 | 442
2028-03-31 22:00 | 0 | 505 | 510 | 442 | 2028-03-31 22:00 | 0 | 505 | 510 | 442 | 2028-03-31 22:00 | 0 | 300 | 510 | 442
2028-03-31 23:00 | 0 | 455.28 | 510 | 442 | 2028-03-31 23:00 | 0 | 505 | 510 | 442 | 2028-03-31 23:00 | 0 | 300 | 510 | 442
2028-04-01 | 600 | 505 | 510 | 442 | 2028-04-01 | 600 | 505 | 510 | 442 | 2028-04-01 | 600 | 505 | 510 | 442
2028-04-01 01:00 | 700 | 505 | 510 | 430.42 | 2028-04-01 01:00 | 700 | 458.47 | 510 | 442 | 2028-04-01 01:00 | 700 | 505 | 510 | 442
2028-04-01 02:00 | 700 | 505 | 510 | 442 | 2028-04-01 02:00 | 700 | 470.04 | 510 | 442 | 2028-04-01 02:00 | 700 | 505 | 510 | 442
2028-04-01 03:00 | 700 | 505 | 510 | 442 | 2028-04-01 03:00 | 700 | 505 | 510 | 442 | 2028-04-01 03:00 | 700 | 505 | 510 | 442
2028-04-01 04:00 | 700 | 505 | 510 | 442 | 2028-04-01 04:00 | 700 | 505 | 510 | 442 | 2028-04-01 04:00 | 700 | 505 | 510 | 442
2028-04-01 05:00 | 700 | 505 | 510 | 442 | 2028-04-01 05:00 | 700 | 505 | 510 | 442 | 2028-04-01 05:00 | 700 | 505 | 510 | 442
2028-04-01 06:00 | 700 | 505 | 510 | 442 | 2028-04-01 06:00 | 700 | 505 | 510 | 442 | 2028-04-01 06:00 | 700 | 395.69 | 510 | 442
2028-04-01 07:00 | 700 | 505 | 510 | 442 | 2028-04-01 07:00 | 700 | 505 | 510 | 442 | 2028-04-01 07:00 | 500 | 95.69 | 210 | 442
2028-04-01 08:00 | 700 | 505 | 510 | 442 | 2028-04-01 08:00 | 700 | 300 | 449.32 | 442 | 2028-04-01 08:00 | -100 | -204.31 | -90 | 442
2028-04-01 09:00 | 700 | 278.39 | 510 | 442 | 2028-04-01 09:00 | 100 | 0 | 149.32 | 272.93 | 2028-04-01 09:00 | -700 | -504.31 | -390 | 158.68
2028-04-01 10:00 | 700 | 0 | 510 | 301.66 | 2028-04-01 10:00 | -500 | 0 | -7.65 | 56.88 | 2028-04-01 10:00 | -700 | -526 | -510 | 0
2028-04-01 11:00 | 700 | 0 | 406.35 | 50.89 | 2028-04-01 11:00 | -700 | 0 | -280.6 | 0 | 2028-04-01 11:00 | -700 | -526 | -510 | 0
2028-04-01 12:00 | 700 | 0 | 446.29 | 0 | 2028-04-01 12:00 | -700 | 0 | -312.78 | 0 | 2028-04-01 12:00 | -700 | -526 | -510 | -300
2028-04-01 13:00 | 700 | 0 | 510 | 21.99 | 2028-04-01 13:00 | -700 | 0 | -510 | 0 | 2028-04-01 13:00 | -700 | -526 | -510 | -306.5
2028-04-01 14:00 | 700 | 0 | 326.68 | 0 | 2028-04-01 14:00 | -700 | 0 | -251.54 | 0 | 2028-04-01 14:00 | -700 | -526 | -510 | -108.17
2028-04-01 15:00 | 700 | 0 | 499.17 | 0 | 2028-04-01 15:00 | -500 | 0 | 0 | 0 | 2028-04-01 15:00 | -700 | -526 | -510 | -271.37
2028-04-01 16:00 | 700 | 0 | 510 | 198.06 | 2028-04-01 16:00 | 100 | 0 | 0 | 0 | 2028-04-01 16:00 | -100 | -226 | -420.53 | 0
2028-04-01 17:00 | 700 | 0 | 510 | 442 | 2028-04-01 17:00 | 700 | 0 | -206.63 | 174.93 | 2028-04-01 17:00 | 500 | 0 | -120.53 | 87.53
2028-04-01 18:00 | 700 | 86.88 | 510 | 442 | 2028-04-01 18:00 | 700 | -158.97 | -390 | 0 | 2028-04-01 18:00 | 700 | -300 | -420.53 | -212.47
2028-04-01 19:00 | 700 | 373.54 | 510 | 442 | 2028-04-01 19:00 | 700 | -95 | -90 | 0 | 2028-04-01 19:00 | 700 | -95 | -120.53 | -158
2028-04-01 20:00 | 700 | 205 | 510 | 442 | 2028-04-01 20:00 | 700 | 205 | 210 | 142 | 2028-04-01 20:00 | 700 | 205 | 179.47 | 142
2028-04-01 21:00 | 700 | 505 | 510 | 442 | 2028-04-01 21:00 | 700 | 505 | 510 | 442 | 2028-04-01 21:00 | 700 | 505 | 479.47 | 442
2028-04-01 22:00 | 700 | 505 | 510 | 442 | 2028-04-01 22:00 | 700 | 505 | 510 | 442 | 2028-04-01 22:00 | 700 | 505 | 510 | 442
2028-04-01 23:00 | 700 | 205 | 510 | 389.9 | 2028-04-01 23:00 | 700 | 398.69 | 510 | 442 | 2028-04-01 23:00 | 700 | 205 | 510 | 153.12
2028-04-02 | 700 | 368.55 | 510 | 442 | 2028-04-02 | 700 | 157.31 | 510 | 442 | 2028-04-02 | 700 | 0 | 337.04 | 300
2028-04-02 01:00 | 700 | 335.52 | 510 | 442 | 2028-04-02 01:00 | 700 | 0 | 374.07 | 142 | 2028-04-02 01:00 | 595.59 | 0 | 37.04 | 0
2028-04-02 02:00 | 700 | 277.24 | 510 | 405.42 | 2028-04-02 02:00 | 700 | 0 | 373.53 | 0 | 2028-04-02 02:00 | 442.07 | 0 | 0 | 0
2028-04-02 03:00 | 700 | 277.24 | 510 | 341.68 | 2028-04-02 03:00 | 700 | 0 | 354.23 | 0 | 2028-04-02 03:00 | 445.67 | 0 | 0 | 0
2028-04-02 04:00 | 700 | 55.83 | 510 | 442 | 2028-04-02 04:00 | 512.77 | 0 | 433.63 | 5.78 | 2028-04-02 04:00 | -100 | 0 | 300 | 91.12
2028-04-02 05:00 | 105.89 | 300 | 510 | 365.66 | 2028-04-02 05:00 | -87.23 | 0 | 300 | 111.13 | 2028-04-02 05:00 | -700 | 0 | 201.25 | 63.68
2028-04-02 06:00 | 659.87 | 0 | 210 | 65.66 | 2028-04-02 06:00 | -135.73 | 0 | 0 | 0 | 2028-04-02 06:00 | -700 | 0 | -98.75 | -177.67
2028-04-02 07:00 | 700 | 0 | 206.72 | 0 | 2028-04-02 07:00 | -192.72 | 0 | 0 | -113.82 | 2028-04-02 07:00 | -568 | -226 | -210 | -331.78
2028-04-02 08:00 | 192.53 | 0 | 203.89 | -39.52 | 2028-04-02 08:00 | -476.45 | -196.17 | -210 | -298.66 | 2028-04-02 08:00 | -700 | -526 | -510 | -510
2028-04-02 09:00 | -407.47 | 0 | 210 | -13.02 | 2028-04-02 09:00 | -700 | -496.17 | -510 | -510 | 2028-04-02 09:00 | -700 | -496.17 | -510 | -510
2028-04-02 10:00 | -700 | 300 | 510 | 143.08 | 2028-04-02 10:00 | -700 | -196.17 | -210 | -210 | 2028-04-02 10:00 | -700 | -196.17 | -210 | -210
2028-04-02 11:00 | -700 | 505 | 510 | 149.77 | 2028-04-02 11:00 | -700 | 103.83 | 90 | 90 | 2028-04-02 11:00 | -700 | 103.83 | 90 | 90
2028-04-02 12:00 | -700 | 505 | 510 | 174.97 | 2028-04-02 12:00 | -700 | 403.83 | 390 | 390 | 2028-04-02 12:00 | -700 | 403.83 | 390 | 390
2028-04-02 13:00 | -700 | 505 | 510 | 301.79 | 2028-04-02 13:00 | -700 | 505 | 510 | 442 | 2028-04-02 13:00 | -700 | 374 | 390 | 390
2028-04-02 14:00 | -700 | 505 | 510 | 117.22 | 2028-04-02 14:00 | -700 | 505 | 210 | 413.26 | 2028-04-02 14:00 | -700 | 74 | 90 | 90
2028-04-02 15:00 | -700 | 300 | 510 | 187.63 | 2028-04-02 15:00 | -700 | 211.91 | -90 | 113.26 | 2028-04-02 15:00 | -700 | -226 | -210 | -210
2028-04-02 16:00 | -100 | 0 | 322.67 | 131.23 | 2028-04-02 16:00 | -700 | -88.09 | -390 | -186.74 | 2028-04-02 16:00 | -700 | -526 | -510 | -510
2028-04-02 17:00 | 500 | 0 | 510 | 431.23 | 2028-04-02 17:00 | -100 | -12.98 | -226.41 | 113.26 | 2028-04-02 17:00 | -236.63 | -226 | -229.95 | -210
2028-04-02 18:00 | 700 | 118.79 | 510 | 440.01 | 2028-04-02 18:00 | 500 | 0 | 73.59 | 413.26 | 2028-04-02 18:00 | 363.37 | 0 | 0 | 0
2028-04-02 19:00 | 700 | 418.79 | 510 | 442 | 2028-04-02 19:00 | 700 | 0 | 0 | 442 | 2028-04-02 19:00 | 700 | -226 | -210 | 190.33
2028-04-02 20:00 | 700 | 118.79 | 364.73 | 442 | 2028-04-02 20:00 | 700 | -300 | -300 | 232.73 | 2028-04-02 20:00 | 700 | -526 | -510 | -109.67
2028-04-02 21:00 | 700 | 205 | 361.51 | 442 | 2028-04-02 21:00 | 700 | -143.25 | -90 | 270.6 | 2028-04-02 21:00 | 700 | -226 | -210 | 190.33
2028-04-02 22:00 | 700 | 505 | 510 | 442 | 2028-04-02 22:00 | 700 | 156.75 | 210 | 442 | 2028-04-02 22:00 | 700 | 74 | 90 | 442
2028-04-02 23:00 | 700 | 505 | 510 | 442 | 2028-04-02 23:00 | 700 | 409.65 | 510 | 442 | 2028-04-02 23:00 | 700 | 374 | 390 | 442
2028-04-03 | 700 | 505 | 510 | 442 | 2028-04-03 | 700 | 505 | 510 | 442 | 2028-04-03 | 700 | 505 | 510 | 442
2028-04-03 01:00 | 700 | 505 | 510 | 442 | 2028-04-03 01:00 | 700 | 505 | 510 | 442 | 2028-04-03 01:00 | 700 | 505 | 510 | 442
2028-04-03 02:00 | 700 | 505 | 510 | 442 | 2028-04-03 02:00 | 700 | 505 | 510 | 442 | 2028-04-03 02:00 | 700 | 505 | 510 | 442
2028-04-03 03:00 | 700 | 505 | 510 | 442 | 2028-04-03 03:00 | 700 | 505 | 510 | 442 | 2028-04-03 03:00 | 700 | 505 | 510 | 442
2028-04-03 04:00 | 700 | 505 | 510 | 442 | 2028-04-03 04:00 | 700 | 505 | 510 | 442 | 2028-04-03 04:00 | 700 | 300 | 403.29 | 442
2028-04-03 05:00 | 700 | 205 | 400.85 | 142 | 2028-04-03 05:00 | 700 | 205 | 510 | 142 | 2028-04-03 05:00 | 700 | 0 | 103.29 | 203.22
2028-04-03 06:00 | 700 | 0 | 510 | 427.98 | 2028-04-03 06:00 | 700 | 0 | 510 | 243.79 | 2028-04-03 06:00 | 700 | 0 | -196.71 | 73.3
2028-04-03 07:00 | 700 | 200.85 | 510 | 442 | 2028-04-03 07:00 | 700 | 0 | 510 | 442 | 2028-04-03 07:00 | 700 | 0 | -496.71 | 368.34
2028-04-03 08:00 | 700 | 469.25 | 510 | 442 | 2028-04-03 08:00 | 700 | 0 | 416.12 | 290.01 | 2028-04-03 08:00 | 700 | 0 | -510 | 235.16
2028-04-03 09:00 | 700 | 358.38 | 510 | 442 | 2028-04-03 09:00 | 700 | 0 | 116.12 | 442 | 2028-04-03 09:00 | 100 | -300 | -510 | 442
2028-04-03 10:00 | 700 | 294.47 | 510 | 442 | 2028-04-03 10:00 | 700 | 0 | 0 | 442 | 2028-04-03 10:00 | 0 | -377.32 | -510 | 442
2028-04-03 11:00 | 700 | 494.06 | 510 | 442 | 2028-04-03 11:00 | 700 | 0 | 0 | 438.03 | 2028-04-03 11:00 | -91.06 | -77.32 | -510 | 442
2028-04-03 12:00 | 700 | 482.72 | 510 | 442 | 2028-04-03 12:00 | 700 | 0 | 225.4 | 442 | 2028-04-03 12:00 | -399.52 | 0 | -210 | 442
2028-04-03 13:00 | 700 | 300 | 510 | 442 | 2028-04-03 13:00 | 700 | 0 | 0 | 442 | 2028-04-03 13:00 | -399.52 | 0 | 0 | 442
2028-04-03 14:00 | 700 | 0 | 510 | 442 | 2028-04-03 14:00 | 700 | 0 | 300 | 441.27 | 2028-04-03 14:00 | 0 | 0 | 0 | 442
2028-04-03 15:00 | 700 | 210.23 | 510 | 442 | 2028-04-03 15:00 | 700 | 0 | 304.4 | 442 | 2028-04-03 15:00 | 100 | 0 | 0 | 442
2028-04-03 16:00 | 700 | 205 | 510 | 382.74 | 2028-04-03 16:00 | 700 | 0 | 143.72 | 442 | 2028-04-03 16:00 | 700 | -92.98 | -300 | 142
2028-04-03 17:00 | 700 | 505 | 510 | 442 | 2028-04-03 17:00 | 700 | 300 | 443.72 | 442 | 2028-04-03 17:00 | 700 | 207.02 | 0 | 442
2028-04-03 18:00 | 700 | 304.27 | 510 | 442 | 2028-04-03 18:00 | 700 | 386.99 | 510 | 442 | 2028-04-03 18:00 | 700 | 0 | 300 | 142
2028-04-03 19:00 | 700 | 304.27 | 510 | 442 | 2028-04-03 19:00 | 700 | 386.99 | 510 | 442 | 2028-04-03 19:00 | 700 | 0 | 510 | 101.33
2028-04-03 20:00 | 700 | 443.77 | 510 | 442 | 2028-04-03 20:00 | 700 | 386.99 | 510 | 442 | 2028-04-03 20:00 | 700 | 0 | 510 | 180.13
2028-04-03 21:00 | 700 | 362.84 | 510 | 442 | 2028-04-03 21:00 | 700 | 505 | 510 | 442 | 2028-04-03 21:00 | 700 | 0 | 510 | 395.74
2028-04-03 22:00 | 700 | 205 | 510 | 442 | 2028-04-03 22:00 | 700 | 375.52 | 510 | 442 | 2028-04-03 22:00 | 700 | 205 | 510 | 395.74
2028-04-03 23:00 | 700 | 505 | 510 | 442 | 2028-04-03 23:00 | 700 | 505 | 510 | 442 | 2028-04-03 23:00 | 700 | 505 | 510 | 442
2028-04-04 | 700 | 505 | 510 | 442 | 2028-04-04 | 700 | 505 | 510 | 442 | 2028-04-04 | 700 | 410.36 | 510 | 442
2028-04-04 01:00 | 700 | 505 | 510 | 442 | 2028-04-04 01:00 | 700 | 505 | 510 | 442 | 2028-04-04 01:00 | 700 | 143.94 | 510 | 442
2028-04-04 02:00 | 700 | 505 | 510 | 442 | 2028-04-04 02:00 | 700 | 505 | 510 | 442 | 2028-04-04 02:00 | 700 | 254.74 | 510 | 442
2028-04-04 03:00 | 700 | 505 | 510 | 442 | 2028-04-04 03:00 | 700 | 505 | 510 | 442 | 2028-04-04 03:00 | 700 | 168.05 | 510 | 442
2028-04-04 04:00 | 700 | 505 | 510 | 442 | 2028-04-04 04:00 | 700 | 308.34 | 510 | 442 | 2028-04-04 04:00 | 700 | 29.38 | 510 | 442
2028-04-04 05:00 | 700 | 357.59 | 510 | 442 | 2028-04-04 05:00 | 700 | 8.34 | 510 | 442 | 2028-04-04 05:00 | 640.97 | 0 | 210 | 442
2028-04-04 06:00 | 700 | 120.85 | 510 | 333.2 | 2028-04-04 06:00 | 700 | 0 | 212.67 | 442 | 2028-04-04 06:00 | 616.25 | 0 | 0 | 442
2028-04-04 07:00 | 700 | 420.85 | 510 | 442 | 2028-04-04 07:00 | 600 | 173.55 | 240.16 | 442 | 2028-04-04 07:00 | 500 | 0 | 70.57 | 442
2028-04-04 08:00 | 700 | 145.78 | 510 | 442 | 2028-04-04 08:00 | 0 | 0 | -59.84 | 442 | 2028-04-04 08:00 | -100 | -226 | -210 | 442
2028-04-04 09:00 | 600 | 47.61 | 317.31 | 442 | 2028-04-04 09:00 | -600 | -300 | -359.84 | 358.03 | 2028-04-04 09:00 | -700 | -526 | -510 | 291.27
2028-04-04 10:00 | 0 | 0 | 17.31 | 187.6 | 2028-04-04 10:00 | -700 | -526 | -510 | 58.03 | 2028-04-04 10:00 | -700 | -526 | -510 | -8.73
2028-04-04 11:00 | -407.41 | 0 | 0 | 70.84 | 2028-04-04 11:00 | -700 | -526 | -510 | -81.34 | 2028-04-04 11:00 | -700 | -526 | -510 | -308.73
2028-04-04 12:00 | -700 | 0 | -118.55 | 226.33 | 2028-04-04 12:00 | -700 | -526 | -510 | 107.7 | 2028-04-04 12:00 | -700 | -526 | -510 | -158
2028-04-04 13:00 | -700 | 0 | 133.32 | 202.81 | 2028-04-04 13:00 | -700 | -526 | -510 | 189.93 | 2028-04-04 13:00 | -700 | -476.22 | -510 | 142
2028-04-04 14:00 | -700 | 300 | 433.32 | 442 | 2028-04-04 14:00 | -700 | -226 | -210 | 442 | 2028-04-04 14:00 | -700 | -176.22 | -210 | 442
2028-04-04 15:00 | -700 | 0 | 133.32 | 308.91 | 2028-04-04 15:00 | -700 | -226 | -210 | 325.87 | 2028-04-04 15:00 | -700 | -226 | -210 | 193.69
2028-04-04 16:00 | -700 | 205 | 210 | 207.61 | 2028-04-04 16:00 | -700 | -526 | -510 | 25.87 | 2028-04-04 16:00 | -700 | -526 | -510 | -106.31
2028-04-04 17:00 | -700 | 505 | 510 | 442 | 2028-04-04 17:00 | -700 | -226 | -210 | 325.87 | 2028-04-04 17:00 | -700 | -226 | -210 | 193.69
2028-04-04 18:00 | -100 | 505 | 510 | 442 | 2028-04-04 18:00 | -700 | 0 | -90.52 | 431.16 | 2028-04-04 18:00 | -700 | -226 | -210 | 235.6
2028-04-04 19:00 | 500 | 205 | 450.15 | 389.28 | 2028-04-04 19:00 | -700 | -300 | -390.52 | 131.16 | 2028-04-04 19:00 | -700 | -526 | -510 | -64.4
2028-04-04 20:00 | 637.18 | 505 | 510 | 442 | 2028-04-04 20:00 | -700 | 0 | -90.52 | 431.16 | 2028-04-04 20:00 | -700 | -226 | -210 | 235.6
2028-04-04 21:00 | 37.18 | 505 | 510 | 442 | 2028-04-04 21:00 | -700 | 300 | 209.48 | 442 | 2028-04-04 21:00 | -700 | 74 | 90 | 442
2028-04-04 22:00 | -562.82 | 505 | 510 | 442 | 2028-04-04 22:00 | -700 | 505 | 509.48 | 442 | 2028-04-04 22:00 | -700 | 374 | 390 | 442
2028-04-04 23:00 | -628.18 | 505 | 510 | 442 | 2028-04-04 23:00 | -700 | 505 | 510 | 442 | 2028-04-04 23:00 | -700 | 505 | 510 | 442
2028-04-05 | -700 | 505 | 510 | 442 | 2028-04-05 | -700 | 505 | 510 | 442 | 2028-04-05 | -700 | 505 | 510 | 442
2028-04-05 01:00 | -700 | 505 | 510 | 442 | 2028-04-05 01:00 | -700 | 505 | 510 | 442 | 2028-04-05 01:00 | -700 | 505 | 510 | 442
2028-04-05 02:00 | -700 | 505 | 510 | 442 | 2028-04-05 02:00 | -700 | 505 | 510 | 442 | 2028-04-05 02:00 | -700 | 505 | 510 | 442
2028-04-05 03:00 | -700 | 505 | 510 | 442 | 2028-04-05 03:00 | -700 | 505 | 510 | 442 | 2028-04-05 03:00 | -700 | 505 | 510 | 442
2028-04-05 04:00 | -700 | 505 | 510 | 177.02 | 2028-04-05 04:00 | -700 | 505 | 510 | 171.84 | 2028-04-05 04:00 | -700 | 505 | 510 | 159.7
2028-04-05 05:00 | -700 | 505 | 510 | 181.89 | 2028-04-05 05:00 | -700 | 505 | 510 | 176.64 | 2028-04-05 05:00 | -700 | 505 | 510 | 164.53
2028-04-05 06:00 | -700 | 505 | 510 | 286.19 | 2028-04-05 06:00 | -700 | 505 | 510 | 276.95 | 2028-04-05 06:00 | -700 | 505 | 510 | 275.86
2028-04-05 07:00 | -700 | 505 | 510 | 442 | 2028-04-05 07:00 | -700 | 505 | 510 | 442 | 2028-04-05 07:00 | -700 | 505 | 510 | 442
2028-04-05 08:00 | -700 | 505 | 510 | 442 | 2028-04-05 08:00 | -700 | 505 | 510 | 442 | 2028-04-05 08:00 | -700 | 505 | 510 | 442
2028-04-05 09:00 | -700 | 505 | 510 | 442 | 2028-04-05 09:00 | -700 | 505 | 510 | 442 | 2028-04-05 09:00 | -700 | 505 | 510 | 442
2028-04-05 10:00 | -700 | 505 | 510 | 442 | 2028-04-05 10:00 | -700 | 505 | 510 | 442 | 2028-04-05 10:00 | -700 | 505 | 510 | 442
2028-04-05 11:00 | -700 | 505 | 510 | 442 | 2028-04-05 11:00 | -700 | 505 | 510 | 442 | 2028-04-05 11:00 | -700 | 505 | 510 | 442
2028-04-05 12:00 | -700 | 505 | 510 | 442 | 2028-04-05 12:00 | -700 | 505 | 510 | 442 | 2028-04-05 12:00 | -700 | 505 | 510 | 439.5
2028-04-05 13:00 | -700 | 505 | 510 | 245.09 | 2028-04-05 13:00 | -700 | 505 | 510 | 234.57 | 2028-04-05 13:00 | -700 | 505 | 510 | 218.53
2028-04-05 14:00 | -700 | 505 | 510 | 203.98 | 2028-04-05 14:00 | -700 | 505 | 510 | 187.53 | 2028-04-05 14:00 | -700 | 505 | 510 | 183.66
2028-04-05 15:00 | -700 | 505 | 510 | 235.55 | 2028-04-05 15:00 | -700 | 505 | 510 | 221.32 | 2028-04-05 15:00 | -700 | 505 | 510 | 212.32
2028-04-05 16:00 | -700 | 505 | 510 | 355.14 | 2028-04-05 16:00 | -700 | 505 | 510 | 345.7 | 2028-04-05 16:00 | -700 | 505 | 510 | 338.46
2028-04-05 17:00 | -700 | 505 | 510 | 442 | 2028-04-05 17:00 | -700 | 505 | 510 | 429.46 | 2028-04-05 17:00 | -700 | 505 | 510 | 422.72
2028-04-05 18:00 | -700 | 505 | 510 | 410.42 | 2028-04-05 18:00 | -700 | 505 | 510 | 403.1 | 2028-04-05 18:00 | -700 | 505 | 510 | 396.58
2028-04-05 19:00 | -700 | 505 | 510 | 375.59 | 2028-04-05 19:00 | -700 | 505 | 510 | 367.41 | 2028-04-05 19:00 | -700 | 505 | 510 | 362.9
2028-04-05 20:00 | -700 | 505 | 510 | 429.6 | 2028-04-05 20:00 | -700 | 505 | 510 | 377.99 | 2028-04-05 20:00 | -700 | 505 | 510 | 371.52
2028-04-05 21:00 | -700 | 505 | 510 | 397.06 | 2028-04-05 21:00 | -700 | 505 | 510 | 389.48 | 2028-04-05 21:00 | -700 | 505 | 510 | 383.03
2028-04-05 22:00 | -700 | 505 | 510 | 303.93 | 2028-04-05 22:00 | -700 | 505 | 510 | 297.88 | 2028-04-05 22:00 | -700 | 505 | 510 | 291.83
2028-04-05 23:00 | -700 | 505 | 510 | 217.07 | 2028-04-05 23:00 | -700 | 505 | 510 | 211.32 | 2028-04-05 23:00 | -700 | 505 | 510 | 199.59
2028-04-06 | -700 | 505 | 510 | 442 | 2028-04-06 | -700 | 505 | 510 | 442 | 2028-04-06 | -700 | 505 | 510 | 442
2028-04-06 01:00 | -700 | 505 | 510 | 442 | 2028-04-06 01:00 | -700 | 505 | 510 | 442 | 2028-04-06 01:00 | -700 | 505 | 510 | 442
2028-04-06 02:00 | -700 | 505 | 510 | 442 | 2028-04-06 02:00 | -700 | 505 | 510 | 442 | 2028-04-06 02:00 | -700 | 505 | 510 | 442
2028-04-06 03:00 | -700 | 505 | 510 | 442 | 2028-04-06 03:00 | -700 | 505 | 510 | 442 | 2028-04-06 03:00 | -700 | 374 | 390 | 442
2028-04-06 04:00 | -544.46 | 505 | 510 | 442 | 2028-04-06 04:00 | -700 | 505 | 408.21 | 442 | 2028-04-06 04:00 | -700 | 74 | 90 | 181.03
2028-04-06 05:00 | -686.53 | 505 | 510 | 442 | 2028-04-06 05:00 | -700 | 300 | 108.21 | 300 | 2028-04-06 05:00 | -700 | -226 | -210 | -118.97
2028-04-06 06:00 | -86.53 | 503.94 | 510 | 442 | 2028-04-06 06:00 | -700 | 0 | -191.79 | 0 | 2028-04-06 06:00 | -700 | -526 | -510 | -418.97
2028-04-06 07:00 | 513.47 | 505 | 510 | 442 | 2028-04-06 07:00 | -700 | 0 | -491.79 | 109.84 | 2028-04-06 07:00 | -700 | -526 | -510 | -118.97
2028-04-06 08:00 | 700 | 505 | 510 | 442 | 2028-04-06 08:00 | -700 | -226 | -510 | 14.05 | 2028-04-06 08:00 | -700 | -526 | -510 | -176.85
2028-04-06 09:00 | 700 | 205 | 221.29 | 142 | 2028-04-06 09:00 | -700 | -526 | -510 | -117.45 | 2028-04-06 09:00 | -700 | -526 | -510 | -344.22
2028-04-06 10:00 | 700 | 0 | 87.68 | 71.18 | 2028-04-06 10:00 | -700 | -526 | -510 | -170.62 | 2028-04-06 10:00 | -700 | -526 | -510 | -410.66
2028-04-06 11:00 | 335.46 | 0 | 0 | 24.21 | 2028-04-06 11:00 | -700 | -526 | -510 | -221.55 | 2028-04-06 11:00 | -700 | -526 | -510 | -466.72
2028-04-06 12:00 | 103.41 | 0 | 0 | 0 | 2028-04-06 12:00 | -700 | -526 | -510 | -342.46 | 2028-04-06 12:00 | -700 | -526 | -510 | -510
2028-04-06 13:00 | 0 | 0 | 198.35 | 78.28 | 2028-04-06 13:00 | -700 | -526 | -510 | -138.12 | 2028-04-06 13:00 | -700 | -526 | -510 | -343.75
2028-04-06 14:00 | 185.66 | 0 | 0 | 258.88 | 2028-04-06 14:00 | -700 | -526 | -510 | 91.76 | 2028-04-06 14:00 | -700 | -526 | -510 | -73.5
2028-04-06 15:00 | 700 | 0 | 262.49 | 352.8 | 2028-04-06 15:00 | -700 | -461.23 | -510 | 215.15 | 2028-04-06 15:00 | -700 | -526 | -510 | 77.5
2028-04-06 16:00 | 700 | 0 | 500.67 | 442 | 2028-04-06 16:00 | -378.68 | -161.23 | -210 | 394.26 | 2028-04-06 16:00 | -700 | -526 | -510 | 282.69
2028-04-06 17:00 | 700 | 98.02 | 510 | 442 | 2028-04-06 17:00 | 100 | 0 | -27.63 | 425.64 | 2028-04-06 17:00 | -100 | -300 | -510 | 442
2028-04-06 18:00 | 700 | 43.65 | 510 | 442 | 2028-04-06 18:00 | 700 | 0 | 76.97 | 442 | 2028-04-06 18:00 | 500 | 0 | -510 | 442
2028-04-06 19:00 | 700 | 187.95 | 510 | 442 | 2028-04-06 19:00 | 700 | 0 | 376.97 | 442 | 2028-04-06 19:00 | 700 | 0 | -451.71 | 442
2028-04-06 20:00 | 700 | 419.73 | 510 | 442 | 2028-04-06 20:00 | 700 | 0 | 376.97 | 442 | 2028-04-06 20:00 | 700 | 0 | -151.71 | 442
2028-04-06 21:00 | 700 | 209.91 | 510 | 442 | 2028-04-06 21:00 | 700 | 0 | 210 | 442 | 2028-04-06 21:00 | 700 | 0 | -121.12 | 442
2028-04-06 22:00 | 700 | 132.83 | 510 | 442 | 2028-04-06 22:00 | 700 | 0 | 210 | 442 | 2028-04-06 22:00 | 700 | 0 | 178.88 | 442
2028-04-06 23:00 | 700 | 269.29 | 510 | 442 | 2028-04-06 23:00 | 700 | 269.29 | 510 | 442 | 2028-04-06 23:00 | 700 | 300 | 478.88 | 442
2028-04-07 | 700 | 505 | 510 | 442 | 2028-04-07 | 700 | 215.28 | 510 | 442 | 2028-04-07 | 700 | 303.58 | 510 | 442
2028-04-07 01:00 | 700 | 382.79 | 510 | 442 | 2028-04-07 01:00 | 700 | 361.91 | 510 | 442 | 2028-04-07 01:00 | 700 | 88.31 | 510 | 442
2028-04-07 02:00 | 700 | 505 | 510 | 442 | 2028-04-07 02:00 | 700 | 505 | 510 | 442 | 2028-04-07 02:00 | 700 | 231.41 | 510 | 442
2028-04-07 03:00 | 700 | 505 | 510 | 442 | 2028-04-07 03:00 | 700 | 505 | 510 | 442 | 2028-04-07 03:00 | 700 | 0 | 444.86 | 368.03
2028-04-07 04:00 | 700 | 205 | 510 | 442 | 2028-04-07 04:00 | 700 | 373.3 | 510 | 442 | 2028-04-07 04:00 | 700 | 0 | 144.86 | 148.73
2028-04-07 05:00 | 700 | 94.04 | 510 | 442 | 2028-04-07 05:00 | 700 | 377.67 | 510 | 442 | 2028-04-07 05:00 | 700 | 0 | 354.65 | 442
2028-04-07 06:00 | 700 | 394.04 | 510 | 442 | 2028-04-07 06:00 | 700 | 374 | 390 | 442 | 2028-04-07 06:00 | 500 | 74 | 90 | 442
2028-04-07 07:00 | 700 | 266.71 | 510 | 442 | 2028-04-07 07:00 | 500 | 74 | 90 | 442 | 2028-04-07 07:00 | -100 | -226 | -210 | 442
2028-04-07 08:00 | 700 | 0 | 370.9 | 442 | 2028-04-07 08:00 | -100 | -226 | -210 | 442 | 2028-04-07 08:00 | -700 | -526 | -510 | 442
2028-04-07 09:00 | 133.2 | 0 | 70.9 | 442 | 2028-04-07 09:00 | -700 | -526 | -510 | 442 | 2028-04-07 09:00 | -700 | -526 | -510 | 442
2028-04-07 10:00 | -466.8 | -291.96 | -229.1 | 391.03 | 2028-04-07 10:00 | -700 | -526 | -510 | 206.66 | 2028-04-07 10:00 | -700 | -526 | -510 | 142
2028-04-07 11:00 | -700 | -300 | -510 | 227.12 | 2028-04-07 11:00 | -700 | -526 | -510 | 142 | 2028-04-07 11:00 | -700 | -526 | -510 | -78.3
2028-04-07 12:00 | -700 | 0 | -210 | 182.28 | 2028-04-07 12:00 | -700 | -526 | -510 | 442 | 2028-04-07 12:00 | -700 | -526 | -510 | 221.7
2028-04-07 13:00 | -700 | -300 | -510 | 168.32 | 2028-04-07 13:00 | -700 | -526 | -510 | 142 | 2028-04-07 13:00 | -700 | -526 | -510 | -78.3
2028-04-07 14:00 | -700 | -230.81 | -510 | 165.22 | 2028-04-07 14:00 | -700 | -526 | -510 | 0 | 2028-04-07 14:00 | -700 | -526 | -510 | -220.12
2028-04-07 15:00 | -633.18 | 0 | -300 | 131.26 | 2028-04-07 15:00 | -700 | -526 | -510 | 0 | 2028-04-07 15:00 | -700 | -526 | -510 | -236.93
2028-04-07 16:00 | -33.18 | 0 | 0 | 228.92 | 2028-04-07 16:00 | -600 | -300 | -395.17 | 136.58 | 2028-04-07 16:00 | -700 | -526 | -510 | 38.97
2028-04-07 17:00 | 455.4 | 145.12 | 210 | 419.75 | 2028-04-07 17:00 | 0 | 0 | -95.17 | 436.58 | 2028-04-07 17:00 | -100 | -226 | -210 | 338.97
2028-04-07 18:00 | 700 | 445.12 | 510 | 442 | 2028-04-07 18:00 | 600 | 300 | 204.83 | 442 | 2028-04-07 18:00 | 500 | 74 | 90 | 442
2028-04-07 19:00 | 700 | 367.09 | 510 | 442 | 2028-04-07 19:00 | 700 | 0 | 382.46 | 442 | 2028-04-07 19:00 | 700 | 0 | 172.43 | 442
2028-04-07 20:00 | 700 | 505 | 510 | 442 | 2028-04-07 20:00 | 700 | 253.16 | 510 | 442 | 2028-04-07 20:00 | 700 | 0 | 472.43 | 442
2028-04-07 21:00 | 700 | 505 | 510 | 442 | 2028-04-07 21:00 | 700 | 505 | 510 | 442 | 2028-04-07 21:00 | 700 | 181.62 | 510 | 442
2028-04-07 22:00 | 700 | 505 | 510 | 442 | 2028-04-07 22:00 | 700 | 505 | 510 | 442 | 2028-04-07 22:00 | 700 | 481.62 | 510 | 442
2028-04-07 23:00 | 700 | 205 | 510 | 442 | 2028-04-07 23:00 | 700 | 346.19 | 510 | 442 | 2028-04-07 23:00 | 700 | 181.62 | 510 | 442
2028-04-08 | 700 | 505 | 510 | 442 | 2028-04-08 | 700 | 434.48 | 510 | 442 | 2028-04-08 | 700 | 205 | 510 | 442
2028-04-08 01:00 | 700 | 505 | 510 | 442 | 2028-04-08 01:00 | 700 | 434.48 | 510 | 442 | 2028-04-08 01:00 | 700 | 505 | 510 | 442
2028-04-08 02:00 | 700 | 505 | 510 | 442 | 2028-04-08 02:00 | 700 | 227.27 | 510 | 442 | 2028-04-08 02:00 | 700 | 505 | 510 | 442
2028-04-08 03:00 | 700 | 505 | 510 | 442 | 2028-04-08 03:00 | 700 | 227.27 | 510 | 442 | 2028-04-08 03:00 | 700 | 399.61 | 510 | 442
2028-04-08 04:00 | 700 | 505 | 510 | 442 | 2028-04-08 04:00 | 700 | 505 | 510 | 442 | 2028-04-08 04:00 | 700 | 505 | 510 | 442
2028-04-08 05:00 | 700 | 505 | 510 | 442 | 2028-04-08 05:00 | 700 | 505 | 510 | 442 | 2028-04-08 05:00 | 700 | 493.04 | 510 | 442
2028-04-08 06:00 | 700 | 449.38 | 510 | 442 | 2028-04-08 06:00 | 700 | 505 | 510 | 442 | 2028-04-08 06:00 | 700 | 193.04 | 287.89 | 442
2028-04-08 07:00 | 700 | 149.38 | 510 | 442 | 2028-04-08 07:00 | 700 | 205 | 320.26 | 442 | 2028-04-08 07:00 | 500 | 0 | -12.11 | 442
2028-04-08 08:00 | 700 | 0 | 510 | 442 | 2028-04-08 08:00 | 700 | 0 | 20.26 | 442 | 2028-04-08 08:00 | -100 | -300 | -312.11 | 442
2028-04-08 09:00 | 700 | 84.69 | 510 | 442 | 2028-04-08 09:00 | 100 | 0 | 0 | 442 | 2028-04-08 09:00 | -700 | -526 | -510 | 442
2028-04-08 10:00 | 700 | 0 | 510 | 442 | 2028-04-08 10:00 | -500 | 0 | -220.66 | 442 | 2028-04-08 10:00 | -700 | -526 | -510 | 442
2028-04-08 11:00 | 700 | 0 | 510 | 434.38 | 2028-04-08 11:00 | -700 | 0 | 0 | 442 | 2028-04-08 11:00 | -700 | -526 | -510 | 442
2028-04-08 12:00 | 700 | 0 | 510 | 440.79 | 2028-04-08 12:00 | -700 | 0 | -210 | 442 | 2028-04-08 12:00 | -700 | -526 | -510 | 442
2028-04-08 13:00 | 700 | 0 | 437.28 | 408.37 | 2028-04-08 13:00 | -700 | 0 | -510 | 442 | 2028-04-08 13:00 | -700 | -526 | -510 | 442
2028-04-08 14:00 | 700 | 0 | 510 | 442 | 2028-04-08 14:00 | -500 | 0 | -510 | 442 | 2028-04-08 14:00 | -700 | -526 | -510 | 442
2028-04-08 15:00 | 700 | 0 | 306.4 | 434.09 | 2028-04-08 15:00 | 100 | -149.05 | -510 | 224.51 | 2028-04-08 15:00 | -700 | -526 | -510 | 442
2028-04-08 16:00 | 700 | 0 | 350.92 | 386.72 | 2028-04-08 16:00 | 700 | -336.28 | -390 | 175.98 | 2028-04-08 16:00 | -100 | -526 | -500.32 | 329.81
2028-04-08 17:00 | 700 | 125.79 | 510 | 442 | 2028-04-08 17:00 | 700 | -36.28 | -90 | 442 | 2028-04-08 17:00 | 500 | -226 | -200.32 | 442
2028-04-08 18:00 | 700 | 195.1 | 510 | 442 | 2028-04-08 18:00 | 700 | 263.72 | 210 | 442 | 2028-04-08 18:00 | 700 | 51.24 | 99.68 | 442
2028-04-08 19:00 | 700 | 464.73 | 510 | 442 | 2028-04-08 19:00 | 700 | 505 | 510 | 442 | 2028-04-08 19:00 | 700 | 51.24 | 399.68 | 442
2028-04-08 20:00 | 700 | 505 | 510 | 442 | 2028-04-08 20:00 | 700 | 505 | 510 | 442 | 2028-04-08 20:00 | 700 | 51.24 | 510 | 442
2028-04-08 21:00 | 700 | 505 | 510 | 442 | 2028-04-08 21:00 | 700 | 505 | 510 | 442 | 2028-04-08 21:00 | 700 | 279.58 | 510 | 442
2028-04-08 22:00 | 700 | 498.96 | 510 | 442 | 2028-04-08 22:00 | 700 | 505 | 510 | 442 | 2028-04-08 22:00 | 700 | 0 | 510 | 442
2028-04-08 23:00 | 700 | 302.97 | 510 | 442 | 2028-04-08 23:00 | 700 | 505 | 510 | 442 | 2028-04-08 23:00 | 700 | 0 | 510 | 442
2028-04-09 | 700 | 505 | 510 | 442 | 2028-04-09 | 700 | 505 | 510 | 442 | 2028-04-09 | 700 | 93.35 | 510 | 442
2028-04-09 01:00 | 700 | 369.51 | 510 | 442 | 2028-04-09 01:00 | 700 | 438.51 | 510 | 442 | 2028-04-09 01:00 | 700 | 93.35 | 510 | 442
2028-04-09 02:00 | 700 | 282 | 510 | 442 | 2028-04-09 02:00 | 700 | 277.45 | 510 | 442 | 2028-04-09 02:00 | 700 | 332.14 | 510 | 442
2028-04-09 03:00 | 700 | 505 | 510 | 442 | 2028-04-09 03:00 | 700 | 505 | 510 | 442 | 2028-04-09 03:00 | 700 | 505 | 510 | 442
2028-04-09 04:00 | 700 | 505 | 510 | 442 | 2028-04-09 04:00 | 700 | 505 | 510 | 442 | 2028-04-09 04:00 | 700 | 505 | 510 | 442
2028-04-09 05:00 | 700 | 205 | 510 | 442 | 2028-04-09 05:00 | 700 | 205 | 420.55 | 247.91 | 2028-04-09 05:00 | 700 | 205 | 390 | 442
2028-04-09 06:00 | 700 | 50.95 | 510 | 442 | 2028-04-09 06:00 | 700 | 0 | 120.55 | 426.68 | 2028-04-09 06:00 | 700 | 0 | 90 | 442
2028-04-09 07:00 | 700 | 152.31 | 510 | 442 | 2028-04-09 07:00 | 700 | 0 | -179.45 | 126.68 | 2028-04-09 07:00 | 500 | -226 | -210 | 441.2
2028-04-09 08:00 | 700 | 0 | 336.37 | 142 | 2028-04-09 08:00 | 700 | -300 | -479.45 | -147.16 | 2028-04-09 08:00 | -100 | -526 | -510 | 141.2
2028-04-09 09:00 | 700 | 0 | 510 | 204.62 | 2028-04-09 09:00 | 100 | -526 | -510 | 152.84 | 2028-04-09 09:00 | -700 | -526 | -510 | 0
2028-04-09 10:00 | 700 | 0 | 291.54 | 279.27 | 2028-04-09 10:00 | -500 | -526 | -510 | 442 | 2028-04-09 10:00 | -700 | -526 | -510 | 118.63
2028-04-09 11:00 | 700 | 0 | 241.82 | 230.83 | 2028-04-09 11:00 | -700 | -526 | -510 | 202.11 | 2028-04-09 11:00 | -700 | -526 | -510 | 418.63
2028-04-09 12:00 | 700 | 0 | 313.06 | 204.36 | 2028-04-09 12:00 | -700 | -526 | -510 | 161.18 | 2028-04-09 12:00 | -700 | -526 | -510 | 307.12
2028-04-09 13:00 | 700 | 0 | 364.92 | 153.56 | 2028-04-09 13:00 | -700 | -457.05 | -510 | 0 | 2028-04-09 13:00 | -700 | -526 | -510 | 7.12
2028-04-09 14:00 | 700 | 0 | 386.41 | 256.04 | 2028-04-09 14:00 | -677.46 | -329.09 | -510 | 134.79 | 2028-04-09 14:00 | -700 | -526 | -510 | 0
2028-04-09 15:00 | 700 | 0 | 249.33 | 182.62 | 2028-04-09 15:00 | -77.46 | -226 | -510 | 144.17 | 2028-04-09 15:00 | -700 | -526 | -510 | 111.38
2028-04-09 16:00 | 700 | 0 | 70.82 | 196 | 2028-04-09 16:00 | 522.54 | -526 | -510 | 0 | 2028-04-09 16:00 | -110.69 | -526 | -510 | -188.62
2028-04-09 17:00 | 700 | 12.2 | 370.82 | 442 | 2028-04-09 17:00 | 700 | -226 | -210 | 92.08 | 2028-04-09 17:00 | 489.31 | -526 | -510 | -348.17
2028-04-09 18:00 | 700 | 216.17 | 510 | 442 | 2028-04-09 18:00 | 700 | 0 | 55.87 | 0 | 2028-04-09 18:00 | 700 | -526 | -510 | -130.32
2028-04-09 19:00 | 700 | 187.8 | 510 | 442 | 2028-04-09 19:00 | 700 | 0 | 355.87 | 0 | 2028-04-09 19:00 | 700 | -526 | -510 | -323.62
2028-04-09 20:00 | 700 | 290.01 | 510 | 442 | 2028-04-09 20:00 | 700 | 0 | 510 | 202.86 | 2028-04-09 20:00 | 700 | -526 | -510 | -23.62
2028-04-09 21:00 | 700 | 505 | 510 | 442 | 2028-04-09 21:00 | 700 | 0 | 510 | 119.99 | 2028-04-09 21:00 | 700 | -300 | -372.86 | 142
2028-04-09 22:00 | 700 | 207.81 | 510 | 442 | 2028-04-09 22:00 | 700 | 0 | 510 | 142 | 2028-04-09 22:00 | 700 | 0 | -72.86 | 442
2028-04-09 23:00 | 700 | 505 | 510 | 442 | 2028-04-09 23:00 | 700 | 300 | 510 | 442 | 2028-04-09 23:00 | 700 | 161.86 | 227.14 | 437.59
2028-04-10 | 700 | 505 | 510 | 319.54 | 2028-04-10 | 700 | 505 | 510 | 442 | 2028-04-10 | 700 | 461.86 | 510 | 442
2028-04-10 01:00 | 700 | 249.53 | 510 | 19.54 | 2028-04-10 01:00 | 700 | 205 | 422.4 | 142 | 2028-04-10 01:00 | 700 | 205 | 413.32 | 142
2028-04-10 02:00 | 700 | 505 | 510 | 277.39 | 2028-04-10 02:00 | 700 | 505 | 510 | 442 | 2028-04-10 02:00 | 700 | 505 | 510 | 442
2028-04-10 03:00 | 700 | 505 | 510 | 280.64 | 2028-04-10 03:00 | 700 | 505 | 510 | 442 | 2028-04-10 03:00 | 700 | 505 | 510 | 442
2028-04-10 04:00 | 700 | 505 | 510 | 442 | 2028-04-10 04:00 | 700 | 505 | 510 | 442 | 2028-04-10 04:00 | 700 | 505 | 510 | 442
2028-04-10 05:00 | 700 | 505 | 510 | 442 | 2028-04-10 05:00 | 700 | 505 | 510 | 442 | 2028-04-10 05:00 | 700 | 505 | 510 | 442
2028-04-10 06:00 | 700 | 205 | 434.55 | 142 | 2028-04-10 06:00 | 700 | 205 | 510 | 371.44 | 2028-04-10 06:00 | 700 | 205 | 510 | 214.92
2028-04-10 07:00 | 700 | 140.85 | 510 | 442 | 2028-04-10 07:00 | 700 | 220.59 | 510 | 442 | 2028-04-10 07:00 | 700 | 62.46 | 300 | 312.01
2028-04-10 08:00 | 700 | 433.25 | 510 | 442 | 2028-04-10 08:00 | 700 | 0 | 352.52 | 442 | 2028-04-10 08:00 | 700 | -237.54 | 0 | 12.01
2028-04-10 09:00 | 700 | 399.53 | 510 | 442 | 2028-04-10 09:00 | 700 | 0 | 98.85 | 442 | 2028-04-10 09:00 | 700 | 0 | 289.37 | 251.66
2028-04-10 10:00 | 700 | 177.34 | 510 | 442 | 2028-04-10 10:00 | 700 | 300 | 328.92 | 408.87 | 2028-04-10 10:00 | 700 | 57.19 | 0 | 300
2028-04-10 11:00 | 700 | 0 | 510 | 409.38 | 2028-04-10 11:00 | 700 | 0 | 28.92 | 108.87 | 2028-04-10 11:00 | 700 | -242.81 | -300 | 0
2028-04-10 12:00 | 700 | 0 | 510 | 442 | 2028-04-10 12:00 | 700 | 0 | -166.94 | 6.63 | 2028-04-10 12:00 | 700 | -526 | -510 | -51.51
2028-04-10 13:00 | 700 | 155.16 | 510 | 442 | 2028-04-10 13:00 | 700 | 0 | -225.67 | 0 | 2028-04-10 13:00 | 700 | -526 | -510 | -73.86
2028-04-10 14:00 | 700 | 30.22 | 510 | 442 | 2028-04-10 14:00 | 700 | 0 | -183.13 | 0 | 2028-04-10 14:00 | 700 | -526 | -510 | -61.76
2028-04-10 15:00 | 700 | 330.22 | 510 | 442 | 2028-04-10 15:00 | 700 | 0 | 89.11 | 58.64 | 2028-04-10 15:00 | 700 | -266.43 | -510 | 29.12
2028-04-10 16:00 | 700 | 306.86 | 510 | 442 | 2028-04-10 16:00 | 700 | 0 | 140.77 | 187.12 | 2028-04-10 16:00 | 700 | 0 | -307.98 | 171.71
2028-04-10 17:00 | 700 | 375.39 | 510 | 442 | 2028-04-10 17:00 | 700 | 15.92 | 0 | 63.93 | 2028-04-10 17:00 | 700 | -226 | -210 | -128.29
2028-04-10 18:00 | 700 | 334.86 | 510 | 442 | 2028-04-10 18:00 | 700 | -19.38 | -300 | -236.07 | 2028-04-10 18:00 | 700 | -526 | -510 | -428.29
2028-04-10 19:00 | 700 | 118.62 | 510 | 442 | 2028-04-10 19:00 | 700 | -19.38 | -90 | -158 | 2028-04-10 19:00 | 700 | -299.07 | -210 | -158
2028-04-10 20:00 | 700 | 369.41 | 510 | 442 | 2028-04-10 20:00 | 700 | 119.96 | 210 | 142 | 2028-04-10 20:00 | 700 | 0.93 | 90 | 142
2028-04-10 21:00 | 700 | 505 | 510 | 442 | 2028-04-10 21:00 | 700 | 419.96 | 510 | 442 | 2028-04-10 21:00 | 700 | 300.93 | 390 | 442
2028-04-10 22:00 | 700 | 305.41 | 510 | 442 | 2028-04-10 22:00 | 700 | 330.91 | 510 | 442 | 2028-04-10 22:00 | 700 | 184.76 | 510 | 442
2028-04-10 23:00 | 700 | 481.38 | 510 | 357.19 | 2028-04-10 23:00 | 700 | 94.02 | 510 | 346.05 | 2028-04-10 23:00 | 700 | 0 | 510 | 264.45
2028-04-11 | 700 | 304.58 | 510 | 209.35 | 2028-04-11 | 700 | 0 | 510 | 158.39 | 2028-04-11 | 700 | 0 | 510 | 0
2028-04-11 01:00 | 700 | 167.42 | 510 | 148.51 | 2028-04-11 01:00 | 700 | 0 | 510 | 0 | 2028-04-11 01:00 | 700 | 0 | 510 | 82.41
2028-04-11 02:00 | 700 | 229.6 | 510 | 224.83 | 2028-04-11 02:00 | 700 | 205 | 510 | 142 | 2028-04-11 02:00 | 700 | 205 | 399.96 | 142
2028-04-11 03:00 | 700 | 505 | 510 | 442 | 2028-04-11 03:00 | 700 | 505 | 510 | 442 | 2028-04-11 03:00 | 700 | 505 | 510 | 442
2028-04-11 04:00 | 700 | 505 | 510 | 442 | 2028-04-11 04:00 | 700 | 505 | 510 | 442 | 2028-04-11 04:00 | 700 | 505 | 510 | 442
2028-04-11 05:00 | 700 | 205 | 510 | 236.19 | 2028-04-11 05:00 | 700 | 205 | 510 | 174.46 | 2028-04-11 05:00 | 700 | 205 | 307.53 | 142
2028-04-11 06:00 | 700 | 76.38 | 510 | 360.13 | 2028-04-11 06:00 | 700 | 0 | 510 | 442 | 2028-04-11 06:00 | 700 | 0 | 304.85 | 399.29
2028-04-11 07:00 | 700 | 322.18 | 510 | 442 | 2028-04-11 07:00 | 700 | 0 | 300 | 442 | 2028-04-11 07:00 | 500 | 0 | 4.85 | 220.14
2028-04-11 08:00 | 700 | 362.77 | 510 | 442 | 2028-04-11 08:00 | 700 | 0 | 0 | 339.12 | 2028-04-11 08:00 | -100 | -226 | -295.15 | 170.4
2028-04-11 09:00 | 700 | 182.17 | 510 | 442 | 2028-04-11 09:00 | 193.92 | -117.37 | -300 | 442 | 2028-04-11 09:00 | -700 | -526 | -510 | 442
2028-04-11 10:00 | 700 | 287.91 | 510 | 442 | 2028-04-11 10:00 | -406.08 | 0 | -510 | 442 | 2028-04-11 10:00 | -700 | -526 | -510 | 442
2028-04-11 11:00 | 700 | 91.78 | 510 | 442 | 2028-04-11 11:00 | -700 | -300 | -510 | 442 | 2028-04-11 11:00 | -700 | -526 | -510 | 442
2028-04-11 12:00 | 700 | 0 | 510 | 442 | 2028-04-11 12:00 | -700 | 0 | -210 | 442 | 2028-04-11 12:00 | -700 | -526 | -510 | 442
2028-04-11 13:00 | 700 | 0 | 510 | 442 | 2028-04-11 13:00 | -700 | 0 | -12.99 | 442 | 2028-04-11 13:00 | -700 | -526 | -510 | 442
2028-04-11 14:00 | 700 | 0 | 508.4 | 442 | 2028-04-11 14:00 | -700 | 0 | -12.99 | 442 | 2028-04-11 14:00 | -700 | -526 | -510 | 442
2028-04-11 15:00 | 700 | 0 | 208.4 | 166.08 | 2028-04-11 15:00 | -269.77 | -226 | -210 | 442 | 2028-04-11 15:00 | -700 | -526 | -510 | 328.82
2028-04-11 16:00 | 700 | -35.06 | 0 | 0 | 2028-04-11 16:00 | 330.23 | -526 | -510 | 157.65 | 2028-04-11 16:00 | -668.84 | -526 | -510 | 28.82
2028-04-11 17:00 | 700 | 87.99 | 300 | 300 | 2028-04-11 17:00 | 700 | -300 | -290.35 | 356.72 | 2028-04-11 17:00 | -68.84 | -287.73 | -300 | 142
2028-04-11 18:00 | 700 | 137.52 | 510 | 363.74 | 2028-04-11 18:00 | 700 | 0 | 9.65 | 442 | 2028-04-11 18:00 | 531.16 | 0 | 0 | 442
2028-04-11 19:00 | 700 | 381.24 | 510 | 442 | 2028-04-11 19:00 | 700 | 300 | 309.65 | 442 | 2028-04-11 19:00 | 700 | 0 | 300 | 249.79
2028-04-11 20:00 | 700 | 505 | 510 | 442 | 2028-04-11 20:00 | 700 | 505 | 510 | 442 | 2028-04-11 20:00 | 700 | 0 | 510 | 249.79
2028-04-11 21:00 | 700 | 444.63 | 510 | 442 | 2028-04-11 21:00 | 700 | 505 | 510 | 442 | 2028-04-11 21:00 | 700 | 0 | 510 | 359.53
2028-04-11 22:00 | 700 | 314.71 | 510 | 442 | 2028-04-11 22:00 | 700 | 505 | 510 | 442 | 2028-04-11 22:00 | 700 | 0 | 510 | 359.53
2028-04-11 23:00 | 700 | 347.18 | 510 | 360.95 | 2028-04-11 23:00 | 700 | 505 | 510 | 442 | 2028-04-11 23:00 | 700 | 0 | 510 | 442
2028-04-12 | 700 | 81.02 | 510 | 353.38 | 2028-04-12 | 700 | 301.17 | 510 | 442 | 2028-04-12 | 700 | 0 | 510 | 442
2028-04-12 01:00 | 700 | 0 | 510 | 249.45 | 2028-04-12 01:00 | 700 | 301.17 | 510 | 442 | 2028-04-12 01:00 | 700 | 0 | 510 | 442
2028-04-12 02:00 | 700 | 0 | 510 | 112.62 | 2028-04-12 02:00 | 700 | 1.17 | 510 | 442 | 2028-04-12 02:00 | 700 | 0 | 510 | 442
2028-04-12 03:00 | 700 | 0 | 510 | 126.02 | 2028-04-12 03:00 | 700 | 0 | 510 | 442 | 2028-04-12 03:00 | 700 | 0 | 510 | 442
2028-04-12 04:00 | 700 | 0 | 510 | 168.4 | 2028-04-12 04:00 | 700 | 0 | 510 | 442 | 2028-04-12 04:00 | 700 | 0 | 510 | 299.51
2028-04-12 05:00 | 700 | 0 | 510 | 156.8 | 2028-04-12 05:00 | 700 | 0 | 510 | 442 | 2028-04-12 05:00 | 700 | 0 | 510 | 442
2028-04-12 06:00 | 700 | 0 | 510 | 395.5 | 2028-04-12 06:00 | 700 | 0.3 | 510 | 442 | 2028-04-12 06:00 | 700 | 0 | 510 | 442
2028-04-12 07:00 | 700 | 10 | 510 | 442 | 2028-04-12 07:00 | 700 | 214.38 | 510 | 442 | 2028-04-12 07:00 | 700 | 0 | 300 | 442
2028-04-12 08:00 | 700 | 277.84 | 510 | 442 | 2028-04-12 08:00 | 700 | 214.38 | 510 | 442 | 2028-04-12 08:00 | 700 | 0 | 0 | 442
2028-04-12 09:00 | 700 | 165.78 | 510 | 442 | 2028-04-12 09:00 | 700 | 0 | 265.04 | 418.62 | 2028-04-12 09:00 | 700 | -212.62 | -300 | 190.89
2028-04-12 10:00 | 700 | 0 | 510 | 185.58 | 2028-04-12 10:00 | 700 | 0 | 0 | 118.62 | 2028-04-12 10:00 | 700 | -438.56 | -510 | -109.11
2028-04-12 11:00 | 700 | 0 | 510 | 442 | 2028-04-12 11:00 | 700 | -85.45 | -300 | 170.09 | 2028-04-12 11:00 | 351.14 | -526 | -510 | 190.89
2028-04-12 12:00 | 700 | 113.94 | 510 | 442 | 2028-04-12 12:00 | 685.15 | 214.55 | 0 | 442 | 2028-04-12 12:00 | -90.09 | -226 | -210 | 442
2028-04-12 13:00 | 700 | 379.5 | 510 | 442 | 2028-04-12 13:00 | 85.15 | 0 | -48.34 | 442 | 2028-04-12 13:00 | -690.09 | -289.41 | -510 | 265.3
2028-04-12 14:00 | 700 | 204.11 | 510 | 442 | 2028-04-12 14:00 | 159.78 | 0 | 0 | 442 | 2028-04-12 14:00 | -700 | -194.71 | -311.96 | 442
2028-04-12 15:00 | 700 | 0 | 394.05 | 442 | 2028-04-12 15:00 | -410.11 | 0 | 0 | 442 | 2028-04-12 15:00 | -700 | -494.71 | -510 | 381.03
2028-04-12 16:00 | 595.89 | 0 | 210 | 442 | 2028-04-12 16:00 | -700 | 0 | -30.35 | 442 | 2028-04-12 16:00 | -700 | -526 | -510 | 381.03
2028-04-12 17:00 | 136.09 | 300 | 510 | 442 | 2028-04-12 17:00 | -467.83 | 0 | 0 | 442 | 2028-04-12 17:00 | -700 | -461 | -510 | 442
2028-04-12 18:00 | 0 | 445.26 | 510 | 442 | 2028-04-12 18:00 | -319.76 | 0 | 0 | 442 | 2028-04-12 18:00 | -700 | -175.92 | -510 | 442
2028-04-12 19:00 | 600 | 153.91 | 393.99 | 442 | 2028-04-12 19:00 | 40.71 | 0 | 0 | 442 | 2028-04-12 19:00 | -700 | 0 | -210 | 230.36
2028-04-12 20:00 | 700 | 453.91 | 510 | 442 | 2028-04-12 20:00 | 434.23 | 0 | 210.58 | 251.15 | 2028-04-12 20:00 | -354.81 | 0 | -43.48 | -69.64
2028-04-12 21:00 | 597.3 | 153.91 | 210 | 142 | 2028-04-12 21:00 | -165.77 | 0 | 0 | -48.85 | 2028-04-12 21:00 | -700 | 0 | -343.48 | -369.64
2028-04-12 22:00 | 0 | 205 | 319.92 | -21.97 | 2028-04-12 22:00 | -700 | 0 | 114.96 | -348.85 | 2028-04-12 22:00 | -700 | -291.69 | -510 | -510
2028-04-12 23:00 | -488.7 | 505 | 510 | 43.2 | 2028-04-12 23:00 | -700 | 300 | 414.96 | -48.85 | 2028-04-12 23:00 | -700 | 8.31 | -210 | -210
2028-04-13 | -598.21 | 505 | 510 | 343.2 | 2028-04-13 | -700 | 505 | 510 | 251.15 | 2028-04-13 | -700 | 308.31 | 90 | 90
2028-04-13 01:00 | -679.71 | 505 | 510 | 349.63 | 2028-04-13 01:00 | -700 | 505 | 510 | 442 | 2028-04-13 01:00 | -700 | 505 | 390 | 390
2028-04-13 02:00 | -700 | 505 | 510 | 387.68 | 2028-04-13 02:00 | -700 | 505 | 510 | 442 | 2028-04-13 02:00 | -700 | 505 | 510 | 442
2028-04-13 03:00 | -582.68 | 505 | 510 | 311.85 | 2028-04-13 03:00 | -700 | 505 | 510 | 442 | 2028-04-13 03:00 | -700 | 374 | 390 | 442
2028-04-13 04:00 | -600 | 505 | 510 | 277.95 | 2028-04-13 04:00 | -700 | 505 | 510 | 300 | 2028-04-13 04:00 | -700 | 74 | 90 | 284.88
2028-04-13 05:00 | 0 | 380.01 | 510 | 442 | 2028-04-13 05:00 | -700 | 205 | 210 | 0 | 2028-04-13 05:00 | -700 | -226 | -210 | -15.12
2028-04-13 06:00 | 600 | 80.01 | 510 | 442 | 2028-04-13 06:00 | -700 | -95 | -90 | 122.31 | 2028-04-13 06:00 | -700 | -526 | -510 | -315.12
2028-04-13 07:00 | 700 | 52.83 | 510 | 442 | 2028-04-13 07:00 | -700 | -395 | -390 | -61.33 | 2028-04-13 07:00 | -700 | -526 | -510 | -158
2028-04-13 08:00 | 431.13 | 78.59 | 510 | 435.43 | 2028-04-13 08:00 | -700 | -439.84 | -510 | 142 | 2028-04-13 08:00 | -700 | -526 | -510 | 142
2028-04-13 09:00 | -168.87 | 378.59 | 510 | 442 | 2028-04-13 09:00 | -700 | -139.84 | -210 | 442 | 2028-04-13 09:00 | -700 | -226 | -210 | 442
2028-04-13 10:00 | -700 | 505 | 510 | 442 | 2028-04-13 10:00 | -700 | 160.16 | 90 | 442 | 2028-04-13 10:00 | -700 | 74 | 90 | 442
2028-04-13 11:00 | -700 | 505 | 510 | 442 | 2028-04-13 11:00 | -700 | 74 | 90 | 442 | 2028-04-13 11:00 | -700 | 74 | 90 | 442
2028-04-13 12:00 | -100 | 205 | 470.38 | 442 | 2028-04-13 12:00 | -700 | -226 | -210 | 442 | 2028-04-13 12:00 | -700 | -226 | -210 | 442
2028-04-13 13:00 | 0 | 238.62 | 510 | 442 | 2028-04-13 13:00 | -700 | -526 | -510 | 442 | 2028-04-13 13:00 | -700 | -526 | -510 | 442
2028-04-13 14:00 | 600 | 0 | 468.68 | 442 | 2028-04-13 14:00 | -700 | -526 | -510 | 442 | 2028-04-13 14:00 | -700 | -526 | -510 | 442
2028-04-13 15:00 | 700 | 189.02 | 510 | 442 | 2028-04-13 15:00 | -700 | -526 | -510 | 442 | 2028-04-13 15:00 | -700 | -526 | -510 | 442
2028-04-13 16:00 | 700 | 211.76 | 510 | 442 | 2028-04-13 16:00 | -113.04 | -226 | -210 | 442 | 2028-04-13 16:00 | -700 | -526 | -510 | 442
2028-04-13 17:00 | 700 | 505 | 510 | 442 | 2028-04-13 17:00 | 180.07 | 0 | 52.81 | 442 | 2028-04-13 17:00 | -100 | -330.3 | -510 | 442
2028-04-13 18:00 | 700 | 205 | 510 | 338.85 | 2028-04-13 18:00 | 700 | 0 | 352.81 | 442 | 2028-04-13 18:00 | 500 | -30.3 | -298.17 | 442
2028-04-13 19:00 | 700 | 38.43 | 510 | 442 | 2028-04-13 19:00 | 700 | 0 | 510 | 442 | 2028-04-13 19:00 | 700 | 0 | 0 | 442
2028-04-13 20:00 | 700 | 78.86 | 510 | 442 | 2028-04-13 20:00 | 700 | 0 | 510 | 442 | 2028-04-13 20:00 | 700 | 0 | -192.97 | 442
2028-04-13 21:00 | 700 | 276.21 | 510 | 442 | 2028-04-13 21:00 | 700 | 0 | 510 | 442 | 2028-04-13 21:00 | 700 | 0 | 0 | 442
2028-04-13 22:00 | 700 | 0 | 510 | 442 | 2028-04-13 22:00 | 700 | 0 | 510 | 442 | 2028-04-13 22:00 | 700 | 0 | -213.69 | 442
2028-04-13 23:00 | 700 | 0 | 510 | 442 | 2028-04-13 23:00 | 700 | 0 | 510 | 442 | 2028-04-13 23:00 | 700 | 0 | -213.69 | 442
2028-04-14 | 700 | 0 | 510 | 249 | 2028-04-14 | 700 | 111.72 | 510 | 442 | 2028-04-14 | 700 | 0 | 86.31 | 321.98
2028-04-14 01:00 | 700 | 205 | 510 | 302.95 | 2028-04-14 01:00 | 700 | 249.79 | 510 | 442 | 2028-04-14 01:00 | 700 | 0 | 386.31 | 281.52
2028-04-14 02:00 | 700 | 505 | 510 | 442 | 2028-04-14 02:00 | 700 | 505 | 510 | 442 | 2028-04-14 02:00 | 700 | 300 | 510 | 442
2028-04-14 03:00 | 700 | 505 | 510 | 442 | 2028-04-14 03:00 | 700 | 505 | 510 | 442 | 2028-04-14 03:00 | 700 | 505 | 510 | 442
2028-04-14 04:00 | 700 | 505 | 510 | 442 | 2028-04-14 04:00 | 700 | 505 | 510 | 442 | 2028-04-14 04:00 | 700 | 505 | 510 | 442
2028-04-14 05:00 | 700 | 505 | 510 | 442 | 2028-04-14 05:00 | 700 | 505 | 510 | 442 | 2028-04-14 05:00 | 700 | 505 | 510 | 442
2028-04-14 06:00 | 700 | 505 | 510 | 442 | 2028-04-14 06:00 | 700 | 505 | 510 | 442 | 2028-04-14 06:00 | 700 | 300 | 244.89 | 442
2028-04-14 07:00 | 700 | 463.39 | 510 | 442 | 2028-04-14 07:00 | 700 | 205 | 219.21 | 358.74 | 2028-04-14 07:00 | 100 | 0 | -55.11 | 442
2028-04-14 08:00 | 700 | 505 | 510 | 442 | 2028-04-14 08:00 | 404.46 | 0 | 0 | 442 | 2028-04-14 08:00 | -500 | -300 | -355.11 | 442
2028-04-14 09:00 | 700 | 501.92 | 510 | 442 | 2028-04-14 09:00 | -195.54 | -259.57 | -300 | 442 | 2028-04-14 09:00 | -700 | -526 | -510 | 442
2028-04-14 10:00 | 700 | 201.92 | 510 | 442 | 2028-04-14 10:00 | -700 | -526 | -510 | 442 | 2028-04-14 10:00 | -700 | -526 | -510 | 442
2028-04-14 11:00 | 700 | 104.73 | 510 | 442 | 2028-04-14 11:00 | -700 | -526 | -510 | 442 | 2028-04-14 11:00 | -700 | -526 | -510 | 442
2028-04-14 12:00 | 700 | 0 | 510 | 442 | 2028-04-14 12:00 | -700 | -526 | -510 | 442 | 2028-04-14 12:00 | -700 | -526 | -510 | 442
2028-04-14 13:00 | 700 | 17.83 | 510 | 442 | 2028-04-14 13:00 | -700 | -526 | -510 | 442 | 2028-04-14 13:00 | -700 | -526 | -510 | 442
2028-04-14 14:00 | 700 | 265.52 | 510 | 442 | 2028-04-14 14:00 | -700 | -436.1 | -510 | 442 | 2028-04-14 14:00 | -700 | -526 | -510 | 442
2028-04-14 15:00 | 700 | 122.67 | 330.61 | 442 | 2028-04-14 15:00 | -100 | -436.1 | -510 | 442 | 2028-04-14 15:00 | -700 | -526 | -510 | 442
2028-04-14 16:00 | 700 | 0 | 30.61 | 142 | 2028-04-14 16:00 | 500 | -526 | -510 | 254.02 | 2028-04-14 16:00 | -700 | -526 | -510 | 187.07
2028-04-14 17:00 | 700 | 163.72 | 330.61 | 442 | 2028-04-14 17:00 | 700 | -226 | -210 | 442 | 2028-04-14 17:00 | -100 | -226 | -287.96 | 146.6
2028-04-14 18:00 | 700 | 279.81 | 510 | 442 | 2028-04-14 18:00 | 700 | 0 | 90 | 442 | 2028-04-14 18:00 | 500 | 0 | 12.04 | 442
2028-04-14 19:00 | 700 | 498.08 | 510 | 442 | 2028-04-14 19:00 | 700 | 32.34 | 390 | 442 | 2028-04-14 19:00 | 700 | 0 | 312.04 | 442
2028-04-14 20:00 | 700 | 505 | 510 | 442 | 2028-04-14 20:00 | 700 | 332.34 | 510 | 442 | 2028-04-14 20:00 | 700 | 0 | 510 | 442
2028-04-14 21:00 | 700 | 426.11 | 510 | 442 | 2028-04-14 21:00 | 700 | 32.34 | 510 | 442 | 2028-04-14 21:00 | 700 | 0 | 510 | 204.72
2028-04-14 22:00 | 700 | 126.11 | 510 | 442 | 2028-04-14 22:00 | 700 | 0 | 510 | 442 | 2028-04-14 22:00 | 700 | 0 | 510 | 283.29
2028-04-14 23:00 | 700 | 174.46 | 510 | 363.94 | 2028-04-14 23:00 | 700 | 0 | 510 | 442 | 2028-04-14 23:00 | 700 | 0 | 510 | 116.25
2028-04-15 | 700 | 64.52 | 510 | 256.6 | 2028-04-15 | 700 | 0 | 510 | 442 | 2028-04-15 | 700 | 0 | 510 | 271.29
2028-04-15 01:00 | 700 | 0 | 510 | 273.82 | 2028-04-15 01:00 | 700 | 0 | 510 | 442 | 2028-04-15 01:00 | 700 | 0 | 510 | 378.67
2028-04-15 02:00 | 700 | 186.07 | 510 | 246.68 | 2028-04-15 02:00 | 700 | 227.54 | 510 | 442 | 2028-04-15 02:00 | 700 | 0 | 510 | 78.67
2028-04-15 03:00 | 700 | 0 | 510 | 254.82 | 2028-04-15 03:00 | 700 | 0 | 510 | 442 | 2028-04-15 03:00 | 700 | 0 | 510 | 78.67
2028-04-15 04:00 | 700 | 0 | 510 | 200.44 | 2028-04-15 04:00 | 700 | 0 | 510 | 442 | 2028-04-15 04:00 | 700 | 0 | 510 | 149.45
2028-04-15 05:00 | 700 | 0 | 510 | 220.17 | 2028-04-15 05:00 | 700 | 0 | 510 | 442 | 2028-04-15 05:00 | 700 | 0 | 390 | 142
2028-04-15 06:00 | 700 | 0 | 510 | 340.07 | 2028-04-15 06:00 | 700 | 98.69 | 440.43 | 442 | 2028-04-15 06:00 | 500 | 0 | 90 | 442
2028-04-15 07:00 | 700 | 0 | 510 | 358.62 | 2028-04-15 07:00 | 700 | 0 | 140.43 | 190.83 | 2028-04-15 07:00 | -100 | -226 | -210 | 414.21
2028-04-15 08:00 | 700 | 189.48 | 510 | 442 | 2028-04-15 08:00 | 100 | 0 | -147.69 | 442 | 2028-04-15 08:00 | -700 | -526 | -510 | 442
2028-04-15 09:00 | 700 | 176.91 | 510 | 442 | 2028-04-15 09:00 | -500 | -255.53 | -447.69 | 442 | 2028-04-15 09:00 | -700 | -526 | -510 | 442
2028-04-15 10:00 | 700 | 0 | 510 | 442 | 2028-04-15 10:00 | -700 | -526 | -510 | 442 | 2028-04-15 10:00 | -700 | -526 | -510 | 442
2028-04-15 11:00 | 700 | 0 | 510 | 442 | 2028-04-15 11:00 | -700 | -526 | -510 | 442 | 2028-04-15 11:00 | -700 | -526 | -510 | 442
2028-04-15 12:00 | 700 | 0 | 510 | 438.57 | 2028-04-15 12:00 | -700 | -526 | -510 | 442 | 2028-04-15 12:00 | -700 | -526 | -510 | 442
2028-04-15 13:00 | 700 | 0 | 510 | 442 | 2028-04-15 13:00 | -700 | -340.2 | -510 | 442 | 2028-04-15 13:00 | -700 | -526 | -510 | 442
2028-04-15 14:00 | 700 | 0 | 510 | 442 | 2028-04-15 14:00 | -659.32 | -526 | -510 | 442 | 2028-04-15 14:00 | -700 | -526 | -510 | 442
2028-04-15 15:00 | 700 | 198.5 | 300 | 273.11 | 2028-04-15 15:00 | -59.32 | -526 | -510 | 442 | 2028-04-15 15:00 | -700 | -526 | -510 | 442
2028-04-15 16:00 | 700 | -101.5 | 0 | -26.89 | 2028-04-15 16:00 | 540.68 | -526 | -510 | 283.89 | 2028-04-15 16:00 | -700 | -526 | -510 | 410.32
2028-04-15 17:00 | 700 | 0 | 300 | 273.11 | 2028-04-15 17:00 | 700 | -226 | -210 | 398.32 | 2028-04-15 17:00 | -100 | -226 | -510 | 435.85
2028-04-15 18:00 | 700 | 0 | 510 | 442 | 2028-04-15 18:00 | 700 | 0 | 90 | 398.32 | 2028-04-15 18:00 | 500 | 0 | -355.23 | 442
2028-04-15 19:00 | 700 | 0 | 510 | 442 | 2028-04-15 19:00 | 700 | 0 | 390 | 442 | 2028-04-15 19:00 | 700 | 0 | -55.23 | 432.76
2028-04-15 20:00 | 700 | 0 | 510 | 415.36 | 2028-04-15 20:00 | 700 | 0 | 510 | 282.13 | 2028-04-15 20:00 | 700 | 0 | -41.21 | 432.76
2028-04-15 21:00 | 700 | 205 | 510 | 442 | 2028-04-15 21:00 | 700 | 205 | 510 | 442 | 2028-04-15 21:00 | 700 | 205 | 210 | 432.76
2028-04-15 22:00 | 700 | 505 | 510 | 442 | 2028-04-15 22:00 | 700 | 505 | 510 | 442 | 2028-04-15 22:00 | 700 | 505 | 510 | 442
2028-04-15 23:00 | 700 | 505 | 510 | 442 | 2028-04-15 23:00 | 700 | 505 | 510 | 442 | 2028-04-15 23:00 | 700 | 505 | 510 | 442
2028-04-16 | 700 | 505 | 510 | 442 | 2028-04-16 | 700 | 441.45 | 510 | 442 | 2028-04-16 | 700 | 435.76 | 510 | 442
2028-04-16 01:00 | 700 | 505 | 510 | 442 | 2028-04-16 01:00 | 700 | 305.27 | 510 | 442 | 2028-04-16 01:00 | 700 | 248.14 | 510 | 442
2028-04-16 02:00 | 700 | 460.13 | 510 | 442 | 2028-04-16 02:00 | 700 | 498.35 | 510 | 442 | 2028-04-16 02:00 | 700 | 57.76 | 510 | 442
2028-04-16 03:00 | 700 | 505 | 510 | 442 | 2028-04-16 03:00 | 700 | 330.07 | 510 | 442 | 2028-04-16 03:00 | 700 | 357.76 | 510 | 442
2028-04-16 04:00 | 700 | 253.06 | 510 | 442 | 2028-04-16 04:00 | 700 | 127.39 | 510 | 442 | 2028-04-16 04:00 | 700 | 206.15 | 510 | 442
2028-04-16 05:00 | 700 | 47.43 | 510 | 442 | 2028-04-16 05:00 | 700 | 27.02 | 480.61 | 442 | 2028-04-16 05:00 | 700 | 48.55 | 300 | 442
2028-04-16 06:00 | 700 | 0 | 383.94 | 279.16 | 2028-04-16 06:00 | 700 | 0 | 180.61 | 235.05 | 2028-04-16 06:00 | 500 | 0 | 0 | 190.94
2028-04-16 07:00 | 700 | 0 | 272.9 | 434.74 | 2028-04-16 07:00 | 469.06 | 0 | -119.39 | 402.02 | 2028-04-16 07:00 | -100 | -252.72 | -300 | 369.29
2028-04-16 08:00 | 700 | 0 | 229.97 | 442 | 2028-04-16 08:00 | -100 | -278.13 | -419.39 | 414.46 | 2028-04-16 08:00 | -700 | -526 | -510 | 364.49
2028-04-16 09:00 | 518.03 | 0 | 0 | 442 | 2028-04-16 09:00 | -700 | -526 | -510 | 442 | 2028-04-16 09:00 | -700 | -526 | -510 | 378.57
2028-04-16 10:00 | 333.86 | 0 | 0 | 442 | 2028-04-16 10:00 | -700 | -526 | -510 | 339.35 | 2028-04-16 10:00 | -700 | -526 | -510 | 378.57
2028-04-16 11:00 | 443.62 | 0 | 0 | 338.37 | 2028-04-16 11:00 | -700 | -526 | -510 | 295.05 | 2028-04-16 11:00 | -700 | -526 | -510 | 78.57
2028-04-16 12:00 | 443.62 | 0 | 0 | 261.37 | 2028-04-16 12:00 | -700 | -526 | -510 | 7.22 | 2028-04-16 12:00 | -700 | -526 | -510 | 0
2028-04-16 13:00 | 186.79 | 0 | 0 | 81.23 | 2028-04-16 13:00 | -700 | -526 | -510 | 12.42 | 2028-04-16 13:00 | -700 | -526 | -510 | 80.75
2028-04-16 14:00 | 469.88 | 0 | 0 | 54.52 | 2028-04-16 14:00 | -700 | -526 | -510 | 12.42 | 2028-04-16 14:00 | -700 | -526 | -510 | 251.31
2028-04-16 15:00 | 506.6 | 0 | 0 | 0 | 2028-04-16 15:00 | -700 | -526 | -510 | 288.33 | 2028-04-16 15:00 | -700 | -526 | -510 | 0
2028-04-16 16:00 | 700 | -2.48 | -300 | -139.75 | 2028-04-16 16:00 | -100 | -526 | -510 | 126.56 | 2028-04-16 16:00 | -700 | -526 | -510 | 0
2028-04-16 17:00 | 700 | 0 | 0 | 16.9 | 2028-04-16 17:00 | 500 | -526 | -510 | 377.15 | 2028-04-16 17:00 | -100 | -526 | -510 | 0
2028-04-16 18:00 | 700 | 0 | 300 | 157.54 | 2028-04-16 18:00 | 700 | -299.15 | -510 | 300 | 2028-04-16 18:00 | 500 | -526 | -510 | 74.75
2028-04-16 19:00 | 700 | 0 | 510 | 74.7 | 2028-04-16 19:00 | 700 | 0 | -510 | 0 | 2028-04-16 19:00 | 700 | -526 | -510 | -210
2028-04-16 20:00 | 700 | 0 | 303.04 | -167.35 | 2028-04-16 20:00 | 700 | -300 | -262.63 | -300 | 2028-04-16 20:00 | 700 | -526 | -510 | -510
2028-04-16 21:00 | 700 | 92.49 | 303.04 | -232.6 | 2028-04-16 21:00 | 700 | 0 | 37.37 | -428.69 | 2028-04-16 21:00 | 700 | -375.75 | -390 | -510
2028-04-16 22:00 | 700 | 392.49 | 510 | 67.4 | 2028-04-16 22:00 | 700 | 300 | 337.37 | -128.69 | 2028-04-16 22:00 | 700 | -75.75 | -90 | -362.71
2028-04-16 23:00 | 700 | 144.21 | 510 | -116.03 | 2028-04-16 23:00 | 700 | 205 | 407.9 | -194.44 | 2028-04-16 23:00 | 700 | 224.25 | 210 | -510
2028-04-17 | 700 | 322.86 | 510 | 183.97 | 2028-04-17 | 700 | 206.93 | 510 | 105.56 | 2028-04-17 | 700 | 505 | 510 | -210
2028-04-17 01:00 | 700 | 265.66 | 510 | 115.25 | 2028-04-17 01:00 | 700 | 83.38 | 510 | -83.4 | 2028-04-17 01:00 | 700 | 205 | 210 | -279.21
2028-04-17 02:00 | 700 | 375.82 | 510 | 408.06 | 2028-04-17 02:00 | 700 | 157.85 | 510 | 216.6 | 2028-04-17 02:00 | 700 | 0 | 510 | 0
2028-04-17 03:00 | 700 | 455.91 | 510 | 349.33 | 2028-04-17 03:00 | 700 | 237.72 | 510 | 134.06 | 2028-04-17 03:00 | 700 | 0 | 510 | -76.18
2028-04-17 04:00 | 700 | 230.9 | 510 | 49.33 | 2028-04-17 04:00 | 700 | 237.72 | 510 | -165.94 | 2028-04-17 04:00 | 700 | 0 | 217.13 | -376.18
2028-04-17 05:00 | 700 | 278.17 | 510 | 42.05 | 2028-04-17 05:00 | 700 | 0 | 510 | -210.87 | 2028-04-17 05:00 | 700 | 0 | 212.66 | -432.63
2028-04-17 06:00 | 700 | 210.9 | 510 | 342.05 | 2028-04-17 06:00 | 700 | 0 | 390 | 89.13 | 2028-04-17 06:00 | 500 | 0 | 90 | -132.63
2028-04-17 07:00 | 700 | 0 | 510 | 259.15 | 2028-04-17 07:00 | 500 | 0 | 90 | 0 | 2028-04-17 07:00 | -100 | -226 | -210 | -210
2028-04-17 08:00 | 700 | 35.1 | 510 | 442 | 2028-04-17 08:00 | -100 | -226 | -210 | -238.66 | 2028-04-17 08:00 | -700 | -526 | -510 | -510
2028-04-17 09:00 | 700 | 0 | 510 | 142 | 2028-04-17 09:00 | -700 | -526 | -510 | -179.33 | 2028-04-17 09:00 | -700 | -526 | -510 | -411.26
2028-04-17 10:00 | 700 | 0 | 238.34 | 267.47 | 2028-04-17 10:00 | -700 | -526 | -510 | 37.17 | 2028-04-17 10:00 | -700 | -526 | -510 | -203.97
2028-04-17 11:00 | 700 | 0 | 0 | 0 | 2028-04-17 11:00 | -700 | -526 | -510 | -262.83 | 2028-04-17 11:00 | -700 | -526 | -510 | -503.97
2028-04-17 12:00 | 700 | 0 | 15.31 | 0 | 2028-04-17 12:00 | -700 | -526 | -510 | -311 | 2028-04-17 12:00 | -700 | -526 | -510 | -510
2028-04-17 13:00 | 700 | 0 | 0 | 0 | 2028-04-17 13:00 | -700 | -526 | -510 | -409.94 | 2028-04-17 13:00 | -700 | -526 | -510 | -510
2028-04-17 14:00 | 700 | 0 | 221.73 | 0 | 2028-04-17 14:00 | -700 | -526 | -510 | -255.61 | 2028-04-17 14:00 | -700 | -526 | -510 | -483.81
2028-04-17 15:00 | 700 | 0 | 316.94 | 193.15 | 2028-04-17 15:00 | -700 | -248.6 | -510 | 12.6 | 2028-04-17 15:00 | -700 | -526 | -510 | -183.81
2028-04-17 16:00 | 700 | 0 | 510 | 276.36 | 2028-04-17 16:00 | -206.02 | 0 | -300 | 66.06 | 2028-04-17 16:00 | -700 | -526 | -510 | -106.71
2028-04-17 17:00 | 700 | 0 | 510 | 442 | 2028-04-17 17:00 | 393.98 | 0 | 0 | 366.06 | 2028-04-17 17:00 | -121.93 | -226 | -210 | 186.38
2028-04-17 18:00 | 700 | 18.93 | 210 | 176.85 | 2028-04-17 18:00 | 700 | 0 | -300 | 111.89 | 2028-04-17 18:00 | 478.07 | -300 | -510 | -41.34
2028-04-17 19:00 | 700 | 318.93 | 510 | 442 | 2028-04-17 19:00 | 700 | 0 | -19.35 | 411.89 | 2028-04-17 19:00 | 700 | 0 | -210 | 214.63
2028-04-17 20:00 | 700 | 505 | 510 | 442 | 2028-04-17 20:00 | 700 | 0 | 280.65 | 442 | 2028-04-17 20:00 | 566.85 | 0 | 0 | 442
2028-04-17 21:00 | 700 | 505 | 510 | 442 | 2028-04-17 21:00 | 700 | 0 | 510 | 442 | 2028-04-17 21:00 | 700 | 0 | 0 | 142
2028-04-17 22:00 | 700 | 300.03 | 510 | 442 | 2028-04-17 22:00 | 700 | 0 | 510 | 267.62 | 2028-04-17 22:00 | 541.11 | 0 | 0 | 0
2028-04-17 23:00 | 700 | 399.51 | 510 | 296.14 | 2028-04-17 23:00 | 700 | 0 | 510 | 64.68 | 2028-04-17 23:00 | 600 | 0 | 0 | -166.77
2028-04-18 | 700 | 505 | 510 | 51.62 | 2028-04-18 | 700 | 297.15 | 510 | 20.92 | 2028-04-18 | 700 | 129 | 300 | 0
2028-04-18 01:00 | 700 | 505 | 510 | 351.62 | 2028-04-18 01:00 | 700 | 440.81 | 510 | 136.15 | 2028-04-18 01:00 | 700 | 47.09 | 510 | 0
2028-04-18 02:00 | 700 | 505 | 510 | 442 | 2028-04-18 02:00 | 700 | 140.81 | 510 | 260.47 | 2028-04-18 02:00 | 700 | 0 | 470.2 | 0
2028-04-18 03:00 | 700 | 505 | 510 | 442 | 2028-04-18 03:00 | 700 | 193.17 | 510 | 442 | 2028-04-18 03:00 | 700 | 0 | 510 | 85.87
2028-04-18 04:00 | 700 | 505 | 510 | 442 | 2028-04-18 04:00 | 700 | 0 | 510 | 442 | 2028-04-18 04:00 | 700 | 0 | 420.76 | 0
2028-04-18 05:00 | 700 | 505 | 510 | 442 | 2028-04-18 05:00 | 700 | 0 | 510 | 442 | 2028-04-18 05:00 | 700 | 0 | 390 | 197.58
2028-04-18 06:00 | 700 | 370.2 | 510 | 442 | 2028-04-18 06:00 | 700 | 157.92 | 510 | 442 | 2028-04-18 06:00 | 700 | 40.76 | 90 | 304.27
2028-04-18 07:00 | 700 | 70.2 | 462.66 | 442 | 2028-04-18 07:00 | 700 | 300 | 238.68 | 300 | 2028-04-18 07:00 | 700 | -226 | -210 | 104.58
2028-04-18 08:00 | 700 | 0 | 162.66 | 218.87 | 2028-04-18 08:00 | 700 | 0 | -61.32 | 0 | 2028-04-18 08:00 | 311.16 | -526 | -510 | -195.42
2028-04-18 09:00 | 700 | 300 | 462.66 | 442 | 2028-04-18 09:00 | 700 | 0 | 0 | 84.63 | 2028-04-18 09:00 | -288.84 | -526 | -510 | 0
2028-04-18 10:00 | 700 | 0 | 510 | 279.33 | 2028-04-18 10:00 | 695.84 | 0 | 0 | 59.18 | 2028-04-18 10:00 | -700 | -526 | -510 | 0
2028-04-18 11:00 | 700 | 0 | 510 | 263.42 | 2028-04-18 11:00 | 95.84 | 0 | 0 | 295.75 | 2028-04-18 11:00 | -700 | -526 | -510 | 0
2028-04-18 12:00 | 700 | 0 | 501.59 | 127.6 | 2028-04-18 12:00 | 695.84 | 0 | 0 | 0 | 2028-04-18 12:00 | -700 | -526 | -510 | 0
2028-04-18 13:00 | 700 | 0 | 446.32 | 142 | 2028-04-18 13:00 | 435.98 | 0 | 0 | 0 | 2028-04-18 13:00 | -700 | -526 | -510 | 0
2028-04-18 14:00 | 700 | 300 | 510 | 442 | 2028-04-18 14:00 | 700 | 0 | 0 | 148.2 | 2028-04-18 14:00 | -500 | -526 | -510 | 0
2028-04-18 15:00 | 700 | 294.1 | 510 | 442 | 2028-04-18 15:00 | 440.25 | 0 | 0 | 442 | 2028-04-18 15:00 | 100 | -447.74 | -510 | 252.77
2028-04-18 16:00 | 700 | 31.88 | 454.67 | 276.11 | 2028-04-18 16:00 | 700 | -300 | -32.18 | 298.31 | 2028-04-18 16:00 | 700 | -496.35 | -510 | 388.4
2028-04-18 17:00 | 700 | 331.88 | 510 | 442 | 2028-04-18 17:00 | 700 | 0 | 267.82 | 442 | 2028-04-18 17:00 | 700 | -196.35 | -210 | 442
2028-04-18 18:00 | 700 | 505 | 510 | 442 | 2028-04-18 18:00 | 700 | 0 | 510 | 442 | 2028-04-18 18:00 | 700 | 0 | 90 | 407.04
2028-04-18 19:00 | 700 | 443.5 | 510 | 442 | 2028-04-18 19:00 | 700 | 300 | 510 | 442 | 2028-04-18 19:00 | 700 | 0 | 390 | 436.22
2028-04-18 20:00 | 700 | 505 | 510 | 442 | 2028-04-18 20:00 | 700 | 373.58 | 510 | 442 | 2028-04-18 20:00 | 700 | 0 | 510 | 436.22
2028-04-18 21:00 | 700 | 505 | 510 | 442 | 2028-04-18 21:00 | 700 | 227.46 | 510 | 442 | 2028-04-18 21:00 | 700 | 0 | 385.45 | 442
2028-04-18 22:00 | 700 | 326.49 | 510 | 442 | 2028-04-18 22:00 | 700 | 181.19 | 510 | 442 | 2028-04-18 22:00 | 700 | 0 | 510 | 341.45
2028-04-18 23:00 | 700 | 425.01 | 510 | 442 | 2028-04-18 23:00 | 700 | 481.19 | 510 | 442 | 2028-04-18 23:00 | 700 | 242.83 | 510 | 442
2028-04-19 | 700 | 125.01 | 510 | 362.39 | 2028-04-19 | 700 | 181.19 | 510 | 261.76 | 2028-04-19 | 700 | 152.88 | 510 | 442
2028-04-19 01:00 | 700 | 280.52 | 510 | 442 | 2028-04-19 01:00 | 700 | 32.79 | 510 | 442 | 2028-04-19 01:00 | 700 | 290.27 | 510 | 442
2028-04-19 02:00 | 700 | 280.52 | 510 | 442 | 2028-04-19 02:00 | 700 | 32.79 | 510 | 442 | 2028-04-19 02:00 | 700 | 102.01 | 510 | 442
2028-04-19 03:00 | 700 | 430.93 | 510 | 442 | 2028-04-19 03:00 | 700 | 240.05 | 510 | 442 | 2028-04-19 03:00 | 700 | 402.01 | 510 | 442
2028-04-19 04:00 | 700 | 195.71 | 510 | 442 | 2028-04-19 04:00 | 700 | 231.15 | 510 | 442 | 2028-04-19 04:00 | 700 | 102.01 | 510 | 442
2028-04-19 05:00 | 700 | 300 | 300 | 442 | 2028-04-19 05:00 | 700 | 296.19 | 300 | 300 | 2028-04-19 05:00 | 700 | 0 | 210 | 207.96
2028-04-19 06:00 | 700 | 0 | 0 | 168.91 | 2028-04-19 06:00 | 700 | 0 | 0 | 0 | 2028-04-19 06:00 | 700 | 0 | -90 | -92.04
2028-04-19 07:00 | 700 | 100.6 | 300 | 442 | 2028-04-19 07:00 | 700 | 279.8 | 300 | 300 | 2028-04-19 07:00 | 500 | 0 | -120.66 | 31.33
2028-04-19 08:00 | 700 | 0 | 333.5 | 409.63 | 2028-04-19 08:00 | 700 | 0 | 42.17 | 388.59 | 2028-04-19 08:00 | -100 | -300 | -420.66 | 139.41
2028-04-19 09:00 | 700 | 0 | 510 | 128.35 | 2028-04-19 09:00 | 100 | -300 | -257.83 | 88.59 | 2028-04-19 09:00 | -700 | -526 | -510 | -160.59
2028-04-19 10:00 | 700 | 0 | 286.9 | 0 | 2028-04-19 10:00 | -500 | -526 | -510 | -211.41 | 2028-04-19 10:00 | -700 | -526 | -510 | -398.61
2028-04-19 11:00 | 416.44 | 0 | 0 | 31.2 | 2028-04-19 11:00 | -700 | -526 | -510 | 0 | 2028-04-19 11:00 | -700 | -526 | -510 | -98.61
2028-04-19 12:00 | 700 | 0 | 0 | 238.75 | 2028-04-19 12:00 | -700 | -526 | -510 | 36.26 | 2028-04-19 12:00 | -700 | -526 | -510 | 0
2028-04-19 13:00 | 278.76 | 0 | 0 | 0 | 2028-04-19 13:00 | -700 | -506.44 | -510 | 0 | 2028-04-19 13:00 | -700 | -526 | -510 | 0
2028-04-19 14:00 | 370.27 | 0 | 0 | 126.65 | 2028-04-19 14:00 | -700 | -506.44 | -510 | 0 | 2028-04-19 14:00 | -700 | -526 | -510 | 0
2028-04-19 15:00 | 700 | -280.06 | -300 | 357.27 | 2028-04-19 15:00 | -539.76 | -526 | -510 | 207.87 | 2028-04-19 15:00 | -700 | -526 | -510 | 58.47
2028-04-19 16:00 | 700 | -526 | -510 | 57.27 | 2028-04-19 16:00 | 60.24 | -526 | -510 | 117.9 | 2028-04-19 16:00 | -700 | -526 | -510 | 33.55
2028-04-19 17:00 | 700 | -226 | -210 | 191.15 | 2028-04-19 17:00 | 660.24 | -526 | -510 | 256.78 | 2028-04-19 17:00 | -100 | -526 | -510 | 333.55
2028-04-19 18:00 | 700 | 0 | 90 | 390.25 | 2028-04-19 18:00 | 700 | -226 | -210 | 393.44 | 2028-04-19 18:00 | 500 | -526 | -510 | 33.55
2028-04-19 19:00 | 700 | 0 | 0 | 90.25 | 2028-04-19 19:00 | 700 | -526 | -510 | 118.57 | 2028-04-19 19:00 | 700 | -526 | -510 | -35.07
2028-04-19 20:00 | 700 | 9.64 | 300 | 390.25 | 2028-04-19 20:00 | 700 | -226 | -210 | 219.85 | 2028-04-19 20:00 | 700 | -327.34 | -467.93 | 0
2028-04-19 21:00 | 700 | 55.47 | 510 | 442 | 2028-04-19 21:00 | 700 | 0 | 87.65 | 317.22 | 2028-04-19 21:00 | 700 | -27.34 | -167.93 | 189.1
2028-04-19 22:00 | 700 | 306.62 | 510 | 442 | 2028-04-19 22:00 | 700 | 278.38 | 387.65 | 442 | 2028-04-19 22:00 | 700 | 272.66 | 132.07 | 442
2028-04-19 23:00 | 612.49 | 355.96 | 510 | 442 | 2028-04-19 23:00 | 422.96 | 355.96 | 510 | 442 | 2028-04-19 23:00 | 460.11 | 505 | 432.07 | 368.98
2028-04-20 | 659.58 | 505 | 510 | 442 | 2028-04-20 | 531.62 | 505 | 510 | 442 | 2028-04-20 | 0 | 505 | 510 | 442
2028-04-20 01:00 | 470.16 | 505 | 510 | 442 | 2028-04-20 01:00 | 272.9 | 505 | 510 | 349.72 | 2028-04-20 01:00 | 0 | 440.6 | 510 | 214.37
2028-04-20 02:00 | 622.8 | 505 | 510 | 442 | 2028-04-20 02:00 | 505.72 | 505 | 510 | 408.85 | 2028-04-20 02:00 | 18.5 | 505 | 510 | 282.49
2028-04-20 03:00 | 644.86 | 505 | 510 | 428.25 | 2028-04-20 03:00 | 600 | 460.3 | 510 | 264.99 | 2028-04-20 03:00 | 192.2 | 300 | 510 | -9.61
2028-04-20 04:00 | 276.74 | 205 | 210 | 128.25 | 2028-04-20 04:00 | 0 | 160.3 | 210 | -35.01 | 2028-04-20 04:00 | -407.8 | 0 | 210 | -309.61
2028-04-20 05:00 | 700 | 0 | 474.97 | 82.46 | 2028-04-20 05:00 | 600 | 0 | 190.07 | 0 | 2028-04-20 05:00 | 88.2 | 0 | 0 | -9.61
2028-04-20 06:00 | 700 | 0 | 509.98 | 187.94 | 2028-04-20 06:00 | 700 | 0 | 147.45 | 91.31 | 2028-04-20 06:00 | 218.13 | 0 | 0 | 0
2028-04-20 07:00 | 700 | 0 | 510 | 442 | 2028-04-20 07:00 | 136.72 | 0 | 0 | 255.55 | 2028-04-20 07:00 | -381.87 | -226 | -210.71 | 0
2028-04-20 08:00 | 700 | 0 | 328.28 | 245.14 | 2028-04-20 08:00 | -463.28 | -300 | -300 | -44.45 | 2028-04-20 08:00 | -700 | -526 | -510 | -246.9
2028-04-20 09:00 | 700 | 0 | 28.28 | 22.97 | 2028-04-20 09:00 | -700 | -526 | -510 | -232.48 | 2028-04-20 09:00 | -700 | -526 | -510 | -487.37
2028-04-20 10:00 | 361.9 | 0 | 0 | 0 | 2028-04-20 10:00 | -700 | -526 | -510 | -335.17 | 2028-04-20 10:00 | -700 | -526 | -510 | -510
2028-04-20 11:00 | 303.49 | 0 | 0 | 41.08 | 2028-04-20 11:00 | -700 | -526 | -510 | -198.91 | 2028-04-20 11:00 | -700 | -526 | -510 | -437.87
2028-04-20 12:00 | 245.46 | 0 | 0 | 204.7 | 2028-04-20 12:00 | -700 | -526 | -510 | -1.56 | 2028-04-20 12:00 | -700 | -526 | -510 | -158
2028-04-20 13:00 | -85.11 | 0 | 0 | 143.81 | 2028-04-20 13:00 | -700 | -526 | -510 | 142 | 2028-04-20 13:00 | -700 | -526 | -510 | 142
2028-04-20 14:00 | -685.11 | 300 | 300 | 442 | 2028-04-20 14:00 | -700 | -429.63 | -510 | 442 | 2028-04-20 14:00 | -700 | -429.63 | -510 | 442
2028-04-20 15:00 | -217.9 | 300 | 510 | 442 | 2028-04-20 15:00 | -700 | -226 | -210 | 442 | 2028-04-20 15:00 | -700 | -226 | -210 | 442
2028-04-20 16:00 | 382.1 | 0 | 210 | 442 | 2028-04-20 16:00 | -700 | -526 | -510 | 442 | 2028-04-20 16:00 | -700 | -526 | -510 | 364.39
2028-04-20 17:00 | 700 | 44.75 | 510 | 442 | 2028-04-20 17:00 | -100 | -226 | -210 | 442 | 2028-04-20 17:00 | -700 | -526 | -510 | 442
2028-04-20 18:00 | 700 | 312.07 | 510 | 442 | 2028-04-20 18:00 | 500 | 0 | 90 | 442 | 2028-04-20 18:00 | -100 | -226 | -210 | 412.34
2028-04-20 19:00 | 700 | 505 | 510 | 442 | 2028-04-20 19:00 | 700 | 0 | 390 | 442 | 2028-04-20 19:00 | 0 | 0 | 0 | 394.72
2028-04-20 20:00 | 700 | 505 | 510 | 442 | 2028-04-20 20:00 | 700 | 0 | 510 | 442 | 2028-04-20 20:00 | 330.05 | 0 | 0 | 300
2028-04-20 21:00 | 700 | 312.37 | 510 | 442 | 2028-04-20 21:00 | 700 | 0 | 510 | 287.56 | 2028-04-20 21:00 | 0 | 0 | 0 | 0
2028-04-20 22:00 | 700 | 505 | 510 | 442 | 2028-04-20 22:00 | 700 | 205 | 510 | 442 | 2028-04-20 22:00 | 0 | 205 | 210 | 277.03
2028-04-20 23:00 | 511.31 | 505 | 510 | 442 | 2028-04-20 23:00 | 700 | 505 | 510 | 442 | 2028-04-20 23:00 | 0 | 505 | 510 | 442
2028-04-21 | 700 | 505 | 510 | 442 | 2028-04-21 | 593.44 | 505 | 510 | 345.55 | 2028-04-21 | 0 | 505 | 510 | 211.05
2028-04-21 01:00 | 700 | 505 | 510 | 317.63 | 2028-04-21 01:00 | 700 | 505 | 510 | 370.66 | 2028-04-21 01:00 | 0 | 505 | 510 | 90
2028-04-21 02:00 | 700 | 336.28 | 510 | 17.63 | 2028-04-21 02:00 | 700 | 256.28 | 510 | 70.66 | 2028-04-21 02:00 | 180.44 | 325.11 | 510 | -210
2028-04-21 03:00 | 554.52 | 505 | 510 | -282.37 | 2028-04-21 03:00 | 503.59 | 505 | 510 | -229.34 | 2028-04-21 03:00 | 323.76 | 505 | 510 | -510
2028-04-21 04:00 | 666.73 | 505 | 510 | 17.63 | 2028-04-21 04:00 | 361.59 | 505 | 510 | -103.81 | 2028-04-21 04:00 | 7.72 | 505 | 510 | -297.52
2028-04-21 05:00 | 700 | 205 | 510 | 32.08 | 2028-04-21 05:00 | 700 | 205 | 210 | -403.81 | 2028-04-21 05:00 | 9.44 | 205 | 210 | -510
2028-04-21 06:00 | 345.05 | 505 | 510 | -69.56 | 2028-04-21 06:00 | 488.35 | 179.91 | 390 | -420.21 | 2028-04-21 06:00 | -100 | 74 | 90 | -510
2028-04-21 07:00 | 42.19 | 505 | 510 | 61.46 | 2028-04-21 07:00 | -101.48 | 6.81 | 90 | -230.71 | 2028-04-21 07:00 | -700 | -226 | -210 | -210
2028-04-21 08:00 | 416.49 | 205 | 210 | 0 | 2028-04-21 08:00 | -700 | -293.19 | -210 | -510 | 2028-04-21 08:00 | -700 | -526 | -510 | -510
2028-04-21 09:00 | 591.04 | 0 | 0 | 0 | 2028-04-21 09:00 | -700 | -526 | -510 | -510 | 2028-04-21 09:00 | -700 | -526 | -510 | -510
2028-04-21 10:00 | 214.54 | 0 | 0 | 0 | 2028-04-21 10:00 | -700 | -526 | -510 | -264.39 | 2028-04-21 10:00 | -700 | -526 | -510 | -510
2028-04-21 11:00 | -194.65 | 205 | 210 | 142 | 2028-04-21 11:00 | -700 | -526 | -510 | 35.61 | 2028-04-21 11:00 | -700 | -526 | -510 | -509.15
2028-04-21 12:00 | -700 | 505 | 510 | 442 | 2028-04-21 12:00 | -700 | -226 | -210 | 335.61 | 2028-04-21 12:00 | -700 | -226 | -210 | -209.15
2028-04-21 13:00 | -681.09 | 205 | 429.95 | 295.1 | 2028-04-21 13:00 | -700 | -226 | -210 | 442 | 2028-04-21 13:00 | -700 | -226 | -210 | 90.85
2028-04-21 14:00 | -81.09 | 0 | 213.08 | 382.97 | 2028-04-21 14:00 | -700 | -526 | -510 | 233.62 | 2028-04-21 14:00 | -700 | -526 | -510 | 84.28
2028-04-21 15:00 | 518.91 | 0 | 214.83 | 427.86 | 2028-04-21 15:00 | -700 | -526 | -470.04 | 295.43 | 2028-04-21 15:00 | -700 | -526 | -510 | 163
2028-04-21 16:00 | 700 | 115.7 | 510 | 442 | 2028-04-21 16:00 | -381.26 | -300 | -170.04 | 408.51 | 2028-04-21 16:00 | -700 | -526 | -510 | 300.28
2028-04-21 17:00 | 700 | 255.65 | 510 | 442 | 2028-04-21 17:00 | 218.74 | 0 | 129.96 | 442 | 2028-04-21 17:00 | -100 | -226 | -210 | 442
2028-04-21 18:00 | 700 | 505 | 510 | 442 | 2028-04-21 18:00 | 700 | 207.33 | 429.96 | 442 | 2028-04-21 18:00 | 500 | 0 | 90 | 442
2028-04-21 19:00 | 700 | 505 | 510 | 442 | 2028-04-21 19:00 | 700 | 444.06 | 510 | 442 | 2028-04-21 19:00 | 700 | 0 | 390 | 442
2028-04-21 20:00 | 700 | 505 | 510 | 442 | 2028-04-21 20:00 | 700 | 505 | 510 | 404.3 | 2028-04-21 20:00 | 700 | 153.31 | 510 | 147.44
2028-04-21 21:00 | 700 | 483.5 | 510 | 358.44 | 2028-04-21 21:00 | 700 | 325.39 | 510 | 104.3 | 2028-04-21 21:00 | 700 | 0 | 510 | -152.56
2028-04-21 22:00 | 700 | 205 | 501.05 | 58.44 | 2028-04-21 22:00 | 700 | 325.39 | 510 | -195.7 | 2028-04-21 22:00 | 700 | 0 | 510 | -452.56
2028-04-21 23:00 | 700 | 505 | 510 | 183.74 | 2028-04-21 23:00 | 700 | 379.4 | 510 | -28.45 | 2028-04-21 23:00 | 700 | 0 | 510 | -236.1
2028-04-22 | 700 | 364.09 | 510 | 41.31 | 2028-04-22 | 700 | 238.74 | 510 | 0 | 2028-04-22 | 700 | 300 | 510 | -383.53
2028-04-22 01:00 | 700 | 349.22 | 510 | -62.47 | 2028-04-22 01:00 | 700 | 272.63 | 510 | -194.86 | 2028-04-22 01:00 | 700 | 372.38 | 510 | -510
2028-04-22 02:00 | 700 | 174.61 | 510 | -140.62 | 2028-04-22 02:00 | 700 | 505 | 510 | -161.11 | 2028-04-22 02:00 | 700 | 309.96 | 510 | -510
2028-04-22 03:00 | 700 | 329.96 | 510 | -214.61 | 2028-04-22 03:00 | 700 | 505 | 510 | -355.81 | 2028-04-22 03:00 | 700 | 217.2 | 510 | -510
2028-04-22 04:00 | 700 | 202.54 | 510 | 52.57 | 2028-04-22 04:00 | 700 | 505 | 510 | -55.81 | 2028-04-22 04:00 | 700 | 125.39 | 510 | -357.65
2028-04-22 05:00 | 700 | 62.59 | 510 | 195.25 | 2028-04-22 05:00 | 700 | 488.94 | 510 | 79.14 | 2028-04-22 05:00 | 700 | 374 | 390 | -164.06
2028-04-22 06:00 | 700 | 343.83 | 510 | 442 | 2028-04-22 06:00 | 700 | 430.87 | 510 | 379.14 | 2028-04-22 06:00 | 500 | 74 | 90 | 97.39
2028-04-22 07:00 | 700 | 43.83 | 510 | 442 | 2028-04-22 07:00 | 600 | 130.87 | 300 | 289.96 | 2028-04-22 07:00 | -100 | -226 | -210 | -202.61
2028-04-22 08:00 | 700 | 78.97 | 510 | 442 | 2028-04-22 08:00 | 0 | 0 | 0 | 0 | 2028-04-22 08:00 | -700 | -526 | -510 | -502.61
2028-04-22 09:00 | 700 | 0 | 510 | 442 | 2028-04-22 09:00 | -600 | 0 | -300 | 0 | 2028-04-22 09:00 | -700 | -526 | -510 | -510
2028-04-22 10:00 | 700 | 0 | 510 | 330.72 | 2028-04-22 10:00 | -700 | 0 | -510 | 0 | 2028-04-22 10:00 | -700 | -526 | -510 | -510
2028-04-22 11:00 | 700 | 0 | 510 | 442 | 2028-04-22 11:00 | -700 | 0 | -377.99 | 0 | 2028-04-22 11:00 | -700 | -526 | -510 | -334.49
2028-04-22 12:00 | 700 | 0 | 510 | 364.82 | 2028-04-22 12:00 | -700 | 0 | -77.99 | 0 | 2028-04-22 12:00 | -700 | -526 | -510 | -510
2028-04-22 13:00 | 700 | 0 | 510 | 377.47 | 2028-04-22 13:00 | -700 | 0 | 0 | 0 | 2028-04-22 13:00 | -700 | -526 | -510 | -325.72
2028-04-22 14:00 | 700 | 294.91 | 510 | 442 | 2028-04-22 14:00 | -486.22 | 0 | 0 | 141.06 | 2028-04-22 14:00 | -700 | -526 | -510 | -25.72
2028-04-22 15:00 | 700 | 87.2 | 510 | 442 | 2028-04-22 15:00 | 113.78 | 0 | 94.14 | 177.29 | 2028-04-22 15:00 | -700 | -483.55 | -510 | 61.58
2028-04-22 16:00 | 700 | 119.41 | 510 | 442 | 2028-04-22 16:00 | 700 | 199.86 | 394.14 | 369.3 | 2028-04-22 16:00 | -100 | -183.55 | -258.86 | 288.75
2028-04-22 17:00 | 700 | 419.41 | 510 | 442 | 2028-04-22 17:00 | 700 | 499.86 | 510 | 442 | 2028-04-22 17:00 | 500 | 0 | 41.14 | 442
2028-04-22 18:00 | 700 | 504.37 | 510 | 442 | 2028-04-22 18:00 | 700 | 504.37 | 510 | 442 | 2028-04-22 18:00 | 700 | 0 | 341.14 | 166.45
2028-04-22 19:00 | 700 | 205 | 239.2 | 142 | 2028-04-22 19:00 | 700 | 204.37 | 210 | 142 | 2028-04-22 19:00 | 700 | 0 | 492.66 | 34.88
2028-04-22 20:00 | 700 | 505 | 510 | 442 | 2028-04-22 20:00 | 700 | 504.37 | 510 | 442 | 2028-04-22 20:00 | 700 | 0 | 510 | 334.88
2028-04-22 21:00 | 700 | 505 | 510 | 442 | 2028-04-22 21:00 | 700 | 505 | 510 | 442 | 2028-04-22 21:00 | 700 | 300 | 510 | 442
2028-04-22 22:00 | 700 | 505 | 510 | 442 | 2028-04-22 22:00 | 700 | 505 | 510 | 442 | 2028-04-22 22:00 | 700 | 505 | 510 | 442
2028-04-22 23:00 | 700 | 505 | 510 | 442 | 2028-04-22 23:00 | 700 | 505 | 510 | 442 | 2028-04-22 23:00 | 700 | 505 | 510 | 442
2028-04-23 | 700 | 505 | 510 | 442 | 2028-04-23 | 700 | 505 | 510 | 442 | 2028-04-23 | 700 | 505 | 510 | 442
2028-04-23 01:00 | 700 | 505 | 510 | 442 | 2028-04-23 01:00 | 700 | 505 | 510 | 442 | 2028-04-23 01:00 | 700 | 505 | 510 | 442
2028-04-23 02:00 | 700 | 505 | 510 | 442 | 2028-04-23 02:00 | 700 | 505 | 510 | 442 | 2028-04-23 02:00 | 700 | 505 | 510 | 442
2028-04-23 03:00 | 700 | 505 | 510 | 442 | 2028-04-23 03:00 | 700 | 505 | 510 | 442 | 2028-04-23 03:00 | 700 | 505 | 510 | 442
2028-04-23 04:00 | 700 | 505 | 510 | 442 | 2028-04-23 04:00 | 700 | 505 | 510 | 442 | 2028-04-23 04:00 | 700 | 446.15 | 390 | 442
2028-04-23 05:00 | 700 | 205 | 501.31 | 181.05 | 2028-04-23 05:00 | 700 | 205 | 312.81 | 300 | 2028-04-23 05:00 | 700 | 146.15 | 90 | 284.36
2028-04-23 06:00 | 700 | 0 | 365.72 | 94.93 | 2028-04-23 06:00 | 700 | 0 | 12.81 | 0 | 2028-04-23 06:00 | 700 | -153.85 | -210 | -15.64
2028-04-23 07:00 | 700 | 0 | 297.05 | 274.51 | 2028-04-23 07:00 | 700 | -226 | -210 | 0 | 2028-04-23 07:00 | 500 | -453.85 | -510 | 255.11
2028-04-23 08:00 | 700 | 0 | 140.55 | 334.79 | 2028-04-23 08:00 | 617.63 | -526 | -510 | 142 | 2028-04-23 08:00 | -100 | -526 | -510 | 191.56
2028-04-23 09:00 | 700 | 0 | 440.55 | 412.74 | 2028-04-23 09:00 | 17.63 | -526 | -510 | 442 | 2028-04-23 09:00 | -700 | -526 | -510 | 442
2028-04-23 10:00 | 700 | 0 | 510 | 442 | 2028-04-23 10:00 | -582.37 | -242.79 | -510 | 442 | 2028-04-23 10:00 | -700 | -526 | -510 | 442
2028-04-23 11:00 | 700 | 0 | 381.55 | 442 | 2028-04-23 11:00 | -700 | -1.09 | -510 | 442 | 2028-04-23 11:00 | -700 | -526 | -510 | 442
2028-04-23 12:00 | 700 | 0 | 467.76 | 442 | 2028-04-23 12:00 | -700 | -1.09 | -510 | 442 | 2028-04-23 12:00 | -700 | -526 | -510 | 442
2028-04-23 13:00 | 700 | 0 | 341.16 | 442 | 2028-04-23 13:00 | -700 | -1.09 | -510 | 442 | 2028-04-23 13:00 | -700 | -526 | -510 | 442
2028-04-23 14:00 | 700 | 11.83 | 307.79 | 442 | 2028-04-23 14:00 | -501.31 | -247.71 | -510 | 442 | 2028-04-23 14:00 | -700 | -526 | -510 | 442
2028-04-23 15:00 | 700 | 0 | 7.79 | 142 | 2028-04-23 15:00 | 98.69 | -526 | -510 | 442 | 2028-04-23 15:00 | -700 | -526 | -510 | 442
2028-04-23 16:00 | 700 | 0 | 307.79 | 410.24 | 2028-04-23 16:00 | 698.69 | -526 | -510 | 159.25 | 2028-04-23 16:00 | -100 | -526 | -510 | 442
2028-04-23 17:00 | 700 | 0 | 510 | 399.87 | 2028-04-23 17:00 | 700 | -226 | -210 | 442 | 2028-04-23 17:00 | 500 | -300 | -302.17 | 442
2028-04-23 18:00 | 700 | 209.82 | 510 | 442 | 2028-04-23 18:00 | 700 | 0 | 90 | 442 | 2028-04-23 18:00 | 700 | 0 | -2.17 | 442
2028-04-23 19:00 | 700 | 505 | 510 | 442 | 2028-04-23 19:00 | 700 | 0 | 390 | 442 | 2028-04-23 19:00 | 700 | 0 | 297.83 | 442
2028-04-23 20:00 | 700 | 505 | 510 | 442 | 2028-04-23 20:00 | 700 | 116.83 | 510 | 442 | 2028-04-23 20:00 | 700 | 0 | 510 | 442
2028-04-23 21:00 | 700 | 505 | 510 | 442 | 2028-04-23 21:00 | 700 | 116.83 | 510 | 442 | 2028-04-23 21:00 | 700 | 0 | 510 | 442
2028-04-23 22:00 | 700 | 401.02 | 510 | 442 | 2028-04-23 22:00 | 700 | 0 | 510 | 442 | 2028-04-23 22:00 | 700 | 0 | 510 | 442
2028-04-23 23:00 | 700 | 141.96 | 510 | 355.47 | 2028-04-23 23:00 | 700 | 0 | 510 | 285.92 | 2028-04-23 23:00 | 700 | 0 | 510 | 201.51
2028-04-24 | 700 | 427.13 | 510 | 442 | 2028-04-24 | 700 | 202.15 | 510 | 442 | 2028-04-24 | 700 | 0 | 510 | 0
2028-04-24 01:00 | 700 | 330.56 | 510 | 442 | 2028-04-24 01:00 | 700 | 403.43 | 510 | 442 | 2028-04-24 01:00 | 700 | 0 | 510 | 300
2028-04-24 02:00 | 700 | 229.1 | 510 | 442 | 2028-04-24 02:00 | 700 | 454.6 | 510 | 442 | 2028-04-24 02:00 | 700 | 0 | 510 | 424.72
2028-04-24 03:00 | 700 | 390.95 | 510 | 442 | 2028-04-24 03:00 | 700 | 277.09 | 510 | 442 | 2028-04-24 03:00 | 700 | 0 | 510 | 124.72
2028-04-24 04:00 | 700 | 90.95 | 510 | 442 | 2028-04-24 04:00 | 700 | 0 | 510 | 442 | 2028-04-24 04:00 | 700 | 0 | 510 | 115.69
2028-04-24 05:00 | 700 | 271 | 510 | 442 | 2028-04-24 05:00 | 700 | 0 | 510 | 442 | 2028-04-24 05:00 | 700 | 0 | 390 | 122.45
2028-04-24 06:00 | 700 | 398.47 | 510 | 442 | 2028-04-24 06:00 | 700 | 113.69 | 210 | 442 | 2028-04-24 06:00 | 700 | 0 | 90 | 422.45
2028-04-24 07:00 | 700 | 505 | 510 | 442 | 2028-04-24 07:00 | 700 | -80.1 | -90 | 442 | 2028-04-24 07:00 | 500 | -226 | -210 | 356.48
2028-04-24 08:00 | 700 | 245.49 | 510 | 442 | 2028-04-24 08:00 | 700 | -380.1 | -390 | 258.97 | 2028-04-24 08:00 | -100 | -526 | -510 | 204.5
2028-04-24 09:00 | 700 | 0 | 419.45 | 350.16 | 2028-04-24 09:00 | 114.72 | -526 | -510 | 273.19 | 2028-04-24 09:00 | -700 | -526 | -510 | 196.21
2028-04-24 10:00 | 700 | 0 | 119.45 | 308.84 | 2028-04-24 10:00 | 0 | -526 | -510 | 219.27 | 2028-04-24 10:00 | -700 | -526 | -510 | 129.7
2028-04-24 11:00 | 700 | 0 | 0 | 256.3 | 2028-04-24 11:00 | 354.34 | -526 | -510 | 160.82 | 2028-04-24 11:00 | -700 | -526 | -510 | 65.34
2028-04-24 12:00 | 700 | 0 | 193.77 | 339.47 | 2028-04-24 12:00 | 0 | -226 | -210 | 442 | 2028-04-24 12:00 | -700 | -526 | -510 | 365.34
2028-04-24 13:00 | 700 | 0 | 0 | 184.06 | 2028-04-24 13:00 | 0 | -226 | -385.88 | 418.34 | 2028-04-24 13:00 | -700 | -526 | -510 | 331.84
2028-04-24 14:00 | 700 | 0 | 75.69 | 204.84 | 2028-04-24 14:00 | 77.2 | -526 | -510 | 118.34 | 2028-04-24 14:00 | -700 | -526 | -510 | 31.84
2028-04-24 15:00 | 700 | 0 | 361.37 | 217.59 | 2028-04-24 15:00 | 360.72 | -526 | -510 | 141.8 | 2028-04-24 15:00 | -271.63 | -526 | -510 | 66
2028-04-24 16:00 | 700 | 64.1 | 510 | 442 | 2028-04-24 16:00 | 700 | -300 | -377.41 | 229.33 | 2028-04-24 16:00 | 100 | -526 | -510 | 168.81
2028-04-24 17:00 | 700 | 190.96 | 510 | 442 | 2028-04-24 17:00 | 700 | 0 | -77.41 | 436.23 | 2028-04-24 17:00 | 700 | -300 | -307.97 | 355.3
2028-04-24 18:00 | 700 | 300 | 502.84 | 442 | 2028-04-24 18:00 | 700 | 0 | 222.59 | 300 | 2028-04-24 18:00 | 700 | 0 | -7.97 | 300
2028-04-24 19:00 | 700 | 0 | 202.84 | 155.52 | 2028-04-24 19:00 | 700 | -119.57 | -77.41 | 0 | 2028-04-24 19:00 | 700 | -106.81 | -90 | 0
2028-04-24 20:00 | 700 | 300 | 502.84 | 442 | 2028-04-24 20:00 | 700 | 135.12 | 222.59 | 300 | 2028-04-24 20:00 | 700 | 192.6 | 210 | 300
2028-04-24 21:00 | 700 | 505 | 510 | 442 | 2028-04-24 21:00 | 700 | 135.12 | 510 | 442 | 2028-04-24 21:00 | 700 | 492.6 | 510 | 442
2028-04-24 22:00 | 700 | 505 | 510 | 442 | 2028-04-24 22:00 | 700 | 359.15 | 510 | 442 | 2028-04-24 22:00 | 700 | 505 | 510 | 442
2028-04-24 23:00 | 700 | 205 | 510 | 412.82 | 2028-04-24 23:00 | 700 | 59.15 | 510 | 442 | 2028-04-24 23:00 | 700 | 492.22 | 510 | 442
2028-04-25 | 700 | 177.12 | 510 | 442 | 2028-04-25 | 700 | 314.2 | 510 | 442 | 2028-04-25 | 700 | 192.22 | 510 | 442
2028-04-25 01:00 | 700 | 470.59 | 510 | 442 | 2028-04-25 01:00 | 700 | 187.74 | 510 | 442 | 2028-04-25 01:00 | 700 | 394.97 | 510 | 442
2028-04-25 02:00 | 700 | 363.46 | 510 | 442 | 2028-04-25 02:00 | 700 | 86.07 | 510 | 442 | 2028-04-25 02:00 | 700 | 94.97 | 510 | 435.24
2028-04-25 03:00 | 700 | 505 | 510 | 442 | 2028-04-25 03:00 | 700 | 42.66 | 510 | 442 | 2028-04-25 03:00 | 700 | 94.97 | 510 | 442
2028-04-25 04:00 | 700 | 264.06 | 510 | 442 | 2028-04-25 04:00 | 700 | 113.8 | 510 | 442 | 2028-04-25 04:00 | 700 | 62.93 | 510 | 442
2028-04-25 05:00 | 700 | 348.65 | 510 | 442 | 2028-04-25 05:00 | 700 | 113.8 | 510 | 442 | 2028-04-25 05:00 | 700 | 123.28 | 390 | 442
2028-04-25 06:00 | 700 | 444.94 | 510 | 442 | 2028-04-25 06:00 | 700 | 114.65 | 210 | 442 | 2028-04-25 06:00 | 700 | 74 | 90 | 442
2028-04-25 07:00 | 700 | 505 | 510 | 442 | 2028-04-25 07:00 | 700 | -14.03 | -90 | 442 | 2028-04-25 07:00 | 500 | -226 | -210 | 384.03
2028-04-25 08:00 | 700 | 300 | 510 | 442 | 2028-04-25 08:00 | 700 | -314.03 | -390 | 278.82 | 2028-04-25 08:00 | -100 | -526 | -510 | 209.7
2028-04-25 09:00 | 700 | 0 | 300 | 442 | 2028-04-25 09:00 | 100 | -526 | -510 | 233.27 | 2028-04-25 09:00 | -700 | -526 | -510 | 142
2028-04-25 10:00 | 700 | -42.13 | 0 | 296.99 | 2028-04-25 10:00 | 0 | -226 | -510 | 442 | 2028-04-25 10:00 | -700 | -526 | -510 | 442
2028-04-25 11:00 | 700 | 0 | 300 | 442 | 2028-04-25 11:00 | 0 | -526 | -510 | 442 | 2028-04-25 11:00 | -700 | -526 | -510 | 442
2028-04-25 12:00 | 700 | 0.59 | 240.73 | 442 | 2028-04-25 12:00 | 0 | -337.31 | -510 | 442 | 2028-04-25 12:00 | -700 | -526 | -510 | 442
2028-04-25 13:00 | 700 | 0 | -59.27 | 163.63 | 2028-04-25 13:00 | 0 | -526 | -510 | 142 | 2028-04-25 13:00 | -700 | -526 | -510 | 142
2028-04-25 14:00 | 700 | 0 | -223.08 | 0 | 2028-04-25 14:00 | 0 | -526 | -510 | 40.03 | 2028-04-25 14:00 | -700 | -526 | -510 | -55.86
2028-04-25 15:00 | 700 | 0 | 0 | -46.07 | 2028-04-25 15:00 | 379.72 | -526 | -510 | 22.67 | 2028-04-25 15:00 | -700 | -526 | -510 | -66.56
2028-04-25 16:00 | 700 | 0 | 300 | 205.02 | 2028-04-25 16:00 | 650.47 | -300 | -493.48 | 188.81 | 2028-04-25 16:00 | -100 | -526 | -510 | 123.82
2028-04-25 17:00 | 700 | 198.69 | 510 | 442 | 2028-04-25 17:00 | 700 | 0 | -193.48 | 442 | 2028-04-25 17:00 | 500 | -226 | -271.5 | 318.46
2028-04-25 18:00 | 700 | 142.07 | 300 | 300 | 2028-04-25 18:00 | 700 | 100.76 | 106.52 | 240.6 | 2028-04-25 18:00 | 700 | -211.86 | -210 | 79.03
2028-04-25 19:00 | 700 | -157.93 | 0 | 0 | 2028-04-25 19:00 | 700 | -199.24 | -193.48 | -59.4 | 2028-04-25 19:00 | 700 | -511.86 | -510 | -220.97
2028-04-25 20:00 | 700 | 33.45 | 300 | 300 | 2028-04-25 20:00 | 700 | 100.76 | 106.52 | 240.6 | 2028-04-25 20:00 | 700 | -211.86 | -210 | 79.03
2028-04-25 21:00 | 700 | 90.05 | 510 | 442 | 2028-04-25 21:00 | 700 | 400.76 | 406.52 | 442 | 2028-04-25 21:00 | 700 | 88.14 | 90 | 379.03
2028-04-25 22:00 | 700 | 330.7 | 510 | 219.44 | 2028-04-25 22:00 | 700 | 505 | 510 | 442 | 2028-04-25 22:00 | 700 | 388.14 | 390 | 442
2028-04-25 23:00 | 700 | 330.84 | 510 | -28.79 | 2028-04-25 23:00 | 700 | 205 | 431.76 | 142 | 2028-04-25 23:00 | 700 | 96.96 | 510 | 200.82
2028-04-26 | 700 | 505 | 510 | 253.18 | 2028-04-26 | 700 | 505 | 510 | 442 | 2028-04-26 | 700 | 396.96 | 510 | 442
2028-04-26 01:00 | 700 | 505 | 510 | 308.1 | 2028-04-26 01:00 | 700 | 505 | 510 | 442 | 2028-04-26 01:00 | 700 | 505 | 510 | 442
2028-04-26 02:00 | 700 | 505 | 510 | 442 | 2028-04-26 02:00 | 700 | 505 | 510 | 442 | 2028-04-26 02:00 | 700 | 505 | 510 | 442
2028-04-26 03:00 | 700 | 505 | 510 | 413.78 | 2028-04-26 03:00 | 700 | 505 | 510 | 442 | 2028-04-26 03:00 | 700 | 505 | 510 | 442
2028-04-26 04:00 | 700 | 505 | 510 | 392.28 | 2028-04-26 04:00 | 700 | 505 | 510 | 442 | 2028-04-26 04:00 | 700 | 505 | 510 | 442
2028-04-26 05:00 | 700 | 205 | 210 | 92.28 | 2028-04-26 05:00 | 700 | 205 | 389.73 | 142 | 2028-04-26 05:00 | 700 | 205 | 390 | 142
2028-04-26 06:00 | 700 | 0 | 431.62 | 140.12 | 2028-04-26 06:00 | 700 | 29.55 | 510 | 442 | 2028-04-26 06:00 | 700 | 0 | 90 | 176.11
2028-04-26 07:00 | 700 | 0 | 510 | 440.12 | 2028-04-26 07:00 | 700 | 29.55 | 210 | 442 | 2028-04-26 07:00 | 700 | -93.27 | -210 | 311
2028-04-26 08:00 | 700 | 0 | 510 | 169.4 | 2028-04-26 08:00 | 700 | -62.03 | -90 | 421.11 | 2028-04-26 08:00 | 700 | -393.27 | -510 | 311
2028-04-26 09:00 | 700 | 0 | 278.06 | 0 | 2028-04-26 09:00 | 700 | -362.03 | -390 | 121.11 | 2028-04-26 09:00 | 700 | -526 | -510 | 192.94
2028-04-26 10:00 | 700 | 0 | -21.94 | -131.16 | 2028-04-26 10:00 | 700 | -203.2 | -510 | -62.73 | 2028-04-26 10:00 | 700 | -240.82 | -510 | -25.58
2028-04-26 11:00 | 700 | 0 | -141.34 | 0 | 2028-04-26 11:00 | 700 | -380.27 | -510 | -19.4 | 2028-04-26 11:00 | 700 | -526 | -510 | 0
2028-04-26 12:00 | 700 | 0 | 73.87 | 0 | 2028-04-26 12:00 | 700 | -111.32 | -510 | 3.75 | 2028-04-26 12:00 | 700 | -526 | -510 | 48.26
2028-04-26 13:00 | 700 | 0 | 256.55 | 0 | 2028-04-26 13:00 | 700 | -29.04 | -510 | 61.09 | 2028-04-26 13:00 | 700 | -526 | -510 | 124.84
2028-04-26 14:00 | 700 | 0 | 78.99 | 0 | 2028-04-26 14:00 | 700 | -39.26 | -510 | 1.69 | 2028-04-26 14:00 | 700 | -526 | -510 | 64.14
2028-04-26 15:00 | 700 | 0 | 185.47 | 0 | 2028-04-26 15:00 | 700 | -4.93 | -210 | -32.62 | 2028-04-26 15:00 | 700 | -230.67 | -510 | 30.94
2028-04-26 16:00 | 700 | 0 | 408.04 | 0 | 2028-04-26 16:00 | 700 | 0 | 90 | 255.82 | 2028-04-26 16:00 | 700 | 0 | -272.8 | 177.58
2028-04-26 17:00 | 700 | 0 | 510 | 261.73 | 2028-04-26 17:00 | 700 | 0 | 390 | 442 | 2028-04-26 17:00 | 700 | 0 | 27.2 | 191.15
2028-04-26 18:00 | 700 | 218.19 | 510 | 442 | 2028-04-26 18:00 | 700 | 62.67 | 510 | 442 | 2028-04-26 18:00 | 700 | 0 | 327.2 | 244.68
2028-04-26 19:00 | 700 | 0 | 361.77 | 142 | 2028-04-26 19:00 | 700 | 0 | 361.77 | 142 | 2028-04-26 19:00 | 700 | 0 | 29.5 | 294.54
2028-04-26 20:00 | 700 | 212.93 | 510 | 432.13 | 2028-04-26 20:00 | 700 | 201.93 | 510 | 442 | 2028-04-26 20:00 | 700 | 0 | 329.5 | 294.54
2028-04-26 21:00 | 700 | 164.91 | 510 | 377.65 | 2028-04-26 21:00 | 700 | 417.17 | 510 | 442 | 2028-04-26 21:00 | 700 | 0 | 425.06 | 142
2028-04-26 22:00 | 700 | 195.92 | 510 | 312.76 | 2028-04-26 22:00 | 700 | 417.17 | 510 | 442 | 2028-04-26 22:00 | 700 | 0 | 425.06 | 142
2028-04-26 23:00 | 700 | 205 | 510 | 242 | 2028-04-26 23:00 | 700 | 117.17 | 510 | 442 | 2028-04-26 23:00 | 700 | 6.63 | 510 | 142
2028-04-27 | 700 | 505 | 510 | 442 | 2028-04-27 | 700 | 417.17 | 510 | 442 | 2028-04-27 | 700 | 306.63 | 510 | 442
2028-04-27 01:00 | 700 | 505 | 510 | 442 | 2028-04-27 01:00 | 700 | 505 | 510 | 442 | 2028-04-27 01:00 | 700 | 505 | 510 | 442
2028-04-27 02:00 | 700 | 205 | 510 | 359.44 | 2028-04-27 02:00 | 700 | 205 | 510 | 359.44 | 2028-04-27 02:00 | 700 | 205 | 510 | 359.44
2028-04-27 03:00 | 700 | 505 | 510 | 442 | 2028-04-27 03:00 | 700 | 505 | 510 | 442 | 2028-04-27 03:00 | 700 | 505 | 510 | 442
2028-04-27 04:00 | 700 | 505 | 510 | 442 | 2028-04-27 04:00 | 700 | 505 | 510 | 442 | 2028-04-27 04:00 | 700 | 471.91 | 510 | 442
2028-04-27 05:00 | 700 | 205 | 510 | 160.15 | 2028-04-27 05:00 | 700 | 205 | 426.24 | 168.62 | 2028-04-27 05:00 | 700 | 171.91 | 250.92 | 155.97
2028-04-27 06:00 | 700 | 1.78 | 510 | 442 | 2028-04-27 06:00 | 700 | 0 | 300 | 442 | 2028-04-27 06:00 | 700 | 0 | 90 | 237.28
2028-04-27 07:00 | 700 | 301.78 | 510 | 442 | 2028-04-27 07:00 | 700 | 0 | 0 | 442 | 2028-04-27 07:00 | 500 | -65.15 | -210 | 377.81
2028-04-27 08:00 | 700 | 293.08 | 510 | 442 | 2028-04-27 08:00 | 700 | -250.21 | -300 | 430.21 | 2028-04-27 08:00 | -100 | -365.15 | -510 | 112.79
2028-04-27 09:00 | 700 | 0 | 510 | 442 | 2028-04-27 09:00 | 614.64 | -526 | -510 | 417.78 | 2028-04-27 09:00 | -700 | -526 | -510 | 275.16
2028-04-27 10:00 | 700 | 0 | 424.4 | 320.19 | 2028-04-27 10:00 | 14.64 | -526 | -510 | 442 | 2028-04-27 10:00 | -700 | -526 | -510 | 442
2028-04-27 11:00 | 700 | 0 | 210 | 385.09 | 2028-04-27 11:00 | 0 | -300 | -510 | 442 | 2028-04-27 11:00 | -700 | -526 | -510 | 442
2028-04-27 12:00 | 700 | 300 | 510 | 442 | 2028-04-27 12:00 | 0 | 0 | -210 | 442 | 2028-04-27 12:00 | -700 | -526 | -510 | 442
2028-04-27 13:00 | 700 | 0 | 263.41 | 406.04 | 2028-04-27 13:00 | -121.16 | 0 | 0 | 442 | 2028-04-27 13:00 | -700 | -526 | -510 | 442
2028-04-27 14:00 | 700 | 153.84 | 335.35 | 340.22 | 2028-04-27 14:00 | 0 | 0 | -210 | 442 | 2028-04-27 14:00 | -700 | -526 | -510 | 442
2028-04-27 15:00 | 700 | 0 | 35.35 | 40.22 | 2028-04-27 15:00 | 217.86 | -300 | -510 | 442 | 2028-04-27 15:00 | -700 | -526 | -510 | 442
2028-04-27 16:00 | 700 | 0 | 335.35 | 325.18 | 2028-04-27 16:00 | 700 | -526 | -510 | 442 | 2028-04-27 16:00 | -100 | -503.37 | -510 | 274.05
2028-04-27 17:00 | 700 | 0 | 510 | 429.67 | 2028-04-27 17:00 | 700 | -226 | -210 | 442 | 2028-04-27 17:00 | 500 | -203.37 | -210 | 274.05
2028-04-27 18:00 | 700 | 0 | 510 | 442 | 2028-04-27 18:00 | 700 | 74 | 90 | 442 | 2028-04-27 18:00 | 700 | 0 | 0 | 274.05
2028-04-27 19:00 | 700 | 277.03 | 510 | 442 | 2028-04-27 19:00 | 700 | 374 | 390 | 442 | 2028-04-27 19:00 | 700 | 0 | 210 | 311.57
2028-04-27 20:00 | 700 | 277.03 | 510 | 442 | 2028-04-27 20:00 | 700 | 505 | 510 | 442 | 2028-04-27 20:00 | 700 | 0 | 510 | 350.51
2028-04-27 21:00 | 700 | 368.25 | 510 | 400.86 | 2028-04-27 21:00 | 700 | 505 | 510 | 442 | 2028-04-27 21:00 | 700 | 0 | 495.18 | 285.58
2028-04-27 22:00 | 700 | 377.16 | 510 | 352.47 | 2028-04-27 22:00 | 700 | 342.73 | 510 | 442 | 2028-04-27 22:00 | 700 | 0 | 195.18 | 210.76
2028-04-27 23:00 | 700 | 77.16 | 510 | 252.57 | 2028-04-27 23:00 | 700 | 42.73 | 510 | 442 | 2028-04-27 23:00 | 700 | 0 | 195.18 | 178.14
2028-04-28 | 700 | 0 | 510 | 45.29 | 2028-04-28 | 700 | 178.64 | 510 | 442 | 2028-04-28 | 700 | 0 | 495.18 | 0
2028-04-28 01:00 | 700 | 205 | 486.39 | 67.01 | 2028-04-28 01:00 | 700 | 330.78 | 510 | 442 | 2028-04-28 01:00 | 700 | 205 | 510 | 168.53
2028-04-28 02:00 | 700 | 505 | 510 | 367.01 | 2028-04-28 02:00 | 700 | 505 | 510 | 442 | 2028-04-28 02:00 | 700 | 505 | 510 | 442
2028-04-28 03:00 | 700 | 505 | 510 | 434.45 | 2028-04-28 03:00 | 700 | 505 | 510 | 442 | 2028-04-28 03:00 | 700 | 505 | 510 | 442
2028-04-28 04:00 | 700 | 505 | 510 | 442 | 2028-04-28 04:00 | 700 | 505 | 510 | 442 | 2028-04-28 04:00 | 700 | 505 | 510 | 442
2028-04-28 05:00 | 700 | 482.97 | 510 | 442 | 2028-04-28 05:00 | 700 | 482.97 | 510 | 442 | 2028-04-28 05:00 | 700 | 482.97 | 510 | 442
2028-04-28 06:00 | 700 | 210.49 | 510 | 442 | 2028-04-28 06:00 | 700 | 182.97 | 510 | 438.49 | 2028-04-28 06:00 | 700 | 182.97 | 210 | 219.76
2028-04-28 07:00 | 700 | 330.87 | 510 | 442 | 2028-04-28 07:00 | 700 | 0 | 305.44 | 442 | 2028-04-28 07:00 | 500 | -101.27 | -90 | 392.79
2028-04-28 08:00 | 700 | 505 | 510 | 442 | 2028-04-28 08:00 | 700 | 184.51 | 300 | 442 | 2028-04-28 08:00 | -100 | -226 | -230.01 | 442
2028-04-28 09:00 | 700 | 401.53 | 510 | 442 | 2028-04-28 09:00 | 100 | 0 | 0 | 442 | 2028-04-28 09:00 | -700 | -526 | -510 | 442
2028-04-28 10:00 | 700 | 207.64 | 510 | 442 | 2028-04-28 10:00 | -500 | 0 | -103.8 | 423.83 | 2028-04-28 10:00 | -700 | -526 | -510 | 442
2028-04-28 11:00 | 700 | 0 | 510 | 442 | 2028-04-28 11:00 | -700 | 0 | -157.75 | 348.75 | 2028-04-28 11:00 | -700 | -526 | -510 | 354.3
2028-04-28 12:00 | 700 | 0 | 510 | 442 | 2028-04-28 12:00 | -700 | 0 | -164.49 | 340.59 | 2028-04-28 12:00 | -700 | -526 | -510 | 418.3
2028-04-28 13:00 | 700 | 48.66 | 510 | 442 | 2028-04-28 13:00 | -700 | 0 | -408.36 | 391.43 | 2028-04-28 13:00 | -700 | -526 | -510 | 442
2028-04-28 14:00 | 700 | 204.04 | 510 | 442 | 2028-04-28 14:00 | -700 | 0 | -108.36 | 391.43 | 2028-04-28 14:00 | -700 | -526 | -510 | 322.79
2028-04-28 15:00 | 700 | 79.55 | 510 | 442 | 2028-04-28 15:00 | -171.12 | 0 | -164.62 | 442 | 2028-04-28 15:00 | -700 | -526 | -510 | 442
2028-04-28 16:00 | 700 | 111.25 | 510 | 442 | 2028-04-28 16:00 | 428.88 | 0 | 0 | 427.32 | 2028-04-28 16:00 | -403.1 | -300 | -300 | 442
2028-04-28 17:00 | 700 | 350.03 | 510 | 442 | 2028-04-28 17:00 | 700 | 205 | 288.49 | 442 | 2028-04-28 17:00 | 196.9 | 0 | 0 | 442
2028-04-28 18:00 | 700 | 505 | 510 | 442 | 2028-04-28 18:00 | 700 | 505 | 510 | 442 | 2028-04-28 18:00 | 700 | 0 | 48.7 | 442
2028-04-28 19:00 | 700 | 505 | 510 | 442 | 2028-04-28 19:00 | 700 | 505 | 510 | 442 | 2028-04-28 19:00 | 700 | 0 | 348.7 | 442
2028-04-28 20:00 | 700 | 505 | 510 | 442 | 2028-04-28 20:00 | 700 | 505 | 510 | 442 | 2028-04-28 20:00 | 700 | 0 | 510 | 442
2028-04-28 21:00 | 700 | 505 | 510 | 442 | 2028-04-28 21:00 | 700 | 505 | 510 | 442 | 2028-04-28 21:00 | 700 | 0 | 510 | 442
2028-04-28 22:00 | 700 | 505 | 510 | 442 | 2028-04-28 22:00 | 700 | 505 | 510 | 442 | 2028-04-28 22:00 | 700 | 300 | 510 | 442
2028-04-28 23:00 | 700 | 325.74 | 510 | 442 | 2028-04-28 23:00 | 700 | 505 | 510 | 442 | 2028-04-28 23:00 | 700 | 300 | 510 | 442
2028-04-29 | 700 | 484.32 | 510 | 442 | 2028-04-29 | 700 | 328.7 | 510 | 442 | 2028-04-29 | 700 | 0 | 510 | 295.55
2028-04-29 01:00 | 700 | 184.32 | 510 | 417.03 | 2028-04-29 01:00 | 700 | 28.7 | 510 | 307.85 | 2028-04-29 01:00 | 700 | 0 | 397.32 | 0
2028-04-29 02:00 | 700 | 303.55 | 510 | 442 | 2028-04-29 02:00 | 700 | 0 | 373.37 | 161.59 | 2028-04-29 02:00 | 700 | 0 | 102.49 | 0
2028-04-29 03:00 | 700 | 3.55 | 510 | 362.88 | 2028-04-29 03:00 | 567.95 | 0 | 73.37 | 203.61 | 2028-04-29 03:00 | 117.8 | 0 | 0 | 165.33
2028-04-29 04:00 | 591.29 | 0 | 210 | 62.88 | 2028-04-29 04:00 | -32.05 | 0 | 0 | 0 | 2028-04-29 04:00 | -482.2 | 0 | -300 | 0
2028-04-29 05:00 | 441 | 0 | 0 | 110.51 | 2028-04-29 05:00 | -388.93 | 0 | 0 | 45 | 2028-04-29 05:00 | -700 | 0 | -302.75 | -20.01
2028-04-29 06:00 | 700 | 205 | 210 | 142 | 2028-04-29 06:00 | 0 | 0.4 | 210 | 142 | 2028-04-29 06:00 | -333.53 | 0 | -2.75 | 0
2028-04-29 07:00 | 224.95 | 505 | 510 | 442 | 2028-04-29 07:00 | -568.96 | 300.4 | 510 | 442 | 2028-04-29 07:00 | -700 | 300 | 297.25 | 300
2028-04-29 08:00 | -191.32 | 505 | 510 | 442 | 2028-04-29 08:00 | -700 | 505 | 510 | 442 | 2028-04-29 08:00 | -700 | 505 | 510 | 442
2028-04-29 09:00 | -633.27 | 505 | 510 | 442 | 2028-04-29 09:00 | -700 | 505 | 510 | 442 | 2028-04-29 09:00 | -700 | 505 | 510 | 442
2028-04-29 10:00 | -33.27 | 505 | 510 | 442 | 2028-04-29 10:00 | -100 | 505 | 510 | 442 | 2028-04-29 10:00 | -100 | 505 | 510 | 442
2028-04-29 11:00 | 566.73 | 505 | 510 | 442 | 2028-04-29 11:00 | 500 | 505 | 510 | 442 | 2028-04-29 11:00 | 500 | 374 | 390 | 442
2028-04-29 12:00 | 700 | 505 | 510 | 442 | 2028-04-29 12:00 | 147.89 | 272.67 | 210 | 442 | 2028-04-29 12:00 | 147.89 | 74 | 90 | 442
2028-04-29 13:00 | 100 | 415.28 | 510 | 442 | 2028-04-29 13:00 | -452.11 | -27.33 | -90 | 442 | 2028-04-29 13:00 | -452.11 | -226 | -210 | 383.54
2028-04-29 14:00 | 700 | 115.28 | 510 | 354.12 | 2028-04-29 14:00 | -700 | -327.33 | -390 | 164.3 | 2028-04-29 14:00 | -700 | -526 | -510 | 83.54
2028-04-29 15:00 | 700 | 199.38 | 510 | 442 | 2028-04-29 15:00 | -100 | -27.33 | -90 | 329.15 | 2028-04-29 15:00 | -700 | -526 | -510 | 23.17
2028-04-29 16:00 | 700 | 205 | 510 | 442 | 2028-04-29 16:00 | 500 | 0 | 210 | 442 | 2028-04-29 16:00 | -100 | -226 | -210 | 241.29
2028-04-29 17:00 | 700 | 505 | 510 | 442 | 2028-04-29 17:00 | 700 | 0 | 510 | 442 | 2028-04-29 17:00 | 500 | 0 | 90 | 442
2028-04-29 18:00 | 700 | 505 | 510 | 442 | 2028-04-29 18:00 | 700 | 0 | 510 | 442 | 2028-04-29 18:00 | 700 | 0 | 390 | 331.72
2028-04-29 19:00 | 700 | 505 | 510 | 442 | 2028-04-29 19:00 | 700 | 0 | 510 | 442 | 2028-04-29 19:00 | 700 | 0 | 510 | 442
2028-04-29 20:00 | 700 | 465.39 | 510 | 442 | 2028-04-29 20:00 | 700 | 0 | 510 | 442 | 2028-04-29 20:00 | 700 | 0 | 510 | 442
2028-04-29 21:00 | 700 | 465.43 | 510 | 442 | 2028-04-29 21:00 | 700 | 205 | 510 | 442 | 2028-04-29 21:00 | 700 | 205 | 510 | 442
2028-04-29 22:00 | 700 | 505 | 510 | 442 | 2028-04-29 22:00 | 700 | 505 | 510 | 442 | 2028-04-29 22:00 | 700 | 505 | 510 | 442
2028-04-29 23:00 | 700 | 459.61 | 510 | 442 | 2028-04-29 23:00 | 700 | 205 | 510 | 442 | 2028-04-29 23:00 | 700 | 205 | 510 | 307.95
2028-04-30 | 700 | 433.55 | 510 | 442 | 2028-04-30 | 700 | 363.28 | 510 | 442 | 2028-04-30 | 700 | 372.72 | 510 | 442
2028-04-30 01:00 | 700 | 482.64 | 510 | 442 | 2028-04-30 01:00 | 700 | 345.49 | 510 | 442 | 2028-04-30 01:00 | 700 | 499.94 | 510 | 442
2028-04-30 02:00 | 700 | 505 | 510 | 442 | 2028-04-30 02:00 | 700 | 356.68 | 510 | 442 | 2028-04-30 02:00 | 700 | 505 | 510 | 442
2028-04-30 03:00 | 700 | 505 | 510 | 442 | 2028-04-30 03:00 | 700 | 360.84 | 510 | 442 | 2028-04-30 03:00 | 700 | 505 | 510 | 442
2028-04-30 04:00 | 700 | 272.4 | 510 | 442 | 2028-04-30 04:00 | 700 | 60.84 | 510 | 402.19 | 2028-04-30 04:00 | 700 | 241.96 | 510 | 295.15
2028-04-30 05:00 | 700 | 311.27 | 510 | 272.12 | 2028-04-30 05:00 | 700 | 0 | 510 | 115.33 | 2028-04-30 05:00 | 700 | 505 | 510 | 0
2028-04-30 06:00 | 700 | 209.25 | 510 | 142 | 2028-04-30 06:00 | 700 | 234.1 | 510 | 142 | 2028-04-30 06:00 | 700 | 245.52 | 510 | 0
2028-04-30 07:00 | 700 | 191.91 | 510 | 442 | 2028-04-30 07:00 | 700 | 0 | 510 | 442 | 2028-04-30 07:00 | 700 | 74.6 | 390 | 300
2028-04-30 08:00 | 700 | 107.63 | 510 | 442 | 2028-04-30 08:00 | 700 | 15.4 | 510 | 442 | 2028-04-30 08:00 | 100 | 0 | 90 | 392.07
2028-04-30 09:00 | 700 | 336.63 | 510 | 442 | 2028-04-30 09:00 | 182.4 | 0 | 210 | 178.27 | 2028-04-30 09:00 | -500 | -300 | -210 | 92.07
2028-04-30 10:00 | 700 | 138.68 | 510 | 442 | 2028-04-30 10:00 | 0 | 0 | 0 | 175.7 | 2028-04-30 10:00 | -700 | -526 | -510 | 78.86
2028-04-30 11:00 | 700 | 131.92 | 510 | 442 | 2028-04-30 11:00 | 0 | 0 | 210 | 330.35 | 2028-04-30 11:00 | -700 | -300 | -510 | 256.45
2028-04-30 12:00 | 700 | 431.92 | 510 | 442 | 2028-04-30 12:00 | 0 | 0 | 510 | 442 | 2028-04-30 12:00 | -700 | 0 | -210 | 379.96
2028-04-30 13:00 | 700 | 320.41 | 510 | 442 | 2028-04-30 13:00 | 0 | 15.26 | 510 | 442 | 2028-04-30 13:00 | -700 | 0 | -50.49 | 442
2028-04-30 14:00 | 700 | 20.41 | 510 | 442 | 2028-04-30 14:00 | 0 | 0 | 330.86 | 336.1 | 2028-04-30 14:00 | -700 | 0 | -210 | 153.4
2028-04-30 15:00 | 700 | 0 | 442.07 | 142 | 2028-04-30 15:00 | 0 | 0 | 30.86 | 36.1 | 2028-04-30 15:00 | -700 | -300 | -510 | 0
2028-04-30 16:00 | 700 | 0 | 510 | 89.42 | 2028-04-30 16:00 | 52.92 | 0 | 0 | 0 | 2028-04-30 16:00 | -500 | -382.63 | -510 | 0
2028-04-30 17:00 | 700 | 26.08 | 510 | 389.42 | 2028-04-30 17:00 | 652.92 | 0 | 0 | 102.12 | 2028-04-30 17:00 | 100 | -273 | -510 | -52.02
2028-04-30 18:00 | 700 | 0 | 210 | 89.42 | 2028-04-30 18:00 | 700 | -300 | -300 | -197.88 | 2028-04-30 18:00 | 700 | -526 | -510 | -352.02
2028-04-30 19:00 | 700 | 275.28 | 510 | 389.42 | 2028-04-30 19:00 | 700 | -395 | -438.52 | 0 | 2028-04-30 19:00 | 700 | -526 | -510 | -290.31
2028-04-30 20:00 | 700 | 275.28 | 510 | 442 | 2028-04-30 20:00 | 700 | -95 | -138.52 | 130.7 | 2028-04-30 20:00 | 700 | -467.51 | -510 | -158
2028-04-30 21:00 | 700 | 263.56 | 510 | 442 | 2028-04-30 21:00 | 700 | 205 | 161.48 | 381.17 | 2028-04-30 21:00 | 700 | -167.51 | -210 | 142
2028-04-30 22:00 | 700 | 505 | 510 | 442 | 2028-04-30 22:00 | 700 | 505 | 461.48 | 442 | 2028-04-30 22:00 | 700 | 132.49 | 90 | 442
2028-04-30 23:00 | 700 | 505 | 510 | 442 | 2028-04-30 23:00 | 700 | 279.16 | 510 | 442 | 2028-04-30 23:00 | 700 | 432.49 | 390 | 442
2028-05-01 | 700 | 377.61 | 510 | 442 | 2028-05-01 | 700 | 328.91 | 510 | 442 | 2028-05-01 | 700 | 505 | 510 | 442
2028-05-01 01:00 | 700 | 505 | 510 | 442 | 2028-05-01 01:00 | 700 | 437.89 | 510 | 442 | 2028-05-01 01:00 | 700 | 505 | 510 | 442
2028-05-01 02:00 | 700 | 297.55 | 510 | 442 | 2028-05-01 02:00 | 700 | 137.89 | 510 | 442 | 2028-05-01 02:00 | 700 | 505 | 510 | 442
2028-05-01 03:00 | 700 | 297.55 | 510 | 442 | 2028-05-01 03:00 | 700 | 188.73 | 510 | 442 | 2028-05-01 03:00 | 700 | 505 | 510 | 442
2028-05-01 04:00 | 700 | 205 | 510 | 442 | 2028-05-01 04:00 | 700 | 0 | 325.18 | 442 | 2028-05-01 04:00 | 700 | 464.32 | 510 | 442
2028-05-01 05:00 | 700 | 505 | 510 | 442 | 2028-05-01 05:00 | 700 | 0 | 510 | 442 | 2028-05-01 05:00 | 700 | 278.71 | 390 | 442
2028-05-01 06:00 | 700 | 334.58 | 510 | 442 | 2028-05-01 06:00 | 700 | 0 | 390 | 442 | 2028-05-01 06:00 | 500 | 74 | 90 | 442
2028-05-01 07:00 | 700 | 236.49 | 510 | 442 | 2028-05-01 07:00 | 409.85 | 0 | 90 | 442 | 2028-05-01 07:00 | -100 | -226 | -210 | 442
2028-05-01 08:00 | 700 | 284.4 | 510 | 442 | 2028-05-01 08:00 | -190.15 | -244.13 | -210 | 442 | 2028-05-01 08:00 | -700 | -526 | -510 | 442
2028-05-01 09:00 | 297.98 | 0 | 210 | 277.97 | 2028-05-01 09:00 | -700 | -526 | -510 | 442 | 2028-05-01 09:00 | -700 | -526 | -510 | 193.4
2028-05-01 10:00 | -302.02 | 0 | -90 | 442 | 2028-05-01 10:00 | -700 | -526 | -510 | 442 | 2028-05-01 10:00 | -700 | -526 | -510 | 441.65
2028-05-01 11:00 | -680.27 | 0 | 0 | 442 | 2028-05-01 11:00 | -700 | -526 | -510 | 442 | 2028-05-01 11:00 | -700 | -526 | -510 | 284.67
2028-05-01 12:00 | -700 | 0 | -24.28 | 355.25 | 2028-05-01 12:00 | -700 | -526 | -510 | 442 | 2028-05-01 12:00 | -700 | -526 | -510 | 291.07
2028-05-01 13:00 | -618.12 | 0 | 0 | 55.25 | 2028-05-01 13:00 | -700 | -526 | -510 | 194.38 | 2028-05-01 13:00 | -700 | -526 | -510 | -8.93
2028-05-01 14:00 | -700 | 0 | -283.54 | 223.07 | 2028-05-01 14:00 | -700 | -526 | -510 | 130.28 | 2028-05-01 14:00 | -700 | -526 | -510 | -25.66
2028-05-01 15:00 | -700 | 0 | 0 | 100.19 | 2028-05-01 15:00 | -700 | -526 | -510 | 308.33 | 2028-05-01 15:00 | -700 | -526 | -510 | -141.08
2028-05-01 16:00 | -100 | 0 | 0 | 0 | 2028-05-01 16:00 | -700 | -526 | -510 | 8.33 | 2028-05-01 16:00 | -700 | -526 | -510 | -217.56
2028-05-01 17:00 | 500 | 0 | 270.93 | 80.53 | 2028-05-01 17:00 | -100 | -226 | -210 | 174.08 | 2028-05-01 17:00 | -696.34 | -526 | -510 | 0
2028-05-01 18:00 | 700 | 169.86 | 510 | 380.53 | 2028-05-01 18:00 | 500 | 0 | 0 | 213.32 | 2028-05-01 18:00 | -96.34 | -226 | -210 | 104.4
2028-05-01 19:00 | 700 | 469.86 | 510 | 442 | 2028-05-01 19:00 | 700 | 0 | 0 | 442 | 2028-05-01 19:00 | 503.66 | 0 | 0 | 404.4
2028-05-01 20:00 | 700 | 426.08 | 510 | 442 | 2028-05-01 20:00 | 700 | 0 | 0 | 442 | 2028-05-01 20:00 | 700 | 0 | 0 | 442
2028-05-01 21:00 | 700 | 505 | 510 | 442 | 2028-05-01 21:00 | 700 | 300 | 300 | 442 | 2028-05-01 21:00 | 700 | 300 | 300 | 442
2028-05-01 22:00 | 700 | 505 | 510 | 442 | 2028-05-01 22:00 | 700 | 501.14 | 510 | 442 | 2028-05-01 22:00 | 700 | 341.25 | 510 | 442
2028-05-01 23:00 | 700 | 431.6 | 510 | 442 | 2028-05-01 23:00 | 700 | 201.14 | 510 | 442 | 2028-05-01 23:00 | 700 | 41.25 | 510 | 442
2028-05-02 | 700 | 392.19 | 510 | 442 | 2028-05-02 | 700 | 405.15 | 510 | 442 | 2028-05-02 | 700 | 41.25 | 510 | 442
2028-05-02 01:00 | 700 | 228.81 | 510 | 442 | 2028-05-02 01:00 | 700 | 505 | 510 | 442 | 2028-05-02 01:00 | 700 | 341.25 | 510 | 442
2028-05-02 02:00 | 700 | 310.4 | 510 | 442 | 2028-05-02 02:00 | 700 | 221.16 | 510 | 442 | 2028-05-02 02:00 | 700 | 123.58 | 510 | 442
2028-05-02 03:00 | 700 | 256.88 | 510 | 442 | 2028-05-02 03:00 | 700 | 498.16 | 510 | 442 | 2028-05-02 03:00 | 700 | 308.53 | 510 | 442
2028-05-02 04:00 | 700 | 505 | 510 | 442 | 2028-05-02 04:00 | 700 | 498.16 | 510 | 442 | 2028-05-02 04:00 | 700 | 308.53 | 510 | 442
2028-05-02 05:00 | 700 | 505 | 510 | 442 | 2028-05-02 05:00 | 700 | 376.83 | 510 | 442 | 2028-05-02 05:00 | 700 | 221.78 | 510 | 442
2028-05-02 06:00 | 700 | 505 | 510 | 442 | 2028-05-02 06:00 | 700 | 505 | 510 | 442 | 2028-05-02 06:00 | 600 | 0 | 210 | 442
2028-05-02 07:00 | 700 | 505 | 510 | 442 | 2028-05-02 07:00 | 700 | 205 | 411.26 | 442 | 2028-05-02 07:00 | 0 | -213.2 | -90 | 442
2028-05-02 08:00 | 700 | 403.94 | 510 | 442 | 2028-05-02 08:00 | 189.32 | 0 | 111.26 | 442 | 2028-05-02 08:00 | -600 | -513.2 | -390 | 442
2028-05-02 09:00 | 700 | 103.94 | 361.51 | 442 | 2028-05-02 09:00 | -410.68 | -300 | -188.74 | 442 | 2028-05-02 09:00 | -700 | -526 | -510 | 442
2028-05-02 10:00 | 700 | 0 | 61.51 | 442 | 2028-05-02 10:00 | -700 | -162.99 | -488.74 | 442 | 2028-05-02 10:00 | -700 | -526 | -510 | 442
2028-05-02 11:00 | 700 | 0 | 203.25 | 442 | 2028-05-02 11:00 | -700 | -71.09 | -510 | 442 | 2028-05-02 11:00 | -700 | -526 | -510 | 442
2028-05-02 12:00 | 700 | 0 | 366.51 | 442 | 2028-05-02 12:00 | -700 | -286.91 | -510 | 442 | 2028-05-02 12:00 | -700 | -526 | -510 | 442
2028-05-02 13:00 | 700 | 0 | 117.68 | 442 | 2028-05-02 13:00 | -700 | -449.45 | -510 | 442 | 2028-05-02 13:00 | -700 | -526 | -510 | 442
2028-05-02 14:00 | 700 | 134.94 | 0 | 442 | 2028-05-02 14:00 | -356.36 | -187.31 | -510 | 442 | 2028-05-02 14:00 | -700 | -526 | -510 | 442
2028-05-02 15:00 | 700 | -91.26 | -300 | 429.06 | 2028-05-02 15:00 | 243.64 | -161.29 | -510 | 442 | 2028-05-02 15:00 | -700 | -526 | -510 | 394.02
2028-05-02 16:00 | 700 | -51.15 | 0 | 129.06 | 2028-05-02 16:00 | 700 | -461.29 | -510 | 307.4 | 2028-05-02 16:00 | -100 | -526 | -510 | 326.49
2028-05-02 17:00 | 700 | 7.67 | 300 | 429.06 | 2028-05-02 17:00 | 700 | -161.29 | -210 | 442 | 2028-05-02 17:00 | 500 | -226 | -510 | 326.49
2028-05-02 18:00 | 700 | 7.67 | 510 | 442 | 2028-05-02 18:00 | 700 | 0 | 2.23 | 442 | 2028-05-02 18:00 | 700 | 0 | -510 | 320.14
2028-05-02 19:00 | 700 | 7.67 | 510 | 442 | 2028-05-02 19:00 | 700 | 0 | 302.23 | 442 | 2028-05-02 19:00 | 700 | 0 | -484.98 | 233.8
2028-05-02 20:00 | 700 | 0 | 510 | 442 | 2028-05-02 20:00 | 700 | 0 | 302.23 | 442 | 2028-05-02 20:00 | 700 | 0 | -390 | 233.8
2028-05-02 21:00 | 700 | 246.97 | 510 | 442 | 2028-05-02 21:00 | 700 | 0 | 2.23 | 442 | 2028-05-02 21:00 | 700 | 0 | -90 | 233.8
2028-05-02 22:00 | 700 | 135.28 | 510 | 442 | 2028-05-02 22:00 | 700 | 84.09 | 210 | 442 | 2028-05-02 22:00 | 700 | 205 | 210 | 346.72
2028-05-02 23:00 | 700 | 435.28 | 510 | 442 | 2028-05-02 23:00 | 700 | 384.09 | 510 | 442 | 2028-05-02 23:00 | 700 | 505 | 510 | 442
2028-05-03 | 700 | 505 | 510 | 442 | 2028-05-03 | 700 | 394.24 | 510 | 442 | 2028-05-03 | 700 | 505 | 510 | 442
2028-05-03 01:00 | 700 | 505 | 510 | 442 | 2028-05-03 01:00 | 700 | 214.36 | 510 | 442 | 2028-05-03 01:00 | 700 | 505 | 510 | 442
2028-05-03 02:00 | 700 | 505 | 510 | 442 | 2028-05-03 02:00 | 700 | 132.23 | 510 | 442 | 2028-05-03 02:00 | 700 | 505 | 510 | 442
2028-05-03 03:00 | 700 | 505 | 510 | 442 | 2028-05-03 03:00 | 700 | 1.05 | 510 | 442 | 2028-05-03 03:00 | 700 | 414.6 | 510 | 442
2028-05-03 04:00 | 700 | 505 | 510 | 442 | 2028-05-03 04:00 | 700 | 300 | 510 | 442 | 2028-05-03 04:00 | 700 | 439.35 | 510 | 442
2028-05-03 05:00 | 700 | 205 | 510 | 413.09 | 2028-05-03 05:00 | 700 | 0 | 210 | 442 | 2028-05-03 05:00 | 700 | 139.35 | 300 | 442
2028-05-03 06:00 | 700 | 0 | 293.79 | 113.09 | 2028-05-03 06:00 | 700 | 0 | -38.14 | 142 | 2028-05-03 06:00 | 700 | 0 | 0 | 307.44
2028-05-03 07:00 | 700 | 0 | 375.83 | 145.78 | 2028-05-03 07:00 | 700 | -226 | -338.14 | 312.71 | 2028-05-03 07:00 | 500 | -226 | -294.11 | 338.88
2028-05-03 08:00 | 700 | 0 | 386.19 | 253.69 | 2028-05-03 08:00 | 644.9 | -526 | -510 | 312.71 | 2028-05-03 08:00 | -100 | -526 | -510 | 332.29
2028-05-03 09:00 | 700 | 55.78 | 352.76 | 442 | 2028-05-03 09:00 | 44.9 | -526 | -510 | 371.27 | 2028-05-03 09:00 | -700 | -526 | -510 | 442
2028-05-03 10:00 | 700 | 0 | 52.76 | 442 | 2028-05-03 10:00 | 0 | -526 | -510 | 421.94 | 2028-05-03 10:00 | -700 | -526 | -510 | 442
2028-05-03 11:00 | 700 | 0 | 0 | 442 | 2028-05-03 11:00 | 0 | -300 | -510 | 182.36 | 2028-05-03 11:00 | -700 | -526 | -510 | 442
2028-05-03 12:00 | 700 | 0 | 271.85 | 442 | 2028-05-03 12:00 | -440.07 | 0 | -210 | 442 | 2028-05-03 12:00 | -700 | -526 | -510 | 442
2028-05-03 13:00 | 700 | 0 | 271.85 | 442 | 2028-05-03 13:00 | -440.07 | 0 | 0 | 442 | 2028-05-03 13:00 | -700 | -526 | -510 | 442
2028-05-03 14:00 | 700 | 0 | 45.93 | 442 | 2028-05-03 14:00 | -440.07 | -226 | -210 | 442 | 2028-05-03 14:00 | -700 | -526 | -510 | 442
2028-05-03 15:00 | 700 | -152 | -254.07 | 442 | 2028-05-03 15:00 | 0 | -526 | -510 | 442 | 2028-05-03 15:00 | -700 | -526 | -510 | 313.86
2028-05-03 16:00 | 700 | 0 | 45.93 | 442 | 2028-05-03 16:00 | 293.89 | -526 | -510 | 442 | 2028-05-03 16:00 | -100 | -526 | -510 | 323.24
2028-05-03 17:00 | 700 | 0 | 345.93 | 442 | 2028-05-03 17:00 | 700 | -226 | -464.9 | 442 | 2028-05-03 17:00 | 500 | -526 | -510 | 323.24
2028-05-03 18:00 | 700 | 205 | 510 | 442 | 2028-05-03 18:00 | 700 | 0 | -359.73 | 442 | 2028-05-03 18:00 | 700 | -526 | -510 | 325.68
2028-05-03 19:00 | 700 | 505 | 510 | 442 | 2028-05-03 19:00 | 700 | 0 | -59.73 | 311.25 | 2028-05-03 19:00 | 700 | -526 | -510 | 330.68
2028-05-03 20:00 | 700 | 350.27 | 510 | 442 | 2028-05-03 20:00 | 700 | 0 | -59.73 | 212.56 | 2028-05-03 20:00 | 700 | -239.79 | -210 | 331.24
2028-05-03 21:00 | 700 | 505 | 510 | 442 | 2028-05-03 21:00 | 700 | 205 | 210 | 435.48 | 2028-05-03 21:00 | 700 | 60.21 | 90 | 371.42
2028-05-03 22:00 | 700 | 505 | 510 | 442 | 2028-05-03 22:00 | 700 | 505 | 510 | 442 | 2028-05-03 22:00 | 700 | 360.21 | 390 | 442
2028-05-03 23:00 | 700 | 364.99 | 510 | 442 | 2028-05-03 23:00 | 700 | 435.05 | 510 | 442 | 2028-05-03 23:00 | 700 | 505 | 510 | 442
2028-05-04 | 700 | 439.89 | 510 | 442 | 2028-05-04 | 700 | 213.22 | 510 | 442 | 2028-05-04 | 700 | 450.6 | 510 | 442
2028-05-04 01:00 | 700 | 505 | 510 | 442 | 2028-05-04 01:00 | 700 | 213.22 | 510 | 442 | 2028-05-04 01:00 | 700 | 150.6 | 510 | 442
2028-05-04 02:00 | 700 | 410.84 | 510 | 442 | 2028-05-04 02:00 | 700 | 505 | 510 | 442 | 2028-05-04 02:00 | 700 | 97.06 | 510 | 442
2028-05-04 03:00 | 700 | 495.77 | 510 | 442 | 2028-05-04 03:00 | 700 | 226.96 | 510 | 442 | 2028-05-04 03:00 | 700 | 300 | 510 | 442
2028-05-04 04:00 | 700 | 363.65 | 510 | 442 | 2028-05-04 04:00 | 700 | 326.35 | 510 | 442 | 2028-05-04 04:00 | 700 | 0 | 510 | 442
2028-05-04 05:00 | 700 | 414.1 | 510 | 442 | 2028-05-04 05:00 | 700 | 296.11 | 510 | 442 | 2028-05-04 05:00 | 700 | 147.47 | 210 | 442
2028-05-04 06:00 | 700 | 114.1 | 510 | 442 | 2028-05-04 06:00 | 700 | 0 | 259.26 | 435.16 | 2028-05-04 06:00 | 426.96 | 0 | -90 | 397.3
2028-05-04 07:00 | 700 | 215.8 | 510 | 442 | 2028-05-04 07:00 | 500 | 0 | 0 | 442 | 2028-05-04 07:00 | -173.04 | -300 | -390 | 442
2028-05-04 08:00 | 700 | 187.79 | 510 | 442 | 2028-05-04 08:00 | -100 | -226 | -292.11 | 442 | 2028-05-04 08:00 | -700 | -526 | -510 | 437
2028-05-04 09:00 | 700 | 0 | 383.72 | 442 | 2028-05-04 09:00 | -700 | -526 | -510 | 372.8 | 2028-05-04 09:00 | -700 | -526 | -510 | 222.75
2028-05-04 10:00 | 700 | 0 | 260.65 | 297.79 | 2028-05-04 10:00 | -700 | -526 | -510 | 180.85 | 2028-05-04 10:00 | -700 | -526 | -510 | 0.11
2028-05-04 11:00 | 286.73 | 0 | 0 | 324.16 | 2028-05-04 11:00 | -700 | -526 | -510 | 180.89 | 2028-05-04 11:00 | -700 | -526 | -510 | 4.4
2028-05-04 12:00 | -248.88 | 0 | 0 | 442 | 2028-05-04 12:00 | -700 | -526 | -510 | 413.4 | 2028-05-04 12:00 | -700 | -526 | -510 | 281.05
2028-05-04 13:00 | -474.26 | 0 | 0 | 442 | 2028-05-04 13:00 | -700 | -526 | -510 | 377.69 | 2028-05-04 13:00 | -700 | -526 | -510 | 246.76
2028-05-04 14:00 | -553.09 | 0 | 0 | 257.82 | 2028-05-04 14:00 | -700 | -526 | -510 | 155.66 | 2028-05-04 14:00 | -700 | -526 | -510 | -10.05
2028-05-04 15:00 | -638.38 | 0 | 0 | 274.39 | 2028-05-04 15:00 | -700 | -526 | -510 | 178.78 | 2028-05-04 15:00 | -700 | -526 | -510 | 19.37
2028-05-04 16:00 | -184.47 | 0 | -254.53 | 328.39 | 2028-05-04 16:00 | -700 | -526 | -510 | 244.41 | 2028-05-04 16:00 | -700 | -526 | -510 | 96.64
2028-05-04 17:00 | 415.53 | 0 | 45.47 | 398.32 | 2028-05-04 17:00 | -700 | -463.27 | -510 | 199.47 | 2028-05-04 17:00 | -700 | -526 | -510 | 45.17
2028-05-04 18:00 | 700 | 0 | 345.47 | 295.57 | 2028-05-04 18:00 | -700 | -163.27 | -210 | 223.41 | 2028-05-04 18:00 | -700 | -526 | -510 | 87.44
2028-05-04 19:00 | 700 | 25 | 510 | 424.62 | 2028-05-04 19:00 | -700 | 0 | 0 | 225.95 | 2028-05-04 19:00 | -700 | -526 | -510 | 106.16
2028-05-04 20:00 | 700 | 325 | 510 | 442 | 2028-05-04 20:00 | -700 | 0 | 0 | 227.29 | 2028-05-04 20:00 | -700 | -526 | -510 | 114.71
2028-05-04 21:00 | 700 | 494.06 | 510 | 442 | 2028-05-04 21:00 | -634.9 | 205 | 210 | 240.68 | 2028-05-04 21:00 | -700 | -526 | -510 | 130.06
2028-05-04 22:00 | 432.99 | 505 | 510 | 442 | 2028-05-04 22:00 | -700 | 505 | 510 | 442 | 2028-05-04 22:00 | -700 | -226 | -210 | 430.06
2028-05-04 23:00 | -167.01 | 505 | 510 | 442 | 2028-05-04 23:00 | -700 | 505 | 510 | 442 | 2028-05-04 23:00 | -700 | 74 | 90 | 442
2028-05-05 | -594.27 | 505 | 510 | 442 | 2028-05-05 | -700 | 505 | 510 | 442 | 2028-05-05 | -700 | 374 | 390 | 442
2028-05-05 01:00 | -700 | 505 | 510 | 442 | 2028-05-05 01:00 | -700 | 505 | 510 | 442 | 2028-05-05 01:00 | -700 | 505 | 510 | 442
2028-05-05 02:00 | -700 | 505 | 510 | 442 | 2028-05-05 02:00 | -700 | 505 | 510 | 442 | 2028-05-05 02:00 | -700 | 505 | 510 | 442
2028-05-05 03:00 | -700 | 505 | 510 | 442 | 2028-05-05 03:00 | -700 | 505 | 510 | 442 | 2028-05-05 03:00 | -700 | 505 | 510 | 442
2028-05-05 04:00 | -700 | 505 | 510 | 442 | 2028-05-05 04:00 | -700 | 505 | 510 | 442 | 2028-05-05 04:00 | -700 | 505 | 510 | 442
2028-05-05 05:00 | -700 | 505 | 510 | 442 | 2028-05-05 05:00 | -700 | 505 | 510 | 442 | 2028-05-05 05:00 | -700 | 505 | 510 | 442
2028-05-05 06:00 | -700 | 505 | 510 | 442 | 2028-05-05 06:00 | -700 | 505 | 510 | 442 | 2028-05-05 06:00 | -700 | 505 | 510 | 442
2028-05-05 07:00 | -700 | 505 | 510 | 442 | 2028-05-05 07:00 | -700 | 505 | 510 | 442 | 2028-05-05 07:00 | -700 | 505 | 510 | 442
2028-05-05 08:00 | -700 | 505 | 510 | 442 | 2028-05-05 08:00 | -700 | 505 | 510 | 442 | 2028-05-05 08:00 | -700 | 505 | 510 | 442
2028-05-05 09:00 | -700 | 505 | 510 | 442 | 2028-05-05 09:00 | -700 | 505 | 510 | 442 | 2028-05-05 09:00 | -700 | 505 | 510 | 442
2028-05-05 10:00 | -700 | 505 | 510 | 442 | 2028-05-05 10:00 | -700 | 505 | 510 | 442 | 2028-05-05 10:00 | -700 | 505 | 510 | 442
2028-05-05 11:00 | -700 | 505 | 390 | 442 | 2028-05-05 11:00 | -700 | 505 | 510 | 442 | 2028-05-05 11:00 | -700 | 505 | 510 | 442
2028-05-05 12:00 | -700 | 422.62 | 90 | 442 | 2028-05-05 12:00 | -700 | 357.8 | 210 | 410.58 | 2028-05-05 12:00 | -700 | 374 | 300 | 304.5
2028-05-05 13:00 | -700 | 122.62 | -210 | 330.27 | 2028-05-05 13:00 | -700 | 57.8 | -90 | 110.58 | 2028-05-05 13:00 | -700 | 74 | 0 | 4.5
2028-05-05 14:00 | -700 | -177.38 | -510 | 30.27 | 2028-05-05 14:00 | -700 | -242.2 | -390 | -189.42 | 2028-05-05 14:00 | -700 | -226 | -300 | -295.5
2028-05-05 15:00 | -679.39 | 0 | -210 | 38.26 | 2028-05-05 15:00 | -700 | -526 | -510 | -172.92 | 2028-05-05 15:00 | -700 | -526 | -510 | -383.15
2028-05-05 16:00 | -219.44 | 0 | 0 | 244.15 | 2028-05-05 16:00 | -700 | -526 | -510 | 0 | 2028-05-05 16:00 | -700 | -526 | -510 | -91.56
2028-05-05 17:00 | 202.06 | 0 | 210 | 442 | 2028-05-05 17:00 | -700 | -359.12 | -510 | 72.08 | 2028-05-05 17:00 | -700 | -526 | -510 | 0
2028-05-05 18:00 | 700 | 5.41 | 510 | 442 | 2028-05-05 18:00 | -100 | -59.12 | -210 | 372.08 | 2028-05-05 18:00 | -700 | -226 | -350.05 | 269.14
2028-05-05 19:00 | 700 | 305.41 | 510 | 442 | 2028-05-05 19:00 | 0 | 0 | 0 | 267.09 | 2028-05-05 19:00 | -700 | 0 | -50.05 | 0
2028-05-05 20:00 | 700 | 505 | 510 | 442 | 2028-05-05 20:00 | 537.67 | 0 | 0 | 434.67 | 2028-05-05 20:00 | -133.79 | 0 | 0 | 69.16
2028-05-05 21:00 | 700 | 430.05 | 510 | 442 | 2028-05-05 21:00 | 176.79 | 0 | 40.24 | 322.22 | 2028-05-05 21:00 | 0 | 0 | 0 | 0
2028-05-05 22:00 | 700 | 250.17 | 510 | 442 | 2028-05-05 22:00 | 0 | 178.01 | 340.24 | 442 | 2028-05-05 22:00 | -72.35 | 0 | 210 | 262.31
2028-05-05 23:00 | 700 | 505 | 510 | 442 | 2028-05-05 23:00 | 0 | 478.01 | 510 | 442 | 2028-05-05 23:00 | -672.35 | 112.84 | 510 | 442
2028-05-06 | 700 | 393.11 | 510 | 442 | 2028-05-06 | 420.84 | 221.44 | 510 | 442 | 2028-05-06 | -72.35 | 0 | 210 | 142
2028-05-06 01:00 | 700 | 505 | 510 | 442 | 2028-05-06 01:00 | 212.93 | 505 | 510 | 442 | 2028-05-06 01:00 | 0 | 89.27 | 510 | 442
2028-05-06 02:00 | 700 | 505 | 510 | 442 | 2028-05-06 02:00 | 96.97 | 505 | 510 | 442 | 2028-05-06 02:00 | 0 | 26.12 | 510 | 442
2028-05-06 03:00 | 700 | 505 | 510 | 442 | 2028-05-06 03:00 | 696.97 | 505 | 510 | 442 | 2028-05-06 03:00 | 0 | 0 | 252.6 | 142
2028-05-06 04:00 | 700 | 505 | 510 | 442 | 2028-05-06 04:00 | 100 | 300 | 510 | 442 | 2028-05-06 04:00 | 0 | 0 | 0 | 105.07
2028-05-06 05:00 | 700 | 438.64 | 510 | 442 | 2028-05-06 05:00 | 700 | 0 | 300 | 143.5 | 2028-05-06 05:00 | 0 | 0 | 0 | 34.67
2028-05-06 06:00 | 700 | 268.14 | 510 | 442 | 2028-05-06 06:00 | 500 | 0 | 0 | 161.62 | 2028-05-06 06:00 | -100 | -43.3 | -210 | 100.75
2028-05-06 07:00 | 700 | 0 | 510 | 442 | 2028-05-06 07:00 | -100 | -226 | -210 | 65.56 | 2028-05-06 07:00 | -700 | -343.3 | -510 | 0
2028-05-06 08:00 | 540.18 | 0 | 210 | 346.65 | 2028-05-06 08:00 | -700 | -526 | -510 | 184.7 | 2028-05-06 08:00 | -700 | -526 | -510 | 63.25
2028-05-06 09:00 | 0 | 0 | 0 | 308.11 | 2028-05-06 09:00 | -700 | -526 | -510 | 159.09 | 2028-05-06 09:00 | -700 | -526 | -510 | 10.08
2028-05-06 10:00 | -471.54 | 0 | 0 | 380.38 | 2028-05-06 10:00 | -700 | -526 | -510 | 240.48 | 2028-05-06 10:00 | -700 | -526 | -510 | 100.58
2028-05-06 11:00 | -683.37 | 0 | 0 | 353.62 | 2028-05-06 11:00 | -700 | -526 | -510 | 209.82 | 2028-05-06 11:00 | -700 | -526 | -510 | 66.02
2028-05-06 12:00 | -700 | 0 | 0 | 346.73 | 2028-05-06 12:00 | -700 | -526 | -510 | 206.62 | 2028-05-06 12:00 | -700 | -526 | -510 | 66.52
2028-05-06 13:00 | -286.14 | 0 | 0 | 376.79 | 2028-05-06 13:00 | -700 | -526 | -510 | 193.37 | 2028-05-06 13:00 | -700 | -526 | -510 | 60.57
2028-05-06 14:00 | -619.74 | 0 | 0 | 306.19 | 2028-05-06 14:00 | -700 | -526 | -510 | 179.22 | 2028-05-06 14:00 | -700 | -526 | -510 | 52.25
2028-05-06 15:00 | -241.31 | 0 | 0 | 270.62 | 2028-05-06 15:00 | -700 | -526 | -510 | 145.62 | 2028-05-06 15:00 | -700 | -526 | -510 | 20.62
2028-05-06 16:00 | 41.06 | 0 | 0 | 436.01 | 2028-05-06 16:00 | -700 | -526 | -510 | 299.94 | 2028-05-06 16:00 | -700 | -526 | -510 | 204.38
2028-05-06 17:00 | 641.06 | 59.99 | 50.27 | 442 | 2028-05-06 17:00 | -296.74 | -226 | -510 | 435.5 | 2028-05-06 17:00 | -700 | -526 | -510 | 364.76
2028-05-06 18:00 | 700 | -36.51 | -249.73 | 260.61 | 2028-05-06 18:00 | 303.26 | -526 | -510 | 259.94 | 2028-05-06 18:00 | -100 | -526 | -510 | 190.09
2028-05-06 19:00 | 700 | 0 | 50.27 | 309.72 | 2028-05-06 19:00 | 700 | -300 | -509.79 | 442 | 2028-05-06 19:00 | 0 | -300 | -509.79 | 442
2028-05-06 20:00 | 700 | 300 | 350.27 | 442 | 2028-05-06 20:00 | 700 | 0 | -209.79 | 442 | 2028-05-06 20:00 | 0 | 0 | -209.79 | 442
2028-05-06 21:00 | 700 | 230.25 | 510 | 442 | 2028-05-06 21:00 | 700 | 0 | 90.21 | 442 | 2028-05-06 21:00 | 0 | 0 | 0 | 442
2028-05-06 22:00 | 700 | 217.08 | 510 | 442 | 2028-05-06 22:00 | 700 | 0 | 0 | 442 | 2028-05-06 22:00 | 0 | 0 | 0 | 442
2028-05-06 23:00 | 700 | 0 | 386.59 | 442 | 2028-05-06 23:00 | 700 | 0 | 0 | 442 | 2028-05-06 23:00 | 0 | 0 | 0 | 442
2028-05-07 | 700 | 12.68 | 510 | 442 | 2028-05-07 | 700 | 0 | 300 | 442 | 2028-05-07 | 0 | 0 | 0 | 442
2028-05-07 01:00 | 700 | 269.18 | 510 | 442 | 2028-05-07 01:00 | 700 | 18.04 | 510 | 442 | 2028-05-07 01:00 | 190.67 | 0 | 0 | 442
2028-05-07 02:00 | 700 | 438.19 | 510 | 442 | 2028-05-07 02:00 | 700 | 132.94 | 510 | 442 | 2028-05-07 02:00 | 190.67 | 0 | 0 | 424.1
2028-05-07 03:00 | 700 | 187.06 | 510 | 442 | 2028-05-07 03:00 | 700 | 38.62 | 510 | 442 | 2028-05-07 03:00 | 399.57 | 0 | 0 | 346.46
2028-05-07 04:00 | 700 | 370.53 | 510 | 442 | 2028-05-07 04:00 | 700 | 0 | 452.55 | 442 | 2028-05-07 04:00 | 0 | 0 | 0 | 284.97
2028-05-07 05:00 | 700 | 250.09 | 510 | 442 | 2028-05-07 05:00 | 700 | 0 | 300 | 442 | 2028-05-07 05:00 | 0 | 0 | 0 | 307.05
2028-05-07 06:00 | 700 | 11.39 | 510 | 442 | 2028-05-07 06:00 | 544.92 | 0 | 0 | 442 | 2028-05-07 06:00 | -56.31 | 0 | 0 | 291.6
2028-05-07 07:00 | 700 | 56.08 | 510 | 442 | 2028-05-07 07:00 | 281.22 | 0 | 0 | 442 | 2028-05-07 07:00 | -325.43 | -226 | -210 | 355.43
2028-05-07 08:00 | 700 | 130.98 | 510 | 442 | 2028-05-07 08:00 | -217.43 | -226 | -210 | 382.8 | 2028-05-07 08:00 | -700 | -526 | -510 | 355.43
2028-05-07 09:00 | 700 | 0 | 210 | 346.73 | 2028-05-07 09:00 | -700 | -526 | -510 | 415.14 | 2028-05-07 09:00 | -700 | -526 | -510 | 227.84
2028-05-07 10:00 | 641.37 | 0 | 0 | 412.81 | 2028-05-07 10:00 | -700 | -526 | -510 | 345.64 | 2028-05-07 10:00 | -700 | -526 | -510 | 227.84
2028-05-07 11:00 | 665.85 | 0 | 0 | 417.24 | 2028-05-07 11:00 | -700 | -526 | -510 | 308.86 | 2028-05-07 11:00 | -700 | -526 | -510 | 200.49
2028-05-07 12:00 | 700 | 0 | 0 | 359.62 | 2028-05-07 12:00 | -700 | -526 | -510 | 242.57 | 2028-05-07 12:00 | -700 | -526 | -510 | 322.99
2028-05-07 13:00 | 700 | 0 | 259.14 | 364.07 | 2028-05-07 13:00 | -700 | -526 | -510 | 241.11 | 2028-05-07 13:00 | -700 | -526 | -510 | 142
2028-05-07 14:00 | 494.79 | 300 | 510 | 442 | 2028-05-07 14:00 | -700 | -226 | -494.31 | 442 | 2028-05-07 14:00 | -700 | -526 | -510 | 442
2028-05-07 15:00 | 700 | 0 | 381.86 | 262.16 | 2028-05-07 15:00 | -700 | -382.69 | -390 | 142.9 | 2028-05-07 15:00 | -700 | -526 | -510 | 221.1
2028-05-07 16:00 | 700 | 111.78 | 510 | 442 | 2028-05-07 16:00 | -100 | -82.69 | -90 | 427.17 | 2028-05-07 16:00 | -700 | -526 | -510 | 267.51
2028-05-07 17:00 | 700 | 77.48 | 354.27 | 442 | 2028-05-07 17:00 | 303.54 | 101.55 | 210 | 442 | 2028-05-07 17:00 | -362.28 | -226 | -210 | 442
2028-05-07 18:00 | 700 | 377.48 | 510 | 442 | 2028-05-07 18:00 | 700 | 401.55 | 510 | 442 | 2028-05-07 18:00 | 237.72 | 74 | 90 | 442
2028-05-07 19:00 | 700 | 439.7 | 510 | 442 | 2028-05-07 19:00 | 700 | 432.41 | 510 | 442 | 2028-05-07 19:00 | 700 | 374 | 390 | 442
2028-05-07 20:00 | 700 | 429.66 | 510 | 442 | 2028-05-07 20:00 | 700 | 505 | 510 | 442 | 2028-05-07 20:00 | 700 | 505 | 510 | 442
2028-05-07 21:00 | 700 | 505 | 510 | 442 | 2028-05-07 21:00 | 700 | 505 | 510 | 442 | 2028-05-07 21:00 | 700 | 505 | 510 | 442
2028-05-07 22:00 | 700 | 505 | 510 | 442 | 2028-05-07 22:00 | 700 | 505 | 510 | 442 | 2028-05-07 22:00 | 700 | 505 | 510 | 442
2028-05-07 23:00 | 700 | 505 | 510 | 442 | 2028-05-07 23:00 | 700 | 505 | 510 | 442 | 2028-05-07 23:00 | 700 | 505 | 510 | 442
2028-05-08 | 700 | 505 | 510 | 442 | 2028-05-08 | 700 | 505 | 510 | 442 | 2028-05-08 | 700 | 505 | 510 | 442
2028-05-08 01:00 | 700 | 505 | 510 | 442 | 2028-05-08 01:00 | 700 | 472.86 | 510 | 442 | 2028-05-08 01:00 | 700 | 505 | 510 | 442
2028-05-08 02:00 | 700 | 505 | 510 | 442 | 2028-05-08 02:00 | 700 | 435.47 | 510 | 442 | 2028-05-08 02:00 | 700 | 505 | 510 | 442
2028-05-08 03:00 | 700 | 505 | 510 | 442 | 2028-05-08 03:00 | 700 | 371.53 | 390 | 442 | 2028-05-08 03:00 | 700 | 505 | 510 | 442
2028-05-08 04:00 | 700 | 505 | 510 | 442 | 2028-05-08 04:00 | 700 | 71.53 | 90 | 442 | 2028-05-08 04:00 | 700 | 482.71 | 390 | 442
2028-05-08 05:00 | 700 | 205 | 510 | 160.61 | 2028-05-08 05:00 | 700 | -228.47 | -210 | 257.91 | 2028-05-08 05:00 | 700 | 182.71 | 90 | 192.88
2028-05-08 06:00 | 700 | 0 | 510 | 132.55 | 2028-05-08 06:00 | 700 | -526 | -510 | 272.35 | 2028-05-08 06:00 | 700 | -117.29 | -210 | 266.9
2028-05-08 07:00 | 700 | 0 | 510 | 373.5 | 2028-05-08 07:00 | 700 | -526 | -510 | 410.11 | 2028-05-08 07:00 | 471.79 | -417.29 | -510 | 388.98
2028-05-08 08:00 | 700 | 111.1 | 510 | 337.19 | 2028-05-08 08:00 | 342.38 | -526 | -510 | 442 | 2028-05-08 08:00 | -128.21 | -526 | -510 | 442
2028-05-08 09:00 | 700 | 411.1 | 510 | 442 | 2028-05-08 09:00 | -257.62 | -526 | -510 | 442 | 2028-05-08 09:00 | -700 | -526 | -510 | 442
2028-05-08 10:00 | 700 | 111.1 | 490.69 | 431.54 | 2028-05-08 10:00 | -700 | -526 | -510 | 442 | 2028-05-08 10:00 | -700 | -526 | -510 | 442
2028-05-08 11:00 | 700 | 0 | 488.41 | 395.71 | 2028-05-08 11:00 | -700 | -526 | -510 | 442 | 2028-05-08 11:00 | -700 | -526 | -510 | 442
2028-05-08 12:00 | 700 | 0 | 510 | 442 | 2028-05-08 12:00 | -700 | -526 | -510 | 442 | 2028-05-08 12:00 | -700 | -526 | -510 | 442
2028-05-08 13:00 | 700 | 0 | 380.64 | 442 | 2028-05-08 13:00 | -700 | -526 | -510 | 442 | 2028-05-08 13:00 | -700 | -526 | -510 | 442
2028-05-08 14:00 | 700 | 0 | 502.74 | 442 | 2028-05-08 14:00 | -700 | -526 | -510 | 442 | 2028-05-08 14:00 | -700 | -526 | -510 | 442
2028-05-08 15:00 | 700 | 80.53 | 300 | 442 | 2028-05-08 15:00 | -594.39 | -526 | -510 | 442 | 2028-05-08 15:00 | -700 | -526 | -510 | 442
2028-05-08 16:00 | 700 | 323.14 | 0 | 442 | 2028-05-08 16:00 | 5.61 | -400.26 | 0 | 442 | 2028-05-08 16:00 | -700 | -526 | 0 | 442
2028-05-08 17:00 | 700 | 23.14 | 0 | 326.52 | 2028-05-08 17:00 | 605.61 | -526 | 0 | 442 | 2028-05-08 17:00 | -100 | -526 | 0 | 442
2028-05-08 18:00 | 700 | 49.69 | 0 | 442 | 2028-05-08 18:00 | 700 | -226 | 0 | 442 | 2028-05-08 18:00 | 500 | -526 | 0 | 442
2028-05-08 19:00 | 700 | 349.69 | 0 | 442 | 2028-05-08 19:00 | 700 | 0 | 0 | 442 | 2028-05-08 19:00 | 700 | -526 | 0 | 442
2028-05-08 20:00 | 700 | 505 | 0 | 442 | 2028-05-08 20:00 | 700 | 0 | 0 | 213.75 | 2028-05-08 20:00 | 700 | -526 | 0 | 442
2028-05-08 21:00 | 700 | 505 | 0 | 442 | 2028-05-08 21:00 | 700 | 205 | 0 | 442 | 2028-05-08 21:00 | 700 | -300 | 0 | 442
2028-05-08 22:00 | 700 | 505 | 0 | 442 | 2028-05-08 22:00 | 700 | 505 | 0 | 442 | 2028-05-08 22:00 | 700 | 0 | 0 | 442
2028-05-08 23:00 | 700 | 505 | 0 | 442 | 2028-05-08 23:00 | 700 | 505 | 0 | 442 | 2028-05-08 23:00 | 700 | 300 | 0 | 442
2028-05-09 | 700 | 505 | 0 | 442 | 2028-05-09 | 700 | 505 | 0 | 442 | 2028-05-09 | 700 | 505 | 0 | 442
2028-05-09 01:00 | 700 | 505 | 0 | 442 | 2028-05-09 01:00 | 700 | 505 | 0 | 442 | 2028-05-09 01:00 | 700 | 505 | 0 | 442
2028-05-09 02:00 | 700 | 505 | 0 | 442 | 2028-05-09 02:00 | 700 | 505 | 0 | 442 | 2028-05-09 02:00 | 700 | 505 | 0 | 442
2028-05-09 03:00 | 700 | 505 | 0 | 442 | 2028-05-09 03:00 | 700 | 505 | 0 | 442 | 2028-05-09 03:00 | 700 | 505 | 0 | 442
2028-05-09 04:00 | 700 | 505 | 0 | 442 | 2028-05-09 04:00 | 700 | 493.77 | 0 | 442 | 2028-05-09 04:00 | 700 | 374 | 0 | 442
2028-05-09 05:00 | 700 | 272.5 | 0 | 442 | 2028-05-09 05:00 | 700 | 193.77 | 0 | 442 | 2028-05-09 05:00 | 700 | 74 | 0 | 442
2028-05-09 06:00 | 700 | 0 | 0 | 381.81 | 2028-05-09 06:00 | 700 | -106.23 | 0 | 307.02 | 2028-05-09 06:00 | 500 | -226 | 0 | 244.69
2028-05-09 07:00 | 700 | 0 | 0 | 411.43 | 2028-05-09 07:00 | 700 | -406.23 | 0 | 384.48 | 2028-05-09 07:00 | -100 | -526 | 0 | 357.47
2028-05-09 08:00 | 700 | 46.39 | 0 | 336.6 | 2028-05-09 08:00 | 459.18 | -526 | 0 | 442 | 2028-05-09 08:00 | -700 | -526 | 0 | 403.4
2028-05-09 09:00 | 700 | 346.39 | 0 | 442 | 2028-05-09 09:00 | -140.82 | -526 | 0 | 442 | 2028-05-09 09:00 | -700 | -526 | 0 | 442
2028-05-09 10:00 | 700 | 493.14 | 0 | 442 | 2028-05-09 10:00 | -700 | -526 | 0 | 442 | 2028-05-09 10:00 | -700 | -526 | 0 | 442
2028-05-09 11:00 | 700 | 428.58 | 0 | 442 | 2028-05-09 11:00 | -700 | -526 | 0 | 442 | 2028-05-09 11:00 | -700 | -526 | 0 | 442
2028-05-09 12:00 | 700 | 128.58 | 0 | 442 | 2028-05-09 12:00 | -700 | -526 | 0 | 442 | 2028-05-09 12:00 | -700 | -526 | 0 | 442
2028-05-09 13:00 | 700 | 128.58 | 0 | 442 | 2028-05-09 13:00 | -700 | -526 | 0 | 442 | 2028-05-09 13:00 | -700 | -526 | 0 | 442
2028-05-09 14:00 | 700 | 278.95 | 0 | 442 | 2028-05-09 14:00 | -700 | -526 | 0 | 442 | 2028-05-09 14:00 | -700 | -526 | 0 | 442
2028-05-09 15:00 | 700 | 0 | 0 | 435.31 | 2028-05-09 15:00 | -360.12 | -526 | 0 | 442 | 2028-05-09 15:00 | -700 | -526 | 0 | 442
2028-05-09 16:00 | 700 | -62.51 | 0 | 135.31 | 2028-05-09 16:00 | 239.88 | -526 | 0 | 442 | 2028-05-09 16:00 | -437.18 | -526 | 0 | 366.45
2028-05-09 17:00 | 700 | 0 | 0 | 219.77 | 2028-05-09 17:00 | 700 | -226 | 0 | 442 | 2028-05-09 17:00 | 162.82 | -526 | 0 | 322.55
2028-05-09 18:00 | 700 | 0 | 0 | 442 | 2028-05-09 18:00 | 700 | 0 | 0 | 442 | 2028-05-09 18:00 | 700 | -526 | 0 | 238.25
2028-05-09 19:00 | 700 | 0 | 0 | 413.62 | 2028-05-09 19:00 | 700 | 38.02 | 0 | 442 | 2028-05-09 19:00 | 700 | -470.71 | 0 | 321.77
2028-05-09 20:00 | 700 | 0 | 0 | 442 | 2028-05-09 20:00 | 700 | 327.04 | 0 | 442 | 2028-05-09 20:00 | 700 | -170.71 | 0 | 346.81
2028-05-09 21:00 | 700 | 138.94 | 0 | 442 | 2028-05-09 21:00 | 700 | 232.18 | 0 | 442 | 2028-05-09 21:00 | 700 | 129.29 | 0 | 159.82
2028-05-09 22:00 | 700 | 438.94 | 0 | 442 | 2028-05-09 22:00 | 700 | 505 | 0 | 442 | 2028-05-09 22:00 | 700 | 429.29 | 0 | 442
2028-05-09 23:00 | 700 | 505 | 0 | 442 | 2028-05-09 23:00 | 700 | 322.55 | 0 | 442 | 2028-05-09 23:00 | 700 | 414.36 | 0 | 442
2028-05-10 | 700 | 452.43 | 0 | 442 | 2028-05-10 | 700 | 325.8 | 0 | 442 | 2028-05-10 | 700 | 370.45 | 0 | 442
2028-05-10 01:00 | 700 | 505 | 0 | 442 | 2028-05-10 01:00 | 301.37 | 505 | 0 | 442 | 2028-05-10 01:00 | 407.42 | 327.49 | 0 | 442
2028-05-10 02:00 | 700 | 205 | 0 | 405.79 | 2028-05-10 02:00 | 700 | 317.94 | 0 | 442 | 2028-05-10 02:00 | 500 | 27.49 | 0 | 351.16
2028-05-10 03:00 | 645.35 | 505 | 0 | 442 | 2028-05-10 03:00 | 311.29 | 505 | 0 | 442 | 2028-05-10 03:00 | -100 | 327.49 | 0 | 442
2028-05-10 04:00 | 700 | 505 | 0 | 442 | 2028-05-10 04:00 | -83.11 | 505 | 0 | 442 | 2028-05-10 04:00 | -700 | 505 | 0 | 442
2028-05-10 05:00 | 593.87 | 505 | 0 | 442 | 2028-05-10 05:00 | -165.61 | 505 | 0 | 442 | 2028-05-10 05:00 | -700 | 505 | 0 | 442
2028-05-10 06:00 | 121.15 | 505 | 0 | 442 | 2028-05-10 06:00 | -700 | 505 | 0 | 442 | 2028-05-10 06:00 | -700 | 505 | 0 | 442
2028-05-10 07:00 | 362.06 | 505 | 0 | 442 | 2028-05-10 07:00 | -700 | 505 | 0 | 442 | 2028-05-10 07:00 | -700 | 505 | 0 | 442
2028-05-10 08:00 | 144.1 | 505 | 0 | 442 | 2028-05-10 08:00 | -700 | 505 | 0 | 442 | 2028-05-10 08:00 | -700 | 505 | 0 | 442
2028-05-10 09:00 | -260.86 | 505 | 0 | 442 | 2028-05-10 09:00 | -700 | 505 | 0 | 442 | 2028-05-10 09:00 | -700 | 505 | 0 | 442
2028-05-10 10:00 | -597.26 | 505 | 0 | 283.07 | 2028-05-10 10:00 | -700 | 505 | 0 | 442 | 2028-05-10 10:00 | -700 | 505 | 0 | 442
2028-05-10 11:00 | -700 | 505 | 0 | 206.21 | 2028-05-10 11:00 | -700 | 505 | 0 | 442 | 2028-05-10 11:00 | -700 | 505 | 0 | 442
2028-05-10 12:00 | -700 | 505 | 0 | 296.88 | 2028-05-10 12:00 | -700 | 505 | 0 | 442 | 2028-05-10 12:00 | -700 | 505 | 0 | 442
2028-05-10 13:00 | -700 | 505 | 0 | 251.2 | 2028-05-10 13:00 | -700 | 505 | 0 | 251.41 | 2028-05-10 13:00 | -700 | 505 | 0 | 442
2028-05-10 14:00 | -700 | 505 | 0 | 298.96 | 2028-05-10 14:00 | -700 | 505 | 0 | 384.91 | 2028-05-10 14:00 | -700 | 505 | 0 | 442
2028-05-10 15:00 | -700 | 505 | 0 | 442 | 2028-05-10 15:00 | -700 | 505 | 0 | 440.4 | 2028-05-10 15:00 | -700 | 505 | 0 | 442
2028-05-10 16:00 | -700 | 505 | 300 | 442 | 2028-05-10 16:00 | -700 | 505 | 300 | 442 | 2028-05-10 16:00 | -700 | 374 | 300 | 442
2028-05-10 17:00 | -700 | 505 | 510 | 442 | 2028-05-10 17:00 | -700 | 266.59 | 0 | 198.7 | 2028-05-10 17:00 | -700 | 74 | 90 | 298.76
2028-05-10 18:00 | -418.48 | 233.61 | 510 | 442 | 2028-05-10 18:00 | -700 | -33.41 | -300 | -101.3 | 2028-05-10 18:00 | -700 | -226 | -210 | -1.24
2028-05-10 19:00 | 181.52 | 0 | 506.11 | 429.3 | 2028-05-10 19:00 | -676.03 | 0 | 0 | 0.54 | 2028-05-10 19:00 | -700 | -526 | -510 | -301.24
2028-05-10 20:00 | 700 | 0 | 419.01 | 409.27 | 2028-05-10 20:00 | -76.03 | 0 | 0 | 300.54 | 2028-05-10 20:00 | -700 | -526 | -510 | -233.5
2028-05-10 21:00 | 700 | 205 | 381.53 | 300.49 | 2028-05-10 21:00 | 0 | 0 | 0 | 142 | 2028-05-10 21:00 | -700 | -526 | -510 | 66.5
2028-05-10 22:00 | 700 | 505 | 510 | 442 | 2028-05-10 22:00 | -443.8 | 288.8 | 300 | 442 | 2028-05-10 22:00 | -700 | -226 | -210 | 366.5
2028-05-10 23:00 | 700 | 505 | 510 | 442 | 2028-05-10 23:00 | -0.87 | 505 | 510 | 442 | 2028-05-10 23:00 | -700 | 74 | 90 | 442
2028-05-11 | 401.76 | 505 | 510 | 442 | 2028-05-11 | -600.87 | 505 | 510 | 442 | 2028-05-11 | -623.69 | 374 | 390 | 442
2028-05-11 01:00 | 362.39 | 505 | 510 | 442 | 2028-05-11 01:00 | -284.17 | 505 | 510 | 442 | 2028-05-11 01:00 | -538.88 | 505 | 510 | 442
2028-05-11 02:00 | 362.39 | 505 | 510 | 442 | 2028-05-11 02:00 | 0 | 505 | 510 | 442 | 2028-05-11 02:00 | -538.88 | 505 | 510 | 442
2028-05-11 03:00 | 267.93 | 505 | 510 | 442 | 2028-05-11 03:00 | -302.12 | 505 | 510 | 442 | 2028-05-11 03:00 | -597.26 | 505 | 510 | 442
2028-05-11 04:00 | 459.05 | 505 | 510 | 442 | 2028-05-11 04:00 | -72.72 | 505 | 510 | 442 | 2028-05-11 04:00 | -700 | 505 | 510 | 442
2028-05-11 05:00 | 154.47 | 505 | 510 | 442 | 2028-05-11 05:00 | -600 | 505 | 510 | 442 | 2028-05-11 05:00 | -672.56 | 323.1 | 510 | 442
2028-05-11 06:00 | 700 | 205 | 444.31 | 442 | 2028-05-11 06:00 | 0 | 205 | 210 | 424.77 | 2028-05-11 06:00 | -566.18 | 23.1 | 210 | 289.76
2028-05-11 07:00 | 108.93 | 483.96 | 510 | 442 | 2028-05-11 07:00 | -509.09 | 0 | 210 | 257.57 | 2028-05-11 07:00 | -700 | -276.9 | -90 | 140.21
2028-05-11 08:00 | -421.31 | 505 | 510 | 442 | 2028-05-11 08:00 | -700 | 300 | 510 | 442 | 2028-05-11 08:00 | -700 | 23.1 | 210 | 440.21
2028-05-11 09:00 | -700 | 505 | 510 | 442 | 2028-05-11 09:00 | -700 | 505 | 510 | 442 | 2028-05-11 09:00 | -700 | 323.1 | 510 | 442
2028-05-11 10:00 | -700 | 505 | 510 | 442 | 2028-05-11 10:00 | -700 | 505 | 510 | 442 | 2028-05-11 10:00 | -700 | 505 | 510 | 442
2028-05-11 11:00 | -700 | 505 | 510 | 442 | 2028-05-11 11:00 | -700 | 505 | 510 | 442 | 2028-05-11 11:00 | -700 | 505 | 510 | 442
2028-05-11 12:00 | -700 | 505 | 510 | 442 | 2028-05-11 12:00 | -700 | 505 | 510 | 442 | 2028-05-11 12:00 | -700 | 505 | 510 | 442
2028-05-11 13:00 | -700 | 505 | 510 | 442 | 2028-05-11 13:00 | -700 | 374 | 390 | 442 | 2028-05-11 13:00 | -700 | 374 | 390 | 442
2028-05-11 14:00 | -700 | 505 | 510 | 442 | 2028-05-11 14:00 | -700 | 74 | 90 | 442 | 2028-05-11 14:00 | -700 | 74 | 90 | 262.11
2028-05-11 15:00 | -700 | 366.55 | 510 | 442 | 2028-05-11 15:00 | -700 | -226 | -210 | 167.46 | 2028-05-11 15:00 | -700 | -226 | -210 | -37.89
2028-05-11 16:00 | -100 | 66.55 | 510 | 248.41 | 2028-05-11 16:00 | -700 | -526 | -510 | -132.54 | 2028-05-11 16:00 | -700 | -526 | -510 | -337.89
2028-05-11 17:00 | 500 | 366.55 | 510 | 442 | 2028-05-11 17:00 | -107.1 | -226 | -210 | 167.46 | 2028-05-11 17:00 | -700 | -526 | -510 | -37.89
2028-05-11 18:00 | 700 | 308.08 | 510 | 442 | 2028-05-11 18:00 | 376.25 | 0 | 0 | 226.66 | 2028-05-11 18:00 | -100 | -226 | -210 | 96.9
2028-05-11 19:00 | 700 | 410.31 | 510 | 442 | 2028-05-11 19:00 | 700 | 207.07 | 300 | 392.89 | 2028-05-11 19:00 | 500 | 74 | 90 | 343.2
2028-05-11 20:00 | 700 | 205 | 346.66 | 321.2 | 2028-05-11 20:00 | 700 | -92.93 | 0 | 92.89 | 2028-05-11 20:00 | 700 | -95 | -90 | 43.2
2028-05-11 21:00 | 700 | 505 | 510 | 442 | 2028-05-11 21:00 | 700 | 207.07 | 300 | 392.89 | 2028-05-11 21:00 | 700 | 205 | 210 | 343.2
2028-05-11 22:00 | 700 | 505 | 510 | 442 | 2028-05-11 22:00 | 700 | 505 | 510 | 442 | 2028-05-11 22:00 | 700 | 505 | 510 | 442
2028-05-11 23:00 | 700 | 505 | 510 | 442 | 2028-05-11 23:00 | 700 | 505 | 510 | 442 | 2028-05-11 23:00 | 700 | 505 | 510 | 442
2028-05-12 | 700 | 498.78 | 510 | 442 | 2028-05-12 | 700 | 505 | 510 | 442 | 2028-05-12 | 700 | 505 | 510 | 442
2028-05-12 01:00 | 700 | 503.52 | 510 | 442 | 2028-05-12 01:00 | 700 | 505 | 510 | 442 | 2028-05-12 01:00 | 700 | 505 | 510 | 442
2028-05-12 02:00 | 700 | 449.74 | 510 | 442 | 2028-05-12 02:00 | 700 | 505 | 510 | 442 | 2028-05-12 02:00 | 700 | 505 | 510 | 442
2028-05-12 03:00 | 700 | 355.77 | 510 | 442 | 2028-05-12 03:00 | 700 | 501.54 | 510 | 442 | 2028-05-12 03:00 | 700 | 505 | 510 | 442
2028-05-12 04:00 | 700 | 313.99 | 510 | 442 | 2028-05-12 04:00 | 700 | 499.78 | 510 | 442 | 2028-05-12 04:00 | 700 | 505 | 510 | 442
2028-05-12 05:00 | 700 | 305.36 | 510 | 442 | 2028-05-12 05:00 | 700 | 438.96 | 510 | 442 | 2028-05-12 05:00 | 700 | 374 | 409.91 | 442
2028-05-12 06:00 | 700 | 292.18 | 510 | 442 | 2028-05-12 06:00 | 700 | 164.46 | 390 | 442 | 2028-05-12 06:00 | 500 | 74 | 109.91 | 442
2028-05-12 07:00 | 700 | 408.04 | 510 | 442 | 2028-05-12 07:00 | 482.97 | 0 | 90 | 442 | 2028-05-12 07:00 | -100 | -226 | -190.09 | 442
2028-05-12 08:00 | 700 | 108.04 | 472.25 | 442 | 2028-05-12 08:00 | -117.03 | -300 | -210 | 442 | 2028-05-12 08:00 | -700 | -526 | -490.09 | 442
2028-05-12 09:00 | 700 | 0 | 510 | 324.32 | 2028-05-12 09:00 | -700 | -526 | -510 | 142 | 2028-05-12 09:00 | -700 | -526 | -510 | 142
2028-05-12 10:00 | 700 | 0 | 279.77 | 319.64 | 2028-05-12 10:00 | -700 | -526 | -510 | 129.45 | 2028-05-12 10:00 | -700 | -526 | -510 | 0
2028-05-12 11:00 | 700 | 0 | 25.63 | 117.37 | 2028-05-12 11:00 | -700 | -526 | -510 | -2.76 | 2028-05-12 11:00 | -700 | -526 | -510 | 0
2028-05-12 12:00 | 700 | 0 | 147.61 | 38.74 | 2028-05-12 12:00 | -700 | -526 | -510 | -101.62 | 2028-05-12 12:00 | -700 | -526 | -510 | 0
2028-05-12 13:00 | 700 | 0 | 190.29 | 0 | 2028-05-12 13:00 | -700 | -526 | -510 | -122.58 | 2028-05-12 13:00 | -700 | -526 | -510 | -201.76
2028-05-12 14:00 | 700 | 0 | 190.29 | 61 | 2028-05-12 14:00 | -700 | -526 | -510 | 0 | 2028-05-12 14:00 | -700 | -526 | -510 | -201.76
2028-05-12 15:00 | 700 | 0 | 490.29 | 0 | 2028-05-12 15:00 | -700 | -467.97 | -510 | 0 | 2028-05-12 15:00 | -700 | -526 | -510 | -394.06
2028-05-12 16:00 | 700 | 0 | 510 | 274.36 | 2028-05-12 16:00 | -100 | -167.97 | -344.78 | -27.76 | 2028-05-12 16:00 | -500 | -514.34 | -510 | -300
2028-05-12 17:00 | 700 | 0 | 510 | 397.51 | 2028-05-12 17:00 | 500 | 0 | -44.78 | 0 | 2028-05-12 17:00 | 100 | -214.34 | -398.01 | 0
2028-05-12 18:00 | 700 | 0 | 510 | 442 | 2028-05-12 18:00 | 700 | 0 | -207.74 | 0 | 2028-05-12 18:00 | 700 | -341.32 | -510 | -169.79
2028-05-12 19:00 | 700 | 279.93 | 510 | 442 | 2028-05-12 19:00 | 700 | 0 | 0 | 0 | 2028-05-12 19:00 | 700 | -286.02 | -510 | -469.79
2028-05-12 20:00 | 700 | 505 | 510 | 442 | 2028-05-12 20:00 | 700 | 0 | 0 | 24.49 | 2028-05-12 20:00 | 700 | -400.95 | -390 | -300
2028-05-12 21:00 | 700 | 306.2 | 510 | 442 | 2028-05-12 21:00 | 700 | 0 | 0 | 111.13 | 2028-05-12 21:00 | 700 | -100.95 | -90 | 0
2028-05-12 22:00 | 700 | 63.32 | 510 | 442 | 2028-05-12 22:00 | 700 | 0.46 | 300 | 411.13 | 2028-05-12 22:00 | 700 | 199.05 | 210 | 300
2028-05-12 23:00 | 700 | 363.32 | 510 | 442 | 2028-05-12 23:00 | 700 | 283.17 | 510 | 442 | 2028-05-12 23:00 | 700 | 443.68 | 510 | 442
2028-05-13 | 700 | 205 | 510 | 442 | 2028-05-13 | 700 | 0 | 510 | 442 | 2028-05-13 | 700 | 143.68 | 510 | 187.17
2028-05-13 01:00 | 700 | 505 | 510 | 442 | 2028-05-13 01:00 | 700 | 71.44 | 510 | 442 | 2028-05-13 01:00 | 700 | 294.9 | 510 | 442
2028-05-13 02:00 | 700 | 475.85 | 510 | 442 | 2028-05-13 02:00 | 700 | 68.23 | 510 | 442 | 2028-05-13 02:00 | 700 | 294.9 | 510 | 442
2028-05-13 03:00 | 700 | 226.36 | 510 | 442 | 2028-05-13 03:00 | 700 | 183.59 | 510 | 442 | 2028-05-13 03:00 | 700 | 392.95 | 510 | 405.7
2028-05-13 04:00 | 700 | 226.36 | 510 | 442 | 2028-05-13 04:00 | 700 | 146.68 | 510 | 442 | 2028-05-13 04:00 | 700 | 306.55 | 510 | 442
2028-05-13 05:00 | 700 | 177.92 | 510 | 442 | 2028-05-13 05:00 | 700 | 146.68 | 510 | 442 | 2028-05-13 05:00 | 700 | 319.45 | 510 | 442
2028-05-13 06:00 | 700 | 210.65 | 510 | 442 | 2028-05-13 06:00 | 500 | 117.73 | 510 | 442 | 2028-05-13 06:00 | 428.35 | 201.43 | 300 | 442
2028-05-13 07:00 | 536.22 | 241.5 | 510 | 442 | 2028-05-13 07:00 | -100 | 417.73 | 510 | 442 | 2028-05-13 07:00 | -171.65 | 0 | 0 | 155.53
2028-05-13 08:00 | -63.78 | 438.15 | 510 | 442 | 2028-05-13 08:00 | -700 | 188.8 | 510 | 442 | 2028-05-13 08:00 | -700 | 300 | 300 | 442
2028-05-13 09:00 | -663.78 | 505 | 510 | 442 | 2028-05-13 09:00 | -700 | 374 | 390 | 442 | 2028-05-13 09:00 | -700 | 374 | 390 | 442
2028-05-13 10:00 | -700 | 505 | 510 | 442 | 2028-05-13 10:00 | -700 | 74 | 90 | 442 | 2028-05-13 10:00 | -700 | 74 | 90 | 442
2028-05-13 11:00 | -647.29 | 205 | 210 | 442 | 2028-05-13 11:00 | -700 | -226 | -210 | 442 | 2028-05-13 11:00 | -700 | -226 | -210 | 442
2028-05-13 12:00 | -291.53 | 0 | 0 | 442 | 2028-05-13 12:00 | -700 | -526 | -510 | 442 | 2028-05-13 12:00 | -700 | -526 | -510 | 271.54
2028-05-13 13:00 | -274.71 | 0 | 0 | 431.19 | 2028-05-13 13:00 | -700 | -226 | -210 | 442 | 2028-05-13 13:00 | -700 | -226 | -210 | 442
2028-05-13 14:00 | -516.83 | 0 | 227.36 | 442 | 2028-05-13 14:00 | -700 | -364.98 | -510 | 442 | 2028-05-13 14:00 | -700 | -364.98 | -510 | 442
2028-05-13 15:00 | -215.41 | 0 | 0 | 380.35 | 2028-05-13 15:00 | -700 | -526 | -510 | 442 | 2028-05-13 15:00 | -700 | -526 | -510 | 301.52
2028-05-13 16:00 | 131.57 | 0 | 0 | 421.18 | 2028-05-13 16:00 | -700 | -526 | -510 | 442 | 2028-05-13 16:00 | -700 | -526 | -510 | 372.66
2028-05-13 17:00 | 452.86 | 200.84 | 210 | 442 | 2028-05-13 17:00 | -107.92 | -226 | -210 | 442 | 2028-05-13 17:00 | -700 | -526 | -510 | 442
2028-05-13 18:00 | 700 | 500.84 | 510 | 442 | 2028-05-13 18:00 | 492.08 | 74 | 90 | 442 | 2028-05-13 18:00 | -100 | -226 | -210 | 429.22
2028-05-13 19:00 | 700 | 306.62 | 510 | 442 | 2028-05-13 19:00 | 700 | 374 | 390 | 442 | 2028-05-13 19:00 | 500 | 74 | 90 | 442
2028-05-13 20:00 | 700 | 306.99 | 510 | 442 | 2028-05-13 20:00 | 700 | 505 | 510 | 442 | 2028-05-13 20:00 | 700 | 374 | 390 | 442
2028-05-13 21:00 | 700 | 505 | 510 | 442 | 2028-05-13 21:00 | 700 | 505 | 510 | 442 | 2028-05-13 21:00 | 700 | 505 | 510 | 442
2028-05-13 22:00 | 700 | 470.66 | 510 | 442 | 2028-05-13 22:00 | 700 | 505 | 510 | 442 | 2028-05-13 22:00 | 700 | 505 | 510 | 442
2028-05-13 23:00 | 700 | 320.15 | 510 | 442 | 2028-05-13 23:00 | 700 | 505 | 510 | 442 | 2028-05-13 23:00 | 700 | 505 | 510 | 442
2028-05-14 | 700 | 505 | 510 | 442 | 2028-05-14 | 700 | 505 | 510 | 442 | 2028-05-14 | 700 | 505 | 510 | 442
2028-05-14 01:00 | 700 | 505 | 510 | 442 | 2028-05-14 01:00 | 700 | 505 | 510 | 442 | 2028-05-14 01:00 | 700 | 505 | 510 | 442
2028-05-14 02:00 | 700 | 505 | 510 | 442 | 2028-05-14 02:00 | 700 | 505 | 510 | 442 | 2028-05-14 02:00 | 700 | 505 | 510 | 442
2028-05-14 03:00 | 700 | 505 | 510 | 442 | 2028-05-14 03:00 | 700 | 505 | 471.88 | 442 | 2028-05-14 03:00 | 700 | 300 | 279.19 | 442
2028-05-14 04:00 | 700 | 460.15 | 510 | 442 | 2028-05-14 04:00 | 700 | 205 | 171.88 | 442 | 2028-05-14 04:00 | 700 | 0 | -20.81 | 442
2028-05-14 05:00 | 700 | 160.15 | 210 | 367.59 | 2028-05-14 05:00 | 700 | -95 | -128.12 | 362.89 | 2028-05-14 05:00 | 700 | -300 | -320.81 | 262.91
2028-05-14 06:00 | 700 | 0 | 0 | 426.24 | 2028-05-14 06:00 | 700 | -395 | -428.12 | 301.1 | 2028-05-14 06:00 | 500 | -526 | -510 | 50.59
2028-05-14 07:00 | 700 | 0 | -9.99 | 353.39 | 2028-05-14 07:00 | 150.03 | -526 | -510 | 207.11 | 2028-05-14 07:00 | -100 | -526 | -510 | 0
2028-05-14 08:00 | 700 | 0 | 144.81 | 318.24 | 2028-05-14 08:00 | -449.97 | -526 | -510 | 234.37 | 2028-05-14 08:00 | -700 | -526 | -510 | 297.33
2028-05-14 09:00 | 343.91 | 0 | 0 | 382.08 | 2028-05-14 09:00 | -700 | -526 | -510 | 220.82 | 2028-05-14 09:00 | -700 | -526 | -510 | 98.46
2028-05-14 10:00 | 205.19 | 0 | 0 | 409.89 | 2028-05-14 10:00 | -700 | -526 | -510 | 442 | 2028-05-14 10:00 | -700 | -526 | -510 | 147.11
2028-05-14 11:00 | 615.29 | 0 | 0 | 421.47 | 2028-05-14 11:00 | -700 | -526 | -510 | 442 | 2028-05-14 11:00 | -700 | -526 | -510 | 168.41
2028-05-14 12:00 | 212.4 | 0 | 0 | 337.36 | 2028-05-14 12:00 | -700 | -526 | -510 | 258.96 | 2028-05-14 12:00 | -700 | -526 | -510 | 424.44
2028-05-14 13:00 | 364.79 | 0 | 0 | 294.62 | 2028-05-14 13:00 | -700 | -526 | -510 | 149.4 | 2028-05-14 13:00 | -700 | -526 | -510 | 442
2028-05-14 14:00 | 351 | 0 | 0 | 298.29 | 2028-05-14 14:00 | -700 | -526 | -510 | 248.9 | 2028-05-14 14:00 | -700 | -526 | -510 | 142
2028-05-14 15:00 | 375.14 | 0 | 0 | 181.47 | 2028-05-14 15:00 | -700 | -526 | -510 | 86.14 | 2028-05-14 15:00 | -700 | -526 | -510 | 71.81
2028-05-14 16:00 | 480.4 | 0 | 0 | 0 | 2028-05-14 16:00 | -218.6 | -486.11 | -510 | 148.86 | 2028-05-14 16:00 | -700 | -526 | -510 | 0
2028-05-14 17:00 | 471.23 | 0 | 0 | 232.99 | 2028-05-14 17:00 | 381.4 | -186.11 | -371.72 | 102.55 | 2028-05-14 17:00 | -347.78 | -526 | -510 | 0
2028-05-14 18:00 | 700 | 0 | 214.85 | 306.48 | 2028-05-14 18:00 | 700 | -486.11 | -510 | 0 | 2028-05-14 18:00 | 252.22 | -526 | -510 | 0
2028-05-14 19:00 | 700 | 143.97 | 510 | 442 | 2028-05-14 19:00 | 700 | -526 | -510 | 17.33 | 2028-05-14 19:00 | 700 | -526 | -510 | 0
2028-05-14 20:00 | 700 | 222.63 | 510 | 442 | 2028-05-14 20:00 | 700 | -526 | -510 | 317.33 | 2028-05-14 20:00 | 700 | -526 | -510 | 0
2028-05-14 21:00 | 700 | 116.51 | 510 | 442 | 2028-05-14 21:00 | 700 | -300 | -276.46 | 442 | 2028-05-14 21:00 | 700 | -379.06 | -510 | 0
2028-05-14 22:00 | 700 | 32.73 | 510 | 442 | 2028-05-14 22:00 | 700 | 0 | 23.54 | 442 | 2028-05-14 22:00 | 700 | -79.06 | -210 | 251.25
2028-05-14 23:00 | 700 | 266.96 | 510 | 442 | 2028-05-14 23:00 | 700 | 300 | 323.54 | 442 | 2028-05-14 23:00 | 700 | 220.94 | 90 | 442
2028-05-15 | 700 | 321.01 | 510 | 442 | 2028-05-15 | 700 | 294.07 | 510 | 442 | 2028-05-15 | 700 | 412.49 | 390 | 442
2028-05-15 01:00 | 700 | 505 | 510 | 442 | 2028-05-15 01:00 | 700 | 257.38 | 510 | 442 | 2028-05-15 01:00 | 700 | 505 | 510 | 442
2028-05-15 02:00 | 700 | 505 | 510 | 442 | 2028-05-15 02:00 | 700 | 421.72 | 510 | 442 | 2028-05-15 02:00 | 700 | 505 | 510 | 442
2028-05-15 03:00 | 700 | 505 | 510 | 442 | 2028-05-15 03:00 | 700 | 421.72 | 510 | 442 | 2028-05-15 03:00 | 700 | 505 | 510 | 442
2028-05-15 04:00 | 700 | 505 | 510 | 442 | 2028-05-15 04:00 | 700 | 505 | 508.37 | 442 | 2028-05-15 04:00 | 700 | 505 | 510 | 442
2028-05-15 05:00 | 700 | 205 | 510 | 359.55 | 2028-05-15 05:00 | 700 | 300 | 208.37 | 442 | 2028-05-15 05:00 | 700 | 300 | 287 | 442
2028-05-15 06:00 | 700 | 0 | 345.55 | 99.49 | 2028-05-15 06:00 | 700 | 0 | -91.63 | 178.49 | 2028-05-15 06:00 | 500 | 0 | -13 | 162.98
2028-05-15 07:00 | 700 | 161.57 | 429.48 | 354.27 | 2028-05-15 07:00 | 700 | -226 | -391.63 | 439.33 | 2028-05-15 07:00 | -100 | -300 | -313 | 442
2028-05-15 08:00 | 700 | 461.57 | 510 | 442 | 2028-05-15 08:00 | 100 | -526 | -510 | 442 | 2028-05-15 08:00 | -700 | -526 | -510 | 442
2028-05-15 09:00 | 700 | 161.57 | 510 | 442 | 2028-05-15 09:00 | -500 | -526 | -510 | 442 | 2028-05-15 09:00 | -700 | -526 | -510 | 442
2028-05-15 10:00 | 700 | 0 | 259.02 | 439.56 | 2028-05-15 10:00 | -700 | -526 | -510 | 442 | 2028-05-15 10:00 | -700 | -526 | -510 | 442
2028-05-15 11:00 | 700 | 0 | 510 | 408.06 | 2028-05-15 11:00 | -700 | -526 | -510 | 348.48 | 2028-05-15 11:00 | -700 | -526 | -510 | 395.12
2028-05-15 12:00 | 700 | 0 | 245.39 | 352.9 | 2028-05-15 12:00 | -700 | -526 | -510 | 332.31 | 2028-05-15 12:00 | -700 | -526 | -510 | 95.12
2028-05-15 13:00 | 700 | 0 | 330.62 | 421.92 | 2028-05-15 13:00 | -700 | -526 | -510 | 442 | 2028-05-15 13:00 | -700 | -526 | -510 | 395.12
2028-05-15 14:00 | 700 | 0 | 206.6 | 442 | 2028-05-15 14:00 | -700 | -526 | -510 | 390.86 | 2028-05-15 14:00 | -700 | -526 | -510 | 442
2028-05-15 15:00 | 700 | 0 | 392.54 | 442 | 2028-05-15 15:00 | -500 | -300 | -510 | 442 | 2028-05-15 15:00 | -700 | -526 | -510 | 426.01
2028-05-15 16:00 | 700 | 0 | 266.52 | 442 | 2028-05-15 16:00 | 100 | 0 | -364.92 | 432.99 | 2028-05-15 16:00 | -100 | -249.99 | -510 | 394.29
2028-05-15 17:00 | 700 | 0 | 347.05 | 442 | 2028-05-15 17:00 | 700 | -106.29 | -300 | 442 | 2028-05-15 17:00 | 500 | -526 | -510 | 442
2028-05-15 18:00 | 700 | 144.33 | 510 | 442 | 2028-05-15 18:00 | 700 | 0 | 0 | 442 | 2028-05-15 18:00 | 700 | -526 | -510 | 442
2028-05-15 19:00 | 700 | 420.92 | 510 | 442 | 2028-05-15 19:00 | 700 | 0 | 0 | 312.22 | 2028-05-15 19:00 | 700 | -526 | -510 | 442
2028-05-15 20:00 | 700 | 243.12 | 510 | 442 | 2028-05-15 20:00 | 700 | 0 | 0 | 360.7 | 2028-05-15 20:00 | 700 | -395 | -413.14 | 442
2028-05-15 21:00 | 700 | 345.61 | 510 | 442 | 2028-05-15 21:00 | 700 | 0 | 274.44 | 442 | 2028-05-15 21:00 | 700 | -95 | -113.14 | 442
2028-05-15 22:00 | 700 | 425.96 | 510 | 442 | 2028-05-15 22:00 | 700 | 184.33 | 274.44 | 354.82 | 2028-05-15 22:00 | 700 | 205 | 186.86 | 442
2028-05-15 23:00 | 700 | 505 | 510 | 442 | 2028-05-15 23:00 | 700 | 484.33 | 510 | 442 | 2028-05-15 23:00 | 700 | 505 | 486.86 | 442
2028-05-16 | 700 | 505 | 510 | 442 | 2028-05-16 | 700 | 505 | 510 | 442 | 2028-05-16 | 700 | 505 | 510 | 442
2028-05-16 01:00 | 700 | 505 | 510 | 442 | 2028-05-16 01:00 | 700 | 505 | 510 | 442 | 2028-05-16 01:00 | 700 | 492.49 | 510 | 442
2028-05-16 02:00 | 700 | 505 | 510 | 442 | 2028-05-16 02:00 | 700 | 505 | 510 | 442 | 2028-05-16 02:00 | 700 | 505 | 510 | 442
2028-05-16 03:00 | 700 | 505 | 510 | 442 | 2028-05-16 03:00 | 700 | 505 | 510 | 442 | 2028-05-16 03:00 | 700 | 505 | 510 | 442
2028-05-16 04:00 | 700 | 300 | 510 | 442 | 2028-05-16 04:00 | 700 | 267.25 | 510 | 442 | 2028-05-16 04:00 | 700 | 309.98 | 390 | 442
2028-05-16 05:00 | 700 | 0 | 360.99 | 160.94 | 2028-05-16 05:00 | 700 | 0 | 210 | 151.03 | 2028-05-16 05:00 | 700 | 9.98 | 90 | 260.8
2028-05-16 06:00 | 700 | 0 | 71.8 | 164.75 | 2028-05-16 06:00 | 700 | 0 | -90 | 0 | 2028-05-16 06:00 | 700 | -226 | -210 | 172.23
2028-05-16 07:00 | 700 | 0 | 210 | 348.2 | 2028-05-16 07:00 | 700 | -118.35 | -390 | 142 | 2028-05-16 07:00 | 128.88 | -526 | -510 | 357.23
2028-05-16 08:00 | 700 | 243.85 | 510 | 442 | 2028-05-16 08:00 | 100 | 0 | -344.43 | 442 | 2028-05-16 08:00 | -471.12 | -526 | -510 | 442
2028-05-16 09:00 | 700 | 174.17 | 510 | 442 | 2028-05-16 09:00 | -87.6 | 0 | -44.43 | 442 | 2028-05-16 09:00 | -700 | -526 | -510 | 442
2028-05-16 10:00 | 700 | 0 | 510 | 442 | 2028-05-16 10:00 | -687.6 | 0 | 0 | 442 | 2028-05-16 10:00 | -700 | -526 | -510 | 442
2028-05-16 11:00 | 700 | 0 | 510 | 442 | 2028-05-16 11:00 | -87.6 | 0 | 0 | 442 | 2028-05-16 11:00 | -700 | -526 | -510 | 442
2028-05-16 12:00 | 700 | 0 | 510 | 442 | 2028-05-16 12:00 | -687.6 | 0 | 0 | 442 | 2028-05-16 12:00 | -700 | -526 | -510 | 442
2028-05-16 13:00 | 700 | 112.69 | 510 | 442 | 2028-05-16 13:00 | -87.6 | 0 | 0 | 442 | 2028-05-16 13:00 | -700 | -526 | -510 | 442
2028-05-16 14:00 | 700 | 300.87 | 510 | 442 | 2028-05-16 14:00 | 95.54 | 0 | 0 | 442 | 2028-05-16 14:00 | -500 | -440.85 | -510 | 442
2028-05-16 15:00 | 700 | 168.83 | 510 | 442 | 2028-05-16 15:00 | 695.54 | 0 | -191.75 | 442 | 2028-05-16 15:00 | 100 | -140.85 | -252.23 | 442
2028-05-16 16:00 | 700 | 0 | 411.64 | 442 | 2028-05-16 16:00 | 700 | 0 | -144.94 | 407.56 | 2028-05-16 16:00 | 700 | -410.58 | -510 | 442
2028-05-16 17:00 | 700 | 207.79 | 510 | 442 | 2028-05-16 17:00 | 700 | 0 | 155.06 | 407.56 | 2028-05-16 17:00 | 700 | -110.58 | -510 | 442
2028-05-16 18:00 | 700 | 215.17 | 510 | 442 | 2028-05-16 18:00 | 700 | 0 | 455.06 | 405.16 | 2028-05-16 18:00 | 700 | -110.58 | -510 | 371.61
2028-05-16 19:00 | 700 | 215.17 | 510 | 442 | 2028-05-16 19:00 | 700 | 0 | 225.4 | 395.57 | 2028-05-16 19:00 | 700 | -410.58 | -510 | 442
2028-05-16 20:00 | 700 | 505 | 510 | 442 | 2028-05-16 20:00 | 700 | 0 | 0 | 404.87 | 2028-05-16 20:00 | 700 | -204.61 | -510 | 348.15
2028-05-16 21:00 | 700 | 266.76 | 510 | 442 | 2028-05-16 21:00 | 700 | 0 | 233.44 | 404.87 | 2028-05-16 21:00 | 700 | -204.61 | -432.52 | 414.99
2028-05-16 22:00 | 700 | 136.58 | 510 | 442 | 2028-05-16 22:00 | 700 | 0 | 233.44 | 262.33 | 2028-05-16 22:00 | 700 | 0 | -132.52 | 323.85
2028-05-16 23:00 | 700 | 281.58 | 510 | 442 | 2028-05-16 23:00 | 700 | 168.96 | 510 | 442 | 2028-05-16 23:00 | 700 | 300 | 167.48 | 442
2028-05-17 | 700 | 470.43 | 510 | 442 | 2028-05-17 | 700 | 100.51 | 510 | 442 | 2028-05-17 | 700 | 346.34 | 467.48 | 442
2028-05-17 01:00 | 700 | 479.52 | 510 | 442 | 2028-05-17 01:00 | 700 | 145.45 | 510 | 442 | 2028-05-17 01:00 | 700 | 278.86 | 510 | 442
2028-05-17 02:00 | 700 | 179.52 | 510 | 442 | 2028-05-17 02:00 | 700 | 445.45 | 510 | 442 | 2028-05-17 02:00 | 700 | 310.79 | 510 | 442
2028-05-17 03:00 | 700 | 426.58 | 510 | 442 | 2028-05-17 03:00 | 700 | 145.45 | 510 | 442 | 2028-05-17 03:00 | 700 | 103.89 | 510 | 442
2028-05-17 04:00 | 700 | 252.47 | 510 | 442 | 2028-05-17 04:00 | 700 | 49.69 | 510 | 442 | 2028-05-17 04:00 | 700 | 0 | 510 | 442
2028-05-17 05:00 | 700 | 288.5 | 510 | 442 | 2028-05-17 05:00 | 700 | 0 | 510 | 442 | 2028-05-17 05:00 | 700 | 0 | 510 | 376.65
2028-05-17 06:00 | 700 | 188.47 | 510 | 442 | 2028-05-17 06:00 | 700 | 300 | 510 | 442 | 2028-05-17 06:00 | 700 | 0 | 504.32 | 442
2028-05-17 07:00 | 700 | 303.59 | 510 | 442 | 2028-05-17 07:00 | 700 | 460.99 | 510 | 442 | 2028-05-17 07:00 | 700 | 0 | 390 | 442
2028-05-17 08:00 | 700 | 439.59 | 510 | 442 | 2028-05-17 08:00 | 700 | 300 | 510 | 442 | 2028-05-17 08:00 | 486.68 | 0 | 90 | 442
2028-05-17 09:00 | 700 | 139.59 | 400.24 | 442 | 2028-05-17 09:00 | 260.8 | 0 | 210 | 442 | 2028-05-17 09:00 | -113.32 | -300 | -210 | 442
2028-05-17 10:00 | 700 | 0 | 292.77 | 442 | 2028-05-17 10:00 | -60.05 | 0 | 0 | 442 | 2028-05-17 10:00 | -700 | -526 | -510 | 442
2028-05-17 11:00 | 700 | 0 | 421.91 | 442 | 2028-05-17 11:00 | 250.37 | 0 | 0 | 442 | 2028-05-17 11:00 | -700 | -226 | -372.01 | 442
2028-05-17 12:00 | 700 | 0 | 184.4 | 442 | 2028-05-17 12:00 | -239.38 | 0 | 0 | 442 | 2028-05-17 12:00 | -700 | -526 | -510 | 442
2028-05-17 13:00 | 689.35 | 0 | 252.43 | 442 | 2028-05-17 13:00 | -170.59 | 0 | 0 | 442 | 2028-05-17 13:00 | -700 | -526 | -510 | 442
2028-05-17 14:00 | 522.93 | 0 | 0 | 442 | 2028-05-17 14:00 | -700 | 0 | -203.15 | 439.82 | 2028-05-17 14:00 | -700 | -526 | -510 | 413.25
2028-05-17 15:00 | 539.09 | 0 | 210 | 341.82 | 2028-05-17 15:00 | -100 | -46.67 | 0 | 230.58 | 2028-05-17 15:00 | -700 | -504.1 | -510 | 154.31
2028-05-17 16:00 | 700 | 276.51 | 510 | 442 | 2028-05-17 16:00 | 500 | 226.53 | 300 | 442 | 2028-05-17 16:00 | -100 | -204.1 | -210 | 442
2028-05-17 17:00 | 700 | 505 | 510 | 442 | 2028-05-17 17:00 | 700 | 448.28 | 510 | 442 | 2028-05-17 17:00 | 500 | 0 | 90 | 442
2028-05-17 18:00 | 700 | 346.48 | 510 | 442 | 2028-05-17 18:00 | 700 | 505 | 510 | 442 | 2028-05-17 18:00 | 700 | 0 | 390 | 341.72
2028-05-17 19:00 | 700 | 300 | 510 | 442 | 2028-05-17 19:00 | 700 | 281.75 | 510 | 442 | 2028-05-17 19:00 | 700 | 0 | 300 | 442
2028-05-17 20:00 | 700 | 0 | 436.39 | 419.36 | 2028-05-17 20:00 | 700 | 0 | 445.48 | 372.67 | 2028-05-17 20:00 | 446.2 | 0 | 0 | 325.98
2028-05-17 21:00 | 700 | 83.96 | 510 | 442 | 2028-05-17 21:00 | 700 | 132.7 | 510 | 442 | 2028-05-17 21:00 | 600 | 0 | 80.36 | 442
2028-05-17 22:00 | 700 | 335.78 | 510 | 442 | 2028-05-17 22:00 | 611.97 | 432.7 | 510 | 442 | 2028-05-17 22:00 | 0 | 0 | 380.36 | 442
2028-05-17 23:00 | 251.52 | 505 | 510 | 442 | 2028-05-17 23:00 | 11.97 | 344.42 | 510 | 442 | 2028-05-17 23:00 | -600 | 298.17 | 510 | 442
2028-05-18 | 700 | 505 | 510 | 442 | 2028-05-18 | 611.97 | 505 | 510 | 442 | 2028-05-18 | 0 | 505 | 510 | 442
2028-05-18 01:00 | 642.71 | 505 | 510 | 442 | 2028-05-18 01:00 | 700 | 505 | 510 | 442 | 2028-05-18 01:00 | 0 | 505 | 510 | 442
2028-05-18 02:00 | 510.7 | 505 | 510 | 442 | 2028-05-18 02:00 | 197.51 | 505 | 510 | 442 | 2028-05-18 02:00 | -259.78 | 505 | 510 | 442
2028-05-18 03:00 | 258.29 | 505 | 510 | 442 | 2028-05-18 03:00 | 197.51 | 505 | 510 | 442 | 2028-05-18 03:00 | -58.17 | 505 | 510 | 442
2028-05-18 04:00 | 165.56 | 471.33 | 510 | 442 | 2028-05-18 04:00 | 344.19 | 471.33 | 510 | 442 | 2028-05-18 04:00 | 0 | 205 | 294.65 | 142
2028-05-18 05:00 | 700 | 332.33 | 510 | 442 | 2028-05-18 05:00 | 700 | 182.27 | 510 | 407.13 | 2028-05-18 05:00 | 600 | 0 | 493.99 | 159.21
2028-05-18 06:00 | 700 | 260.48 | 510 | 442 | 2028-05-18 06:00 | 700 | 482.27 | 510 | 442 | 2028-05-18 06:00 | 700 | 0 | 509.86 | 442
2028-05-18 07:00 | 700 | 238.11 | 510 | 442 | 2028-05-18 07:00 | 700 | 505 | 510 | 442 | 2028-05-18 07:00 | 700 | 0 | 441.61 | 442
2028-05-18 08:00 | 700 | 505 | 510 | 442 | 2028-05-18 08:00 | 700 | 505 | 510 | 442 | 2028-05-18 08:00 | 700 | 0 | 173.97 | 382.56
2028-05-18 09:00 | 700 | 505 | 510 | 442 | 2028-05-18 09:00 | 700 | 375.44 | 510 | 442 | 2028-05-18 09:00 | 218.23 | 0 | 0 | 442
2028-05-18 10:00 | 700 | 505 | 510 | 442 | 2028-05-18 10:00 | 700 | 168.3 | 510 | 442 | 2028-05-18 10:00 | 0 | 0 | 0 | 442
2028-05-18 11:00 | 700 | 370.61 | 510 | 442 | 2028-05-18 11:00 | 700 | 221.3 | 510 | 442 | 2028-05-18 11:00 | 189.61 | 0 | 0 | 442
2028-05-18 12:00 | 700 | 300 | 510 | 442 | 2028-05-18 12:00 | 700 | 379.38 | 510 | 442 | 2028-05-18 12:00 | 485.63 | 0 | 0 | 442
2028-05-18 13:00 | 700 | 0 | 422.72 | 442 | 2028-05-18 13:00 | 700 | 79.38 | 210 | 442 | 2028-05-18 13:00 | -95.52 | 0 | 0 | 373.26
2028-05-18 14:00 | 700 | 0 | 291.31 | 442 | 2028-05-18 14:00 | 700 | 0 | 201.31 | 442 | 2028-05-18 14:00 | -205.27 | 0 | 0 | 442
2028-05-18 15:00 | 700 | 0 | 339.01 | 434 | 2028-05-18 15:00 | 700 | 0 | 398.88 | 442 | 2028-05-18 15:00 | 112.99 | 0 | 0 | 227.53
2028-05-18 16:00 | 700 | 0 | 510 | 426.61 | 2028-05-18 16:00 | 700 | 280.26 | 510 | 442 | 2028-05-18 16:00 | 580.49 | 0 | 129.37 | 337
2028-05-18 17:00 | 700 | 279.01 | 510 | 442 | 2028-05-18 17:00 | 700 | 177.3 | 510 | 442 | 2028-05-18 17:00 | 700 | 0 | 429.37 | 442
2028-05-18 18:00 | 700 | 391.35 | 510 | 442 | 2028-05-18 18:00 | 700 | 366.71 | 510 | 442 | 2028-05-18 18:00 | 700 | 130.96 | 502.26 | 442
2028-05-18 19:00 | 700 | 505 | 510 | 442 | 2028-05-18 19:00 | 700 | 502.77 | 510 | 442 | 2028-05-18 19:00 | 700 | 430.96 | 510 | 442
2028-05-18 20:00 | 700 | 505 | 510 | 442 | 2028-05-18 20:00 | 700 | 505 | 510 | 442 | 2028-05-18 20:00 | 700 | 505 | 510 | 442
2028-05-18 21:00 | 700 | 505 | 510 | 442 | 2028-05-18 21:00 | 700 | 505 | 510 | 442 | 2028-05-18 21:00 | 700 | 505 | 510 | 442
2028-05-18 22:00 | 700 | 505 | 510 | 442 | 2028-05-18 22:00 | 700 | 505 | 510 | 442 | 2028-05-18 22:00 | 700 | 505 | 510 | 442
2028-05-18 23:00 | 700 | 412.93 | 510 | 442 | 2028-05-18 23:00 | 443.33 | 399.84 | 510 | 442 | 2028-05-18 23:00 | 349.72 | 399.84 | 510 | 442
2028-05-19 | 700 | 205 | 510 | 372.05 | 2028-05-19 | 700 | 311.75 | 510 | 442 | 2028-05-19 | 700 | 205 | 295.18 | 442
2028-05-19 01:00 | 345.03 | 505 | 510 | 442 | 2028-05-19 01:00 | 334.81 | 505 | 510 | 442 | 2028-05-19 01:00 | 594.69 | 505 | 510 | 442
2028-05-19 02:00 | 30.83 | 505 | 510 | 442 | 2028-05-19 02:00 | 159.12 | 505 | 510 | 442 | 2028-05-19 02:00 | 0 | 505 | 510 | 442
2028-05-19 03:00 | 519.33 | 300 | 510 | 442 | 2028-05-19 03:00 | 597.14 | 300 | 510 | 442 | 2028-05-19 03:00 | 100 | 300 | 510 | 442
2028-05-19 04:00 | 700 | 0 | 510 | 265.83 | 2028-05-19 04:00 | 700 | 0 | 213.97 | 142 | 2028-05-19 04:00 | 700 | 0 | 210 | 423.29
2028-05-19 05:00 | 700 | 0 | 510 | 150.79 | 2028-05-19 05:00 | 700 | 0 | 227.2 | 142 | 2028-05-19 05:00 | 700 | 69.59 | 209.4 | 142
2028-05-19 06:00 | 700 | 205 | 510 | 405.6 | 2028-05-19 06:00 | 700 | 181.74 | 510 | 442 | 2028-05-19 06:00 | 700 | 369.59 | 390 | 442
2028-05-19 07:00 | 700 | 505 | 510 | 442 | 2028-05-19 07:00 | 700 | 292.09 | 510 | 442 | 2028-05-19 07:00 | 500 | 74 | 90 | 442
2028-05-19 08:00 | 700 | 505 | 510 | 442 | 2028-05-19 08:00 | 700 | 300 | 432.01 | 442 | 2028-05-19 08:00 | -100 | -226 | -210 | 442
2028-05-19 09:00 | 700 | 205 | 413.18 | 442 | 2028-05-19 09:00 | 100 | 0 | 132.01 | 442 | 2028-05-19 09:00 | -700 | -526 | -510 | 442
2028-05-19 10:00 | 700 | 0 | 410.91 | 442 | 2028-05-19 10:00 | -468.75 | 0 | -54.83 | 442 | 2028-05-19 10:00 | -700 | -526 | -510 | 442
2028-05-19 11:00 | 700 | 0 | 489.58 | 442 | 2028-05-19 11:00 | -700 | 0 | -354.83 | 441.1 | 2028-05-19 11:00 | -700 | -526 | -510 | 442
2028-05-19 12:00 | 700 | 0 | 208.87 | 442 | 2028-05-19 12:00 | -700 | 0 | -300 | 392.98 | 2028-05-19 12:00 | -700 | -526 | -510 | 442
2028-05-19 13:00 | 622.67 | 0 | 356.5 | 442 | 2028-05-19 13:00 | -700 | 0 | 0 | 442 | 2028-05-19 13:00 | -700 | -526 | -510 | 442
2028-05-19 14:00 | 100 | 300 | 510 | 442 | 2028-05-19 14:00 | -700 | 0 | 0 | 442 | 2028-05-19 14:00 | -700 | -526 | -510 | 442
2028-05-19 15:00 | 700 | 69.19 | 210 | 442 | 2028-05-19 15:00 | -500 | 0 | 0 | 442 | 2028-05-19 15:00 | -700 | -526 | -510 | 442
2028-05-19 16:00 | 700 | 369.19 | 510 | 442 | 2028-05-19 16:00 | 100 | 0 | 187.8 | 442 | 2028-05-19 16:00 | -700 | -454.21 | -510 | 442
2028-05-19 17:00 | 700 | 373.86 | 510 | 442 | 2028-05-19 17:00 | 700 | 223.71 | 487.8 | 442 | 2028-05-19 17:00 | -100 | -154.21 | -221.58 | 442
2028-05-19 18:00 | 700 | 359.55 | 510 | 442 | 2028-05-19 18:00 | 700 | 205 | 446.14 | 442 | 2028-05-19 18:00 | 500 | 0 | 74.43 | 442
2028-05-19 19:00 | 700 | 505 | 510 | 442 | 2028-05-19 19:00 | 700 | 505 | 510 | 442 | 2028-05-19 19:00 | 700 | 0 | 374.43 | 442
2028-05-19 20:00 | 700 | 505 | 510 | 442 | 2028-05-19 20:00 | 700 | 505 | 510 | 442 | 2028-05-19 20:00 | 700 | 0 | 510 | 442
2028-05-19 21:00 | 700 | 505 | 510 | 442 | 2028-05-19 21:00 | 700 | 505 | 510 | 442 | 2028-05-19 21:00 | 700 | 0 | 510 | 442
2028-05-19 22:00 | 700 | 505 | 510 | 442 | 2028-05-19 22:00 | 700 | 505 | 510 | 442 | 2028-05-19 22:00 | 700 | 146.65 | 510 | 442
2028-05-19 23:00 | 700 | 505 | 510 | 442 | 2028-05-19 23:00 | 700 | 505 | 510 | 442 | 2028-05-19 23:00 | 700 | 300 | 510 | 442
2028-05-20 | 700 | 505 | 510 | 442 | 2028-05-20 | 700 | 500.43 | 510 | 442 | 2028-05-20 | 700 | 147.47 | 510 | 442
2028-05-20 01:00 | 700 | 417.39 | 510 | 442 | 2028-05-20 01:00 | 700 | 399.18 | 510 | 442 | 2028-05-20 01:00 | 700 | 447.47 | 510 | 442
2028-05-20 02:00 | 700 | 480.85 | 510 | 442 | 2028-05-20 02:00 | 700 | 349.75 | 510 | 442 | 2028-05-20 02:00 | 700 | 147.47 | 510 | 442
2028-05-20 03:00 | 700 | 505 | 510 | 442 | 2028-05-20 03:00 | 700 | 49.75 | 510 | 442 | 2028-05-20 03:00 | 700 | 0 | 510 | 442
2028-05-20 04:00 | 700 | 505 | 510 | 442 | 2028-05-20 04:00 | 700 | 0 | 510 | 382.4 | 2028-05-20 04:00 | 700 | 0 | 269.55 | 225.32
2028-05-20 05:00 | 700 | 505 | 510 | 442 | 2028-05-20 05:00 | 600 | 116.67 | 407.54 | 442 | 2028-05-20 05:00 | 500 | 0 | 90 | 442
2028-05-20 06:00 | 500 | 280.27 | 510 | 442 | 2028-05-20 06:00 | 0 | 0 | 107.54 | 442 | 2028-05-20 06:00 | -100 | -226 | -210 | 442
2028-05-20 07:00 | -100 | 461.66 | 510 | 442 | 2028-05-20 07:00 | -600 | -300 | -192.46 | 441.67 | 2028-05-20 07:00 | -700 | -526 | -510 | 396.53
2028-05-20 08:00 | -700 | 205 | 324.36 | 337.25 | 2028-05-20 08:00 | -700 | 0 | 107.54 | 442 | 2028-05-20 08:00 | -700 | -226 | -210 | 442
2028-05-20 09:00 | -700 | 505 | 510 | 442 | 2028-05-20 09:00 | -700 | 300 | 407.54 | 442 | 2028-05-20 09:00 | -700 | 74 | 90 | 442
2028-05-20 10:00 | -100 | 505 | 510 | 442 | 2028-05-20 10:00 | -100 | 505 | 510 | 442 | 2028-05-20 10:00 | -100 | 374 | 390 | 442
2028-05-20 11:00 | -700 | 505 | 510 | 442 | 2028-05-20 11:00 | -700 | 505 | 510 | 442 | 2028-05-20 11:00 | -700 | 505 | 510 | 442
2028-05-20 12:00 | -100 | 505 | 510 | 442 | 2028-05-20 12:00 | -100 | 505 | 510 | 442 | 2028-05-20 12:00 | -100 | 505 | 510 | 442
2028-05-20 13:00 | 476.95 | 505 | 510 | 442 | 2028-05-20 13:00 | 500 | 505 | 510 | 442 | 2028-05-20 13:00 | 500 | 505 | 510 | 442
2028-05-20 14:00 | 476.95 | 505 | 510 | 442 | 2028-05-20 14:00 | 700 | 505 | 510 | 442 | 2028-05-20 14:00 | 700 | 505 | 510 | 442
2028-05-20 15:00 | 255.89 | 505 | 510 | 442 | 2028-05-20 15:00 | 345.27 | 505 | 510 | 442 | 2028-05-20 15:00 | 345.27 | 505 | 510 | 442
2028-05-20 16:00 | -254.73 | 505 | 510 | 442 | 2028-05-20 16:00 | -254.73 | 505 | 510 | 442 | 2028-05-20 16:00 | -254.73 | 505 | 510 | 442
2028-05-20 17:00 | -700 | 505 | 510 | 442 | 2028-05-20 17:00 | -700 | 505 | 510 | 442 | 2028-05-20 17:00 | -700 | 300 | 510 | 442
2028-05-20 18:00 | -100 | 505 | 510 | 442 | 2028-05-20 18:00 | -100 | 505 | 510 | 442 | 2028-05-20 18:00 | -500 | 0 | 266.85 | 323.44
2028-05-20 19:00 | 500 | 505 | 510 | 442 | 2028-05-20 19:00 | 500 | 465.12 | 510 | 442 | 2028-05-20 19:00 | 100 | 300 | 510 | 442
2028-05-20 20:00 | 700 | 505 | 510 | 442 | 2028-05-20 20:00 | 700 | 465.12 | 510 | 442 | 2028-05-20 20:00 | 700 | 505 | 510 | 442
2028-05-20 21:00 | 700 | 505 | 510 | 442 | 2028-05-20 21:00 | 700 | 490.82 | 510 | 442 | 2028-05-20 21:00 | 700 | 505 | 510 | 442
2028-05-20 22:00 | 700 | 505 | 510 | 442 | 2028-05-20 22:00 | 700 | 505 | 510 | 442 | 2028-05-20 22:00 | 700 | 205 | 510 | 442
2028-05-20 23:00 | 700 | 489.71 | 510 | 442 | 2028-05-20 23:00 | 700 | 205 | 510 | 442 | 2028-05-20 23:00 | 700 | 505 | 510 | 442
2028-05-21 | 700 | 497.48 | 510 | 442 | 2028-05-21 | 700 | 505 | 510 | 442 | 2028-05-21 | 700 | 505 | 510 | 442
2028-05-21 01:00 | 700 | 469.26 | 510 | 442 | 2028-05-21 01:00 | 700 | 505 | 510 | 442 | 2028-05-21 01:00 | 700 | 505 | 510 | 442
2028-05-21 02:00 | 700 | 451.37 | 510 | 442 | 2028-05-21 02:00 | 700 | 505 | 510 | 442 | 2028-05-21 02:00 | 700 | 505 | 510 | 442
2028-05-21 03:00 | 700 | 489.42 | 510 | 442 | 2028-05-21 03:00 | 700 | 505 | 510 | 442 | 2028-05-21 03:00 | 700 | 456.92 | 510 | 442
2028-05-21 04:00 | 700 | 486.76 | 510 | 442 | 2028-05-21 04:00 | 700 | 350.48 | 510 | 442 | 2028-05-21 04:00 | 700 | 505 | 510 | 442
2028-05-21 05:00 | 700 | 486.76 | 510 | 442 | 2028-05-21 05:00 | 700 | 505 | 510 | 442 | 2028-05-21 05:00 | 700 | 374 | 390 | 442
2028-05-21 06:00 | 700 | 247.06 | 510 | 442 | 2028-05-21 06:00 | 700 | 300 | 390 | 442 | 2028-05-21 06:00 | 500 | 74 | 90 | 442
2028-05-21 07:00 | 700 | 491.76 | 510 | 442 | 2028-05-21 07:00 | 500 | 0 | 90 | 442 | 2028-05-21 07:00 | -100 | -226 | -210 | 382.48
2028-05-21 08:00 | 700 | 267.71 | 510 | 442 | 2028-05-21 08:00 | -100 | -261.39 | -210 | 182.65 | 2028-05-21 08:00 | -700 | -526 | -510 | 82.48
2028-05-21 09:00 | 700 | 0 | 458.65 | 385.18 | 2028-05-21 09:00 | -700 | -526 | -510 | 232.4 | 2028-05-21 09:00 | -700 | -526 | -510 | 122.29
2028-05-21 10:00 | 700 | 0 | 158.65 | 414.41 | 2028-05-21 10:00 | -700 | -526 | -510 | 306.02 | 2028-05-21 10:00 | -700 | -526 | -510 | 197.63
2028-05-21 11:00 | 700 | 0 | 64.29 | 442 | 2028-05-21 11:00 | -700 | -526 | -510 | 342.01 | 2028-05-21 11:00 | -700 | -526 | -510 | 235.65
2028-05-21 12:00 | 402.41 | 0 | 0 | 442 | 2028-05-21 12:00 | -700 | -526 | -510 | 373.32 | 2028-05-21 12:00 | -700 | -526 | -510 | 276.44
2028-05-21 13:00 | -130.8 | 0 | 0 | 381.38 | 2028-05-21 13:00 | -700 | -526 | -510 | 272.62 | 2028-05-21 13:00 | -700 | -526 | -510 | 121.8
2028-05-21 14:00 | -479.29 | 0 | -210 | 275.16 | 2028-05-21 14:00 | -700 | -526 | -510 | 137.65 | 2028-05-21 14:00 | -700 | -526 | -510 | -178.2
2028-05-21 15:00 | -700 | -292.52 | -510 | -24.84 | 2028-05-21 15:00 | -700 | -526 | -510 | -162.35 | 2028-05-21 15:00 | -700 | -526 | -510 | -478.2
2028-05-21 16:00 | -700 | 0 | -330.68 | -18.35 | 2028-05-21 16:00 | -700 | -526 | -510 | -181.06 | 2028-05-21 16:00 | -700 | -526 | -510 | -343.76
2028-05-21 17:00 | -379.1 | 0 | -30.68 | 202.27 | 2028-05-21 17:00 | -700 | -526 | -510 | -133.83 | 2028-05-21 17:00 | -700 | -526 | -510 | -210
2028-05-21 18:00 | -469.11 | 0 | 0 | 0 | 2028-05-21 18:00 | -700 | -526 | -510 | -433.83 | 2028-05-21 18:00 | -700 | -526 | -510 | -510
2028-05-21 19:00 | -228.96 | 0 | 0 | 84.85 | 2028-05-21 19:00 | -700 | -526 | -510 | -133.83 | 2028-05-21 19:00 | -700 | -526 | -510 | -319.56
2028-05-21 20:00 | -283.09 | 0 | 0 | 267.35 | 2028-05-21 20:00 | -700 | -526 | -510 | 142 | 2028-05-21 20:00 | -700 | -526 | -510 | -19.56
2028-05-21 21:00 | -700 | 300 | 300 | 442 | 2028-05-21 21:00 | -700 | -226 | -210 | 442 | 2028-05-21 21:00 | -700 | -226 | -210 | 280.44
2028-05-21 22:00 | -700 | 505 | 510 | 206.14 | 2028-05-21 22:00 | -700 | 74 | 90 | 200.9 | 2028-05-21 22:00 | -700 | 74 | 90 | 189.43
2028-05-21 23:00 | -700 | 505 | 510 | 407.95 | 2028-05-21 23:00 | -700 | 374 | 390 | 403.31 | 2028-05-21 23:00 | -700 | 374 | 390 | 399.53
2028-05-22 | -700 | 505 | 510 | 203.91 | 2028-05-22 | -700 | 505 | 510 | 232 | 2028-05-22 | -700 | 505 | 510 | 212.2
2028-05-22 01:00 | -700 | 505 | 311.6 | -96.09 | 2028-05-22 01:00 | -700 | 420.63 | 510 | -68 | 2028-05-22 01:00 | -700 | 505 | 211.03 | -87.8
2028-05-22 02:00 | -700 | 505 | 510 | -356.84 | 2028-05-22 02:00 | -700 | 396.19 | 510 | -149.39 | 2028-05-22 02:00 | -700 | 505 | 402.53 | -155.39
2028-05-22 03:00 | -700 | 505 | 230.83 | -56.84 | 2028-05-22 03:00 | -700 | 307.84 | 210 | -15.35 | 2028-05-22 03:00 | -700 | 430.1 | 102.53 | -20.58
2028-05-22 04:00 | -700 | 505 | 450.75 | -68 | 2028-05-22 04:00 | -700 | 505 | 256.46 | -68 | 2028-05-22 04:00 | -700 | 505 | 252.15 | 0
2028-05-22 05:00 | -700 | 505 | 247.31 | -68 | 2028-05-22 05:00 | -700 | 505 | -43.54 | 0 | 2028-05-22 05:00 | -700 | 505 | -47.85 | -68
2028-05-22 06:00 | -700 | 315.8 | 510 | -68 | 2028-05-22 06:00 | -700 | 459.84 | 256.46 | -300 | 2028-05-22 06:00 | -700 | 505 | 252.15 | -139
2028-05-22 07:00 | -700 | 505 | 510 | 31.5 | 2028-05-22 07:00 | -700 | 505 | 510 | -90.99 | 2028-05-22 07:00 | -700 | 505 | 510 | -68
2028-05-22 08:00 | -700 | 505 | 510 | 211.09 | 2028-05-22 08:00 | -700 | 505 | 510 | 173.92 | 2028-05-22 08:00 | -700 | 505 | 486.19 | 189.74
2028-05-22 09:00 | -700 | 505 | 510 | 216.24 | 2028-05-22 09:00 | -700 | 505 | 510 | 200.89 | 2028-05-22 09:00 | -700 | 505 | 510 | 191.26
2028-05-22 10:00 | -100 | 505 | 371.46 | -68 | 2028-05-22 10:00 | -100 | 242.23 | 510 | -68 | 2028-05-22 10:00 | -100 | 505 | 210 | -52.21
2028-05-22 11:00 | -455.74 | 505 | 510 | 147.56 | 2028-05-22 11:00 | -100 | 505 | 210 | -12.8 | 2028-05-22 11:00 | -443.42 | 505 | 510 | 0
2028-05-22 12:00 | -700 | 505 | 510 | 134.43 | 2028-05-22 12:00 | -700 | 505 | 510 | 123.86 | 2028-05-22 12:00 | -700 | 505 | 510 | 113.29
2028-05-22 13:00 | -140.95 | 505 | 210 | 99.58 | 2028-05-22 13:00 | -100 | 505 | 324.58 | -176.14 | 2028-05-22 13:00 | -100 | 441.2 | 210 | 0
2028-05-22 14:00 | -505.37 | 505 | 510 | 69.18 | 2028-05-22 14:00 | 40.29 | 505 | 210 | -283.08 | 2028-05-22 14:00 | 0 | 505 | 229.85 | -300
2028-05-22 15:00 | -556.88 | 505 | 510 | 80.45 | 2028-05-22 15:00 | -559.71 | 505 | 510 | -1.74 | 2028-05-22 15:00 | -556.88 | 505 | 510 | -29.85
2028-05-22 16:00 | -700 | 505 | 510 | 161.81 | 2028-05-22 16:00 | -700 | 505 | 510 | 144.05 | 2028-05-22 16:00 | -700 | 505 | 510 | 133.39
2028-05-22 17:00 | -700 | 505 | 510 | 246.86 | 2028-05-22 17:00 | -700 | 505 | 510 | 232.45 | 2028-05-22 17:00 | -700 | 505 | 510 | 222.97
2028-05-22 18:00 | -700 | 505 | 510 | 269.61 | 2028-05-22 18:00 | -700 | 505 | 510 | 257.43 | 2028-05-22 18:00 | -700 | 505 | 510 | 254.36
2028-05-22 19:00 | -700 | 505 | 510 | 277.05 | 2028-05-22 19:00 | -700 | 505 | 510 | 266.35 | 2028-05-22 19:00 | -700 | 505 | 510 | 259.82
2028-05-22 20:00 | -700 | 505 | 510 | 231.51 | 2028-05-22 20:00 | -700 | 505 | 510 | 220.15 | 2028-05-22 20:00 | -700 | 505 | 510 | 214.12
2028-05-22 21:00 | -700 | 505 | 510 | 430.22 | 2028-05-22 21:00 | -700 | 505 | 510 | 424.98 | 2028-05-22 21:00 | -700 | 505 | 510 | 420.59
2028-05-22 22:00 | -700 | 505 | 510 | 398.71 | 2028-05-22 22:00 | -700 | 505 | 510 | 392.79 | 2028-05-22 22:00 | -700 | 505 | 510 | 387.97
2028-05-22 23:00 | -700 | 505 | 510 | 208.35 | 2028-05-22 23:00 | -700 | 505 | 510 | 197.22 | 2028-05-22 23:00 | -700 | 505 | 510 | 192.01
2028-05-23 | -700 | 505 | 510 | 334.31 | 2028-05-23 | -700 | 505 | 510 | 442 | 2028-05-23 | -700 | 505 | 510 | 442
2028-05-23 01:00 | -700 | 505 | 510 | 198.47 | 2028-05-23 01:00 | -700 | 505 | 510 | 296.26 | 2028-05-23 01:00 | -700 | 505 | 510 | 442
2028-05-23 02:00 | -700 | 505 | 510 | -15.36 | 2028-05-23 02:00 | -700 | 505 | 510 | 116.64 | 2028-05-23 02:00 | -700 | 505 | 510 | 164
2028-05-23 03:00 | -700 | 505 | 510 | -99.11 | 2028-05-23 03:00 | -700 | 505 | 510 | -115.28 | 2028-05-23 03:00 | -700 | 505 | 510 | -121.3
2028-05-23 04:00 | -700 | 505 | 510 | -26.39 | 2028-05-23 04:00 | -700 | 505 | 510 | -32 | 2028-05-23 04:00 | -700 | 505 | 510 | -48.52
2028-05-23 05:00 | -700 | 505 | 510 | -123.68 | 2028-05-23 05:00 | -700 | 505 | 510 | -94.86 | 2028-05-23 05:00 | -700 | 505 | 510 | -136.15
2028-05-23 06:00 | -700 | 505 | 510 | -45.61 | 2028-05-23 06:00 | -700 | 505 | 510 | -62.75 | 2028-05-23 06:00 | -700 | 505 | 510 | -68.98
2028-05-23 07:00 | -700 | 505 | 510 | 123.4 | 2028-05-23 07:00 | -700 | 505 | 510 | 108.35 | 2028-05-23 07:00 | -700 | 505 | 510 | 109.78
2028-05-23 08:00 | -700 | 505 | 510 | 249.22 | 2028-05-23 08:00 | -700 | 505 | 510 | 236.38 | 2028-05-23 08:00 | -700 | 505 | 510 | 228.43
2028-05-23 09:00 | -100 | 505 | 510 | 276.31 | 2028-05-23 09:00 | -100 | 505 | 510 | 288.36 | 2028-05-23 09:00 | -100 | 505 | 510 | 253.97
2028-05-23 10:00 | 110.79 | 505 | 510 | 250.99 | 2028-05-23 10:00 | 500 | 505 | 510 | 240.92 | 2028-05-23 10:00 | 500 | 505 | 510 | 240.99
2028-05-23 11:00 | 376.88 | 244.26 | 510 | -49.01 | 2028-05-23 11:00 | 700 | 505 | 510 | 250.22 | 2028-05-23 11:00 | 700 | 505 | 510 | 240.99
2028-05-23 12:00 | 700 | -55.74 | 510 | -349.01 | 2028-05-23 12:00 | 700 | 505 | 510 | 294.31 | 2028-05-23 12:00 | 474.14 | 505 | 510 | 410.12
2028-05-23 13:00 | 500 | 244.26 | 510 | -68 | 2028-05-23 13:00 | 500 | 505 | 510 | 150.75 | 2028-05-23 13:00 | 500 | 505 | 510 | 410.12
2028-05-23 14:00 | -100 | 505 | 510 | 122.14 | 2028-05-23 14:00 | -100 | 505 | 510 | 110.6 | 2028-05-23 14:00 | -100 | 505 | 510 | 410.12
2028-05-23 15:00 | -700 | 505 | 510 | 184.51 | 2028-05-23 15:00 | -700 | 505 | 510 | 213.39 | 2028-05-23 15:00 | -700 | 374 | 390 | 390
2028-05-23 16:00 | -700 | 505 | 510 | 251.25 | 2028-05-23 16:00 | -700 | 505 | 510 | 442 | 2028-05-23 16:00 | -700 | 74 | 90 | 90
2028-05-23 17:00 | -700 | 505 | 510 | 394.93 | 2028-05-23 17:00 | -700 | 300 | 248.82 | 300 | 2028-05-23 17:00 | -700 | -226 | -210 | -210
2028-05-23 18:00 | -100 | 205 | 510 | 104.89 | 2028-05-23 18:00 | -700 | 0 | -51.18 | 0 | 2028-05-23 18:00 | -700 | -526 | -510 | -510
2028-05-23 19:00 | 500 | 0 | 510 | 104.89 | 2028-05-23 19:00 | -700 | -227.19 | -351.18 | -300 | 2028-05-23 19:00 | -700 | -526 | -510 | -510
2028-05-23 20:00 | 646.86 | 205 | 510 | 261.16 | 2028-05-23 20:00 | -700 | -227.19 | -300 | -235.64 | 2028-05-23 20:00 | -700 | -526 | -510 | -510
2028-05-23 21:00 | 46.86 | 505 | 510 | 442 | 2028-05-23 21:00 | -700 | 0 | 0 | 64.36 | 2028-05-23 21:00 | -700 | -226 | -210 | -210
2028-05-23 22:00 | -553.14 | 505 | 510 | 442 | 2028-05-23 22:00 | -700 | 300 | 300 | 364.36 | 2028-05-23 22:00 | -700 | 74 | 90 | 90
2028-05-23 23:00 | -483.33 | 505 | 510 | 442 | 2028-05-23 23:00 | -700 | 505 | 510 | 442 | 2028-05-23 23:00 | -700 | 374 | 390 | 390
2028-05-24 | -323.8 | 505 | 510 | 442 | 2028-05-24 | -700 | 505 | 510 | 442 | 2028-05-24 | -700 | 505 | 510 | 442
2028-05-24 01:00 | -346.01 | 505 | 510 | 300.3 | 2028-05-24 01:00 | -700 | 505 | 510 | 442 | 2028-05-24 01:00 | -700 | 505 | 510 | 442
2028-05-24 02:00 | -490.65 | 505 | 510 | 170.32 | 2028-05-24 02:00 | -700 | 505 | 510 | 442 | 2028-05-24 02:00 | -700 | 505 | 510 | 442
2028-05-24 03:00 | -570.08 | 505 | 510 | 210.75 | 2028-05-24 03:00 | -700 | 505 | 510 | 442 | 2028-05-24 03:00 | -700 | 505 | 510 | 442
2028-05-24 04:00 | 0 | 505 | 510 | 442 | 2028-05-24 04:00 | -700 | 500.03 | 390 | 442 | 2028-05-24 04:00 | -700 | 374 | 390 | 442
2028-05-24 05:00 | 0 | 505 | 510 | 325.69 | 2028-05-24 05:00 | -700 | 200.03 | 90 | 442 | 2028-05-24 05:00 | -700 | 74 | 90 | 291.53
2028-05-24 06:00 | 0 | 505 | 510 | 442 | 2028-05-24 06:00 | -700 | -99.97 | -210 | 184.37 | 2028-05-24 06:00 | -700 | -226 | -210 | -8.47
2028-05-24 07:00 | 600 | 205 | 490.57 | 142 | 2028-05-24 07:00 | -700 | -399.97 | -510 | -115.63 | 2028-05-24 07:00 | -700 | -526 | -510 | -308.47
2028-05-24 08:00 | 0 | 229.33 | 510 | 442 | 2028-05-24 08:00 | -700 | -526 | -510 | -204.06 | 2028-05-24 08:00 | -700 | -526 | -510 | -394.76
2028-05-24 09:00 | 154.58 | 205 | 210 | 281.77 | 2028-05-24 09:00 | -700 | -526 | -510 | 95.94 | 2028-05-24 09:00 | -700 | -526 | -510 | -94.76
2028-05-24 10:00 | -445.42 | 505 | 510 | 442 | 2028-05-24 10:00 | -700 | -226 | -210 | 395.94 | 2028-05-24 10:00 | -700 | -226 | -210 | 205.24
2028-05-24 11:00 | -565.87 | 205 | 210 | 142 | 2028-05-24 11:00 | -700 | -526 | -510 | 95.94 | 2028-05-24 11:00 | -700 | -526 | -510 | -94.76
2028-05-24 12:00 | -57.46 | 0 | 0 | 26.31 | 2028-05-24 12:00 | -700 | -526 | 0 | -204.06 | 2028-05-24 12:00 | -700 | -526 | 0 | -394.76
2028-05-24 13:00 | -182.22 | 0 | 0 | 0 | 2028-05-24 13:00 | -700 | -526 | 0 | -240.66 | 2028-05-24 13:00 | -700 | -526 | 0 | -478.42
2028-05-24 14:00 | -5.91 | 0 | 0 | 161.38 | 2028-05-24 14:00 | -700 | -526 | 0 | -31.69 | 2028-05-24 14:00 | -700 | -526 | 0 | -178.42
2028-05-24 15:00 | 371.08 | 0 | 0 | 409.44 | 2028-05-24 15:00 | -700 | -526 | 0 | 268.31 | 2028-05-24 15:00 | -700 | -526 | 0 | 121.58
2028-05-24 16:00 | 466.44 | 195.32 | 0 | 442 | 2028-05-24 16:00 | -700 | -526 | 0 | 434.17 | 2028-05-24 16:00 | -700 | -526 | 0 | 421.58
2028-05-24 17:00 | 700 | 495.32 | 0 | 442 | 2028-05-24 17:00 | -172.09 | -300 | 0 | 442 | 2028-05-24 17:00 | -700 | -526 | 0 | 442
2028-05-24 18:00 | 700 | 499.92 | 0 | 442 | 2028-05-24 18:00 | 427.91 | 0 | 0 | 442 | 2028-05-24 18:00 | -137.01 | -300 | 0 | 442
2028-05-24 19:00 | 700 | 505 | 0 | 442 | 2028-05-24 19:00 | 700 | 300 | 0 | 442 | 2028-05-24 19:00 | 462.99 | 0 | 0 | 442
2028-05-24 20:00 | 700 | 505 | 0 | 442 | 2028-05-24 20:00 | 700 | 289.58 | 0 | 442 | 2028-05-24 20:00 | 700 | 79.24 | 0 | 442
2028-05-24 21:00 | 700 | 505 | 0 | 442 | 2028-05-24 21:00 | 700 | 505 | 0 | 442 | 2028-05-24 21:00 | 700 | 379.24 | 0 | 442
2028-05-24 22:00 | 700 | 505 | 0 | 442 | 2028-05-24 22:00 | 700 | 505 | 0 | 442 | 2028-05-24 22:00 | 700 | 505 | 0 | 442
2028-05-24 23:00 | 700 | 503.15 | 0 | 442 | 2028-05-24 23:00 | 700 | 505 | 0 | 442 | 2028-05-24 23:00 | 700 | 505 | 0 | 442
2028-05-25 | 700 | 231.11 | 0 | 442 | 2028-05-25 | 547.93 | 205 | 0 | 442 | 2028-05-25 | 700 | 505 | 0 | 442
2028-05-25 01:00 | 700 | 465.82 | 0 | 442 | 2028-05-25 01:00 | 700 | 73.19 | 0 | 442 | 2028-05-25 01:00 | 700 | 251.77 | 0 | 442
2028-05-25 02:00 | 700 | 274.59 | 0 | 442 | 2028-05-25 02:00 | 700 | 73.19 | 0 | 442 | 2028-05-25 02:00 | 700 | 505 | 0 | 442
2028-05-25 03:00 | 700 | 310.69 | 0 | 442 | 2028-05-25 03:00 | 700 | 73.19 | 0 | 442 | 2028-05-25 03:00 | 700 | 505 | 0 | 442
2028-05-25 04:00 | 700 | 393.71 | 0 | 442 | 2028-05-25 04:00 | 604.42 | 0 | 0 | 442 | 2028-05-25 04:00 | 700 | 300 | 0 | 442
2028-05-25 05:00 | 700 | 319.78 | 0 | 442 | 2028-05-25 05:00 | 284.89 | 0 | 0 | 442 | 2028-05-25 05:00 | 250.66 | 0 | 0 | 442
2028-05-25 06:00 | 700 | 151.93 | 0 | 442 | 2028-05-25 06:00 | -222.17 | -226 | 0 | 442 | 2028-05-25 06:00 | -289.97 | -226 | 0 | 442
2028-05-25 07:00 | 453.65 | 0 | 0 | 442 | 2028-05-25 07:00 | -700 | -526 | 0 | 442 | 2028-05-25 07:00 | -700 | -526 | 0 | 442
2028-05-25 08:00 | -142.57 | 0 | 0 | 442 | 2028-05-25 08:00 | -700 | -526 | 0 | 249.27 | 2028-05-25 08:00 | -700 | -526 | 0 | 142
2028-05-25 09:00 | -700 | 300 | 0 | 442 | 2028-05-25 09:00 | -700 | -226 | 0 | 442 | 2028-05-25 09:00 | -700 | -226 | 0 | 442
2028-05-25 10:00 | -700 | 505 | 0 | 442 | 2028-05-25 10:00 | -700 | 74 | 0 | 442 | 2028-05-25 10:00 | -700 | 74 | 0 | 442
2028-05-25 11:00 | -700 | 505 | 0 | 442 | 2028-05-25 11:00 | -700 | 374 | 0 | 442 | 2028-05-25 11:00 | -700 | 374 | 0 | 442
2028-05-25 12:00 | -700 | 505 | 0 | 442 | 2028-05-25 12:00 | -700 | 505 | 0 | 442 | 2028-05-25 12:00 | -700 | 505 | 0 | 442
2028-05-25 13:00 | -700 | 505 | 0 | 442 | 2028-05-25 13:00 | -700 | 505 | 0 | 442 | 2028-05-25 13:00 | -700 | 436.44 | 0 | 442
2028-05-25 14:00 | -700 | 505 | 0 | 442 | 2028-05-25 14:00 | -700 | 505 | 0 | 442 | 2028-05-25 14:00 | -700 | 136.44 | 0 | 442
2028-05-25 15:00 | -677.8 | 505 | 0 | 442 | 2028-05-25 15:00 | -700 | 300 | 0 | 442 | 2028-05-25 15:00 | -700 | -163.56 | 0 | 442
2028-05-25 16:00 | -88.76 | 205 | 0 | 442 | 2028-05-25 16:00 | -697.21 | 0 | 0 | 442 | 2028-05-25 16:00 | -700 | -463.56 | 0 | 442
2028-05-25 17:00 | 511.24 | 365.27 | 0 | 442 | 2028-05-25 17:00 | -97.21 | 71.48 | 0 | 442 | 2028-05-25 17:00 | -410.67 | -300 | 0 | 442
2028-05-25 18:00 | 700 | 505 | 0 | 442 | 2028-05-25 18:00 | 502.79 | 371.48 | 0 | 442 | 2028-05-25 18:00 | 189.33 | 0 | 0 | 442
2028-05-25 19:00 | 700 | 505 | 0 | 442 | 2028-05-25 19:00 | 700 | 505 | 0 | 442 | 2028-05-25 19:00 | 700 | 245.43 | 0 | 442
2028-05-25 20:00 | 700 | 505 | 0 | 442 | 2028-05-25 20:00 | 700 | 505 | 0 | 442 | 2028-05-25 20:00 | 700 | 379.89 | 0 | 442
2028-05-25 21:00 | 700 | 505 | 0 | 442 | 2028-05-25 21:00 | 700 | 505 | 0 | 442 | 2028-05-25 21:00 | 700 | 505 | 0 | 442
2028-05-25 22:00 | 700 | 505 | 0 | 442 | 2028-05-25 22:00 | 700 | 505 | 0 | 442 | 2028-05-25 22:00 | 700 | 463.55 | 0 | 442
2028-05-25 23:00 | 700 | 505 | 0 | 442 | 2028-05-25 23:00 | 700 | 505 | 0 | 442 | 2028-05-25 23:00 | 700 | 424.99 | 0 | 442
2028-05-26 | 700 | 505 | 0 | 442 | 2028-05-26 | 700 | 505 | 0 | 442 | 2028-05-26 | 700 | 505 | 0 | 442
2028-05-26 01:00 | 700 | 505 | 0 | 442 | 2028-05-26 01:00 | 700 | 505 | 0 | 442 | 2028-05-26 01:00 | 700 | 505 | 0 | 442
2028-05-26 02:00 | 700 | 505 | 0 | 442 | 2028-05-26 02:00 | 700 | 505 | 0 | 442 | 2028-05-26 02:00 | 700 | 505 | 0 | 442
2028-05-26 03:00 | 700 | 505 | 0 | 442 | 2028-05-26 03:00 | 700 | 505 | 0 | 442 | 2028-05-26 03:00 | 700 | 505 | 0 | 442
2028-05-26 04:00 | 700 | 505 | 0 | 442 | 2028-05-26 04:00 | 700 | 505 | 0 | 442 | 2028-05-26 04:00 | 700 | 505 | 0 | 442
2028-05-26 05:00 | 700 | 505 | 0 | 442 | 2028-05-26 05:00 | 700 | 505 | 0 | 442 | 2028-05-26 05:00 | 700 | 374 | 0 | 442
2028-05-26 06:00 | 700 | 505 | 0 | 442 | 2028-05-26 06:00 | 700 | 505 | 0 | 442 | 2028-05-26 06:00 | 500 | 74 | 0 | 442
2028-05-26 07:00 | 700 | 505 | 0 | 442 | 2028-05-26 07:00 | 500.03 | 205 | 0 | 442 | 2028-05-26 07:00 | -100 | -226 | 0 | 442
2028-05-26 08:00 | 700 | 505 | 0 | 442 | 2028-05-26 08:00 | -99.97 | -95 | 0 | 442 | 2028-05-26 08:00 | -700 | -526 | 0 | 442
2028-05-26 09:00 | 700 | 333.29 | 0 | 442 | 2028-05-26 09:00 | -699.97 | -395 | 0 | 442 | 2028-05-26 09:00 | -700 | -526 | 0 | 442
2028-05-26 10:00 | 700 | 500.83 | 0 | 442 | 2028-05-26 10:00 | -700 | -526 | 0 | 442 | 2028-05-26 10:00 | -700 | -526 | 0 | 442
2028-05-26 11:00 | 700 | 200.83 | 0 | 442 | 2028-05-26 11:00 | -700 | -526 | 0 | 442 | 2028-05-26 11:00 | -700 | -526 | 0 | 442
2028-05-26 12:00 | 700 | 186.62 | 300 | 442 | 2028-05-26 12:00 | -700 | -526 | -510 | 442 | 2028-05-26 12:00 | -700 | -526 | -510 | 442
2028-05-26 13:00 | 700 | 156.71 | 510 | 442 | 2028-05-26 13:00 | -700 | -526 | -510 | 442 | 2028-05-26 13:00 | -700 | -526 | -510 | 442
2028-05-26 14:00 | 700 | 0 | 510 | 442 | 2028-05-26 14:00 | -700 | -290.88 | -510 | 442 | 2028-05-26 14:00 | -700 | -526 | -510 | 442
2028-05-26 15:00 | 700 | 0 | 444.81 | 408.14 | 2028-05-26 15:00 | -183.52 | 0 | -510 | 442 | 2028-05-26 15:00 | -700 | -526 | -510 | 442
2028-05-26 16:00 | 700 | 0 | 144.81 | 369.85 | 2028-05-26 16:00 | 410.12 | -152.42 | -510 | 442 | 2028-05-26 16:00 | -100 | -507.15 | -510 | 442
2028-05-26 17:00 | 700 | 0 | 438.68 | 442 | 2028-05-26 17:00 | 700 | -452.42 | -510 | 293.9 | 2028-05-26 17:00 | 323.17 | -526 | -510 | 349.8
2028-05-26 18:00 | 700 | 225.85 | 510 | 442 | 2028-05-26 18:00 | 700 | -298.61 | -390 | 212.02 | 2028-05-26 18:00 | 700 | -521.93 | -510 | 349.8
2028-05-26 19:00 | 700 | 440.78 | 510 | 442 | 2028-05-26 19:00 | 700 | -95 | -90 | 345.21 | 2028-05-26 19:00 | 700 | -221.93 | -210 | 349.8
2028-05-26 20:00 | 700 | 413.02 | 510 | 442 | 2028-05-26 20:00 | 700 | 205 | 210 | 358.49 | 2028-05-26 20:00 | 700 | 78.07 | 90 | 298.86
2028-05-26 21:00 | 700 | 505 | 510 | 442 | 2028-05-26 21:00 | 700 | 505 | 510 | 442 | 2028-05-26 21:00 | 700 | 378.07 | 390 | 442
2028-05-26 22:00 | 700 | 505 | 510 | 442 | 2028-05-26 22:00 | 700 | 505 | 510 | 442 | 2028-05-26 22:00 | 700 | 505 | 510 | 442
2028-05-26 23:00 | 700 | 505 | 510 | 442 | 2028-05-26 23:00 | 700 | 505 | 510 | 442 | 2028-05-26 23:00 | 700 | 505 | 510 | 442
2028-05-27 | 700 | 505 | 510 | 442 | 2028-05-27 | 700 | 505 | 510 | 442 | 2028-05-27 | 700 | 505 | 510 | 442
2028-05-27 01:00 | 700 | 505 | 510 | 442 | 2028-05-27 01:00 | 700 | 505 | 510 | 442 | 2028-05-27 01:00 | 700 | 505 | 510 | 442
2028-05-27 02:00 | 700 | 400.44 | 510 | 442 | 2028-05-27 02:00 | 700 | 505 | 510 | 442 | 2028-05-27 02:00 | 700 | 505 | 510 | 442
2028-05-27 03:00 | 700 | 366.59 | 510 | 442 | 2028-05-27 03:00 | 700 | 320.92 | 510 | 442 | 2028-05-27 03:00 | 700 | 505 | 510 | 442
2028-05-27 04:00 | 700 | 505 | 510 | 442 | 2028-05-27 04:00 | 700 | 320.92 | 510 | 442 | 2028-05-27 04:00 | 700 | 505 | 510 | 442
2028-05-27 05:00 | 700 | 424.91 | 510 | 442 | 2028-05-27 05:00 | 700 | 261.64 | 510 | 442 | 2028-05-27 05:00 | 700 | 457.43 | 510 | 442
2028-05-27 06:00 | 700 | 505 | 510 | 442 | 2028-05-27 06:00 | 700 | 212.26 | 510 | 442 | 2028-05-27 06:00 | 638.42 | 157.43 | 210 | 442
2028-05-27 07:00 | 700 | 369.14 | 510 | 442 | 2028-05-27 07:00 | 700 | 212.26 | 486.71 | 442 | 2028-05-27 07:00 | 63.72 | 0 | 0 | 442
2028-05-27 08:00 | 700 | 119.88 | 510 | 442 | 2028-05-27 08:00 | 100 | 0 | 186.71 | 442 | 2028-05-27 08:00 | -536.28 | -295.82 | -300 | 442
2028-05-27 09:00 | 700 | 101.28 | 510 | 442 | 2028-05-27 09:00 | -500 | -300 | -113.29 | 442 | 2028-05-27 09:00 | -700 | -526 | -510 | 442
2028-05-27 10:00 | 700 | 0 | 445.76 | 442 | 2028-05-27 10:00 | -700 | -451.12 | -413.29 | 442 | 2028-05-27 10:00 | -700 | -526 | -510 | 442
2028-05-27 11:00 | 700 | 0 | 343.42 | 372.01 | 2028-05-27 11:00 | -700 | -526 | -510 | 442 | 2028-05-27 11:00 | -700 | -526 | -510 | 442
2028-05-27 12:00 | 700 | 0 | 56.09 | 439.15 | 2028-05-27 12:00 | -700 | -526 | -510 | 442 | 2028-05-27 12:00 | -700 | -526 | -510 | 442
2028-05-27 13:00 | 624.36 | 0 | 0 | 413.08 | 2028-05-27 13:00 | -700 | -526 | -510 | 442 | 2028-05-27 13:00 | -700 | -526 | -510 | 258
2028-05-27 14:00 | 624.44 | 0 | 0 | 336.97 | 2028-05-27 14:00 | -700 | -347.96 | -510 | 442 | 2028-05-27 14:00 | -700 | -526 | -510 | 386.04
2028-05-27 15:00 | 641.68 | 0 | 126.45 | 317.35 | 2028-05-27 15:00 | -700 | -447.64 | -390 | 442 | 2028-05-27 15:00 | -700 | -526 | -510 | 442
2028-05-27 16:00 | 700 | 0 | 426.45 | 442 | 2028-05-27 16:00 | -404.96 | -147.64 | -90 | 442 | 2028-05-27 16:00 | -700 | -526 | -510 | 442
2028-05-27 17:00 | 700 | 141.46 | 510 | 442 | 2028-05-27 17:00 | 195.04 | 152.36 | 210 | 442 | 2028-05-27 17:00 | -387.2 | -300 | -300 | 442
2028-05-27 18:00 | 700 | 113.75 | 510 | 442 | 2028-05-27 18:00 | 700 | 452.36 | 510 | 442 | 2028-05-27 18:00 | 212.8 | 0 | 0 | 442
2028-05-27 19:00 | 700 | 382.98 | 510 | 442 | 2028-05-27 19:00 | 700 | 505 | 510 | 442 | 2028-05-27 19:00 | 700 | 0 | 210 | 442
2028-05-27 20:00 | 700 | 505 | 510 | 442 | 2028-05-27 20:00 | 700 | 505 | 510 | 442 | 2028-05-27 20:00 | 700 | 300 | 510 | 442
2028-05-27 21:00 | 700 | 505 | 510 | 442 | 2028-05-27 21:00 | 700 | 505 | 510 | 442 | 2028-05-27 21:00 | 700 | 143.3 | 510 | 442
2028-05-27 22:00 | 700 | 292.85 | 510 | 442 | 2028-05-27 22:00 | 700 | 505 | 510 | 442 | 2028-05-27 22:00 | 700 | 143.3 | 510 | 442
2028-05-27 23:00 | 700 | 329.94 | 510 | 442 | 2028-05-27 23:00 | 700 | 505 | 510 | 442 | 2028-05-27 23:00 | 700 | 300 | 510 | 442
2028-05-28 | 700 | 355.13 | 510 | 442 | 2028-05-28 | 700 | 437.88 | 510 | 442 | 2028-05-28 | 700 | 256.27 | 510 | 442
2028-05-28 01:00 | 700 | 339.69 | 510 | 442 | 2028-05-28 01:00 | 700 | 446.16 | 510 | 442 | 2028-05-28 01:00 | 700 | 256.27 | 510 | 442
2028-05-28 02:00 | 700 | 339.69 | 510 | 442 | 2028-05-28 02:00 | 700 | 233.01 | 510 | 442 | 2028-05-28 02:00 | 700 | 85.96 | 510 | 442
2028-05-28 03:00 | 700 | 363.14 | 510 | 442 | 2028-05-28 03:00 | 700 | 233.01 | 510 | 442 | 2028-05-28 03:00 | 700 | 85.96 | 510 | 442
2028-05-28 04:00 | 700 | 505 | 510 | 442 | 2028-05-28 04:00 | 700 | 126.54 | 510 | 442 | 2028-05-28 04:00 | 700 | 85.96 | 390 | 442
2028-05-28 05:00 | 700 | 327.12 | 510 | 442 | 2028-05-28 05:00 | 700 | 129.2 | 390 | 442 | 2028-05-28 05:00 | 500 | 0 | 90 | 442
2028-05-28 06:00 | 700 | 178.21 | 510 | 442 | 2028-05-28 06:00 | 359.37 | 0 | 90 | 438.53 | 2028-05-28 06:00 | -100 | -226 | -210 | 442
2028-05-28 07:00 | 700 | 0 | 503.92 | 442 | 2028-05-28 07:00 | -240.63 | -226 | -210 | 338.61 | 2028-05-28 07:00 | -700 | -526 | -510 | 292.42
2028-05-28 08:00 | 578.89 | 0 | 203.92 | 424.43 | 2028-05-28 08:00 | -700 | -526 | -510 | 299.43 | 2028-05-28 08:00 | -700 | -526 | -510 | 225.06
2028-05-28 09:00 | 182.43 | 0 | 0 | 361.23 | 2028-05-28 09:00 | -700 | -526 | -510 | 351.77 | 2028-05-28 09:00 | -700 | -526 | -510 | 160.74
2028-05-28 10:00 | -96.39 | 0 | 0 | 384.48 | 2028-05-28 10:00 | -700 | -526 | -510 | 275.96 | 2028-05-28 10:00 | -700 | -526 | -510 | 167.44
2028-05-28 11:00 | -352.13 | 0 | 0 | 427.65 | 2028-05-28 11:00 | -700 | -526 | -510 | 330.86 | 2028-05-28 11:00 | -700 | -526 | -510 | 207.33
2028-05-28 12:00 | -478.78 | 0 | 0 | 442 | 2028-05-28 12:00 | -700 | -526 | -510 | 330.86 | 2028-05-28 12:00 | -700 | -526 | -510 | 215.99
2028-05-28 13:00 | -366.9 | 0 | 0 | 378.49 | 2028-05-28 13:00 | -700 | -526 | -510 | 262.94 | 2028-05-28 13:00 | -700 | -526 | -510 | 147.4
2028-05-28 14:00 | -483.55 | 0 | 0 | 332.05 | 2028-05-28 14:00 | -700 | -526 | -510 | 218.88 | 2028-05-28 14:00 | -700 | -526 | -510 | 125.97
2028-05-28 15:00 | -363.68 | 0 | 0 | 442 | 2028-05-28 15:00 | -700 | -526 | -510 | 344.74 | 2028-05-28 15:00 | -700 | -526 | -510 | 215.3
2028-05-28 16:00 | -38.25 | 0 | 0 | 442 | 2028-05-28 16:00 | -700 | -526 | -510 | 336.59 | 2028-05-28 16:00 | -700 | -526 | -510 | 248.76
2028-05-28 17:00 | 323.11 | 0 | 191.43 | 442 | 2028-05-28 17:00 | -700 | -362.17 | -510 | 442 | 2028-05-28 17:00 | -700 | -526 | -510 | 390.35
2028-05-28 18:00 | 700 | 0 | 491.43 | 442 | 2028-05-28 18:00 | -100 | -62.17 | -210 | 442 | 2028-05-28 18:00 | -700 | -390.94 | -510 | 398.19
2028-05-28 19:00 | 700 | 0 | 494.16 | 442 | 2028-05-28 19:00 | 0 | 0 | -341.12 | 442 | 2028-05-28 19:00 | -700 | -90.94 | -510 | 442
2028-05-28 20:00 | 700 | 72.17 | 510 | 442 | 2028-05-28 20:00 | 0 | 0 | -41.12 | 442 | 2028-05-28 20:00 | -700 | 0 | -510 | 442
2028-05-28 21:00 | 700 | 205.29 | 510 | 442 | 2028-05-28 21:00 | 0 | 0 | 0 | 442 | 2028-05-28 21:00 | -700 | 0 | -510 | 442
2028-05-28 22:00 | 700 | 0 | 396.79 | 442 | 2028-05-28 22:00 | -116.58 | 0 | 0 | 442 | 2028-05-28 22:00 | -700 | 0 | -467.79 | 423.71
2028-05-28 23:00 | 700 | 124.95 | 510 | 442 | 2028-05-28 23:00 | 0 | 0 | 0 | 358.98 | 2028-05-28 23:00 | -700 | 0 | -510 | 331.8
2028-05-29 | 700 | 238.86 | 510 | 442 | 2028-05-29 | 0 | 0 | 0 | 292.2 | 2028-05-29 | -700 | 0 | -210 | 258.2
2028-05-29 01:00 | 700 | 0 | 300 | 409.22 | 2028-05-29 01:00 | 0 | 0 | 0 | 317.5 | 2028-05-29 01:00 | -700 | 0 | -293.9 | 299.43
2028-05-29 02:00 | 696.23 | 0 | 0 | 280.6 | 2028-05-29 02:00 | -383.24 | 0 | 0 | 250.83 | 2028-05-29 02:00 | -700 | 0 | -510 | 221.06
2028-05-29 03:00 | 166.05 | 0 | 233.85 | 317.95 | 2028-05-29 03:00 | -522.7 | 0 | 0 | 298.09 | 2028-05-29 03:00 | -700 | 0 | -327.21 | 278.24
2028-05-29 04:00 | 342.57 | 0 | 0 | 250.17 | 2028-05-29 04:00 | -507.32 | 0 | 0 | 217.64 | 2028-05-29 04:00 | -700 | -10.41 | -510 | 185.11
2028-05-29 05:00 | 449.44 | 0 | 0 | 253.5 | 2028-05-29 05:00 | -528.85 | 0 | -197.79 | 219.32 | 2028-05-29 05:00 | -700 | -226 | -505.11 | 185.15
2028-05-29 06:00 | 0 | 0 | 0 | 257.6 | 2028-05-29 06:00 | -700 | -226 | -497.79 | 191.39 | 2028-05-29 06:00 | -700 | -526 | -510 | 125.18
2028-05-29 07:00 | 0 | 0 | 0 | 239.21 | 2028-05-29 07:00 | -700 | -526 | -510 | 112.14 | 2028-05-29 07:00 | -700 | -526 | -510 | -14.56
2028-05-29 08:00 | -600 | 0 | -72.35 | 187.05 | 2028-05-29 08:00 | -700 | -526 | -510 | -0.16 | 2028-05-29 08:00 | -700 | -526 | -510 | -182.74
2028-05-29 09:00 | -209.95 | 300 | 227.65 | 302.51 | 2028-05-29 09:00 | -209.95 | -226 | -210 | 299.84 | 2028-05-29 09:00 | -209.95 | -226 | -210 | 117.26
2028-05-29 10:00 | -100 | 0 | -72.35 | 2.51 | 2028-05-29 10:00 | -100 | 74 | -142.83 | 0 | 2028-05-29 10:00 | -100 | 74 | -142.83 | 0
2028-05-29 11:00 | -700 | -300 | -372.35 | -297.49 | 2028-05-29 11:00 | -700 | -226 | -442.83 | -300 | 2028-05-29 11:00 | -700 | -226 | -442.83 | -300
2028-05-29 12:00 | -700 | -424.27 | -510 | -320.5 | 2028-05-29 12:00 | -700 | -526 | -510 | -510 | 2028-05-29 12:00 | -700 | -526 | -510 | -510
2028-05-29 13:00 | -700 | -124.27 | -210 | -20.5 | 2028-05-29 13:00 | -700 | -226 | -210 | -210 | 2028-05-29 13:00 | -700 | -226 | -210 | -210
2028-05-29 14:00 | -700 | 0 | -510 | -189.58 | 2028-05-29 14:00 | -700 | -526 | -510 | -510 | 2028-05-29 14:00 | -700 | -526 | -510 | -510
2028-05-29 15:00 | -700 | 0 | -390 | -236.97 | 2028-05-29 15:00 | -700 | -526 | -510 | -510 | 2028-05-29 15:00 | -700 | -526 | -510 | -510
2028-05-29 16:00 | -110.55 | -154.72 | -90 | -39.7 | 2028-05-29 16:00 | -700 | -526 | -510 | -248.44 | 2028-05-29 16:00 | -700 | -526 | -510 | -457.18
2028-05-29 17:00 | 489.45 | 0 | 210 | 260.3 | 2028-05-29 17:00 | -600 | -226 | -503.03 | -46.11 | 2028-05-29 17:00 | -700 | -526 | -510 | -222.51
2028-05-29 18:00 | 700 | 244.65 | 510 | 442 | 2028-05-29 18:00 | 0 | 0 | -203.03 | 60.99 | 2028-05-29 18:00 | -485.9 | -226 | -510 | -61.13
2028-05-29 19:00 | 700 | 168.13 | 510 | 442 | 2028-05-29 19:00 | 600 | 0 | 0 | 351.28 | 2028-05-29 19:00 | 0 | 0 | -210 | 238.87
2028-05-29 20:00 | 700 | 315.99 | 510 | 442 | 2028-05-29 20:00 | 700 | 0 | -15.49 | 51.28 | 2028-05-29 20:00 | 0 | -25.62 | -510 | 0
2028-05-29 21:00 | 700 | 15.99 | 210 | 315.05 | 2028-05-29 21:00 | 700 | 0 | 0 | 259.09 | 2028-05-29 21:00 | 0 | 0 | -510 | 0
2028-05-29 22:00 | 700 | 315.99 | 510 | 442 | 2028-05-29 22:00 | 700 | 0 | 0 | 426.69 | 2028-05-29 22:00 | 0 | 0 | -510 | 0
2028-05-29 23:00 | 700 | 150.09 | 510 | 442 | 2028-05-29 23:00 | 700 | 0 | 0 | 251.06 | 2028-05-29 23:00 | 0 | 0 | -210 | 268.41
2028-05-30 | 700 | 412.43 | 510 | 442 | 2028-05-30 | 700 | 0 | 71.53 | 442 | 2028-05-30 | 261.65 | 0 | 0 | 315.66
2028-05-30 01:00 | 700 | 138.63 | 510 | 442 | 2028-05-30 01:00 | 700 | 0 | 104.24 | 442 | 2028-05-30 01:00 | 146.86 | 0 | 0 | 442
2028-05-30 02:00 | 700 | 52.42 | 510 | 442 | 2028-05-30 02:00 | 700 | 0 | 112 | 307.86 | 2028-05-30 02:00 | 216.61 | 0 | 0 | 248.39
2028-05-30 03:00 | 700 | 285.01 | 510 | 442 | 2028-05-30 03:00 | 700 | 0 | 112 | 307.86 | 2028-05-30 03:00 | 0 | 0 | 0 | 284.09
2028-05-30 04:00 | 700 | 245.31 | 510 | 442 | 2028-05-30 04:00 | 700 | 0 | 46.6 | 337.01 | 2028-05-30 04:00 | 262.72 | 0 | 0 | 320.57
2028-05-30 05:00 | 700 | 0 | 510 | 442 | 2028-05-30 05:00 | 600 | 0 | 0 | 303.41 | 2028-05-30 05:00 | -100 | 0 | -168.91 | 280.76
2028-05-30 06:00 | 700 | 0 | 367.97 | 395.35 | 2028-05-30 06:00 | 0 | 0 | -267.94 | 303.41 | 2028-05-30 06:00 | -700 | -300 | -468.91 | 189.71
2028-05-30 07:00 | 700 | 23.06 | 510 | 442 | 2028-05-30 07:00 | -216.21 | -226 | -210 | 375.17 | 2028-05-30 07:00 | -700 | -526 | -510 | 294.47
2028-05-30 08:00 | 700 | 0 | 376.06 | 442 | 2028-05-30 08:00 | -700 | -526 | -510 | 442 | 2028-05-30 08:00 | -700 | -526 | -510 | 262.07
2028-05-30 09:00 | 639.67 | 0 | 76.06 | 426.45 | 2028-05-30 09:00 | -700 | -526 | -510 | 442 | 2028-05-30 09:00 | -700 | -526 | -510 | 137.75
2028-05-30 10:00 | 110.95 | 0 | 0 | 390.65 | 2028-05-30 10:00 | -700 | -526 | -510 | 442 | 2028-05-30 10:00 | -700 | -526 | -510 | 46.91
2028-05-30 11:00 | 66.24 | 0 | 0 | 337.66 | 2028-05-30 11:00 | -700 | -526 | -510 | 191.25 | 2028-05-30 11:00 | -700 | -526 | -510 | 0
2028-05-30 12:00 | 0 | 0 | 0 | 267.97 | 2028-05-30 12:00 | -700 | -526 | -510 | 70.52 | 2028-05-30 12:00 | -700 | -526 | -510 | 0
2028-05-30 13:00 | 180.64 | 0 | 0 | 272.82 | 2028-05-30 13:00 | -700 | -526 | -510 | 84.53 | 2028-05-30 13:00 | -700 | -526 | -510 | 0
2028-05-30 14:00 | 175.84 | 0 | 0 | 228.37 | 2028-05-30 14:00 | -700 | -526 | -510 | 90.05 | 2028-05-30 14:00 | -700 | -526 | -510 | 0
2028-05-30 15:00 | 289.59 | 0 | 0 | 325.63 | 2028-05-30 15:00 | -700 | -526 | -510 | 165.1 | 2028-05-30 15:00 | -700 | -526 | -510 | 4.57
2028-05-30 16:00 | 700 | 0 | 115.02 | 431.13 | 2028-05-30 16:00 | -700 | -526 | -510 | 245.16 | 2028-05-30 16:00 | -700 | -526 | -510 | 99.71
2028-05-30 17:00 | 700 | 0 | 415.02 | 442 | 2028-05-30 17:00 | -100 | -461.14 | -510 | 352.13 | 2028-05-30 17:00 | -700 | -526 | -510 | 228.61
2028-05-30 18:00 | 700 | 0 | 510 | 319.62 | 2028-05-30 18:00 | 500 | -402.53 | -510 | 52.13 | 2028-05-30 18:00 | -100 | -526 | -510 | 162.18
2028-05-30 19:00 | 700 | 197.41 | 510 | 442 | 2028-05-30 19:00 | 700 | -102.53 | -210 | 270.51 | 2028-05-30 19:00 | 500 | -526 | -510 | 0
2028-05-30 20:00 | 700 | 255.17 | 510 | 442 | 2028-05-30 20:00 | 700 | 197.47 | 90 | 270.51 | 2028-05-30 20:00 | 700 | -300 | -402.76 | 300
2028-05-30 21:00 | 700 | 505 | 510 | 442 | 2028-05-30 21:00 | 700 | 497.47 | 390 | 442 | 2028-05-30 21:00 | 700 | 0 | -102.76 | 244.1
2028-05-30 22:00 | 700 | 247.2 | 510 | 442 | 2028-05-30 22:00 | 700 | 298.35 | 510 | 442 | 2028-05-30 22:00 | 700 | 300 | 197.24 | 337.27
2028-05-30 23:00 | 700 | 84.51 | 510 | 387.93 | 2028-05-30 23:00 | 700 | 0 | 458.35 | 142 | 2028-05-30 23:00 | 700 | 0 | 478.21 | 37.27
2028-05-31 | 700 | 98.15 | 510 | 191.92 | 2028-05-31 | 700 | 46.93 | 510 | 0.19 | 2028-05-31 | 700 | 137.33 | 510 | -186.81
2028-05-31 01:00 | 700 | 135.85 | 510 | 80.81 | 2028-05-31 01:00 | 700 | 6.32 | 510 | -40.9 | 2028-05-31 01:00 | 700 | 181.66 | 510 | 0
2028-05-31 02:00 | 700 | 324.28 | 510 | 0 | 2028-05-31 02:00 | 700 | 306.32 | 510 | -54.76 | 2028-05-31 02:00 | 700 | 455.05 | 510 | -88.43
2028-05-31 03:00 | 700 | 290.96 | 510 | 91.5 | 2028-05-31 03:00 | 700 | 277.92 | 510 | 0 | 2028-05-31 03:00 | 700 | 311.43 | 510 | -229.86
2028-05-31 04:00 | 587.23 | 505 | 510 | 311.02 | 2028-05-31 04:00 | 456.83 | 505 | 510 | 17.13 | 2028-05-31 04:00 | 648.85 | 505 | 510 | 0
2028-05-31 05:00 | 700 | 251.6 | 510 | 305.57 | 2028-05-31 05:00 | 700 | 229.85 | 510 | 144.28 | 2028-05-31 05:00 | 648.85 | 300 | 390 | 0
2028-05-31 06:00 | 700 | 251.6 | 510 | 442 | 2028-05-31 06:00 | 700 | 0 | 367.94 | 241.56 | 2028-05-31 06:00 | 121.03 | 0 | 90 | 0
2028-05-31 07:00 | 700 | 286.93 | 510 | 390.98 | 2028-05-31 07:00 | 100 | 0 | 67.94 | 103.49 | 2028-05-31 07:00 | -478.97 | -226 | -210 | -300
2028-05-31 08:00 | 700 | 0 | 425.49 | 427.95 | 2028-05-31 08:00 | -500 | -226 | -232.06 | -61.84 | 2028-05-31 08:00 | -700 | -526 | -510 | -510
2028-05-31 09:00 | 700 | 0 | 125.49 | 127.95 | 2028-05-31 09:00 | -700 | -526 | -510 | 0 | 2028-05-31 09:00 | -700 | -526 | -510 | -210
2028-05-31 10:00 | 446.72 | 0 | 0 | 0 | 2028-05-31 10:00 | -700 | -526 | -510 | -235.89 | 2028-05-31 10:00 | -700 | -526 | -510 | -510
2028-05-31 11:00 | 230.59 | 0 | 0 | 50.63 | 2028-05-31 11:00 | -700 | -526 | -510 | 0 | 2028-05-31 11:00 | -700 | -526 | -510 | -210
2028-05-31 12:00 | 478.88 | 0 | 0 | 285.71 | 2028-05-31 12:00 | -700 | -526 | -510 | 106.68 | 2028-05-31 12:00 | -700 | -526 | -510 | 0
2028-05-31 13:00 | 510.54 | 0 | 0 | 221.87 | 2028-05-31 13:00 | -700 | -526 | -510 | 41.52 | 2028-05-31 13:00 | -700 | -526 | -510 | -135.4
2028-05-31 14:00 | 510.54 | 0 | 0 | 302.37 | 2028-05-31 14:00 | -700 | -526 | -510 | 149.19 | 2028-05-31 14:00 | -700 | -526 | -510 | 0
2028-05-31 15:00 | 700 | 0 | 0 | 230.96 | 2028-05-31 15:00 | -700 | -526 | -510 | 72.22 | 2028-05-31 15:00 | -700 | -526 | -510 | -84.37
2028-05-31 16:00 | 700 | 0 | 19.23 | 379.4 | 2028-05-31 16:00 | -316.94 | -526 | -510 | 248.46 | 2028-05-31 16:00 | -700 | -526 | -510 | 117.52
2028-05-31 17:00 | 700 | -67.85 | 0 | 442 | 2028-05-31 17:00 | 283.06 | -526 | -510 | 442 | 2028-05-31 17:00 | -111.43 | -526 | -510 | 64.2
2028-05-31 18:00 | 700 | 128.99 | 300 | 442 | 2028-05-31 18:00 | 700 | -526 | -510 | 442 | 2028-05-31 18:00 | 317.86 | -526 | -510 | 361.42
2028-05-31 19:00 | 700 | 238.1 | 510 | 442 | 2028-05-31 19:00 | 700 | -395 | -394.04 | 442 | 2028-05-31 19:00 | 700 | -526 | -510 | 380.27
2028-05-31 20:00 | 700 | 505 | 510 | 442 | 2028-05-31 20:00 | 700 | -95 | -94.04 | 442 | 2028-05-31 20:00 | 700 | -526 | -510 | 442
2028-05-31 21:00 | 700 | 505 | 510 | 442 | 2028-05-31 21:00 | 700 | 205 | 205.96 | 442 | 2028-05-31 21:00 | 700 | -226 | -210 | 442
2028-05-31 22:00 | 700 | 505 | 510 | 442 | 2028-05-31 22:00 | 700 | 505 | 505.96 | 442 | 2028-05-31 22:00 | 700 | 74 | 90 | 442
2028-05-31 23:00 | 700 | 466.68 | 510 | 442 | 2028-05-31 23:00 | 700 | 505 | 510 | 442 | 2028-05-31 23:00 | 700 | 374 | 390 | 442
2028-06-01 | 700 | 400.55 | 510 | 442 | 2028-06-01 | 700 | 381.69 | 510 | 442 | 2028-06-01 | 700 | 298.23 | 510 | 442
2028-06-01 01:00 | 700 | 251.52 | 510 | 442 | 2028-06-01 01:00 | 700 | 476.36 | 510 | 442 | 2028-06-01 01:00 | 700 | 505 | 510 | 442
2028-06-01 02:00 | 700 | 505 | 510 | 442 | 2028-06-01 02:00 | 700 | 476.36 | 510 | 442 | 2028-06-01 02:00 | 700 | 205 | 510 | 442
2028-06-01 03:00 | 700 | 369.24 | 510 | 442 | 2028-06-01 03:00 | 700 | 476.36 | 510 | 442 | 2028-06-01 03:00 | 700 | 205 | 510 | 442
2028-06-01 04:00 | 700 | 497.34 | 510 | 442 | 2028-06-01 04:00 | 700 | 467.85 | 510 | 442 | 2028-06-01 04:00 | 700 | 205 | 510 | 442
2028-06-01 05:00 | 700 | 366.6 | 510 | 442 | 2028-06-01 05:00 | 700 | 381.86 | 510 | 442 | 2028-06-01 05:00 | 700 | 47.76 | 390 | 442
2028-06-01 06:00 | 700 | 77.49 | 510 | 442 | 2028-06-01 06:00 | 700 | 81.86 | 510 | 442 | 2028-06-01 06:00 | 202.35 | 0 | 90 | 442
2028-06-01 07:00 | 700 | 377.49 | 510 | 442 | 2028-06-01 07:00 | 500 | 0 | 210 | 442 | 2028-06-01 07:00 | -397.65 | -300 | -210 | 442
2028-06-01 08:00 | 700 | 163.23 | 510 | 442 | 2028-06-01 08:00 | -100 | -241.29 | -90 | 442 | 2028-06-01 08:00 | -700 | -526 | -510 | 442
2028-06-01 09:00 | 700 | 0 | 264.56 | 442 | 2028-06-01 09:00 | -700 | -485.07 | -390 | 442 | 2028-06-01 09:00 | -700 | -526 | -510 | 442
2028-06-01 10:00 | 700 | 0 | 168.46 | 442 | 2028-06-01 10:00 | -700 | -485.07 | -510 | 442 | 2028-06-01 10:00 | -700 | -526 | -510 | 442
2028-06-01 11:00 | 700 | 0 | 0 | 401.5 | 2028-06-01 11:00 | -700 | -282.29 | -510 | 442 | 2028-06-01 11:00 | -700 | -526 | -510 | 442
2028-06-01 12:00 | 700 | 0 | 176.82 | 442 | 2028-06-01 12:00 | -700 | -282.29 | -510 | 442 | 2028-06-01 12:00 | -700 | -526 | -510 | 442
2028-06-01 13:00 | 700 | 0 | 0 | 442 | 2028-06-01 13:00 | -700 | -416.75 | -510 | 442 | 2028-06-01 13:00 | -700 | -526 | -510 | 442
2028-06-01 14:00 | 700 | 0 | 0 | 442 | 2028-06-01 14:00 | -700 | -258.6 | -510 | 442 | 2028-06-01 14:00 | -700 | -526 | -510 | 442
2028-06-01 15:00 | 700 | 0 | 0 | 391.96 | 2028-06-01 15:00 | -522.14 | -496.46 | -510 | 442 | 2028-06-01 15:00 | -700 | -526 | -510 | 442
2028-06-01 16:00 | 700 | 29.45 | 191.32 | 442 | 2028-06-01 16:00 | 77.86 | -496.46 | -510 | 442 | 2028-06-01 16:00 | -700 | -526 | -510 | 442
2028-06-01 17:00 | 700 | 0 | -108.68 | 434.33 | 2028-06-01 17:00 | 677.86 | -526 | -510 | 442 | 2028-06-01 17:00 | -100 | -526 | -510 | 362.3
2028-06-01 18:00 | 700 | 0 | 0 | 427.43 | 2028-06-01 18:00 | 700 | -526 | -510 | 442 | 2028-06-01 18:00 | 500 | -526 | -510 | 362.3
2028-06-01 19:00 | 700 | 0 | 44.76 | 442 | 2028-06-01 19:00 | 700 | -526 | -510 | 442 | 2028-06-01 19:00 | 700 | -526 | -510 | 442
2028-06-01 20:00 | 700 | 0 | 344.76 | 442 | 2028-06-01 20:00 | 700 | -226 | -510 | 442 | 2028-06-01 20:00 | 700 | -410.69 | -510 | 442
2028-06-01 21:00 | 700 | 0 | 344.76 | 442 | 2028-06-01 21:00 | 700 | -206.22 | -390 | 442 | 2028-06-01 21:00 | 700 | -300 | -361.01 | 351.08
2028-06-01 22:00 | 700 | 0 | 210 | 442 | 2028-06-01 22:00 | 700 | 0 | -90 | 442 | 2028-06-01 22:00 | 700 | 0 | -61.01 | 300.37
2028-06-01 23:00 | 700 | 32.56 | 510 | 442 | 2028-06-01 23:00 | 700 | 300 | 210 | 442 | 2028-06-01 23:00 | 700 | 300 | 238.99 | 442
2028-06-02 | 700 | 122.77 | 510 | 442 | 2028-06-02 | 700 | 505 | 510 | 442 | 2028-06-02 | 700 | 465.47 | 510 | 442
2028-06-02 01:00 | 700 | 304.46 | 510 | 442 | 2028-06-02 01:00 | 700 | 505 | 510 | 442 | 2028-06-02 01:00 | 700 | 424.62 | 510 | 442
2028-06-02 02:00 | 700 | 289.68 | 510 | 442 | 2028-06-02 02:00 | 700 | 505 | 510 | 442 | 2028-06-02 02:00 | 700 | 311.14 | 510 | 442
2028-06-02 03:00 | 700 | 459.52 | 510 | 442 | 2028-06-02 03:00 | 700 | 392.53 | 510 | 442 | 2028-06-02 03:00 | 700 | 262.04 | 510 | 442
2028-06-02 04:00 | 700 | 372.94 | 510 | 442 | 2028-06-02 04:00 | 700 | 238.7 | 510 | 442 | 2028-06-02 04:00 | 700 | 155.62 | 510 | 442
2028-06-02 05:00 | 700 | 372.94 | 510 | 442 | 2028-06-02 05:00 | 700 | 78.3 | 510 | 442 | 2028-06-02 05:00 | 700 | 157.46 | 300 | 442
2028-06-02 06:00 | 700 | 265.04 | 510 | 442 | 2028-06-02 06:00 | 700 | 300 | 390 | 442 | 2028-06-02 06:00 | 137.89 | 0 | 0 | 442
2028-06-02 07:00 | 700 | 117.49 | 510 | 442 | 2028-06-02 07:00 | 162.33 | 0 | 90 | 442 | 2028-06-02 07:00 | -172.97 | -226 | -210 | 442
2028-06-02 08:00 | 700 | 384.25 | 510 | 442 | 2028-06-02 08:00 | -316.42 | -226 | -210 | 442 | 2028-06-02 08:00 | -700 | -526 | -510 | 442
2028-06-02 09:00 | 678.91 | 84.25 | 210 | 442 | 2028-06-02 09:00 | -700 | -526 | -510 | 442 | 2028-06-02 09:00 | -700 | -526 | -510 | 442
2028-06-02 10:00 | 700 | 0 | 23.05 | 442 | 2028-06-02 10:00 | -700 | -526 | -510 | 442 | 2028-06-02 10:00 | -700 | -526 | -510 | 442
2028-06-02 11:00 | 426.59 | 0 | 0 | 442 | 2028-06-02 11:00 | -700 | -526 | -510 | 442 | 2028-06-02 11:00 | -700 | -526 | -510 | 442
2028-06-02 12:00 | 338.28 | 0 | 0 | 442 | 2028-06-02 12:00 | -700 | -526 | -510 | 442 | 2028-06-02 12:00 | -700 | -526 | -510 | 442
2028-06-02 13:00 | 553.73 | 0 | 0 | 442 | 2028-06-02 13:00 | -700 | -526 | -510 | 442 | 2028-06-02 13:00 | -700 | -526 | -510 | 428.98
2028-06-02 14:00 | 696.4 | 0 | 0 | 442 | 2028-06-02 14:00 | -700 | -226 | -299.12 | 442 | 2028-06-02 14:00 | -700 | -526 | -510 | 401.97
2028-06-02 15:00 | 301.1 | 0 | 0 | 418.91 | 2028-06-02 15:00 | -700 | -272.4 | -501.85 | 442 | 2028-06-02 15:00 | -700 | -526 | -510 | 349.54
2028-06-02 16:00 | 390.94 | 0 | 210 | 442 | 2028-06-02 16:00 | -100 | -286.75 | -201.85 | 442 | 2028-06-02 16:00 | -700 | -526 | -510 | 431.18
2028-06-02 17:00 | 700 | 0 | 510 | 442 | 2028-06-02 17:00 | 500 | 13.25 | 98.15 | 442 | 2028-06-02 17:00 | -100 | -226 | -295.19 | 226.23
2028-06-02 18:00 | 700 | 168.51 | 510 | 442 | 2028-06-02 18:00 | 700 | 205 | 398.15 | 442 | 2028-06-02 18:00 | 500 | 0 | 0 | 0
2028-06-02 19:00 | 700 | 114.29 | 510 | 442 | 2028-06-02 19:00 | 700 | 505 | 510 | 442 | 2028-06-02 19:00 | 700 | 0 | 0 | 4.81
2028-06-02 20:00 | 700 | 235.26 | 510 | 442 | 2028-06-02 20:00 | 700 | 505 | 510 | 442 | 2028-06-02 20:00 | 700 | 0 | 0 | 142
2028-06-02 21:00 | 700 | 240.36 | 510 | 442 | 2028-06-02 21:00 | 700 | 417.01 | 510 | 442 | 2028-06-02 21:00 | 700 | 0 | 0 | 442
2028-06-02 22:00 | 700 | 182.47 | 510 | 442 | 2028-06-02 22:00 | 700 | 505 | 510 | 442 | 2028-06-02 22:00 | 700 | 0 | 300 | 442
2028-06-02 23:00 | 700 | 365.8 | 510 | 442 | 2028-06-02 23:00 | 700 | 505 | 510 | 442 | 2028-06-02 23:00 | 700 | 0 | 0 | 389.42
2028-06-03 | 700 | 399.32 | 510 | 442 | 2028-06-03 | 700 | 205 | 510 | 424.54 | 2028-06-03 | 700 | 0 | 0 | 97.26
2028-06-03 01:00 | 700 | 201.46 | 510 | 442 | 2028-06-03 01:00 | 700 | 0 | 510 | 394.91 | 2028-06-03 01:00 | 700 | 0 | 125.34 | 0
2028-06-03 02:00 | 700 | 467.41 | 510 | 442 | 2028-06-03 02:00 | 684.84 | 0 | 510 | 247.96 | 2028-06-03 02:00 | 500 | 0 | 0 | 49.96
2028-06-03 03:00 | 438.88 | 167.41 | 510 | 188.98 | 2028-06-03 03:00 | 84.84 | 0 | 257.2 | -52.04 | 2028-06-03 03:00 | -100 | 0 | -1.55 | -210
2028-06-03 04:00 | -161.12 | 440.6 | 510 | -111.02 | 2028-06-03 04:00 | -515.16 | 50.87 | 510 | -352.04 | 2028-06-03 04:00 | -700 | 0 | 185.99 | -510
2028-06-03 05:00 | -700 | 505 | 510 | 188.98 | 2028-06-03 05:00 | -700 | 350.87 | 510 | -52.04 | 2028-06-03 05:00 | -700 | 300 | 485.99 | -210
2028-06-03 06:00 | -700 | 505 | 510 | 442 | 2028-06-03 06:00 | -700 | 505 | 510 | 247.96 | 2028-06-03 06:00 | -700 | 505 | 510 | 90
2028-06-03 07:00 | -700 | 505 | 510 | 442 | 2028-06-03 07:00 | -700 | 505 | 510 | 442 | 2028-06-03 07:00 | -700 | 505 | 510 | 390
2028-06-03 08:00 | -700 | 505 | 510 | 442 | 2028-06-03 08:00 | -700 | 505 | 510 | 442 | 2028-06-03 08:00 | -700 | 505 | 510 | 442
2028-06-03 09:00 | -114.6 | 505 | 510 | 442 | 2028-06-03 09:00 | -100 | 505 | 510 | 442 | 2028-06-03 09:00 | -100 | 505 | 510 | 442
2028-06-03 10:00 | -100 | 505 | 510 | 442 | 2028-06-03 10:00 | -100 | 505 | 510 | 442 | 2028-06-03 10:00 | -100 | 505 | 510 | 442
2028-06-03 11:00 | -700 | 505 | 510 | 442 | 2028-06-03 11:00 | -700 | 505 | 510 | 442 | 2028-06-03 11:00 | -700 | 505 | 510 | 442
2028-06-03 12:00 | -434.27 | 505 | 510 | 442 | 2028-06-03 12:00 | -100 | 505 | 510 | 442 | 2028-06-03 12:00 | -100 | 505 | 510 | 442
2028-06-03 13:00 | 0 | 205 | 432.6 | 442 | 2028-06-03 13:00 | 500 | 505 | 510 | 442 | 2028-06-03 13:00 | 500 | 505 | 510 | 442
2028-06-03 14:00 | 0 | 270.23 | 510 | 142 | 2028-06-03 14:00 | 700 | 505 | 510 | 442 | 2028-06-03 14:00 | 700 | 505 | 510 | 442
2028-06-03 15:00 | 0 | 285.42 | 510 | -158 | 2028-06-03 15:00 | 500 | 235.86 | 510 | 351.36 | 2028-06-03 15:00 | 500 | 505 | 510 | 442
2028-06-03 16:00 | -479.17 | 505 | 510 | 29.45 | 2028-06-03 16:00 | -100 | 505 | 210 | 248.74 | 2028-06-03 16:00 | -100 | 505 | 510 | 442
2028-06-03 17:00 | -700 | 505 | 510 | 329.45 | 2028-06-03 17:00 | -700 | 505 | 510 | 442 | 2028-06-03 17:00 | -700 | 505 | 300 | 276.99
2028-06-03 18:00 | -700 | 213.97 | 510 | 185.55 | 2028-06-03 18:00 | -700 | 300 | 300 | 300 | 2028-06-03 18:00 | -700 | 300 | 0 | -23.01
2028-06-03 19:00 | -100 | 0 | 510 | 285.27 | 2028-06-03 19:00 | -254.08 | 0 | 0 | 0 | 2028-06-03 19:00 | -700 | 0 | -300 | -323.01
2028-06-03 20:00 | 500 | 235.45 | 510 | 442 | 2028-06-03 20:00 | 345.92 | 0 | 0 | 0 | 2028-06-03 20:00 | -100 | 0 | 0 | -165.9
2028-06-03 21:00 | 700 | 213.54 | 510 | 442 | 2028-06-03 21:00 | 125.68 | 0 | 161.55 | 0 | 2028-06-03 21:00 | -100 | 0 | 0 | 0
2028-06-03 22:00 | 700 | 240.58 | 510 | 351.18 | 2028-06-03 22:00 | 255.29 | 205 | 461.55 | 175.37 | 2028-06-03 22:00 | -663 | 205 | 210 | 142
2028-06-03 23:00 | 700 | 505 | 510 | 442 | 2028-06-03 23:00 | 120.92 | 505 | 510 | 442 | 2028-06-03 23:00 | -63 | 505 | 510 | 442
2028-06-04 | 700 | 505 | 510 | 442 | 2028-06-04 | 700 | 505 | 510 | 442 | 2028-06-04 | -600 | 505 | 510 | 442
2028-06-04 01:00 | 700 | 505 | 510 | 442 | 2028-06-04 01:00 | 632.05 | 505 | 510 | 442 | 2028-06-04 01:00 | 0 | 205 | 210 | 142
2028-06-04 02:00 | 687.03 | 505 | 510 | 442 | 2028-06-04 02:00 | 412.44 | 505 | 510 | 442 | 2028-06-04 02:00 | -56.9 | 505 | 510 | 442
2028-06-04 03:00 | 700 | 505 | 510 | 442 | 2028-06-04 03:00 | 700 | 505 | 510 | 442 | 2028-06-04 03:00 | 0 | 300 | 300 | 300
2028-06-04 04:00 | 700 | 291.85 | 510 | 442 | 2028-06-04 04:00 | 700 | 205 | 210 | 142 | 2028-06-04 04:00 | 0 | 0 | 0 | 0
2028-06-04 05:00 | 700 | 505 | 510 | 442 | 2028-06-04 05:00 | 700 | 0 | 0 | 69.57 | 2028-06-04 05:00 | 0 | 0 | 0 | 0
2028-06-04 06:00 | 700 | 364.21 | 510 | 442 | 2028-06-04 06:00 | 649.47 | 0 | 0 | 219.17 | 2028-06-04 06:00 | 0 | 0 | 0 | 0
2028-06-04 07:00 | 700 | 64.21 | 510 | 442 | 2028-06-04 07:00 | 49.47 | 0 | 0 | 0 | 2028-06-04 07:00 | -592.11 | -226 | -210 | 0
2028-06-04 08:00 | 700 | 0 | 291.07 | 200.76 | 2028-06-04 08:00 | -550.53 | 0 | 0 | 217.48 | 2028-06-04 08:00 | -700 | -526 | -510 | 0
2028-06-04 09:00 | 700 | 0 | 429.83 | 298.82 | 2028-06-04 09:00 | -692.18 | 0 | 0 | 223.63 | 2028-06-04 09:00 | -700 | -526 | -510 | 0
2028-06-04 10:00 | 700 | 0 | 436.67 | 364.18 | 2028-06-04 10:00 | -662.73 | 0 | 0 | 283.22 | 2028-06-04 10:00 | -700 | -526 | -510 | 0
2028-06-04 11:00 | 700 | 0 | 367.77 | 359.46 | 2028-06-04 11:00 | -700 | 0 | -84.17 | 236.99 | 2028-06-04 11:00 | -700 | -526 | -510 | 0
2028-06-04 12:00 | 700 | 0 | 164.12 | 255.63 | 2028-06-04 12:00 | -700 | -88.96 | -354.91 | 0 | 2028-06-04 12:00 | -700 | -526 | -510 | -3.85
2028-06-04 13:00 | 579.9 | 0 | 0 | 264.07 | 2028-06-04 13:00 | -700 | -388.96 | -510 | 0 | 2028-06-04 13:00 | -700 | -526 | -510 | 0
2028-06-04 14:00 | 394.3 | 0 | 0 | 49.69 | 2028-06-04 14:00 | -700 | -483.32 | -510 | -116.12 | 2028-06-04 14:00 | -700 | -526 | -510 | -280.71
2028-06-04 15:00 | 75.47 | 0 | 0 | 0 | 2028-06-04 15:00 | -700 | -498.98 | -510 | -254.58 | 2028-06-04 15:00 | -700 | -526 | -510 | -440.74
2028-06-04 16:00 | 215.05 | 0 | 0 | 69.72 | 2028-06-04 16:00 | -700 | -289.07 | -510 | -94.57 | 2028-06-04 16:00 | -700 | -526 | -510 | -257.14
2028-06-04 17:00 | 448.69 | 0 | 0 | 75.93 | 2028-06-04 17:00 | -700 | 0 | -414.45 | -86.88 | 2028-06-04 17:00 | -700 | -526 | -510 | -247.81
2028-06-04 18:00 | 700 | 0 | 252.8 | 127.77 | 2028-06-04 18:00 | -182.59 | 0 | -114.45 | 0 | 2028-06-04 18:00 | -700 | -226 | -510 | -107
2028-06-04 19:00 | 700 | 0 | 218.01 | 142 | 2028-06-04 19:00 | -128.78 | 0 | 0 | 0 | 2028-06-04 19:00 | -700 | 0 | -510 | -9.42
2028-06-04 20:00 | 700 | 0 | 510 | 442 | 2028-06-04 20:00 | 471.22 | 0 | 0 | 0 | 2028-06-04 20:00 | -700 | 0 | -510 | 0
2028-06-04 21:00 | 700 | 170.04 | 510 | 442 | 2028-06-04 21:00 | 700 | 0 | 0 | 0 | 2028-06-04 21:00 | -700 | 0 | -300 | 0
2028-06-04 22:00 | 700 | 199.56 | 510 | 442 | 2028-06-04 22:00 | 600 | 0 | 195.91 | 0 | 2028-06-04 22:00 | -700 | 0 | 0 | 0
2028-06-04 23:00 | 147.47 | 499.56 | 510 | 442 | 2028-06-04 23:00 | 0 | 0 | 495.91 | 300 | 2028-06-04 23:00 | -700 | 9.57 | 300 | 300
2028-06-05 | 700 | 205 | 388.26 | 181.34 | 2028-06-05 | 0 | 205 | 210 | 142 | 2028-06-05 | -700 | 205 | 210 | 142
2028-06-05 01:00 | 315.55 | 505 | 510 | 442 | 2028-06-05 01:00 | -409.93 | 505 | 510 | 442 | 2028-06-05 01:00 | -700 | 505 | 510 | 442
2028-06-05 02:00 | 700 | 300 | 510 | 442 | 2028-06-05 02:00 | 29.75 | 300 | 510 | 442 | 2028-06-05 02:00 | -700 | 205 | 254.24 | 159.44
2028-06-05 03:00 | 700 | 0 | 510 | 371.89 | 2028-06-05 03:00 | 526.15 | 0 | 210 | 142 | 2028-06-05 03:00 | -700 | 0 | 0 | 0
2028-06-05 04:00 | 700 | 0 | 449.06 | 132.91 | 2028-06-05 04:00 | 358.52 | 0 | 0 | 0 | 2028-06-05 04:00 | -700 | 0 | -140.04 | 0
2028-06-05 05:00 | 700 | 0 | 510 | 0 | 2028-06-05 05:00 | 303.72 | 0 | 0 | 0 | 2028-06-05 05:00 | -700 | 0 | -56.86 | 0
2028-06-05 06:00 | 700 | 0 | 510 | 0 | 2028-06-05 06:00 | 145.96 | 0 | 0 | 0 | 2028-06-05 06:00 | -700 | -226 | -356.86 | -210
2028-06-05 07:00 | 583.2 | 0 | 356.03 | 0 | 2028-06-05 07:00 | -127.05 | -226 | -210 | -210 | 2028-06-05 07:00 | -700 | -526 | -510 | -510
2028-06-05 08:00 | -16.8 | 0 | 159.37 | 0 | 2028-06-05 08:00 | -700 | -526 | -510 | -510 | 2028-06-05 08:00 | -700 | -526 | -510 | -510
2028-06-05 09:00 | -616.8 | 0 | 0 | 0 | 2028-06-05 09:00 | -700 | -226 | -210 | -210 | 2028-06-05 09:00 | -700 | -226 | -210 | -210
2028-06-05 10:00 | -700 | 74 | -8.47 | 0 | 2028-06-05 10:00 | -700 | -226 | -210 | -210 | 2028-06-05 10:00 | -700 | -226 | -210 | -210
2028-06-05 11:00 | -700 | -226 | -308.47 | -300 | 2028-06-05 11:00 | -700 | -526 | -510 | -510 | 2028-06-05 11:00 | -700 | -526 | -510 | -510
2028-06-05 12:00 | -700 | -526 | -510 | -510 | 2028-06-05 12:00 | -700 | -526 | -510 | -510 | 2028-06-05 12:00 | -700 | -526 | -510 | -510
2028-06-05 13:00 | -700 | -226 | -210 | -210 | 2028-06-05 13:00 | -700 | -226 | -210 | -210 | 2028-06-05 13:00 | -700 | -226 | -210 | -210
2028-06-05 14:00 | -100 | 74 | 90 | 90 | 2028-06-05 14:00 | -100 | 74 | 90 | 90 | 2028-06-05 14:00 | -100 | 74 | 39.12 | -68
2028-06-05 15:00 | -700 | 0 | -125.7 | 0 | 2028-06-05 15:00 | -700 | 0 | -125.7 | 0 | 2028-06-05 15:00 | -700 | 0 | -125.7 | 0
2028-06-05 16:00 | -700 | -300 | -425.7 | -300 | 2028-06-05 16:00 | -700 | -300 | -425.7 | -300 | 2028-06-05 16:00 | -700 | -300 | -425.7 | -300
2028-06-05 17:00 | -700 | 0 | -125.7 | 0 | 2028-06-05 17:00 | -700 | 0 | -125.7 | 0 | 2028-06-05 17:00 | -700 | 0 | -125.7 | 0
2028-06-05 18:00 | -700 | 0 | -162.91 | -247.42 | 2028-06-05 18:00 | -700 | 0 | -410.09 | 0 | 2028-06-05 18:00 | -700 | 0 | -410.09 | 0
2028-06-05 19:00 | -700 | 300 | 137.09 | 52.58 | 2028-06-05 19:00 | -700 | -226 | -210 | -210 | 2028-06-05 19:00 | -700 | -226 | -210 | -210
2028-06-05 20:00 | -700 | 0 | -69.17 | -247.42 | 2028-06-05 20:00 | -700 | -526 | -510 | -510 | 2028-06-05 20:00 | -700 | -526 | -510 | -510
2028-06-05 21:00 | -700 | 300 | 230.83 | 52.58 | 2028-06-05 21:00 | -700 | -226 | -210 | -210 | 2028-06-05 21:00 | -700 | -226 | -210 | -210
2028-06-05 22:00 | -700 | 505 | 510 | 67.44 | 2028-06-05 22:00 | -700 | 74 | 90 | 52.17 | 2028-06-05 22:00 | -700 | 74 | 90 | 55.49
2028-06-05 23:00 | -700 | 505 | 510 | -12.54 | 2028-06-05 23:00 | -700 | 374 | 390 | -18.69 | 2028-06-05 23:00 | -700 | 374 | 390 | -35.74
2028-06-06 | -700 | 505 | 510 | -86.12 | 2028-06-06 | -700 | 505 | 510 | -42.42 | 2028-06-06 | -700 | 505 | 510 | 0
2028-06-06 01:00 | -700 | 505 | 510 | -89.64 | 2028-06-06 01:00 | -700 | 505 | 510 | 0 | 2028-06-06 01:00 | -700 | 505 | 510 | -104.42
2028-06-06 02:00 | -700 | 505 | 510 | 0 | 2028-06-06 02:00 | -700 | 505 | 510 | 0 | 2028-06-06 02:00 | -700 | 505 | 510 | 133.63
2028-06-06 03:00 | -700 | 505 | 510 | -137.24 | 2028-06-06 03:00 | -700 | 505 | 510 | -135.06 | 2028-06-06 03:00 | -700 | 505 | 510 | -65.83
2028-06-06 04:00 | -700 | 505 | 510 | -68 | 2028-06-06 04:00 | -700 | 505 | 510 | 26.17 | 2028-06-06 04:00 | -700 | 505 | 510 | 0
2028-06-06 05:00 | -700 | 505 | 510 | -31.48 | 2028-06-06 05:00 | -700 | 505 | 510 | 0 | 2028-06-06 05:00 | -700 | 505 | 510 | 263.72
2028-06-06 06:00 | -700 | 505 | 510 | 39.83 | 2028-06-06 06:00 | -700 | 505 | 510 | 33.88 | 2028-06-06 06:00 | -700 | 505 | 510 | 214.9
2028-06-06 07:00 | -700 | 505 | 510 | 144.99 | 2028-06-06 07:00 | -700 | 505 | 510 | 310.07 | 2028-06-06 07:00 | -700 | 505 | 510 | 123.18
2028-06-06 08:00 | -700 | 505 | 510 | 245.27 | 2028-06-06 08:00 | -700 | 505 | 510 | 231.5 | 2028-06-06 08:00 | -700 | 505 | 510 | 423.18
2028-06-06 09:00 | -700 | 505 | 510 | 271.35 | 2028-06-06 09:00 | -700 | 505 | 510 | 404.88 | 2028-06-06 09:00 | -700 | 505 | 510 | 442
2028-06-06 10:00 | -700 | 505 | 510 | 287.64 | 2028-06-06 10:00 | -700 | 505 | 510 | 442 | 2028-06-06 10:00 | -700 | 505 | 510 | 442
2028-06-06 11:00 | -700 | 505 | 510 | 338.28 | 2028-06-06 11:00 | -700 | 505 | 510 | 324.21 | 2028-06-06 11:00 | -700 | 505 | 510 | 442
2028-06-06 12:00 | -700 | 505 | 510 | 442 | 2028-06-06 12:00 | -700 | 505 | 510 | 442 | 2028-06-06 12:00 | -700 | 505 | 510 | 442
2028-06-06 13:00 | -700 | 505 | 510 | 442 | 2028-06-06 13:00 | -700 | 374 | 390 | 442 | 2028-06-06 13:00 | -700 | 374 | 390 | 442
2028-06-06 14:00 | -700 | 505 | 510 | 442 | 2028-06-06 14:00 | -700 | 74 | 90 | 442 | 2028-06-06 14:00 | -700 | 74 | 90 | 279.51
2028-06-06 15:00 | -700 | 300 | 300 | 348.37 | 2028-06-06 15:00 | -700 | -226 | -210 | 167.35 | 2028-06-06 15:00 | -700 | -226 | -210 | -20.49
2028-06-06 16:00 | -421.58 | 0 | 0 | 50.8 | 2028-06-06 16:00 | -700 | -526 | -510 | -132.65 | 2028-06-06 16:00 | -700 | -526 | -510 | -320.49
2028-06-06 17:00 | 178.42 | 0 | 0 | 350.8 | 2028-06-06 17:00 | -700 | -338.61 | -510 | 0 | 2028-06-06 17:00 | -700 | -526 | -510 | -369.38
2028-06-06 18:00 | 700 | 0 | 21.69 | 382.06 | 2028-06-06 18:00 | -700 | -38.61 | -510 | 0 | 2028-06-06 18:00 | -700 | -526 | -510 | -510
2028-06-06 19:00 | 700 | 0 | 0 | 220.46 | 2028-06-06 19:00 | -700 | 0 | -510 | 0 | 2028-06-06 19:00 | -700 | -526 | -510 | -210
2028-06-06 20:00 | 700 | 0 | 160.27 | 0 | 2028-06-06 20:00 | -700 | 0 | -510 | 0 | 2028-06-06 20:00 | -700 | -526 | -510 | -510
2028-06-06 21:00 | 700 | 0 | 28.8 | 0 | 2028-06-06 21:00 | -700 | 0 | -300 | 0 | 2028-06-06 21:00 | -700 | -526 | -510 | -510
2028-06-06 22:00 | 522.22 | 0 | 328.8 | 0 | 2028-06-06 22:00 | -700 | 0 | 0 | -9.03 | 2028-06-06 22:00 | -700 | -526 | -510 | -510
2028-06-06 23:00 | -77.78 | 300 | 510 | 94.33 | 2028-06-06 23:00 | -700 | 296.6 | 300 | -136.34 | 2028-06-06 23:00 | -700 | -226 | -210 | -210
2028-06-07 | 5.76 | 505 | 510 | -44.73 | 2028-06-07 | -700 | 505 | 510 | 163.66 | 2028-06-07 | -700 | 74 | 90 | 90
2028-06-07 01:00 | 134.36 | 505 | 510 | -159.81 | 2028-06-07 01:00 | -595.41 | 505 | 510 | -136.34 | 2028-06-07 01:00 | -700 | 374 | 390 | 390
2028-06-07 02:00 | 48.52 | 505 | 510 | -77.78 | 2028-06-07 02:00 | -700 | 505 | 510 | 163.66 | 2028-06-07 02:00 | -700 | 505 | 510 | 390
2028-06-07 03:00 | 0 | 505 | 510 | -105.35 | 2028-06-07 03:00 | -700 | 505 | 510 | 206.94 | 2028-06-07 03:00 | -700 | 374 | 327.16 | 90
2028-06-07 04:00 | 0 | 505 | 510 | 177.9 | 2028-06-07 04:00 | -700 | 505 | 510 | 166.64 | 2028-06-07 04:00 | -700 | 74 | 27.16 | -210
2028-06-07 05:00 | 487.47 | 205 | 210 | 142 | 2028-06-07 05:00 | -647.68 | 205 | 210 | 0 | 2028-06-07 05:00 | -700 | -226 | -272.84 | -510
2028-06-07 06:00 | 700 | 4.69 | 510 | 442 | 2028-06-07 06:00 | -47.68 | 0 | 0 | 0 | 2028-06-07 06:00 | -700 | -526 | -510 | -510
2028-06-07 07:00 | 700 | 0 | 427.69 | 217.61 | 2028-06-07 07:00 | -647.68 | 0 | -210 | -151.58 | 2028-06-07 07:00 | -700 | -526 | -510 | -510
2028-06-07 08:00 | 700 | 0 | 127.69 | 0 | 2028-06-07 08:00 | -700 | -226 | -510 | -451.58 | 2028-06-07 08:00 | -700 | -526 | -510 | -510
2028-06-07 09:00 | 700 | 0 | 147.33 | 0 | 2028-06-07 09:00 | -700 | -526 | -510 | -510 | 2028-06-07 09:00 | -700 | -526 | -510 | -510
2028-06-07 10:00 | 441.92 | 0 | 0 | 0 | 2028-06-07 10:00 | -700 | -526 | -510 | -510 | 2028-06-07 10:00 | -700 | -526 | -510 | -510
2028-06-07 11:00 | 465.58 | 0 | 0 | 0 | 2028-06-07 11:00 | -700 | -526 | -510 | -510 | 2028-06-07 11:00 | -700 | -526 | -510 | -510
2028-06-07 12:00 | 228.99 | 0 | 0 | 0 | 2028-06-07 12:00 | -700 | -526 | -510 | -510 | 2028-06-07 12:00 | -700 | -526 | -510 | -510
2028-06-07 13:00 | 356.89 | 0 | 0 | 0 | 2028-06-07 13:00 | -700 | -526 | -510 | -510 | 2028-06-07 13:00 | -700 | -526 | -510 | -510
2028-06-07 14:00 | 655.63 | 0 | 0 | 0 | 2028-06-07 14:00 | -700 | -526 | -510 | -510 | 2028-06-07 14:00 | -700 | -526 | -510 | -510
2028-06-07 15:00 | 591.72 | 0 | 142.35 | 0 | 2028-06-07 15:00 | -700 | -526 | -510 | -510 | 2028-06-07 15:00 | -700 | -526 | -510 | -510
2028-06-07 16:00 | 700 | 0 | 442.35 | 57.46 | 2028-06-07 16:00 | -445.32 | -226 | -300 | -313.35 | 2028-06-07 16:00 | -700 | -526 | -510 | -510
2028-06-07 17:00 | 700 | 168.36 | 510 | 61.36 | 2028-06-07 17:00 | 154.68 | 0 | 0 | -192.92 | 2028-06-07 17:00 | -500 | -226 | -448.73 | -510
2028-06-07 18:00 | 700 | 468.36 | 510 | 105.81 | 2028-06-07 18:00 | 404.57 | 0 | 0 | -213.83 | 2028-06-07 18:00 | 100 | 0 | -223.74 | -510
2028-06-07 19:00 | 700 | 168.36 | 510 | 129.34 | 2028-06-07 19:00 | 700 | 0 | -35.69 | -75.88 | 2028-06-07 19:00 | 700 | -226 | -210 | -352.85
2028-06-07 20:00 | 700 | 0 | 510 | 3.74 | 2028-06-07 20:00 | 700 | -300 | -335.69 | -375.88 | 2028-06-07 20:00 | 700 | -526 | -510 | -510
2028-06-07 21:00 | 700 | 113.83 | 510 | 241.17 | 2028-06-07 21:00 | 700 | -171.01 | -90 | -158 | 2028-06-07 21:00 | 700 | -300 | -334.16 | -325.64
2028-06-07 22:00 | 700 | 413.83 | 510 | 442 | 2028-06-07 22:00 | 700 | 128.99 | 210 | 142 | 2028-06-07 22:00 | 700 | 0 | -34.16 | -25.64
2028-06-07 23:00 | 700 | 505 | 510 | 442 | 2028-06-07 23:00 | 700 | 428.99 | 510 | 442 | 2028-06-07 23:00 | 700 | 300 | 265.84 | 274.36
2028-06-08 | 700 | 205 | 510 | 442 | 2028-06-08 | 700 | 499.43 | 510 | 442 | 2028-06-08 | 700 | 505 | 510 | 442
2028-06-08 01:00 | 700 | 443.18 | 510 | 442 | 2028-06-08 01:00 | 700 | 499.43 | 510 | 442 | 2028-06-08 01:00 | 700 | 505 | 510 | 442
2028-06-08 02:00 | 700 | 505 | 510 | 442 | 2028-06-08 02:00 | 700 | 505 | 510 | 442 | 2028-06-08 02:00 | 700 | 505 | 510 | 442
2028-06-08 03:00 | 700 | 355.73 | 510 | 442 | 2028-06-08 03:00 | 700 | 482.54 | 510 | 442 | 2028-06-08 03:00 | 700 | 505 | 510 | 442
2028-06-08 04:00 | 700 | 462.22 | 510 | 442 | 2028-06-08 04:00 | 700 | 505 | 510 | 442 | 2028-06-08 04:00 | 700 | 505 | 510 | 442
2028-06-08 05:00 | 700 | 300 | 510 | 442 | 2028-06-08 05:00 | 700 | 300 | 210.27 | 442 | 2028-06-08 05:00 | 700 | 205 | 210 | 442
2028-06-08 06:00 | 700 | 0 | 231.94 | 442 | 2028-06-08 06:00 | 700 | 0 | -89.73 | 442 | 2028-06-08 06:00 | 500 | -95 | -90 | 442
2028-06-08 07:00 | 700 | 0 | -68.06 | 310.06 | 2028-06-08 07:00 | 494.13 | -300 | -389.73 | 442 | 2028-06-08 07:00 | -100 | -395 | -390 | 208.84
2028-06-08 08:00 | 700 | 300 | 231.94 | 442 | 2028-06-08 08:00 | -105.87 | 0 | -510 | 442 | 2028-06-08 08:00 | -700 | -526 | -510 | 442
2028-06-08 09:00 | 700 | 0 | 479.06 | 442 | 2028-06-08 09:00 | -700 | -106.34 | -510 | 442 | 2028-06-08 09:00 | -700 | -526 | -510 | 442
2028-06-08 10:00 | 700 | 0 | 510 | 442 | 2028-06-08 10:00 | -700 | -109.66 | -510 | 442 | 2028-06-08 10:00 | -700 | -526 | -510 | 442
2028-06-08 11:00 | 700 | 0 | 293.5 | 442 | 2028-06-08 11:00 | -700 | -350.07 | -510 | 442 | 2028-06-08 11:00 | -700 | -526 | -510 | 442
2028-06-08 12:00 | 700 | 0 | 72.31 | 442 | 2028-06-08 12:00 | -700 | -218.55 | -510 | 442 | 2028-06-08 12:00 | -700 | -526 | -510 | 442
2028-06-08 13:00 | 700 | 0 | 275.18 | 442 | 2028-06-08 13:00 | -700 | -226 | -510 | 442 | 2028-06-08 13:00 | -700 | -526 | -510 | 442
2028-06-08 14:00 | 700 | 0 | 66.9 | 442 | 2028-06-08 14:00 | -700 | -226 | -510 | 442 | 2028-06-08 14:00 | -700 | -526 | -510 | 442
2028-06-08 15:00 | 700 | 0 | -191.92 | 442 | 2028-06-08 15:00 | -524.17 | -226 | -510 | 442 | 2028-06-08 15:00 | -700 | -526 | -510 | 442
2028-06-08 16:00 | 700 | -300 | -491.92 | 442 | 2028-06-08 16:00 | 75.83 | -526 | -510 | 442 | 2028-06-08 16:00 | -700 | -526 | -510 | 442
2028-06-08 17:00 | 700 | -260.96 | -427.01 | 442 | 2028-06-08 17:00 | 347.71 | -526 | -510 | 442 | 2028-06-08 17:00 | -116.87 | -526 | -510 | 430.01
2028-06-08 18:00 | 700 | 0 | -127.01 | 413.7 | 2028-06-08 18:00 | 700 | -226 | -499.21 | 442 | 2028-06-08 18:00 | 483.13 | -526 | -510 | 430.01
2028-06-08 19:00 | 700 | 0 | 105.69 | 356.88 | 2028-06-08 19:00 | 700 | 0 | -263.85 | 442 | 2028-06-08 19:00 | 700 | -463.13 | -510 | 410.82
2028-06-08 20:00 | 700 | 0 | 308.6 | 411.16 | 2028-06-08 20:00 | 700 | 0 | -303.05 | 442 | 2028-06-08 20:00 | 700 | -163.13 | -510 | 385.66
2028-06-08 21:00 | 700 | 0 | 300 | 428.63 | 2028-06-08 21:00 | 700 | 0 | -3.05 | 442 | 2028-06-08 21:00 | 700 | -163.13 | -510 | 442
2028-06-08 22:00 | 700 | 0 | 0 | 387.47 | 2028-06-08 22:00 | 700 | 0 | -237.03 | 442 | 2028-06-08 22:00 | 700 | 0 | -210 | 442
2028-06-08 23:00 | 700 | 0 | 210 | 241.36 | 2028-06-08 23:00 | 700 | 0 | 62.97 | 403.02 | 2028-06-08 23:00 | 700 | 61.89 | 90 | 331.76
2028-06-09 | 700 | 200.38 | 510 | 442 | 2028-06-09 | 700 | 300 | 362.97 | 442 | 2028-06-09 | 700 | 361.89 | 390 | 442
2028-06-09 01:00 | 700 | 500.38 | 510 | 442 | 2028-06-09 01:00 | 700 | 491.67 | 510 | 442 | 2028-06-09 01:00 | 700 | 271.86 | 510 | 442
2028-06-09 02:00 | 700 | 505 | 510 | 442 | 2028-06-09 02:00 | 700 | 491.67 | 510 | 442 | 2028-06-09 02:00 | 700 | 414.25 | 510 | 442
2028-06-09 03:00 | 700 | 454.46 | 510 | 442 | 2028-06-09 03:00 | 700 | 491.67 | 510 | 442 | 2028-06-09 03:00 | 700 | 243.74 | 510 | 442
2028-06-09 04:00 | 700 | 454.46 | 510 | 442 | 2028-06-09 04:00 | 700 | 505 | 510 | 442 | 2028-06-09 04:00 | 700 | 268.61 | 510 | 442
2028-06-09 05:00 | 700 | 300 | 300 | 442 | 2028-06-09 05:00 | 700 | 300 | 300 | 442 | 2028-06-09 05:00 | 700 | 66.22 | 210 | 442
2028-06-09 06:00 | 700 | 0 | 0 | 275.33 | 2028-06-09 06:00 | 700 | 0 | 0 | 201.17 | 2028-06-09 06:00 | 700 | -233.78 | -90 | 266.69
2028-06-09 07:00 | 700 | 0 | 9.18 | 442 | 2028-06-09 07:00 | 700 | 0 | 0 | 391.79 | 2028-06-09 07:00 | 700 | 0 | -321.11 | 405.81
2028-06-09 08:00 | 700 | 300 | 309.18 | 442 | 2028-06-09 08:00 | 700 | 291.72 | 300 | 442 | 2028-06-09 08:00 | 642.59 | 0 | -21.11 | 442
2028-06-09 09:00 | 700 | 0 | 411.61 | 442 | 2028-06-09 09:00 | 600 | 0 | 0 | 442 | 2028-06-09 09:00 | 42.59 | -300 | -321.11 | 442
2028-06-09 10:00 | 700 | 60.66 | 510 | 442 | 2028-06-09 10:00 | 0 | 0 | 0 | 442 | 2028-06-09 10:00 | -557.41 | 0 | -92.72 | 442
2028-06-09 11:00 | 700 | 0 | 510 | 442 | 2028-06-09 11:00 | 517.45 | 0 | 0 | 442 | 2028-06-09 11:00 | -700 | 0 | -314.22 | 442
2028-06-09 12:00 | 700 | 0 | 440.08 | 442 | 2028-06-09 12:00 | 0 | 0 | 0 | 442 | 2028-06-09 12:00 | -700 | 0 | -314.22 | 442
2028-06-09 13:00 | 700 | 0 | 510 | 442 | 2028-06-09 13:00 | 8.79 | 0 | 0 | 442 | 2028-06-09 13:00 | -700 | 0 | -314.22 | 442
2028-06-09 14:00 | 700 | 0 | 307.74 | 442 | 2028-06-09 14:00 | 131.01 | 0 | 0 | 442 | 2028-06-09 14:00 | -696.04 | 0 | -314.22 | 442
2028-06-09 15:00 | 700 | 0 | 286.89 | 442 | 2028-06-09 15:00 | 131.01 | 0 | 0 | 442 | 2028-06-09 15:00 | -96.04 | 0 | -510 | 442
2028-06-09 16:00 | 700 | 0 | -13.11 | 440 | 2028-06-09 16:00 | 700 | 0 | -274.19 | 442 | 2028-06-09 16:00 | 503.96 | -300 | -510 | 442
2028-06-09 17:00 | 700 | 0 | 211.75 | 442 | 2028-06-09 17:00 | 700 | 0 | -21.12 | 338.38 | 2028-06-09 17:00 | 700 | -526 | -510 | 442
2028-06-09 18:00 | 700 | 0 | 381.86 | 388.02 | 2028-06-09 18:00 | 700 | 0 | -90.39 | 290.33 | 2028-06-09 18:00 | 700 | -526 | -510 | 392.5
2028-06-09 19:00 | 700 | 0 | 359.29 | 380.09 | 2028-06-09 19:00 | 700 | 0 | -300 | 290.33 | 2028-06-09 19:00 | 700 | -526 | -510 | 439.06
2028-06-09 20:00 | 700 | 0 | 510 | 287.21 | 2028-06-09 20:00 | 700 | 0 | 0 | 104.6 | 2028-06-09 20:00 | 700 | -305.53 | -450.59 | 421.26
2028-06-09 21:00 | 700 | 0 | 510 | 322.72 | 2028-06-09 21:00 | 700 | 205 | 210 | 236.76 | 2028-06-09 21:00 | 700 | -5.53 | -150.59 | 442
2028-06-09 22:00 | 700 | 221.65 | 510 | 442 | 2028-06-09 22:00 | 700 | 505 | 510 | 442 | 2028-06-09 22:00 | 700 | 294.47 | 149.41 | 442
2028-06-09 23:00 | 700 | 236.33 | 510 | 442 | 2028-06-09 23:00 | 700 | 505 | 510 | 442 | 2028-06-09 23:00 | 700 | 505 | 449.41 | 442
2028-06-10 | 700 | 385.11 | 510 | 442 | 2028-06-10 | 700 | 505 | 510 | 442 | 2028-06-10 | 700 | 332.83 | 510 | 442
2028-06-10 01:00 | 700 | 232.31 | 510 | 442 | 2028-06-10 01:00 | 700 | 349.97 | 510 | 442 | 2028-06-10 01:00 | 700 | 104.51 | 510 | 442
2028-06-10 02:00 | 700 | 362.91 | 510 | 442 | 2028-06-10 02:00 | 700 | 309.7 | 510 | 442 | 2028-06-10 02:00 | 700 | 104.51 | 510 | 442
2028-06-10 03:00 | 700 | 505 | 510 | 442 | 2028-06-10 03:00 | 700 | 349.41 | 510 | 442 | 2028-06-10 03:00 | 700 | 110.09 | 510 | 442
2028-06-10 04:00 | 700 | 327.5 | 510 | 442 | 2028-06-10 04:00 | 700 | 139.49 | 510 | 442 | 2028-06-10 04:00 | 700 | 107.27 | 510 | 442
2028-06-10 05:00 | 700 | 27.5 | 510 | 442 | 2028-06-10 05:00 | 700 | 99.17 | 510 | 442 | 2028-06-10 05:00 | 700 | 393.16 | 510 | 442
2028-06-10 06:00 | 700 | 71.34 | 510 | 442 | 2028-06-10 06:00 | 700 | 374.95 | 510 | 442 | 2028-06-10 06:00 | 700 | 277.68 | 349.11 | 442
2028-06-10 07:00 | 700 | 48.77 | 510 | 442 | 2028-06-10 07:00 | 700 | 150.61 | 469.04 | 442 | 2028-06-10 07:00 | 100 | 0 | 49.11 | 442
2028-06-10 08:00 | 700 | 171.2 | 510 | 442 | 2028-06-10 08:00 | 100 | 0 | 169.04 | 442 | 2028-06-10 08:00 | -500 | -300 | -250.89 | 442
2028-06-10 09:00 | 700 | 0 | 210 | 442 | 2028-06-10 09:00 | -500 | -215.48 | -130.96 | 442 | 2028-06-10 09:00 | -700 | -526 | -510 | 442
2028-06-10 10:00 | 350.44 | 0 | 0 | 442 | 2028-06-10 10:00 | -700 | -247.24 | -430.96 | 442 | 2028-06-10 10:00 | -700 | -526 | -510 | 442
2028-06-10 11:00 | 234.41 | 0 | 0 | 442 | 2028-06-10 11:00 | -700 | -200.64 | -510 | 442 | 2028-06-10 11:00 | -700 | -526 | -510 | 442
2028-06-10 12:00 | 479.75 | 0 | 0 | 442 | 2028-06-10 12:00 | -700 | -213.18 | -510 | 442 | 2028-06-10 12:00 | -700 | -526 | -510 | 442
2028-06-10 13:00 | 483.48 | 0 | 0 | 442 | 2028-06-10 13:00 | -700 | -213.18 | -510 | 442 | 2028-06-10 13:00 | -700 | -526 | -510 | 442
2028-06-10 14:00 | 483.48 | 0 | 0 | 442 | 2028-06-10 14:00 | -700 | -50.05 | -510 | 442 | 2028-06-10 14:00 | -700 | -526 | -510 | 442
2028-06-10 15:00 | 471.04 | 0 | 0 | 442 | 2028-06-10 15:00 | -412.67 | 0 | -406.34 | 442 | 2028-06-10 15:00 | -700 | -526 | -510 | 442
2028-06-10 16:00 | 700 | -226 | -244 | 442 | 2028-06-10 16:00 | 187.33 | -300 | -510 | 442 | 2028-06-10 16:00 | -700 | -526 | -510 | 442
2028-06-10 17:00 | 700 | -526 | -510 | 442 | 2028-06-10 17:00 | 301.36 | -526 | -510 | 442 | 2028-06-10 17:00 | -100 | -526 | -510 | 142
2028-06-10 18:00 | 700 | -526 | -510 | 358.61 | 2028-06-10 18:00 | 700 | -526 | -510 | 351.83 | 2028-06-10 18:00 | 0 | -526 | -510 | -31.94
2028-06-10 19:00 | 700 | -526 | -510 | 277.01 | 2028-06-10 19:00 | 700 | -526 | -510 | 209.24 | 2028-06-10 19:00 | 0 | -526 | -510 | -71.61
2028-06-10 20:00 | 700 | -300 | -354.22 | 212.78 | 2028-06-10 20:00 | 700 | -340.97 | -510 | 14.51 | 2028-06-10 20:00 | 0 | -526 | -510 | -71.61
2028-06-10 21:00 | 700 | 0 | -54.22 | 424.39 | 2028-06-10 21:00 | 700 | -40.97 | -210 | 283.61 | 2028-06-10 21:00 | 0 | -226 | -210 | 0
2028-06-10 22:00 | 698.75 | 0 | 121.45 | 124.39 | 2028-06-10 22:00 | 476.95 | 0 | 90 | -16.39 | 2028-06-10 22:00 | 0 | 0 | 0 | -216.32
2028-06-10 23:00 | 168.64 | 205 | 421.45 | -70.36 | 2028-06-10 23:00 | -100 | 212.45 | 390 | -240.89 | 2028-06-10 23:00 | -187.4 | 0 | 0 | -473.65
2028-06-11 | -255.32 | 505 | 510 | -103.03 | 2028-06-11 | -700 | 505 | 510 | -134.18 | 2028-06-11 | -700 | 300 | 300 | -173.65
2028-06-11 01:00 | -674.84 | 505 | 510 | 34.06 | 2028-06-11 01:00 | -700 | 505 | 510 | 163.8 | 2028-06-11 01:00 | -700 | 505 | 510 | 126.35
2028-06-11 02:00 | -700 | 505 | 510 | -120.68 | 2028-06-11 02:00 | -700 | 505 | 510 | -136.2 | 2028-06-11 02:00 | -700 | 505 | 510 | -132.79
2028-06-11 03:00 | -700 | 505 | 510 | -203.92 | 2028-06-11 03:00 | -700 | 505 | 510 | -217.72 | 2028-06-11 03:00 | -700 | 505 | 510 | -96.96
2028-06-11 04:00 | -700 | 505 | 510 | -162.41 | 2028-06-11 04:00 | -700 | 505 | 510 | -96.66 | 2028-06-11 04:00 | -700 | 505 | 510 | -174.13
2028-06-11 05:00 | -700 | 505 | 510 | -184.37 | 2028-06-11 05:00 | -700 | 505 | 510 | -131.77 | 2028-06-11 05:00 | -700 | 505 | 510 | -204.46
2028-06-11 06:00 | -700 | 505 | 510 | -68 | 2028-06-11 06:00 | -700 | 505 | 510 | -68 | 2028-06-11 06:00 | -700 | 505 | 510 | -107.33
2028-06-11 07:00 | -700 | 505 | 510 | -68 | 2028-06-11 07:00 | -700 | 505 | 510 | 0 | 2028-06-11 07:00 | -700 | 505 | 510 | -118.04
2028-06-11 08:00 | -700 | 505 | 510 | -176.79 | 2028-06-11 08:00 | -700 | 505 | 510 | -197.55 | 2028-06-11 08:00 | -700 | 505 | 510 | -210.08
2028-06-11 09:00 | -700 | 505 | 510 | -222.09 | 2028-06-11 09:00 | -700 | 505 | 510 | -39.68 | 2028-06-11 09:00 | -700 | 505 | 510 | -68
2028-06-11 10:00 | -700 | 505 | 510 | -208.9 | 2028-06-11 10:00 | -700 | 505 | 510 | -233.98 | 2028-06-11 10:00 | -700 | 505 | 510 | 0
2028-06-11 11:00 | -700 | 505 | 510 | -172.65 | 2028-06-11 11:00 | -700 | 505 | 510 | -148.8 | 2028-06-11 11:00 | -700 | 505 | 510 | -68
2028-06-11 12:00 | -700 | 505 | 510 | 49.16 | 2028-06-11 12:00 | -700 | 505 | 510 | 22.76 | 2028-06-11 12:00 | -700 | 505 | 510 | 158.2
2028-06-11 13:00 | -700 | 505 | 510 | 81.8 | 2028-06-11 13:00 | -700 | 505 | 510 | 196.06 | 2028-06-11 13:00 | -700 | 505 | 510 | 50.64
2028-06-11 14:00 | -700 | 505 | 510 | 172.95 | 2028-06-11 14:00 | -700 | 505 | 510 | 219.68 | 2028-06-11 14:00 | -700 | 505 | 510 | 135.71
2028-06-11 15:00 | -700 | 505 | 510 | 442 | 2028-06-11 15:00 | -700 | 505 | 510 | 442 | 2028-06-11 15:00 | -700 | 505 | 510 | 432.1
2028-06-11 16:00 | -700 | 505 | 510 | 442 | 2028-06-11 16:00 | -700 | 505 | 510 | 442 | 2028-06-11 16:00 | -700 | 505 | 510 | 390.69
2028-06-11 17:00 | -700 | 505 | 510 | 442 | 2028-06-11 17:00 | -700 | 505 | 510 | 442 | 2028-06-11 17:00 | -700 | 374 | 390 | 390
2028-06-11 18:00 | -100 | 505 | 510 | 442 | 2028-06-11 18:00 | -700 | 457.44 | 300 | 182.47 | 2028-06-11 18:00 | -700 | 74 | 90 | 90
2028-06-11 19:00 | 0 | 315.14 | 510 | 442 | 2028-06-11 19:00 | -700 | 157.44 | 0 | -117.53 | 2028-06-11 19:00 | -700 | -226 | -210 | -210
2028-06-11 20:00 | 483.62 | 205 | 210 | 142 | 2028-06-11 20:00 | -700 | -142.56 | -300 | -417.53 | 2028-06-11 20:00 | -700 | -526 | -510 | -510
2028-06-11 21:00 | 362.53 | 505 | 510 | 249.85 | 2028-06-11 21:00 | -700 | 157.44 | 0 | -117.53 | 2028-06-11 21:00 | -700 | -226 | -210 | -210
2028-06-11 22:00 | 147.31 | 505 | 510 | 396.5 | 2028-06-11 22:00 | -700 | 457.44 | 300 | 182.47 | 2028-06-11 22:00 | -700 | 74 | 90 | 90
2028-06-11 23:00 | 0 | 505 | 510 | 305.97 | 2028-06-11 23:00 | -700 | 505 | 510 | 297.59 | 2028-06-11 23:00 | -700 | 374 | 390 | 293.98
2028-06-12 | 554.15 | 505 | 510 | 305.29 | 2028-06-12 | -504.95 | 505 | 510 | 442 | 2028-06-12 | -575.25 | 505 | 510 | 378.98
2028-06-12 01:00 | 171.55 | 505 | 510 | 5.29 | 2028-06-12 01:00 | -565.22 | 505 | 510 | 142 | 2028-06-12 01:00 | -700 | 505 | 510 | 78.98
2028-06-12 02:00 | -251.31 | 505 | 510 | -51.49 | 2028-06-12 02:00 | -700 | 505 | 510 | 54.32 | 2028-06-12 02:00 | -700 | 505 | 510 | 6.63
2028-06-12 03:00 | -337.45 | 505 | 510 | -59.89 | 2028-06-12 03:00 | -700 | 505 | 510 | 0 | 2028-06-12 03:00 | -700 | 505 | 510 | 306.63
2028-06-12 04:00 | -369.3 | 505 | 510 | -64.43 | 2028-06-12 04:00 | -700 | 505 | 510 | 0 | 2028-06-12 04:00 | -700 | 505 | 510 | 351.93
2028-06-12 05:00 | -700 | 505 | 510 | -96.19 | 2028-06-12 05:00 | -700 | 374 | 390 | 118.36 | 2028-06-12 05:00 | -700 | 374 | 390 | 390
2028-06-12 06:00 | -671.28 | 505 | 510 | 65.38 | 2028-06-12 06:00 | -700 | 74 | 90 | 90 | 2028-06-12 06:00 | -700 | 74 | 90 | 90
2028-06-12 07:00 | -160.11 | 300 | 510 | 5.45 | 2028-06-12 07:00 | -700 | -226 | -210 | -210 | 2028-06-12 07:00 | -700 | -226 | -210 | -210
2028-06-12 08:00 | 439.89 | 0 | 346.74 | 0 | 2028-06-12 08:00 | -700 | -526 | -510 | -510 | 2028-06-12 08:00 | -700 | -526 | -510 | -510
2028-06-12 09:00 | 0 | 0 | 383.13 | 0 | 2028-06-12 09:00 | -700 | -226 | -210 | -210 | 2028-06-12 09:00 | -700 | -226 | -210 | -210
2028-06-12 10:00 | 0 | 0 | 195.09 | 0 | 2028-06-12 10:00 | -700 | -526 | -510 | -510 | 2028-06-12 10:00 | -700 | -526 | -510 | -510
2028-06-12 11:00 | -68.51 | 205 | 332.94 | 3.56 | 2028-06-12 11:00 | -700 | -226 | -333.99 | -300 | 2028-06-12 11:00 | -700 | -226 | -297.02 | -337.01
2028-06-12 12:00 | -668.51 | 505 | 510 | 303.56 | 2028-06-12 12:00 | -700 | 74 | -33.99 | 0 | 2028-06-12 12:00 | -700 | 74 | 2.98 | -37.01
2028-06-12 13:00 | -566.7 | 505 | 510 | 414.22 | 2028-06-12 13:00 | -700 | 374 | 266.01 | 300 | 2028-06-12 13:00 | -700 | 374 | 302.98 | 262.99
2028-06-12 14:00 | -450.46 | 505 | 510 | 442 | 2028-06-12 14:00 | -700 | 505 | 510 | 442 | 2028-06-12 14:00 | -700 | 505 | 510 | 442
2028-06-12 15:00 | -242.48 | 505 | 510 | 442 | 2028-06-12 15:00 | -700 | 505 | 510 | 442 | 2028-06-12 15:00 | -700 | 472.5 | 510 | 300
2028-06-12 16:00 | -65.36 | 384.59 | 510 | 271.22 | 2028-06-12 16:00 | -700 | 300 | 510 | 356.85 | 2028-06-12 16:00 | -700 | 172.5 | 210 | 0
2028-06-12 17:00 | 534.64 | 84.59 | 510 | 442 | 2028-06-12 17:00 | -100 | 0 | 354.24 | 56.85 | 2028-06-12 17:00 | -700 | -127.5 | -90 | -300
2028-06-12 18:00 | 700 | 180.61 | 510 | 442 | 2028-06-12 18:00 | 500 | 0 | 510 | 0 | 2028-06-12 18:00 | -100 | 0 | 210 | 0
2028-06-12 19:00 | 511.3 | 473.91 | 510 | 421.05 | 2028-06-12 19:00 | 700 | 300 | 510 | 192.22 | 2028-06-12 19:00 | 83.85 | 300 | 510 | -35.71
2028-06-12 20:00 | 700 | 205 | 510 | 367.78 | 2028-06-12 20:00 | 700 | 0 | 510 | 28.39 | 2028-06-12 20:00 | 683.85 | 0 | 210 | -70.23
2028-06-12 21:00 | 700 | 505 | 510 | 306.75 | 2028-06-12 21:00 | 700 | 300 | 510 | 45.13 | 2028-06-12 21:00 | 83.85 | 300 | 510 | -210
2028-06-12 22:00 | 700 | 505 | 510 | 6.75 | 2028-06-12 22:00 | 700 | 505 | 510 | -254.87 | 2028-06-12 22:00 | 683.85 | 505 | 510 | -510
2028-06-12 23:00 | 528.59 | 505 | 510 | -107.11 | 2028-06-12 23:00 | 700 | 300 | 510 | -368.18 | 2028-06-12 23:00 | 100 | 300 | 510 | -510
2028-06-13 | 700 | 205 | 510 | -31.37 | 2028-06-13 | 700 | 381.3 | 510 | -68.18 | 2028-06-13 | 700 | 0 | 210 | -381.23
2028-06-13 01:00 | 700 | 70.32 | 510 | 268.63 | 2028-06-13 01:00 | 700 | 81.3 | 510 | 231.82 | 2028-06-13 01:00 | 700 | 0 | 210 | -81.23
2028-06-13 02:00 | 700 | 97.57 | 510 | 442 | 2028-06-13 02:00 | 700 | 0 | 510 | 442 | 2028-06-13 02:00 | 700 | 0 | 510 | 0
2028-06-13 03:00 | 700 | 371.65 | 510 | 442 | 2028-06-13 03:00 | 700 | 263.34 | 510 | 442 | 2028-06-13 03:00 | 700 | 0 | 210 | 95.22
2028-06-13 04:00 | 700 | 239.14 | 510 | 442 | 2028-06-13 04:00 | 700 | 194.69 | 510 | 442 | 2028-06-13 04:00 | 700 | 0 | 113.02 | 24.94
2028-06-13 05:00 | 700 | 226.07 | 510 | 442 | 2028-06-13 05:00 | 700 | 0 | 510 | 442 | 2028-06-13 05:00 | 700 | 0 | 413.02 | 0
2028-06-13 06:00 | 700 | 78.17 | 510 | 442 | 2028-06-13 06:00 | 700 | 121.69 | 510 | 442 | 2028-06-13 06:00 | 700 | 0 | 113.02 | 0
2028-06-13 07:00 | 700 | 115.81 | 510 | 442 | 2028-06-13 07:00 | 700 | 0 | 510 | 309.92 | 2028-06-13 07:00 | 500 | 0 | 0 | 0
2028-06-13 08:00 | 700 | 292.45 | 510 | 442 | 2028-06-13 08:00 | 500 | 0 | 300 | 214.94 | 2028-06-13 08:00 | -100 | -226 | -210 | 0
2028-06-13 09:00 | 700 | 0 | 510 | 439.87 | 2028-06-13 09:00 | -100 | 0 | 0 | 214.94 | 2028-06-13 09:00 | -700 | -526 | -510 | 0
2028-06-13 10:00 | 700 | 0 | 510 | 442 | 2028-06-13 10:00 | -700 | 0 | -300 | 442 | 2028-06-13 10:00 | -700 | -526 | -510 | 300
2028-06-13 11:00 | 700 | 0 | 510 | 374.18 | 2028-06-13 11:00 | -700 | 0 | -510 | 156.27 | 2028-06-13 11:00 | -700 | -526 | -510 | 0
2028-06-13 12:00 | 700 | 0 | 500.15 | 325.34 | 2028-06-13 12:00 | -700 | 0 | -510 | 156.27 | 2028-06-13 12:00 | -700 | -526 | -510 | -19.59
2028-06-13 13:00 | 700 | 0 | 509.31 | 438.51 | 2028-06-13 13:00 | -700 | 0 | -210 | 339.29 | 2028-06-13 13:00 | -700 | -526 | -510 | 192.81
2028-06-13 14:00 | 700 | 0 | 209.31 | 138.51 | 2028-06-13 14:00 | -700 | 0 | -480.18 | 39.29 | 2028-06-13 14:00 | -700 | -526 | -510 | -107.19
2028-06-13 15:00 | 700 | 0 | 87.19 | 358.01 | 2028-06-13 15:00 | -500 | -226 | -350.35 | 39.29 | 2028-06-13 15:00 | -700 | -526 | -510 | -147.94
2028-06-13 16:00 | 700 | 0 | -212.81 | 161.91 | 2028-06-13 16:00 | 100 | -526 | -510 | -19.91 | 2028-06-13 16:00 | -699.72 | -526 | -510 | -211.19
2028-06-13 17:00 | 700 | 0 | -94.87 | 442 | 2028-06-13 17:00 | 700 | -226 | -257.66 | 21 | 2028-06-13 17:00 | -99.72 | -526 | -510 | -303.31
2028-06-13 18:00 | 700 | 0 | 9.11 | 442 | 2028-06-13 18:00 | 700 | 0 | 42.34 | 321 | 2028-06-13 18:00 | 500.28 | -526 | -510 | -3.31
2028-06-13 19:00 | 700 | 0 | 309.11 | 295.95 | 2028-06-13 19:00 | 700 | 0 | 0 | 37.17 | 2028-06-13 19:00 | 700 | -526 | -510 | -209.51
2028-06-13 20:00 | 700 | 0 | 510 | 105.41 | 2028-06-13 20:00 | 700 | 0 | 96.17 | 0 | 2028-06-13 20:00 | 700 | -388.01 | -510 | -300
2028-06-13 21:00 | 700 | 103.24 | 510 | 405.41 | 2028-06-13 21:00 | 700 | 205 | 396.17 | 142 | 2028-06-13 21:00 | 700 | -88.01 | -210 | 0
2028-06-13 22:00 | 700 | 403.24 | 510 | 442 | 2028-06-13 22:00 | 700 | 505 | 510 | 442 | 2028-06-13 22:00 | 700 | 211.99 | 90 | 300
2028-06-13 23:00 | 700 | 505 | 510 | 442 | 2028-06-13 23:00 | 700 | 394.46 | 510 | 442 | 2028-06-13 23:00 | 700 | 274.31 | 390 | 385.56
2028-06-14 | 700 | 214.81 | 510 | 442 | 2028-06-14 | 700 | 94.46 | 510 | 442 | 2028-06-14 | 700 | 340.68 | 510 | 442
2028-06-14 01:00 | 700 | 104.69 | 510 | 223.3 | 2028-06-14 01:00 | 700 | 0 | 510 | 287.29 | 2028-06-14 01:00 | 700 | 257.76 | 510 | 442
2028-06-14 02:00 | 700 | 0 | 510 | 442 | 2028-06-14 02:00 | 700 | 0 | 510 | 419.04 | 2028-06-14 02:00 | 700 | 0 | 510 | 442
2028-06-14 03:00 | 700 | 144.17 | 510 | 442 | 2028-06-14 03:00 | 700 | 14.98 | 510 | 442 | 2028-06-14 03:00 | 700 | 232.44 | 510 | 442
2028-06-14 04:00 | 700 | 0 | 510 | 442 | 2028-06-14 04:00 | 700 | 0 | 502.01 | 318.33 | 2028-06-14 04:00 | 700 | 0.53 | 510 | 387.83
2028-06-14 05:00 | 700 | 0 | 210 | 154.11 | 2028-06-14 05:00 | 700 | 0 | 202.01 | 18.33 | 2028-06-14 05:00 | 700 | 148.4 | 300 | 87.83
2028-06-14 06:00 | 700 | 0 | -90 | -145.89 | 2028-06-14 06:00 | 700 | 0 | -97.99 | -281.67 | 2028-06-14 06:00 | 500 | 0 | 0 | -212.17
2028-06-14 07:00 | 700 | -41.82 | -390 | 57.07 | 2028-06-14 07:00 | 700 | -226 | -397.99 | 0 | 2028-06-14 07:00 | -100 | -226 | -300 | -98.09
2028-06-14 08:00 | 700 | -108.97 | -510 | 357.07 | 2028-06-14 08:00 | 390.31 | -526 | -510 | 122.82 | 2028-06-14 08:00 | -700 | -526 | -510 | 5.47
2028-06-14 09:00 | 700 | -408.97 | -510 | 442 | 2028-06-14 09:00 | -209.69 | -526 | -510 | 325.99 | 2028-06-14 09:00 | -700 | -526 | -510 | 275.6
2028-06-14 10:00 | 700 | -526 | -510 | 442 | 2028-06-14 10:00 | -165.01 | -526 | -510 | 402.2 | 2028-06-14 10:00 | -700 | -526 | -510 | 403.55
2028-06-14 11:00 | 477.98 | -275.52 | -510 | 442 | 2028-06-14 11:00 | -159.63 | -526 | -510 | 442 | 2028-06-14 11:00 | -700 | -526 | -510 | 442
2028-06-14 12:00 | 700 | -526 | -510 | 442 | 2028-06-14 12:00 | -159.63 | -526 | -510 | 351.73 | 2028-06-14 12:00 | -700 | -526 | -510 | 328.62
2028-06-14 13:00 | 125.62 | -226 | -210 | 442 | 2028-06-14 13:00 | 0 | -526 | -510 | 442 | 2028-06-14 13:00 | -700 | -526 | -510 | 442
2028-06-14 14:00 | 444.29 | -236.24 | -510 | 442 | 2028-06-14 14:00 | 0 | -526 | -510 | 442 | 2028-06-14 14:00 | -700 | -526 | -510 | 442
2028-06-14 15:00 | 700 | -526 | -510 | 142 | 2028-06-14 15:00 | 87.65 | -526 | -510 | 394.83 | 2028-06-14 15:00 | -700 | -526 | -510 | 317.72
2028-06-14 16:00 | 700 | -379.35 | -510 | 221.47 | 2028-06-14 16:00 | 527.79 | -526 | -510 | 442 | 2028-06-14 16:00 | -392.98 | -526 | -510 | 442
2028-06-14 17:00 | 700 | -79.35 | -210 | 355.87 | 2028-06-14 17:00 | 700 | -239.07 | -510 | 442 | 2028-06-14 17:00 | 207.02 | -526 | -510 | 442
2028-06-14 18:00 | 700 | 0 | 90 | 351.9 | 2028-06-14 18:00 | 700 | 0 | -270.59 | 442 | 2028-06-14 18:00 | 700 | -226 | -510 | 442
2028-06-14 19:00 | 700 | 0 | 390 | 202.45 | 2028-06-14 19:00 | 700 | 0 | -248.54 | 442 | 2028-06-14 19:00 | 700 | -31.89 | -510 | 442
2028-06-14 20:00 | 700 | 0 | 510 | 328.72 | 2028-06-14 20:00 | 700 | 0 | -11.63 | 442 | 2028-06-14 20:00 | 700 | -31.89 | -510 | 442
2028-06-14 21:00 | 700 | 0 | 510 | 294.6 | 2028-06-14 21:00 | 700 | 0 | -11.63 | 442 | 2028-06-14 21:00 | 700 | -31.89 | -510 | 442
2028-06-14 22:00 | 700 | 0 | 510 | 239.18 | 2028-06-14 22:00 | 700 | 0 | -300 | 442 | 2028-06-14 22:00 | 700 | -31.89 | -307.83 | 442
2028-06-14 23:00 | 700 | 0 | 510 | 159.49 | 2028-06-14 23:00 | 700 | 0 | 0 | 442 | 2028-06-14 23:00 | 700 | 0 | -7.83 | 442
2028-06-15 | 700 | 85.04 | 510 | 442 | 2028-06-15 | 700 | 292.27 | 300 | 442 | 2028-06-15 | 700 | 300 | 292.17 | 442
2028-06-15 01:00 | 700 | 343.59 | 510 | 442 | 2028-06-15 01:00 | 700 | 505 | 510 | 442 | 2028-06-15 01:00 | 700 | 110.31 | 510 | 442
2028-06-15 02:00 | 700 | 303.69 | 510 | 442 | 2028-06-15 02:00 | 700 | 505 | 510 | 442 | 2028-06-15 02:00 | 700 | 173.93 | 510 | 442
2028-06-15 03:00 | 700 | 3.69 | 510 | 442 | 2028-06-15 03:00 | 700 | 505 | 510 | 442 | 2028-06-15 03:00 | 700 | 38.95 | 510 | 442
2028-06-15 04:00 | 700 | 300 | 510 | 442 | 2028-06-15 04:00 | 700 | 395.74 | 390 | 442 | 2028-06-15 04:00 | 700 | 300 | 221.15 | 442
2028-06-15 05:00 | 700 | 0 | 210 | 394.28 | 2028-06-15 05:00 | 700 | 95.74 | 90 | 442 | 2028-06-15 05:00 | 700 | 0 | -78.85 | 442
2028-06-15 06:00 | 700 | 0 | -11.68 | 286.33 | 2028-06-15 06:00 | 700 | -204.26 | -210 | 274.7 | 2028-06-15 06:00 | 500 | -300 | -378.85 | 442
2028-06-15 07:00 | 700 | 0 | -133.99 | 442 | 2028-06-15 07:00 | 700 | -504.26 | -510 | 428.21 | 2028-06-15 07:00 | -100 | -526 | -510 | 442
2028-06-15 08:00 | 700 | 0 | -300 | 442 | 2028-06-15 08:00 | 455.96 | -526 | -510 | 442 | 2028-06-15 08:00 | -700 | -526 | -510 | 442
2028-06-15 09:00 | 486.8 | 0 | 0 | 442 | 2028-06-15 09:00 | -144.04 | -526 | -510 | 442 | 2028-06-15 09:00 | -700 | -526 | -510 | 442
2028-06-15 10:00 | 459.79 | 0 | 0 | 442 | 2028-06-15 10:00 | -444.03 | -526 | -510 | 442 | 2028-06-15 10:00 | -700 | -526 | -510 | 442
2028-06-15 11:00 | 381.06 | 0 | 0 | 442 | 2028-06-15 11:00 | -444.03 | -526 | -510 | 442 | 2028-06-15 11:00 | -700 | -526 | -510 | 442
2028-06-15 12:00 | 316.94 | 0 | 0 | 442 | 2028-06-15 12:00 | -700 | -468.75 | -510 | 442 | 2028-06-15 12:00 | -700 | -526 | -510 | 442
2028-06-15 13:00 | 691.24 | 0 | 0 | 442 | 2028-06-15 13:00 | -100 | -526 | -510 | 442 | 2028-06-15 13:00 | -700 | -526 | -510 | 442
2028-06-15 14:00 | 434.58 | 0 | 0 | 442 | 2028-06-15 14:00 | -551.62 | -405.59 | -510 | 442 | 2028-06-15 14:00 | -700 | -526 | -510 | 442
2028-06-15 15:00 | 700 | 0 | -22.36 | 442 | 2028-06-15 15:00 | -322.67 | -526 | -510 | 442 | 2028-06-15 15:00 | -700 | -526 | -510 | 442
2028-06-15 16:00 | 700 | 0 | -322.36 | 369.59 | 2028-06-15 16:00 | 277.33 | -526 | -510 | 442 | 2028-06-15 16:00 | -700 | -526 | -510 | 442
2028-06-15 17:00 | 700 | 0 | -169.93 | 442 | 2028-06-15 17:00 | 700 | -226 | -510 | 442 | 2028-06-15 17:00 | -100 | -526 | -510 | 442
2028-06-15 18:00 | 700 | 0 | 0 | 442 | 2028-06-15 18:00 | 700 | 0 | -274.03 | 364.27 | 2028-06-15 18:00 | 500 | -526 | -510 | 442
2028-06-15 19:00 | 700 | 0 | 30.33 | 430.5 | 2028-06-15 19:00 | 700 | 0 | -90 | 364.27 | 2028-06-15 19:00 | 700 | -526 | -510 | 442
2028-06-15 20:00 | 700 | 41.07 | 330.33 | 380.08 | 2028-06-15 20:00 | 700 | 205 | 210 | 364.27 | 2028-06-15 20:00 | 700 | -385.2 | -390 | 442
2028-06-15 21:00 | 700 | 341.07 | 510 | 442 | 2028-06-15 21:00 | 700 | 505 | 510 | 442 | 2028-06-15 21:00 | 700 | -85.2 | -90 | 442
2028-06-15 22:00 | 700 | 458.27 | 510 | 442 | 2028-06-15 22:00 | 700 | 505 | 510 | 442 | 2028-06-15 22:00 | 700 | 214.8 | 210 | 442
2028-06-15 23:00 | 700 | 277.13 | 510 | 442 | 2028-06-15 23:00 | 700 | 505 | 510 | 442 | 2028-06-15 23:00 | 700 | 505 | 510 | 442
2028-06-16 | 700 | 383.64 | 510 | 442 | 2028-06-16 | 700 | 505 | 510 | 442 | 2028-06-16 | 700 | 205 | 510 | 442
2028-06-16 01:00 | 700 | 473.15 | 510 | 442 | 2028-06-16 01:00 | 700 | 505 | 510 | 442 | 2028-06-16 01:00 | 700 | 0 | 510 | 442
2028-06-16 02:00 | 700 | 505 | 510 | 442 | 2028-06-16 02:00 | 700 | 505 | 510 | 442 | 2028-06-16 02:00 | 700 | 0 | 510 | 442
2028-06-16 03:00 | 700 | 505 | 510 | 442 | 2028-06-16 03:00 | 700 | 505 | 510 | 442 | 2028-06-16 03:00 | 700 | 0 | 510 | 442
2028-06-16 04:00 | 700 | 439.91 | 510 | 442 | 2028-06-16 04:00 | 700 | 501.98 | 510 | 442 | 2028-06-16 04:00 | 700 | 0 | 431.05 | 442
2028-06-16 05:00 | 700 | 139.91 | 510 | 442 | 2028-06-16 05:00 | 700 | 276 | 510 | 442 | 2028-06-16 05:00 | 700 | 80.22 | 510 | 442
2028-06-16 06:00 | 700 | 19.45 | 510 | 442 | 2028-06-16 06:00 | 700 | 276 | 510 | 442 | 2028-06-16 06:00 | 700 | 0 | 248.64 | 442
2028-06-16 07:00 | 700 | 63.18 | 510 | 442 | 2028-06-16 07:00 | 700 | 0 | 509.45 | 442 | 2028-06-16 07:00 | 267.74 | 0 | 0 | 442
2028-06-16 08:00 | 700 | 363.18 | 510 | 442 | 2028-06-16 08:00 | 150.63 | 0 | 209.45 | 442 | 2028-06-16 08:00 | -148.91 | -226 | -210 | 442
2028-06-16 09:00 | 700 | 63.18 | 505.02 | 442 | 2028-06-16 09:00 | -449.37 | 0 | 0 | 442 | 2028-06-16 09:00 | -700 | -526 | -510 | 442
2028-06-16 10:00 | 700 | 0 | 452.14 | 442 | 2028-06-16 10:00 | -700 | 0 | -176.38 | 442 | 2028-06-16 10:00 | -700 | -526 | -510 | 442
2028-06-16 11:00 | 700 | 0 | 427.95 | 442 | 2028-06-16 11:00 | -700 | 0 | -300 | 442 | 2028-06-16 11:00 | -700 | -526 | -510 | 442
2028-06-16 12:00 | 700 | 0 | 367.24 | 442 | 2028-06-16 12:00 | -700 | 0 | 0 | 442 | 2028-06-16 12:00 | -700 | -526 | -510 | 442
2028-06-16 13:00 | 700 | 0 | 510 | 442 | 2028-06-16 13:00 | -700 | 0 | -289.31 | 442 | 2028-06-16 13:00 | -700 | -526 | -510 | 442
2028-06-16 14:00 | 700 | 0 | 263.65 | 442 | 2028-06-16 14:00 | -700 | 0 | -210 | 442 | 2028-06-16 14:00 | -700 | -526 | -510 | 442
2028-06-16 15:00 | 700 | 0 | 128.48 | 442 | 2028-06-16 15:00 | -500 | 0 | -510 | 442 | 2028-06-16 15:00 | -700 | -526 | -510 | 442
2028-06-16 16:00 | 700 | 123.4 | 161.52 | 442 | 2028-06-16 16:00 | 100 | 0 | -406.57 | 442 | 2028-06-16 16:00 | -112.66 | -526 | -510 | 442
2028-06-16 17:00 | 700 | 0 | -138.48 | 442 | 2028-06-16 17:00 | 700 | -80.39 | -510 | 157.3 | 2028-06-16 17:00 | 487.34 | -526 | -510 | 213.66
2028-06-16 18:00 | 700 | 0 | 74.87 | 442 | 2028-06-16 18:00 | 700 | -53.83 | -510 | 157.3 | 2028-06-16 18:00 | 700 | -526 | -510 | 213.66
2028-06-16 19:00 | 700 | 0 | 263.87 | 442 | 2028-06-16 19:00 | 700 | 0 | -510 | 130.64 | 2028-06-16 19:00 | 700 | -526 | -510 | 235.85
2028-06-16 20:00 | 700 | 0 | 307.07 | 305.15 | 2028-06-16 20:00 | 700 | 0 | -210 | 0 | 2028-06-16 20:00 | 700 | -300 | -296.5 | 0
2028-06-16 21:00 | 700 | 0 | 307.07 | 244.32 | 2028-06-16 21:00 | 700 | 190.09 | 90 | 142 | 2028-06-16 21:00 | 700 | 0 | 3.5 | 142
2028-06-16 22:00 | 700 | 167.68 | 510 | 442 | 2028-06-16 22:00 | 700 | 490.09 | 390 | 442 | 2028-06-16 22:00 | 700 | 300 | 303.5 | 442
2028-06-16 23:00 | 700 | 365.59 | 510 | 442 | 2028-06-16 23:00 | 700 | 413.83 | 510 | 442 | 2028-06-16 23:00 | 700 | 505 | 510 | 442
2028-06-17 | 700 | 343.11 | 510 | 442 | 2028-06-17 | 700 | 413.83 | 510 | 442 | 2028-06-17 | 700 | 505 | 510 | 442
2028-06-17 01:00 | 700 | 505 | 510 | 442 | 2028-06-17 01:00 | 700 | 253.97 | 510 | 442 | 2028-06-17 01:00 | 700 | 505 | 510 | 442
2028-06-17 02:00 | 700 | 503.56 | 510 | 442 | 2028-06-17 02:00 | 700 | 151.76 | 510 | 442 | 2028-06-17 02:00 | 700 | 505 | 510 | 442
2028-06-17 03:00 | 700 | 265.75 | 510 | 442 | 2028-06-17 03:00 | 700 | 417.02 | 510 | 442 | 2028-06-17 03:00 | 700 | 505 | 510 | 442
2028-06-17 04:00 | 700 | 60.98 | 510 | 442 | 2028-06-17 04:00 | 700 | 505 | 510 | 442 | 2028-06-17 04:00 | 700 | 505 | 510 | 442
2028-06-17 05:00 | 700 | 188.56 | 510 | 442 | 2028-06-17 05:00 | 700 | 505 | 510 | 442 | 2028-06-17 05:00 | 700 | 505 | 510 | 442
2028-06-17 06:00 | 700 | 196.69 | 510 | 442 | 2028-06-17 06:00 | 700 | 300 | 510 | 442 | 2028-06-17 06:00 | 700 | 205 | 433.79 | 442
2028-06-17 07:00 | 700 | 196.69 | 510 | 442 | 2028-06-17 07:00 | 700 | 0 | 471.57 | 442 | 2028-06-17 07:00 | 500 | 181.43 | 133.79 | 442
2028-06-17 08:00 | 700 | 298.12 | 510 | 442 | 2028-06-17 08:00 | 133.95 | 0 | 171.57 | 442 | 2028-06-17 08:00 | -100 | -118.57 | -166.21 | 442
2028-06-17 09:00 | 700 | 0 | 510 | 442 | 2028-06-17 09:00 | -466.05 | 0 | 0 | 442 | 2028-06-17 09:00 | -700 | -418.57 | -466.21 | 442
2028-06-17 10:00 | 700 | 0 | 510 | 442 | 2028-06-17 10:00 | -466.05 | 0 | 0 | 442 | 2028-06-17 10:00 | -700 | -526 | -510 | 442
2028-06-17 11:00 | 700 | 114.63 | 510 | 442 | 2028-06-17 11:00 | -466.05 | 0 | 0 | 442 | 2028-06-17 11:00 | -700 | -526 | -510 | 442
2028-06-17 12:00 | 700 | 0 | 510 | 442 | 2028-06-17 12:00 | -526.09 | 0 | 0 | 442 | 2028-06-17 12:00 | -700 | -526 | -510 | 442
2028-06-17 13:00 | 700 | 0 | 510 | 442 | 2028-06-17 13:00 | -526.09 | 0 | 0 | 442 | 2028-06-17 13:00 | -700 | -526 | -510 | 442
2028-06-17 14:00 | 700 | 0 | 510 | 442 | 2028-06-17 14:00 | -700 | 0 | 0 | 442 | 2028-06-17 14:00 | -700 | -526 | -510 | 442
2028-06-17 15:00 | 700 | 52.8 | 485.83 | 442 | 2028-06-17 15:00 | -117.26 | 0 | -27.38 | 442 | 2028-06-17 15:00 | -514.67 | -526 | -510 | 442
2028-06-17 16:00 | 700 | 0 | 185.83 | 442 | 2028-06-17 16:00 | 100 | 0 | -327.38 | 442 | 2028-06-17 16:00 | 85.33 | -526 | -510 | 442
2028-06-17 17:00 | 700 | -13.38 | -114.17 | 442 | 2028-06-17 17:00 | 700 | -13.56 | -510 | 442 | 2028-06-17 17:00 | 685.33 | -526 | -510 | 442
2028-06-17 18:00 | 700 | 0 | 0 | 442 | 2028-06-17 18:00 | 700 | 0 | -210 | 442 | 2028-06-17 18:00 | 700 | -526 | -510 | 442
2028-06-17 19:00 | 700 | 0 | 179.4 | 442 | 2028-06-17 19:00 | 700 | 0 | -164.32 | 442 | 2028-06-17 19:00 | 700 | -526 | -510 | 442
2028-06-17 20:00 | 700 | 0 | 468.04 | 409.46 | 2028-06-17 20:00 | 700 | 0 | 0 | 442 | 2028-06-17 20:00 | 700 | -526 | -510 | 442
2028-06-17 21:00 | 700 | 0 | 256.53 | 378.69 | 2028-06-17 21:00 | 700 | 0 | 0 | 442 | 2028-06-17 21:00 | 700 | -300 | -419.15 | 442
2028-06-17 22:00 | 700 | 205 | 256.53 | 363.09 | 2028-06-17 22:00 | 700 | 205 | 210 | 442 | 2028-06-17 22:00 | 700 | 0 | -119.15 | 442
2028-06-17 23:00 | 700 | 505 | 510 | 442 | 2028-06-17 23:00 | 700 | 505 | 510 | 442 | 2028-06-17 23:00 | 700 | 300 | 180.85 | 442
2028-06-18 | 700 | 472.2 | 510 | 442 | 2028-06-18 | 700 | 505 | 510 | 442 | 2028-06-18 | 700 | 505 | 480.85 | 442
2028-06-18 01:00 | 700 | 505 | 510 | 442 | 2028-06-18 01:00 | 700 | 505 | 510 | 442 | 2028-06-18 01:00 | 700 | 505 | 510 | 442
2028-06-18 02:00 | 700 | 505 | 510 | 442 | 2028-06-18 02:00 | 700 | 505 | 510 | 442 | 2028-06-18 02:00 | 700 | 505 | 510 | 442
2028-06-18 03:00 | 700 | 505 | 510 | 442 | 2028-06-18 03:00 | 700 | 505 | 510 | 442 | 2028-06-18 03:00 | 700 | 505 | 510 | 442
2028-06-18 04:00 | 700 | 496.55 | 510 | 442 | 2028-06-18 04:00 | 700 | 505 | 510 | 442 | 2028-06-18 04:00 | 700 | 484 | 390 | 442
2028-06-18 05:00 | 700 | 196.55 | 300 | 355.34 | 2028-06-18 05:00 | 700 | 300 | 311.24 | 442 | 2028-06-18 05:00 | 700 | 184 | 90 | 442
2028-06-18 06:00 | 700 | 0 | 0 | 380.87 | 2028-06-18 06:00 | 700 | 0 | 11.24 | 342.26 | 2028-06-18 06:00 | 700 | -116 | -210 | 352.89
2028-06-18 07:00 | 700 | 0 | -16.27 | 442 | 2028-06-18 07:00 | 700 | -226 | -223.52 | 423 | 2028-06-18 07:00 | 619.27 | -416 | -510 | 395.4
2028-06-18 08:00 | 700 | 0 | -276.69 | 430.07 | 2028-06-18 08:00 | 369.58 | -526 | -510 | 355.28 | 2028-06-18 08:00 | 19.27 | -526 | -510 | 304.22
2028-06-18 09:00 | 700 | -142.14 | -312.56 | 442 | 2028-06-18 09:00 | 0 | -226 | -229.84 | 442 | 2028-06-18 09:00 | -580.73 | -526 | -510 | 442
2028-06-18 10:00 | 700 | 0 | -12.56 | 442 | 2028-06-18 10:00 | 0 | 0 | 0 | 442 | 2028-06-18 10:00 | -674.65 | -526 | -510 | 442
2028-06-18 11:00 | 700 | 0 | 0 | 442 | 2028-06-18 11:00 | 0 | 0 | 0 | 442 | 2028-06-18 11:00 | -674.65 | -526 | -510 | 442
2028-06-18 12:00 | 700 | 0 | 0 | 442 | 2028-06-18 12:00 | 0 | 0 | 0 | 442 | 2028-06-18 12:00 | -106.62 | -526 | -510 | 442
2028-06-18 13:00 | 700 | 0 | 0 | 442 | 2028-06-18 13:00 | 0 | 0 | 0 | 442 | 2028-06-18 13:00 | 0 | -526 | -510 | 442
2028-06-18 14:00 | 700 | 0 | -25.77 | 442 | 2028-06-18 14:00 | 172.97 | -46.61 | -210 | 442 | 2028-06-18 14:00 | -353.29 | -526 | -510 | 442
2028-06-18 15:00 | 700 | 0 | -325.77 | 442 | 2028-06-18 15:00 | 700 | -346.61 | -510 | 380 | 2028-06-18 15:00 | 246.71 | -526 | -510 | 372.03
2028-06-18 16:00 | 700 | 0 | -121.7 | 442 | 2028-06-18 16:00 | 700 | -46.61 | -210 | 329.87 | 2028-06-18 16:00 | 700 | -477.33 | -510 | 372.03
2028-06-18 17:00 | 700 | 0 | 0 | 428.3 | 2028-06-18 17:00 | 700 | 0 | 0 | 367.44 | 2028-06-18 17:00 | 700 | -177.33 | -510 | 398.94
2028-06-18 18:00 | 700 | 0 | -22.37 | 442 | 2028-06-18 18:00 | 700 | 0 | 0 | 398.97 | 2028-06-18 18:00 | 700 | -155.3 | -510 | 400.19
2028-06-18 19:00 | 700 | 0 | 0 | 237.71 | 2028-06-18 19:00 | 700 | 0 | -127.06 | 142.36 | 2028-06-18 19:00 | 700 | -455.3 | -510 | 100.19
2028-06-18 20:00 | 700 | 0 | 0 | 0 | 2028-06-18 20:00 | 700 | 0 | -127.06 | 0 | 2028-06-18 20:00 | 700 | -526 | -510 | -166.86
2028-06-18 21:00 | 700 | 0 | -7.38 | 0 | 2028-06-18 21:00 | 700 | 0 | -427.06 | 0 | 2028-06-18 21:00 | 700 | -526 | -510 | -174.55
2028-06-18 22:00 | 700 | 0 | -58.91 | 61.39 | 2028-06-18 22:00 | 700 | 0 | -300 | 0 | 2028-06-18 22:00 | 700 | -300 | -392.88 | -36.49
2028-06-18 23:00 | 700 | 0 | 64.42 | 263.14 | 2028-06-18 23:00 | 700 | 0 | 0 | 142 | 2028-06-18 23:00 | 700 | 0 | -92.88 | 152.31
2028-06-19 | 700 | 161.78 | 364.42 | 442 | 2028-06-19 | 700 | 300 | 300 | 442 | 2028-06-19 | 700 | 144.53 | 207.12 | 442
2028-06-19 01:00 | 700 | 5.78 | 510 | 442 | 2028-06-19 01:00 | 700 | 327.7 | 510 | 442 | 2028-06-19 01:00 | 700 | 0 | 507.12 | 442
2028-06-19 02:00 | 700 | 0 | 510 | 442 | 2028-06-19 02:00 | 700 | 368.36 | 510 | 442 | 2028-06-19 02:00 | 700 | 0 | 510 | 442
2028-06-19 03:00 | 700 | 0 | 510 | 442 | 2028-06-19 03:00 | 700 | 315.76 | 510 | 442 | 2028-06-19 03:00 | 700 | 39.48 | 510 | 442
2028-06-19 04:00 | 700 | 90.01 | 510 | 442 | 2028-06-19 04:00 | 700 | 139.27 | 510 | 442 | 2028-06-19 04:00 | 700 | 39.48 | 510 | 442
2028-06-19 05:00 | 700 | 0 | 510 | 442 | 2028-06-19 05:00 | 700 | 0 | 510 | 442 | 2028-06-19 05:00 | 700 | 0 | 283.5 | 442
2028-06-19 06:00 | 700 | 68 | 298.49 | 247.76 | 2028-06-19 06:00 | 700 | 0 | 256.52 | 358.53 | 2028-06-19 06:00 | 700 | 0 | 285.41 | 329.67
2028-06-19 07:00 | 700 | 368 | 510 | 442 | 2028-06-19 07:00 | 700 | 259.74 | 510 | 442 | 2028-06-19 07:00 | 700 | 276.6 | 510 | 442
2028-06-19 08:00 | 700 | 505 | 510 | 442 | 2028-06-19 08:00 | 700 | 218.6 | 510 | 442 | 2028-06-19 08:00 | 700 | 388.83 | 510 | 442
2028-06-19 09:00 | 700 | 385.39 | 510 | 442 | 2028-06-19 09:00 | 700 | 27 | 510 | 442 | 2028-06-19 09:00 | 345.28 | 88.83 | 210 | 442
2028-06-19 10:00 | 700 | 317.07 | 510 | 442 | 2028-06-19 10:00 | 700 | 0 | 392.61 | 442 | 2028-06-19 10:00 | 363.34 | 0 | 0 | 442
2028-06-19 11:00 | 700 | 17.07 | 397.94 | 442 | 2028-06-19 11:00 | 332.11 | 0 | 92.61 | 442 | 2028-06-19 11:00 | -236.66 | 0 | -258.35 | 442
2028-06-19 12:00 | 700 | 0 | 215.61 | 442 | 2028-06-19 12:00 | 0 | 0 | 0 | 442 | 2028-06-19 12:00 | -700 | 0 | -508.77 | 442
2028-06-19 13:00 | 478.59 | 0 | 0 | 442 | 2028-06-19 13:00 | -380.11 | 0 | 0 | 442 | 2028-06-19 13:00 | -700 | 0 | -510 | 442
2028-06-19 14:00 | 321.27 | 0 | 0 | 442 | 2028-06-19 14:00 | -380.11 | 0 | 0 | 442 | 2028-06-19 14:00 | -700 | 0 | -510 | 442
2028-06-19 15:00 | 593.95 | 0 | 0 | 442 | 2028-06-19 15:00 | 0 | 0 | 0 | 442 | 2028-06-19 15:00 | -700 | -125.95 | -510 | 442
2028-06-19 16:00 | 700 | 0 | 300 | 344.74 | 2028-06-19 16:00 | 600 | -253.19 | -214.53 | 442 | 2028-06-19 16:00 | -221.4 | -395 | -390 | 349.75
2028-06-19 17:00 | 700 | 0 | 204.08 | 306.6 | 2028-06-19 17:00 | 700 | 0 | 85.47 | 442 | 2028-06-19 17:00 | 166.7 | -95 | -90 | 315.91
2028-06-19 18:00 | 700 | 294.28 | 504.08 | 442 | 2028-06-19 18:00 | 700 | 205 | 363.14 | 442 | 2028-06-19 18:00 | 458.46 | 205 | 210 | 442
2028-06-19 19:00 | 700 | 393.97 | 510 | 442 | 2028-06-19 19:00 | 700 | 505 | 510 | 442 | 2028-06-19 19:00 | 700 | 505 | 510 | 442
2028-06-19 20:00 | 700 | 505 | 510 | 442 | 2028-06-19 20:00 | 700 | 505 | 510 | 442 | 2028-06-19 20:00 | 700 | 505 | 510 | 442
2028-06-19 21:00 | 700 | 505 | 510 | 442 | 2028-06-19 21:00 | 700 | 505 | 510 | 442 | 2028-06-19 21:00 | 700 | 505 | 510 | 442
2028-06-19 22:00 | 700 | 505 | 510 | 442 | 2028-06-19 22:00 | 700 | 505 | 510 | 442 | 2028-06-19 22:00 | 700 | 505 | 510 | 442
2028-06-19 23:00 | 700 | 336.79 | 510 | 442 | 2028-06-19 23:00 | 700 | 505 | 510 | 442 | 2028-06-19 23:00 | 700 | 505 | 510 | 442
2028-06-20 | 700 | 465.93 | 510 | 442 | 2028-06-20 | 700 | 505 | 510 | 442 | 2028-06-20 | 700 | 505 | 510 | 442
2028-06-20 01:00 | 700 | 465.93 | 510 | 442 | 2028-06-20 01:00 | 700 | 491.09 | 510 | 442 | 2028-06-20 01:00 | 700 | 505 | 510 | 442
2028-06-20 02:00 | 700 | 438.92 | 510 | 442 | 2028-06-20 02:00 | 700 | 505 | 510 | 442 | 2028-06-20 02:00 | 700 | 286.28 | 510 | 442
2028-06-20 03:00 | 700 | 192.07 | 506.3 | 442 | 2028-06-20 03:00 | 700 | 340.31 | 390 | 442 | 2028-06-20 03:00 | 700 | 0 | 408.32 | 442
2028-06-20 04:00 | 700 | 234 | 206.3 | 442 | 2028-06-20 04:00 | 700 | 132.92 | 90 | 442 | 2028-06-20 04:00 | 700 | 0 | 108.32 | 442
2028-06-20 05:00 | 700 | 0 | -93.7 | 324.54 | 2028-06-20 05:00 | 700 | -167.08 | -210 | 442 | 2028-06-20 05:00 | 500 | 0 | -191.68 | 442
2028-06-20 06:00 | 700 | -300 | -393.7 | 356.9 | 2028-06-20 06:00 | 500 | -467.08 | -510 | 302.94 | 2028-06-20 06:00 | -100 | -300 | -491.68 | 347.3
2028-06-20 07:00 | 500 | -345.15 | -510 | 442 | 2028-06-20 07:00 | -100 | -438.19 | -510 | 442 | 2028-06-20 07:00 | -700 | -526 | -510 | 442
2028-06-20 08:00 | -100 | -183.35 | -354.23 | 442 | 2028-06-20 08:00 | -700 | -526 | -510 | 442 | 2028-06-20 08:00 | -700 | -526 | -510 | 367.01
2028-06-20 09:00 | -700 | -483.35 | -510 | 380.57 | 2028-06-20 09:00 | -700 | -526 | -510 | 277.72 | 2028-06-20 09:00 | -700 | -526 | -510 | 67.01
2028-06-20 10:00 | -700 | -526 | -510 | 193.21 | 2028-06-20 10:00 | -700 | -526 | -510 | -22.28 | 2028-06-20 10:00 | -700 | -526 | -510 | -232.99
2028-06-20 11:00 | -700 | -290.73 | -390 | 17.91 | 2028-06-20 11:00 | -700 | -226 | -277.66 | -158 | 2028-06-20 11:00 | -700 | -226 | -277.66 | -158
2028-06-20 12:00 | -700 | 9.27 | -90 | 317.91 | 2028-06-20 12:00 | -700 | 74 | 22.34 | 142 | 2028-06-20 12:00 | -700 | 74 | 22.34 | 142
2028-06-20 13:00 | -700 | 309.27 | 210 | 442 | 2028-06-20 13:00 | -700 | 374 | 322.34 | 442 | 2028-06-20 13:00 | -700 | 374 | 322.34 | 442
2028-06-20 14:00 | -700 | 505 | 510 | 442 | 2028-06-20 14:00 | -700 | 502.33 | 261.46 | 442 | 2028-06-20 14:00 | -700 | 505 | 510 | 167.06
2028-06-20 15:00 | -700 | 505 | 510 | 427.14 | 2028-06-20 15:00 | -700 | 202.33 | 510 | 413.91 | 2028-06-20 15:00 | -700 | 505 | 210 | 400.44
2028-06-20 16:00 | -700 | 505 | 510 | 442 | 2028-06-20 16:00 | -700 | 479.79 | 510 | 442 | 2028-06-20 16:00 | -700 | 466.94 | 510 | 442
2028-06-20 17:00 | -700 | 505 | 510 | 442 | 2028-06-20 17:00 | -700 | 505 | 510 | 442 | 2028-06-20 17:00 | -700 | 505 | 510 | 442
2028-06-20 18:00 | -700 | 505 | 510 | 425.47 | 2028-06-20 18:00 | -700 | 505 | 510 | 419.13 | 2028-06-20 18:00 | -700 | 505 | 510 | 413.21
2028-06-20 19:00 | -700 | 505 | 510 | 292.62 | 2028-06-20 19:00 | -700 | 505 | 510 | 282.76 | 2028-06-20 19:00 | -700 | 505 | 510 | 276.67
2028-06-20 20:00 | -700 | 505 | 510 | 224.01 | 2028-06-20 20:00 | -700 | 505 | 510 | 212.38 | 2028-06-20 20:00 | -700 | 505 | 510 | 206.27
2028-06-20 21:00 | -700 | 505 | 510 | 229.96 | 2028-06-20 21:00 | -700 | 505 | 510 | 224.22 | 2028-06-20 21:00 | -700 | 505 | 510 | 212.81
2028-06-20 22:00 | -700 | 505 | 510 | 153.68 | 2028-06-20 22:00 | -700 | 505 | 510 | 147.78 | 2028-06-20 22:00 | -700 | 505 | 510 | 141.87
2028-06-20 23:00 | -700 | 505 | 510 | 26.96 | 2028-06-20 23:00 | -700 | 505 | 510 | 20.93 | 2028-06-20 23:00 | -700 | 505 | 510 | 14.91
2028-06-21 | -296.25 | 505 | 510 | 111.02 | 2028-06-21 | -700 | 505 | 510 | 320.93 | 2028-06-21 | -700 | 505 | 510 | 314.91
2028-06-21 01:00 | -700 | 505 | 510 | 6.89 | 2028-06-21 01:00 | -700 | 505 | 510 | 426.52 | 2028-06-21 01:00 | -700 | 505 | 510 | 442
2028-06-21 02:00 | -605.62 | 505 | 510 | 271.07 | 2028-06-21 02:00 | -700 | 505 | 510 | 442 | 2028-06-21 02:00 | -700 | 505 | 510 | 442
2028-06-21 03:00 | -374.15 | 505 | 510 | 442 | 2028-06-21 03:00 | -700 | 505 | 461.05 | 442 | 2028-06-21 03:00 | -700 | 374 | 390 | 442
2028-06-21 04:00 | -429.7 | 505 | 510 | 442 | 2028-06-21 04:00 | -700 | 205 | 161.05 | 442 | 2028-06-21 04:00 | -700 | 74 | 90 | 202.76
2028-06-21 05:00 | -593.22 | 505 | 510 | 442 | 2028-06-21 05:00 | -700 | -95 | -138.95 | 346.46 | 2028-06-21 05:00 | -700 | -226 | -210 | -97.24
2028-06-21 06:00 | 0 | 205 | 210 | 142 | 2028-06-21 06:00 | -700 | -395 | -438.95 | 46.46 | 2028-06-21 06:00 | -700 | -526 | -510 | -397.24
2028-06-21 07:00 | 476.38 | 0 | 164.25 | 391.49 | 2028-06-21 07:00 | -700 | -526 | -510 | -90.83 | 2028-06-21 07:00 | -700 | -526 | -510 | -370.82
2028-06-21 08:00 | 0 | 0 | 464.25 | 442 | 2028-06-21 08:00 | -700 | -526 | -510 | 209.17 | 2028-06-21 08:00 | -700 | -526 | -510 | -70.82
2028-06-21 09:00 | -142.39 | 143.95 | 210 | 316.44 | 2028-06-21 09:00 | -700 | -526 | -510 | 142 | 2028-06-21 09:00 | -700 | -526 | -510 | 142
2028-06-21 10:00 | -700 | 443.95 | 510 | 442 | 2028-06-21 10:00 | -700 | -226 | -210 | 442 | 2028-06-21 10:00 | -700 | -226 | -210 | 442
2028-06-21 11:00 | -700 | 143.95 | 210 | 442 | 2028-06-21 11:00 | -700 | 74 | -136.61 | 442 | 2028-06-21 11:00 | -700 | 74 | -136.61 | 442
2028-06-21 12:00 | -700 | -156.05 | -90 | 442 | 2028-06-21 12:00 | -700 | -226 | -436.61 | 442 | 2028-06-21 12:00 | -700 | -226 | -436.61 | 442
2028-06-21 13:00 | -700 | -293.08 | -390 | 244.09 | 2028-06-21 13:00 | -700 | -526 | -510 | 142 | 2028-06-21 13:00 | -700 | -526 | -510 | 142
2028-06-21 14:00 | -700 | 6.92 | -90 | 442 | 2028-06-21 14:00 | -700 | -226 | -210 | 442 | 2028-06-21 14:00 | -700 | -226 | -210 | 402.54
2028-06-21 15:00 | -389 | 0 | 0 | 145.1 | 2028-06-21 15:00 | -700 | -526 | -510 | 142 | 2028-06-21 15:00 | -700 | -526 | -510 | 102.54
2028-06-21 16:00 | -199.49 | 0 | 0 | 442 | 2028-06-21 16:00 | -700 | -526 | -510 | 408.9 | 2028-06-21 16:00 | -700 | -526 | -510 | 254.86
2028-06-21 17:00 | 184.07 | 0 | 210 | 264.07 | 2028-06-21 17:00 | -700 | -526 | -510 | 108.9 | 2028-06-21 17:00 | -700 | -526 | -510 | -45.14
2028-06-21 18:00 | 700 | 294.1 | 510 | 442 | 2028-06-21 18:00 | -100 | -226 | -210 | 408.9 | 2028-06-21 18:00 | -700 | -386.33 | -510 | 26.27
2028-06-21 19:00 | 700 | 19.54 | 510 | 442 | 2028-06-21 19:00 | 500 | 0 | 0 | 428.78 | 2028-06-21 19:00 | -100 | -86.33 | -504.22 | 136.24
2028-06-21 20:00 | 700 | 271.33 | 510 | 442 | 2028-06-21 20:00 | 700 | 0 | 0 | 428.78 | 2028-06-21 20:00 | 0 | 0 | -504.22 | 316.09
2028-06-21 21:00 | 700 | 505 | 510 | 442 | 2028-06-21 21:00 | 700 | 0 | 210 | 340.53 | 2028-06-21 21:00 | 0 | 0 | -204.22 | 283.43
2028-06-21 22:00 | 700 | 505 | 510 | 442 | 2028-06-21 22:00 | 700 | 295.64 | 510 | 442 | 2028-06-21 22:00 | 0 | 0 | 0 | 442
2028-06-21 23:00 | 700 | 391.84 | 510 | 442 | 2028-06-21 23:00 | 700 | 295.64 | 510 | 442 | 2028-06-21 23:00 | 0 | 0 | 0 | 442
2028-06-22 | 700 | 91.84 | 508.54 | 366.96 | 2028-06-22 | 273.43 | 0 | 210 | 310.71 | 2028-06-22 | -161.7 | 0 | 0 | 274.14
2028-06-22 01:00 | 619.11 | 0 | 208.54 | 268.1 | 2028-06-22 01:00 | -75.02 | 0 | 0 | 219.01 | 2028-06-22 01:00 | -700 | 0 | -90.66 | 169.91
2028-06-22 02:00 | 111.14 | 0 | 508.54 | 274.54 | 2028-06-22 02:00 | -100 | 0 | -133.8 | 227.64 | 2028-06-22 02:00 | -594.25 | -226 | -210 | 180.74
2028-06-22 03:00 | -488.86 | 0 | 317.08 | 276.5 | 2028-06-22 03:00 | -700 | -192.2 | -433.8 | 232.98 | 2028-06-22 03:00 | -700 | -526 | -510 | 189.45
2028-06-22 04:00 | -700 | 300 | 510 | 442 | 2028-06-22 04:00 | -700 | 107.8 | -133.8 | 442 | 2028-06-22 04:00 | -700 | -226 | -210 | 442
2028-06-22 05:00 | -700 | 505 | 510 | 442 | 2028-06-22 05:00 | -700 | 407.8 | 166.2 | 442 | 2028-06-22 05:00 | -700 | 74 | 90 | 442
2028-06-22 06:00 | -700 | 505 | 510 | 442 | 2028-06-22 06:00 | -700 | 505 | 466.2 | 442 | 2028-06-22 06:00 | -700 | 374 | 390 | 442
2028-06-22 07:00 | -700 | 505 | 510 | 442 | 2028-06-22 07:00 | -700 | 505 | 510 | 442 | 2028-06-22 07:00 | -700 | 505 | 510 | 442
2028-06-22 08:00 | -700 | 505 | 510 | 442 | 2028-06-22 08:00 | -700 | 505 | 510 | 442 | 2028-06-22 08:00 | -700 | 505 | 510 | 442
2028-06-22 09:00 | -700 | 505 | 510 | 442 | 2028-06-22 09:00 | -700 | 505 | 510 | 442 | 2028-06-22 09:00 | -700 | 505 | 510 | 442
2028-06-22 10:00 | -700 | 505 | 510 | 434.62 | 2028-06-22 10:00 | -700 | 505 | 510 | 442 | 2028-06-22 10:00 | -700 | 505 | 510 | 442
2028-06-22 11:00 | -584.5 | 505 | 510 | 442 | 2028-06-22 11:00 | -700 | 505 | 510 | 442 | 2028-06-22 11:00 | -700 | 505 | 510 | 442
2028-06-22 12:00 | -296.59 | 505 | 510 | 442 | 2028-06-22 12:00 | -700 | 505 | 510 | 442 | 2028-06-22 12:00 | -700 | 505 | 510 | 442
2028-06-22 13:00 | -452.84 | 505 | 510 | 442 | 2028-06-22 13:00 | -700 | 505 | 510 | 442 | 2028-06-22 13:00 | -700 | 505 | 510 | 442
2028-06-22 14:00 | -700 | 505 | 510 | 442 | 2028-06-22 14:00 | -700 | 505 | 510 | 442 | 2028-06-22 14:00 | -700 | 505 | 510 | 442
2028-06-22 15:00 | -700 | 505 | 510 | 442 | 2028-06-22 15:00 | -700 | 505 | 510 | 442 | 2028-06-22 15:00 | -700 | 505 | 510 | 442
2028-06-22 16:00 | -700 | 505 | 510 | 442 | 2028-06-22 16:00 | -700 | 505 | 510 | 442 | 2028-06-22 16:00 | -700 | 505 | 510 | 442
2028-06-22 17:00 | -700 | 505 | 510 | 442 | 2028-06-22 17:00 | -700 | 505 | 510 | 442 | 2028-06-22 17:00 | -700 | 505 | 510 | 442
2028-06-22 18:00 | -583.74 | 505 | 510 | 333.07 | 2028-06-22 18:00 | -700 | 505 | 510 | 442 | 2028-06-22 18:00 | -700 | 505 | 510 | 442
2028-06-22 19:00 | -192.72 | 505 | 510 | 281.4 | 2028-06-22 19:00 | -700 | 505 | 510 | 442 | 2028-06-22 19:00 | -700 | 505 | 510 | 442
2028-06-22 20:00 | 298.02 | 505 | 510 | 320.8 | 2028-06-22 20:00 | -545.06 | 505 | 510 | 442 | 2028-06-22 20:00 | -700 | 300 | 510 | 442
2028-06-22 21:00 | 375.96 | 505 | 510 | 442 | 2028-06-22 21:00 | 0 | 250.08 | 510 | 349.72 | 2028-06-22 21:00 | -700 | 0 | 210 | 142
2028-06-22 22:00 | 375.96 | 505 | 510 | 442 | 2028-06-22 22:00 | 348.2 | 505 | 510 | 442 | 2028-06-22 22:00 | -100 | 205 | 210 | 142
2028-06-22 23:00 | 375.96 | 505 | 510 | 442 | 2028-06-22 23:00 | 0 | 505 | 510 | 442 | 2028-06-22 23:00 | -700 | 505 | 510 | 442
2028-06-23 | 700 | 505 | 510 | 442 | 2028-06-23 | 361.19 | 505 | 510 | 442 | 2028-06-23 | -100 | 505 | 510 | 442
2028-06-23 01:00 | 457.15 | 505 | 510 | 442 | 2028-06-23 01:00 | 510.62 | 505 | 510 | 442 | 2028-06-23 01:00 | 425.28 | 505 | 510 | 442
2028-06-23 02:00 | 332.39 | 505 | 510 | 442 | 2028-06-23 02:00 | 337.74 | 505 | 510 | 442 | 2028-06-23 02:00 | 408.2 | 505 | 510 | 442
2028-06-23 03:00 | 581.65 | 505 | 510 | 442 | 2028-06-23 03:00 | 204.75 | 505 | 510 | 442 | 2028-06-23 03:00 | 700 | 505 | 510 | 442
2028-06-23 04:00 | 421.72 | 505 | 510 | 442 | 2028-06-23 04:00 | 77.18 | 505 | 510 | 442 | 2028-06-23 04:00 | 678.05 | 505 | 510 | 442
2028-06-23 05:00 | 362.96 | 353.43 | 510 | 442 | 2028-06-23 05:00 | 474.98 | 353.43 | 510 | 442 | 2028-06-23 05:00 | 361.14 | 353.43 | 510 | 442
2028-06-23 06:00 | 614.32 | 505 | 510 | 442 | 2028-06-23 06:00 | 700 | 505 | 510 | 442 | 2028-06-23 06:00 | 700 | 505 | 510 | 442
2028-06-23 07:00 | 622.7 | 217.79 | 510 | 442 | 2028-06-23 07:00 | 700 | 217.79 | 510 | 442 | 2028-06-23 07:00 | 656.79 | 217.79 | 510 | 442
2028-06-23 08:00 | 700 | 302.48 | 510 | 442 | 2028-06-23 08:00 | 700 | 0 | 428.96 | 442 | 2028-06-23 08:00 | 641.84 | 0 | 210 | 442
2028-06-23 09:00 | 700 | 343.72 | 510 | 442 | 2028-06-23 09:00 | 700 | 10.14 | 510 | 442 | 2028-06-23 09:00 | 41.84 | 0 | 210 | 442
2028-06-23 10:00 | 477.67 | 505 | 510 | 442 | 2028-06-23 10:00 | 500 | 310.14 | 510 | 442 | 2028-06-23 10:00 | -100 | 30.74 | 510 | 442
2028-06-23 11:00 | 700 | 243.04 | 510 | 442 | 2028-06-23 11:00 | -100 | 205 | 510 | 442 | 2028-06-23 11:00 | -700 | 205 | 210 | 442
2028-06-23 12:00 | 144.41 | 505 | 510 | 442 | 2028-06-23 12:00 | -700 | 505 | 510 | 442 | 2028-06-23 12:00 | -700 | 505 | 510 | 442
2028-06-23 13:00 | -137.13 | 505 | 510 | 442 | 2028-06-23 13:00 | -700 | 505 | 510 | 442 | 2028-06-23 13:00 | -700 | 505 | 510 | 442
2028-06-23 14:00 | 36.41 | 505 | 510 | 442 | 2028-06-23 14:00 | -700 | 505 | 510 | 442 | 2028-06-23 14:00 | -700 | 505 | 510 | 442
2028-06-23 15:00 | -74.41 | 505 | 510 | 442 | 2028-06-23 15:00 | -700 | 505 | 510 | 442 | 2028-06-23 15:00 | -700 | 505 | 510 | 442
2028-06-23 16:00 | -112.78 | 505 | 510 | 442 | 2028-06-23 16:00 | -654.11 | 505 | 510 | 442 | 2028-06-23 16:00 | -700 | 505 | 510 | 442
2028-06-23 17:00 | 487.22 | 263.58 | 510 | 442 | 2028-06-23 17:00 | -54.11 | 216.1 | 510 | 442 | 2028-06-23 17:00 | -100 | 205 | 256.07 | 323.88
2028-06-23 18:00 | 466.04 | 505 | 510 | 442 | 2028-06-23 18:00 | 64.1 | 505 | 510 | 442 | 2028-06-23 18:00 | 170.24 | 505 | 510 | 442
2028-06-23 19:00 | 700 | 442.04 | 510 | 442 | 2028-06-23 19:00 | 664.1 | 205 | 510 | 442 | 2028-06-23 19:00 | 700 | 205 | 510 | 442
2028-06-23 20:00 | 700 | 505 | 510 | 442 | 2028-06-23 20:00 | 700 | 0 | 510 | 442 | 2028-06-23 20:00 | 700 | 17.37 | 510 | 442
2028-06-23 21:00 | 700 | 505 | 510 | 442 | 2028-06-23 21:00 | 700 | 0 | 510 | 442 | 2028-06-23 21:00 | 700 | 17.37 | 510 | 442
2028-06-23 22:00 | 700 | 505 | 510 | 442 | 2028-06-23 22:00 | 700 | 0 | 510 | 442 | 2028-06-23 22:00 | 700 | 317.37 | 510 | 442
2028-06-23 23:00 | 700 | 300 | 510 | 442 | 2028-06-23 23:00 | 700 | 0 | 510 | 442 | 2028-06-23 23:00 | 700 | 300 | 510 | 442
2028-06-24 | 700 | 69.37 | 510 | 442 | 2028-06-24 | 700 | 265.49 | 510 | 442 | 2028-06-24 | 700 | 505 | 510 | 442
2028-06-24 01:00 | 700 | 369.37 | 510 | 442 | 2028-06-24 01:00 | 700 | 505 | 510 | 442 | 2028-06-24 01:00 | 700 | 505 | 510 | 442
2028-06-24 02:00 | 700 | 422.37 | 510 | 442 | 2028-06-24 02:00 | 700 | 505 | 510 | 442 | 2028-06-24 02:00 | 700 | 505 | 510 | 442
2028-06-24 03:00 | 700 | 505 | 510 | 442 | 2028-06-24 03:00 | 700 | 488.23 | 510 | 442 | 2028-06-24 03:00 | 700 | 505 | 510 | 442
2028-06-24 04:00 | 700 | 233.97 | 510 | 442 | 2028-06-24 04:00 | 700 | 505 | 510 | 442 | 2028-06-24 04:00 | 700 | 505 | 510 | 442
2028-06-24 05:00 | 700 | 392.74 | 510 | 442 | 2028-06-24 05:00 | 700 | 505 | 510 | 442 | 2028-06-24 05:00 | 700 | 505 | 510 | 442
2028-06-24 06:00 | 700 | 219.71 | 510 | 442 | 2028-06-24 06:00 | 700 | 406.52 | 510 | 442 | 2028-06-24 06:00 | 500 | 245.47 | 210 | 442
2028-06-24 07:00 | 700 | 305.81 | 510 | 442 | 2028-06-24 07:00 | 500 | 300 | 295.56 | 442 | 2028-06-24 07:00 | -100 | -54.53 | -90 | 442
2028-06-24 08:00 | 700 | 34.25 | 510 | 442 | 2028-06-24 08:00 | -100 | 0 | -4.44 | 442 | 2028-06-24 08:00 | -700 | -354.53 | -390 | 325.97
2028-06-24 09:00 | 700 | 0 | 210 | 442 | 2028-06-24 09:00 | -700 | -300 | -304.44 | 442 | 2028-06-24 09:00 | -700 | -526 | -510 | 358.69
2028-06-24 10:00 | 378.95 | 0 | 0 | 442 | 2028-06-24 10:00 | -700 | -526 | -510 | 442 | 2028-06-24 10:00 | -700 | -526 | -510 | 409.37
2028-06-24 11:00 | 348.82 | 0 | 0 | 442 | 2028-06-24 11:00 | -700 | -526 | -510 | 442 | 2028-06-24 11:00 | -700 | -526 | -510 | 442
2028-06-24 12:00 | 341.4 | 0 | 0 | 442 | 2028-06-24 12:00 | -700 | -526 | -510 | 442 | 2028-06-24 12:00 | -700 | -526 | -510 | 442
2028-06-24 13:00 | 449.74 | 0 | 0 | 442 | 2028-06-24 13:00 | -700 | -526 | -510 | 442 | 2028-06-24 13:00 | -700 | -526 | -510 | 431.43
2028-06-24 14:00 | 652.75 | 0 | 0 | 442 | 2028-06-24 14:00 | -700 | -450.76 | -510 | 442 | 2028-06-24 14:00 | -700 | -526 | -510 | 442
2028-06-24 15:00 | 684.83 | 0 | 63.18 | 442 | 2028-06-24 15:00 | -600 | -150.76 | -390 | 442 | 2028-06-24 15:00 | -700 | -526 | -510 | 442
2028-06-24 16:00 | 700 | 94.95 | 363.18 | 442 | 2028-06-24 16:00 | 0 | -89.98 | -90 | 442 | 2028-06-24 16:00 | -700 | -526 | -510 | 442
2028-06-24 17:00 | 700 | 394.95 | 510 | 442 | 2028-06-24 17:00 | 600 | 0 | 210 | 442 | 2028-06-24 17:00 | -100 | -300 | -506.01 | 442
2028-06-24 18:00 | 700 | 360.47 | 510 | 442 | 2028-06-24 18:00 | 700 | 0 | 510 | 442 | 2028-06-24 18:00 | 500 | 0 | -206.01 | 442
2028-06-24 19:00 | 700 | 505 | 510 | 442 | 2028-06-24 19:00 | 700 | 59.82 | 510 | 442 | 2028-06-24 19:00 | 700 | 0 | 0 | 438.77
2028-06-24 20:00 | 700 | 505 | 510 | 442 | 2028-06-24 20:00 | 700 | 359.82 | 510 | 442 | 2028-06-24 20:00 | 700 | 0 | 0 | 438.77
2028-06-24 21:00 | 700 | 505 | 510 | 442 | 2028-06-24 21:00 | 700 | 359.82 | 510 | 442 | 2028-06-24 21:00 | 700 | 0 | 210 | 438.77
2028-06-24 22:00 | 700 | 505 | 510 | 442 | 2028-06-24 22:00 | 700 | 505 | 510 | 442 | 2028-06-24 22:00 | 700 | 300 | 510 | 442
2028-06-24 23:00 | 700 | 505 | 510 | 442 | 2028-06-24 23:00 | 700 | 505 | 510 | 442 | 2028-06-24 23:00 | 700 | 505 | 510 | 442
2028-06-25 | 700 | 242.9 | 510 | 442 | 2028-06-25 | 700 | 316.94 | 510 | 442 | 2028-06-25 | 700 | 205 | 510 | 442
2028-06-25 01:00 | 700 | 258.5 | 510 | 442 | 2028-06-25 01:00 | 700 | 415.44 | 510 | 442 | 2028-06-25 01:00 | 700 | 185.23 | 510 | 442
2028-06-25 02:00 | 700 | 188.63 | 510 | 442 | 2028-06-25 02:00 | 700 | 393.6 | 510 | 442 | 2028-06-25 02:00 | 700 | 0 | 510 | 442
2028-06-25 03:00 | 700 | 353.54 | 510 | 442 | 2028-06-25 03:00 | 700 | 149.89 | 510 | 442 | 2028-06-25 03:00 | 700 | 0 | 510 | 442
2028-06-25 04:00 | 700 | 503.29 | 510 | 442 | 2028-06-25 04:00 | 700 | 431.71 | 510 | 442 | 2028-06-25 04:00 | 700 | 0 | 510 | 442
2028-06-25 05:00 | 700 | 203.29 | 510 | 442 | 2028-06-25 05:00 | 700 | 197.4 | 510 | 442 | 2028-06-25 05:00 | 700 | 0 | 300 | 442
2028-06-25 06:00 | 700 | 275.47 | 510 | 442 | 2028-06-25 06:00 | 608.4 | 247.52 | 300 | 442 | 2028-06-25 06:00 | 373.13 | 0 | 0 | 442
2028-06-25 07:00 | 700 | 0 | 300 | 420.67 | 2028-06-25 07:00 | 8.4 | 0 | 0 | 442 | 2028-06-25 07:00 | -226.87 | -300 | -300 | 306.12
2028-06-25 08:00 | 700 | 0 | 0 | 379.17 | 2028-06-25 08:00 | -591.6 | -300 | -300 | 328.8 | 2028-06-25 08:00 | -700 | -526 | -510 | 442
2028-06-25 09:00 | 471.16 | 0 | 0 | 423.73 | 2028-06-25 09:00 | -700 | -526 | -510 | 442 | 2028-06-25 09:00 | -700 | -526 | -510 | 442
2028-06-25 10:00 | 219.12 | 0 | 0 | 393.42 | 2028-06-25 10:00 | -700 | -526 | -510 | 442 | 2028-06-25 10:00 | -700 | -526 | -510 | 442
2028-06-25 11:00 | 336.55 | 0 | 0 | 442 | 2028-06-25 11:00 | -700 | -526 | -510 | 306.96 | 2028-06-25 11:00 | -700 | -526 | -510 | 442
2028-06-25 12:00 | 589.63 | 0 | 0 | 153.3 | 2028-06-25 12:00 | -700 | -526 | -510 | 313.34 | 2028-06-25 12:00 | -700 | -526 | -510 | 167.43
2028-06-25 13:00 | 621.92 | 0 | 0 | 434.63 | 2028-06-25 13:00 | -700 | -526 | -510 | 442 | 2028-06-25 13:00 | -700 | -526 | -510 | 265.48
2028-06-25 14:00 | 700 | -13.53 | -210 | 442 | 2028-06-25 14:00 | -116.61 | -526 | -510 | 368.04 | 2028-06-25 14:00 | -700 | -526 | -510 | 438.98
2028-06-25 15:00 | 700 | -313.53 | -510 | 142 | 2028-06-25 15:00 | 483.39 | -526 | -510 | 338.61 | 2028-06-25 15:00 | -510.55 | -526 | -510 | 138.98
2028-06-25 16:00 | 700 | -272.89 | -510 | 114.36 | 2028-06-25 16:00 | 591.05 | -526 | -510 | 213.9 | 2028-06-25 16:00 | 89.45 | -526 | -510 | 0
2028-06-25 17:00 | 700 | 0 | -213.56 | 297.29 | 2028-06-25 17:00 | 700 | -226 | -510 | 436.2 | 2028-06-25 17:00 | 689.45 | -226 | -510 | 274.36
2028-06-25 18:00 | 700 | 0 | 0 | 380 | 2028-06-25 18:00 | 700 | 0 | -510 | 442 | 2028-06-25 18:00 | 700 | 0 | -318.16 | 442
2028-06-25 19:00 | 700 | 0 | 77.29 | 325.16 | 2028-06-25 19:00 | 700 | 0 | -510 | 442 | 2028-06-25 19:00 | 700 | 0 | -402.07 | 442
2028-06-25 20:00 | 700 | 0 | 41.82 | 335.42 | 2028-06-25 20:00 | 700 | 0 | -510 | 442 | 2028-06-25 20:00 | 700 | 0 | -102.07 | 442
2028-06-25 21:00 | 700 | 0 | 129.16 | 329.57 | 2028-06-25 21:00 | 700 | 0 | -472.51 | 442 | 2028-06-25 21:00 | 700 | 0 | -375.14 | 442
2028-06-25 22:00 | 700 | 0 | 0 | 306.18 | 2028-06-25 22:00 | 700 | 0 | -172.51 | 442 | 2028-06-25 22:00 | 700 | 0 | -90 | 442
2028-06-25 23:00 | 700 | 0 | 242.92 | 154.81 | 2028-06-25 23:00 | 700 | 0 | 0 | 442 | 2028-06-25 23:00 | 700 | 102.43 | 210 | 276.38
2028-06-26 | 700 | 11.63 | 510 | 442 | 2028-06-26 | 700 | 194.03 | 300 | 442 | 2028-06-26 | 700 | 402.43 | 510 | 442
2028-06-26 01:00 | 700 | 311.63 | 510 | 442 | 2028-06-26 01:00 | 700 | 475.88 | 510 | 442 | 2028-06-26 01:00 | 700 | 343.22 | 510 | 442
2028-06-26 02:00 | 700 | 211.43 | 510 | 442 | 2028-06-26 02:00 | 700 | 258.84 | 510 | 442 | 2028-06-26 02:00 | 700 | 502.13 | 510 | 442
2028-06-26 03:00 | 700 | 390.99 | 510 | 442 | 2028-06-26 03:00 | 700 | 376.86 | 510 | 442 | 2028-06-26 03:00 | 700 | 483.83 | 510 | 442
2028-06-26 04:00 | 700 | 96.19 | 510 | 442 | 2028-06-26 04:00 | 700 | 431.41 | 510 | 442 | 2028-06-26 04:00 | 700 | 453.84 | 510 | 442
2028-06-26 05:00 | 700 | 21.07 | 510 | 442 | 2028-06-26 05:00 | 700 | 406.64 | 510 | 442 | 2028-06-26 05:00 | 700 | 221.56 | 388.78 | 442
2028-06-26 06:00 | 700 | 0 | 455.67 | 339.49 | 2028-06-26 06:00 | 700 | 106.64 | 300 | 442 | 2028-06-26 06:00 | 500 | 0 | 88.78 | 406.63
2028-06-26 07:00 | 700 | 0 | 155.67 | 442 | 2028-06-26 07:00 | 582.7 | 0 | 0 | 442 | 2028-06-26 07:00 | -100 | -300 | -211.22 | 416.39
2028-06-26 08:00 | 700 | 21.32 | 455.67 | 442 | 2028-06-26 08:00 | -17.3 | 0 | -210 | 442 | 2028-06-26 08:00 | -700 | -526 | -510 | 379.99
2028-06-26 09:00 | 700 | 0 | 245.51 | 442 | 2028-06-26 09:00 | -617.3 | -300 | -510 | 442 | 2028-06-26 09:00 | -700 | -526 | -510 | 260.37
2028-06-26 10:00 | 700 | 0 | 355.96 | 407.67 | 2028-06-26 10:00 | -700 | -526 | -510 | 442 | 2028-06-26 10:00 | -700 | -526 | -510 | 108.15
2028-06-26 11:00 | 700 | 0 | 376.06 | 297.71 | 2028-06-26 11:00 | -700 | -526 | -510 | 180.89 | 2028-06-26 11:00 | -700 | -526 | -510 | 131.09
2028-06-26 12:00 | 700 | 0 | 384.81 | 442 | 2028-06-26 12:00 | -700 | -300 | -324.34 | 442 | 2028-06-26 12:00 | -700 | -526 | -510 | 431.09
2028-06-26 13:00 | 384.39 | 300 | 510 | 442 | 2028-06-26 13:00 | -564.27 | 0 | -24.34 | 442 | 2028-06-26 13:00 | -700 | -526 | -510 | 442
2028-06-26 14:00 | 445.66 | 300 | 510 | 442 | 2028-06-26 14:00 | -38.92 | 0 | 0 | 442 | 2028-06-26 14:00 | -700 | -226 | -268.62 | 442
2028-06-26 15:00 | 700 | 0 | 330.5 | 395.2 | 2028-06-26 15:00 | -3.61 | 0 | 0 | 442 | 2028-06-26 15:00 | -700 | -95 | -90 | 178.26
2028-06-26 16:00 | 700 | 205 | 331.58 | 327.82 | 2028-06-26 16:00 | -81.4 | 205 | 210 | 203.01 | 2028-06-26 16:00 | -700 | 205 | 210 | 142
2028-06-26 17:00 | 159.77 | 505 | 510 | 442 | 2028-06-26 17:00 | -21.96 | 505 | 510 | 442 | 2028-06-26 17:00 | -440.53 | 505 | 510 | 442
2028-06-26 18:00 | 700 | 268.39 | 510 | 442 | 2028-06-26 18:00 | 578.04 | 205 | 461.99 | 442 | 2028-06-26 18:00 | 159.47 | 205 | 403.3 | 442
2028-06-26 19:00 | 700 | 248.83 | 510 | 442 | 2028-06-26 19:00 | 700 | 411 | 510 | 442 | 2028-06-26 19:00 | 700 | 0 | 510 | 442
2028-06-26 20:00 | 700 | 394.9 | 510 | 442 | 2028-06-26 20:00 | 700 | 203.74 | 510 | 442 | 2028-06-26 20:00 | 700 | 0 | 510 | 442
2028-06-26 21:00 | 700 | 505 | 510 | 442 | 2028-06-26 21:00 | 700 | 503.74 | 510 | 442 | 2028-06-26 21:00 | 700 | 0 | 510 | 442
2028-06-26 22:00 | 700 | 468.79 | 510 | 442 | 2028-06-26 22:00 | 700 | 439.07 | 510 | 442 | 2028-06-26 22:00 | 700 | 0 | 510 | 442
2028-06-26 23:00 | 700 | 400.86 | 510 | 442 | 2028-06-26 23:00 | 700 | 439.07 | 510 | 442 | 2028-06-26 23:00 | 700 | 205 | 510 | 442
2028-06-27 | 700 | 505 | 510 | 442 | 2028-06-27 | 700 | 505 | 510 | 442 | 2028-06-27 | 700 | 505 | 510 | 442
2028-06-27 01:00 | 700 | 505 | 510 | 442 | 2028-06-27 01:00 | 700 | 505 | 510 | 442 | 2028-06-27 01:00 | 700 | 505 | 510 | 442
2028-06-27 02:00 | 700 | 505 | 510 | 442 | 2028-06-27 02:00 | 700 | 505 | 510 | 442 | 2028-06-27 02:00 | 700 | 505 | 510 | 442
2028-06-27 03:00 | 700 | 286.2 | 510 | 442 | 2028-06-27 03:00 | 700 | 398.81 | 510 | 442 | 2028-06-27 03:00 | 700 | 364.46 | 510 | 442
2028-06-27 04:00 | 700 | 78.67 | 510 | 442 | 2028-06-27 04:00 | 700 | 252.65 | 510 | 442 | 2028-06-27 04:00 | 700 | 364.46 | 510 | 442
2028-06-27 05:00 | 700 | 206.92 | 510 | 442 | 2028-06-27 05:00 | 700 | 405.42 | 510 | 442 | 2028-06-27 05:00 | 700 | 364.46 | 510 | 442
2028-06-27 06:00 | 700 | 0 | 510 | 332.39 | 2028-06-27 06:00 | 700 | 405.42 | 510 | 442 | 2028-06-27 06:00 | 700 | 505 | 510 | 442
2028-06-27 07:00 | 700 | 0 | 510 | 425.3 | 2028-06-27 07:00 | 700 | 233.08 | 510 | 442 | 2028-06-27 07:00 | 700 | 205 | 390 | 442
2028-06-27 08:00 | 700 | 227.68 | 510 | 442 | 2028-06-27 08:00 | 700 | 233.08 | 499.43 | 442 | 2028-06-27 08:00 | 231.57 | 0 | 90 | 442
2028-06-27 09:00 | 700 | 299.03 | 510 | 442 | 2028-06-27 09:00 | 100 | 0 | 199.43 | 442 | 2028-06-27 09:00 | -368.43 | -300 | -210 | 442
2028-06-27 10:00 | 700 | 102.7 | 510 | 442 | 2028-06-27 10:00 | -456.92 | 0 | 0 | 442 | 2028-06-27 10:00 | -700 | -526 | -510 | 442
2028-06-27 11:00 | 500 | 325 | 510 | 442 | 2028-06-27 11:00 | -363.59 | 0 | 0 | 442 | 2028-06-27 11:00 | -700 | -526 | -510 | 442
2028-06-27 12:00 | -100 | 505 | 510 | 442 | 2028-06-27 12:00 | -692.37 | 0 | 0 | 404.48 | 2028-06-27 12:00 | -700 | -526 | -510 | 324.55
2028-06-27 13:00 | -700 | 505 | 510 | 442 | 2028-06-27 13:00 | -700 | 300 | 300 | 442 | 2028-06-27 13:00 | -700 | -226 | -210 | 442
2028-06-27 14:00 | -700 | 505 | 510 | 442 | 2028-06-27 14:00 | -700 | 505 | 510 | 442 | 2028-06-27 14:00 | -700 | 74 | 90 | 442
2028-06-27 15:00 | -700 | 505 | 510 | 442 | 2028-06-27 15:00 | -700 | 505 | 484.2 | 442 | 2028-06-27 15:00 | -700 | 374 | 390 | 442
2028-06-27 16:00 | -700 | 505 | 510 | 442 | 2028-06-27 16:00 | -700 | 300 | 184.2 | 442 | 2028-06-27 16:00 | -700 | 74 | 90 | 329.15
2028-06-27 17:00 | -394.56 | 505 | 510 | 442 | 2028-06-27 17:00 | -700 | 0 | -115.8 | 254.7 | 2028-06-27 17:00 | -700 | -226 | -210 | 29.15
2028-06-27 18:00 | 205.44 | 205 | 210 | 171.41 | 2028-06-27 18:00 | -700 | -300 | -415.8 | -45.3 | 2028-06-27 18:00 | -700 | -526 | -510 | -270.85
2028-06-27 19:00 | 337.7 | 0 | 0 | 115.94 | 2028-06-27 19:00 | -700 | -526 | -510 | -345.3 | 2028-06-27 19:00 | -700 | -526 | -510 | -510
2028-06-27 20:00 | 362.51 | 0 | 0 | 0 | 2028-06-27 20:00 | -700 | -526 | -510 | -510 | 2028-06-27 20:00 | -700 | -526 | -510 | -510
2028-06-27 21:00 | -100 | 205 | 210 | 142 | 2028-06-27 21:00 | -700 | -226 | -300 | -249.51 | 2028-06-27 21:00 | -700 | -526 | -510 | -510
2028-06-27 22:00 | -700 | 505 | 510 | 442 | 2028-06-27 22:00 | -700 | 74 | 0 | 50.49 | 2028-06-27 22:00 | -700 | -226 | -210 | -210
2028-06-27 23:00 | -700 | 505 | 510 | 442 | 2028-06-27 23:00 | -700 | 374 | 300 | 350.49 | 2028-06-27 23:00 | -700 | 74 | 90 | 90
2028-06-28 | -700 | 505 | 510 | 442 | 2028-06-28 | -700 | 505 | 510 | 442 | 2028-06-28 | -700 | 374 | 390 | 390
2028-06-28 01:00 | -700 | 505 | 510 | 442 | 2028-06-28 01:00 | -700 | 505 | 510 | 442 | 2028-06-28 01:00 | -700 | 505 | 510 | 442
2028-06-28 02:00 | -700 | 505 | 510 | 351.63 | 2028-06-28 02:00 | -700 | 505 | 510 | 345.7 | 2028-06-28 02:00 | -700 | 505 | 510 | 344.52
2028-06-28 03:00 | -700 | 505 | 510 | 331.67 | 2028-06-28 03:00 | -700 | 505 | 510 | 328.11 | 2028-06-28 03:00 | -700 | 505 | 510 | 324.54
2028-06-28 04:00 | -700 | 505 | 510 | 92.14 | 2028-06-28 04:00 | -700 | 505 | 510 | 87.43 | 2028-06-28 04:00 | -700 | 505 | 510 | 82.73
2028-06-28 05:00 | -700 | 505 | 510 | 80.81 | 2028-06-28 05:00 | -700 | 505 | 510 | 76.07 | 2028-06-28 05:00 | -700 | 505 | 510 | 71.33
2028-06-28 06:00 | -700 | 505 | 510 | 189.73 | 2028-06-28 06:00 | -700 | 505 | 510 | 185.01 | 2028-06-28 06:00 | -700 | 505 | 510 | 180.28
2028-06-28 07:00 | -700 | 505 | 510 | 442 | 2028-06-28 07:00 | -700 | 505 | 510 | 442 | 2028-06-28 07:00 | -700 | 505 | 510 | 442
2028-06-28 08:00 | -700 | 505 | 510 | 442 | 2028-06-28 08:00 | -700 | 505 | 510 | 442 | 2028-06-28 08:00 | -700 | 505 | 510 | 442
2028-06-28 09:00 | -700 | 505 | 510 | 442 | 2028-06-28 09:00 | -700 | 505 | 510 | 442 | 2028-06-28 09:00 | -700 | 505 | 510 | 442
2028-06-28 10:00 | -700 | 505 | 510 | 442 | 2028-06-28 10:00 | -700 | 505 | 510 | 442 | 2028-06-28 10:00 | -700 | 505 | 510 | 442
2028-06-28 11:00 | -700 | 505 | 510 | 442 | 2028-06-28 11:00 | -700 | 505 | 510 | 442 | 2028-06-28 11:00 | -700 | 505 | 510 | 442
2028-06-28 12:00 | -700 | 505 | 510 | 442 | 2028-06-28 12:00 | -700 | 505 | 510 | 442 | 2028-06-28 12:00 | -700 | 505 | 510 | 442
2028-06-28 13:00 | -700 | 505 | 510 | 421.57 | 2028-06-28 13:00 | -700 | 505 | 510 | 413.88 | 2028-06-28 13:00 | -700 | 505 | 510 | 405.29
2028-06-28 14:00 | -700 | 505 | 510 | 410.3 | 2028-06-28 14:00 | -700 | 505 | 510 | 383.17 | 2028-06-28 14:00 | -700 | 505 | 510 | 394.54
2028-06-28 15:00 | -700 | 505 | 510 | 348.53 | 2028-06-28 15:00 | -700 | 505 | 510 | 341.38 | 2028-06-28 15:00 | -700 | 505 | 510 | 334.23
2028-06-28 16:00 | -700 | 505 | 510 | 423.78 | 2028-06-28 16:00 | -700 | 505 | 510 | 416.48 | 2028-06-28 16:00 | -700 | 505 | 510 | 410.44
2028-06-28 17:00 | -700 | 505 | 510 | 442 | 2028-06-28 17:00 | -700 | 505 | 510 | 442 | 2028-06-28 17:00 | -700 | 505 | 510 | 442
2028-06-28 18:00 | -700 | 505 | 510 | 442 | 2028-06-28 18:00 | -700 | 505 | 510 | 442 | 2028-06-28 18:00 | -700 | 505 | 510 | 442
2028-06-28 19:00 | -700 | 505 | 510 | 442 | 2028-06-28 19:00 | -700 | 505 | 510 | 442 | 2028-06-28 19:00 | -700 | 505 | 510 | 442
2028-06-28 20:00 | -700 | 505 | 510 | 442 | 2028-06-28 20:00 | -700 | 505 | 510 | 442 | 2028-06-28 20:00 | -700 | 505 | 510 | 442
2028-06-28 21:00 | -700 | 505 | 510 | 442 | 2028-06-28 21:00 | -700 | 505 | 510 | 442 | 2028-06-28 21:00 | -700 | 505 | 510 | 442
2028-06-28 22:00 | -700 | 505 | 510 | 442 | 2028-06-28 22:00 | -700 | 505 | 510 | 442 | 2028-06-28 22:00 | -700 | 505 | 510 | 442
2028-06-28 23:00 | -700 | 505 | 510 | 440.23 | 2028-06-28 23:00 | -700 | 505 | 510 | 436.48 | 2028-06-28 23:00 | -700 | 505 | 510 | 432.73
2028-06-29 | -700 | 505 | 510 | 426.15 | 2028-06-29 | -700 | 505 | 510 | 442 | 2028-06-29 | -700 | 505 | 510 | 442
2028-06-29 01:00 | -700 | 505 | 510 | 442 | 2028-06-29 01:00 | -700 | 505 | 510 | 442 | 2028-06-29 01:00 | -700 | 505 | 510 | 442
2028-06-29 02:00 | -700 | 505 | 510 | 442 | 2028-06-29 02:00 | -700 | 505 | 510 | 442 | 2028-06-29 02:00 | -700 | 505 | 510 | 442
2028-06-29 03:00 | -700 | 505 | 510 | 442 | 2028-06-29 03:00 | -700 | 505 | 510 | 442 | 2028-06-29 03:00 | -700 | 505 | 510 | 442
2028-06-29 04:00 | -700 | 505 | 510 | 442 | 2028-06-29 04:00 | -700 | 505 | 510 | 442 | 2028-06-29 04:00 | -700 | 505 | 510 | 442
2028-06-29 05:00 | -700 | 505 | 510 | 327.07 | 2028-06-29 05:00 | -700 | 505 | 510 | 442 | 2028-06-29 05:00 | -700 | 505 | 510 | 442
2028-06-29 06:00 | -700 | 505 | 510 | 442 | 2028-06-29 06:00 | -700 | 505 | 510 | 442 | 2028-06-29 06:00 | -700 | 505 | 510 | 442
2028-06-29 07:00 | -700 | 505 | 510 | 442 | 2028-06-29 07:00 | -700 | 505 | 510 | 442 | 2028-06-29 07:00 | -700 | 505 | 510 | 442
2028-06-29 08:00 | -700 | 505 | 510 | 442 | 2028-06-29 08:00 | -700 | 505 | 510 | 442 | 2028-06-29 08:00 | -700 | 505 | 510 | 442
2028-06-29 09:00 | -700 | 505 | 510 | 442 | 2028-06-29 09:00 | -700 | 505 | 510 | 442 | 2028-06-29 09:00 | -700 | 505 | 510 | 442
2028-06-29 10:00 | -700 | 505 | 510 | 442 | 2028-06-29 10:00 | -700 | 505 | 510 | 442 | 2028-06-29 10:00 | -700 | 505 | 510 | 442
2028-06-29 11:00 | -700 | 505 | 510 | 442 | 2028-06-29 11:00 | -700 | 505 | 510 | 442 | 2028-06-29 11:00 | -700 | 505 | 510 | 442
2028-06-29 12:00 | -700 | 505 | 510 | 442 | 2028-06-29 12:00 | -700 | 505 | 510 | 442 | 2028-06-29 12:00 | -700 | 505 | 510 | 442
2028-06-29 13:00 | -700 | 505 | 510 | 442 | 2028-06-29 13:00 | -700 | 505 | 510 | 442 | 2028-06-29 13:00 | -700 | 505 | 510 | 442
2028-06-29 14:00 | -700 | 505 | 510 | 442 | 2028-06-29 14:00 | -700 | 505 | 510 | 442 | 2028-06-29 14:00 | -700 | 505 | 510 | 442
2028-06-29 15:00 | -700 | 505 | 510 | 442 | 2028-06-29 15:00 | -700 | 505 | 510 | 442 | 2028-06-29 15:00 | -700 | 505 | 510 | 442
2028-06-29 16:00 | -303.3 | 505 | 510 | 442 | 2028-06-29 16:00 | -700 | 300 | 510 | 442 | 2028-06-29 16:00 | -700 | 300 | 304.38 | 442
2028-06-29 17:00 | 80.08 | 420.83 | 510 | 442 | 2028-06-29 17:00 | -700 | 0 | 304.68 | 142 | 2028-06-29 17:00 | -700 | 0 | 4.38 | 442
2028-06-29 18:00 | 680.08 | 312.02 | 510 | 442 | 2028-06-29 18:00 | -100 | 100.64 | 510 | 442 | 2028-06-29 18:00 | -325.61 | 0 | 105.56 | 142
2028-06-29 19:00 | 700 | 12.02 | 510 | 442 | 2028-06-29 19:00 | 500 | 395.46 | 510 | 442 | 2028-06-29 19:00 | 274.39 | 69.88 | 405.56 | 442
2028-06-29 20:00 | 700 | 71.01 | 510 | 442 | 2028-06-29 20:00 | 700 | 95.46 | 510 | 442 | 2028-06-29 20:00 | 700 | 369.88 | 510 | 442
2028-06-29 21:00 | 700 | 304.41 | 510 | 442 | 2028-06-29 21:00 | 700 | 364.61 | 510 | 442 | 2028-06-29 21:00 | 700 | 505 | 510 | 442
2028-06-29 22:00 | 700 | 469.22 | 510 | 442 | 2028-06-29 22:00 | 700 | 364.61 | 510 | 442 | 2028-06-29 22:00 | 700 | 505 | 510 | 442
2028-06-29 23:00 | 700 | 378.14 | 510 | 442 | 2028-06-29 23:00 | 700 | 364.61 | 510 | 442 | 2028-06-29 23:00 | 700 | 505 | 510 | 442
2028-06-30 | 700 | 456.96 | 510 | 442 | 2028-06-30 | 700 | 505 | 510 | 442 | 2028-06-30 | 700 | 505 | 510 | 442
2028-06-30 01:00 | 700 | 505 | 510 | 442 | 2028-06-30 01:00 | 700 | 505 | 510 | 442 | 2028-06-30 01:00 | 700 | 505 | 510 | 442
2028-06-30 02:00 | 700 | 505 | 510 | 442 | 2028-06-30 02:00 | 700 | 505 | 510 | 442 | 2028-06-30 02:00 | 700 | 505 | 510 | 442
2028-06-30 03:00 | 700 | 505 | 510 | 442 | 2028-06-30 03:00 | 700 | 505 | 510 | 442 | 2028-06-30 03:00 | 700 | 505 | 510 | 442
2028-06-30 04:00 | 700 | 505 | 510 | 442 | 2028-06-30 04:00 | 700 | 505 | 510 | 442 | 2028-06-30 04:00 | 700 | 505 | 510 | 442
2028-06-30 05:00 | 700 | 456.44 | 510 | 442 | 2028-06-30 05:00 | 700 | 505 | 510 | 442 | 2028-06-30 05:00 | 700 | 505 | 510 | 442
2028-06-30 06:00 | 700 | 320.73 | 510 | 442 | 2028-06-30 06:00 | 700 | 273.23 | 510 | 442 | 2028-06-30 06:00 | 700 | 505 | 510 | 442
2028-06-30 07:00 | 700 | 484.21 | 510 | 442 | 2028-06-30 07:00 | 700 | 154.46 | 510 | 442 | 2028-06-30 07:00 | 700 | 475.77 | 510 | 442
2028-06-30 08:00 | 700 | 441.46 | 510 | 442 | 2028-06-30 08:00 | 700 | 152.37 | 510 | 442 | 2028-06-30 08:00 | 700 | 175.77 | 326.2 | 442
2028-06-30 09:00 | 700 | 383.37 | 510 | 442 | 2028-06-30 09:00 | 700 | 0 | 368.52 | 442 | 2028-06-30 09:00 | 217.5 | 0 | 26.2 | 442
2028-06-30 10:00 | 700 | 355.96 | 510 | 442 | 2028-06-30 10:00 | 632.26 | 0 | 68.52 | 442 | 2028-06-30 10:00 | -382.5 | 0 | 0 | 442
2028-06-30 11:00 | 700 | 138.88 | 510 | 442 | 2028-06-30 11:00 | 512.56 | 0 | 0 | 442 | 2028-06-30 11:00 | -614.93 | 0 | 0 | 442
2028-06-30 12:00 | 700 | 0 | 402.23 | 442 | 2028-06-30 12:00 | -87.44 | 0 | 0 | 442 | 2028-06-30 12:00 | -700 | 0 | -298.87 | 442
2028-06-30 13:00 | 700 | 0 | 415.22 | 442 | 2028-06-30 13:00 | -602.37 | 0 | 0 | 442 | 2028-06-30 13:00 | -700 | 0 | -298.87 | 442
2028-06-30 14:00 | 700 | 0 | 381.18 | 442 | 2028-06-30 14:00 | -338.6 | 0 | 0 | 442 | 2028-06-30 14:00 | -700 | 0 | -24.56 | 442
2028-06-30 15:00 | 700 | 0 | 510 | 442 | 2028-06-30 15:00 | 171.24 | 0 | 0 | 442 | 2028-06-30 15:00 | -102.65 | 0 | 0 | 442
2028-06-30 16:00 | 700 | 211.73 | 510 | 442 | 2028-06-30 16:00 | 700 | 0 | 222.68 | 442 | 2028-06-30 16:00 | 488.92 | 0 | 143.26 | 442
2028-06-30 17:00 | 700 | 281.82 | 510 | 442 | 2028-06-30 17:00 | 700 | 85.29 | 510 | 442 | 2028-06-30 17:00 | 700 | 300 | 443.26 | 442
2028-06-30 18:00 | 700 | 120.8 | 438.2 | 442 | 2028-06-30 18:00 | 700 | 120.8 | 438.2 | 442 | 2028-06-30 18:00 | 700 | 120.8 | 438.2 | 442
2028-06-30 19:00 | 700 | 0 | 138.2 | 442 | 2028-06-30 19:00 | 700 | 0 | 138.2 | 442 | 2028-06-30 19:00 | 700 | 0 | 138.2 | 442
2028-06-30 20:00 | 700 | 274.67 | 438.2 | 442 | 2028-06-30 20:00 | 700 | 274.67 | 438.2 | 442 | 2028-06-30 20:00 | 700 | 274.67 | 438.2 | 442
2028-06-30 21:00 | 700 | 422.13 | 510 | 442 | 2028-06-30 21:00 | 700 | 505 | 510 | 442 | 2028-06-30 21:00 | 700 | 505 | 510 | 442
2028-06-30 22:00 | 700 | 416.68 | 510 | 442 | 2028-06-30 22:00 | 700 | 505 | 510 | 442 | 2028-06-30 22:00 | 700 | 505 | 510 | 442
2028-06-30 23:00 | 700 | 400.72 | 510 | 442 | 2028-06-30 23:00 | 700 | 505 | 510 | 442 | 2028-06-30 23:00 | 700 | 505 | 510 | 442
2028-07-01 | 700 | 132.06 | 397.54 | 354.23 | 2028-07-01 | 700 | 254.09 | 510 | 442 | 2028-07-01 | 700 | 505 | 510 | 442
2028-07-01 01:00 | 700 | 432.06 | 510 | 442 | 2028-07-01 01:00 | 700 | 505 | 510 | 442 | 2028-07-01 01:00 | 700 | 505 | 510 | 442
2028-07-01 02:00 | 700 | 229.12 | 510 | 442 | 2028-07-01 02:00 | 700 | 365.68 | 510 | 442 | 2028-07-01 02:00 | 700 | 505 | 510 | 442
2028-07-01 03:00 | 700 | 126.11 | 510 | 442 | 2028-07-01 03:00 | 700 | 333.05 | 510 | 442 | 2028-07-01 03:00 | 700 | 505 | 510 | 442
2028-07-01 04:00 | 700 | 256.94 | 510 | 442 | 2028-07-01 04:00 | 700 | 472.1 | 510 | 442 | 2028-07-01 04:00 | 700 | 505 | 510 | 442
2028-07-01 05:00 | 700 | 0 | 510 | 442 | 2028-07-01 05:00 | 700 | 172.1 | 510 | 442 | 2028-07-01 05:00 | 700 | 505 | 510 | 442
2028-07-01 06:00 | 700 | 272.84 | 510 | 442 | 2028-07-01 06:00 | 700 | 92.46 | 510 | 442 | 2028-07-01 06:00 | 700 | 306.36 | 510 | 442
2028-07-01 07:00 | 700 | 357.75 | 510 | 442 | 2028-07-01 07:00 | 700 | 325.87 | 510 | 442 | 2028-07-01 07:00 | 700 | 458.72 | 510 | 442
2028-07-01 08:00 | 700 | 202.21 | 510 | 442 | 2028-07-01 08:00 | 700 | 25.87 | 510 | 442 | 2028-07-01 08:00 | 700 | 158.72 | 237.98 | 442
2028-07-01 09:00 | 700 | 430.3 | 510 | 442 | 2028-07-01 09:00 | 700 | 0 | 255.94 | 442 | 2028-07-01 09:00 | 700 | 0 | 0 | 442
2028-07-01 10:00 | 700 | 397.61 | 510 | 442 | 2028-07-01 10:00 | 700 | 0 | 255.94 | 442 | 2028-07-01 10:00 | 700 | 0 | 0 | 442
2028-07-01 11:00 | 700 | 486 | 510 | 442 | 2028-07-01 11:00 | 700 | 0 | 255.94 | 442 | 2028-07-01 11:00 | 700 | 0 | 0 | 442
2028-07-01 12:00 | 700 | 205 | 510 | 442 | 2028-07-01 12:00 | 700 | 0 | 283.91 | 442 | 2028-07-01 12:00 | 326.64 | 0 | 0 | 442
2028-07-01 13:00 | 700 | 505 | 510 | 442 | 2028-07-01 13:00 | 700 | 0 | 283.91 | 442 | 2028-07-01 13:00 | 700 | 0 | 0 | 442
2028-07-01 14:00 | 700 | 205 | 390 | 442 | 2028-07-01 14:00 | 700 | 0 | 0 | 442 | 2028-07-01 14:00 | 100 | 0 | 0 | 442
2028-07-01 15:00 | 700 | 62.77 | 90 | 442 | 2028-07-01 15:00 | 700 | 0 | -45.69 | 442 | 2028-07-01 15:00 | 700 | 0 | -136.09 | 442
2028-07-01 16:00 | 700 | -237.23 | -210 | 389.45 | 2028-07-01 16:00 | 700 | -300 | -345.69 | 353.75 | 2028-07-01 16:00 | 700 | -300 | -436.09 | 442
2028-07-01 17:00 | 700 | -362.66 | -510 | 442 | 2028-07-01 17:00 | 700 | -526 | -510 | 336.17 | 2028-07-01 17:00 | 700 | -526 | -510 | 272.17
2028-07-01 18:00 | 700 | -62.66 | -510 | 442 | 2028-07-01 18:00 | 700 | -526 | -510 | 286.28 | 2028-07-01 18:00 | 700 | -526 | -510 | 121.24
2028-07-01 19:00 | 700 | 0 | -244.98 | 442 | 2028-07-01 19:00 | 700 | -526 | -510 | 424.93 | 2028-07-01 19:00 | 700 | -526 | -510 | 244.32
2028-07-01 20:00 | 700 | 0 | 0 | 442 | 2028-07-01 20:00 | 700 | -298.46 | -210 | 382.03 | 2028-07-01 20:00 | 700 | -300 | -210 | 331.08
2028-07-01 21:00 | 700 | 23.51 | 210 | 442 | 2028-07-01 21:00 | 700 | 1.54 | 90 | 359.15 | 2028-07-01 21:00 | 700 | 0 | 90 | 360.71
2028-07-01 22:00 | 700 | 323.51 | 510 | 442 | 2028-07-01 22:00 | 700 | 301.54 | 390 | 442 | 2028-07-01 22:00 | 700 | 300 | 390 | 442
2028-07-01 23:00 | 700 | 225.76 | 510 | 442 | 2028-07-01 23:00 | 700 | 215.65 | 510 | 442 | 2028-07-01 23:00 | 700 | 437.31 | 510 | 442
2028-07-02 | 700 | 505 | 510 | 442 | 2028-07-02 | 700 | 125.06 | 510 | 442 | 2028-07-02 | 700 | 338.69 | 510 | 442
2028-07-02 01:00 | 700 | 348.51 | 510 | 442 | 2028-07-02 01:00 | 700 | 311.67 | 510 | 442 | 2028-07-02 01:00 | 700 | 302.78 | 510 | 442
2028-07-02 02:00 | 700 | 48.51 | 510 | 442 | 2028-07-02 02:00 | 700 | 11.67 | 510 | 442 | 2028-07-02 02:00 | 700 | 264.33 | 510 | 442
2028-07-02 03:00 | 700 | 278.65 | 510 | 442 | 2028-07-02 03:00 | 700 | 170.74 | 510 | 442 | 2028-07-02 03:00 | 700 | 377.69 | 510 | 442
2028-07-02 04:00 | 700 | 84.81 | 510 | 442 | 2028-07-02 04:00 | 700 | 402.94 | 510 | 442 | 2028-07-02 04:00 | 700 | 367.41 | 510 | 442
2028-07-02 05:00 | 700 | 128.18 | 510 | 442 | 2028-07-02 05:00 | 700 | 474.77 | 510 | 442 | 2028-07-02 05:00 | 700 | 260.5 | 390 | 442
2028-07-02 06:00 | 700 | 0 | 510 | 415.97 | 2028-07-02 06:00 | 700 | 189.18 | 390 | 442 | 2028-07-02 06:00 | 500 | 11.22 | 90 | 442
2028-07-02 07:00 | 700 | 0 | 248.85 | 217.02 | 2028-07-02 07:00 | 600 | 0 | 90 | 336.27 | 2028-07-02 07:00 | -100 | -226 | -210 | 298.79
2028-07-02 08:00 | 700 | 0 | 510 | 297.75 | 2028-07-02 08:00 | 0 | -247 | -210 | 336.27 | 2028-07-02 08:00 | -700 | -526 | -510 | 261.72
2028-07-02 09:00 | 700 | 0 | 259.68 | 215.96 | 2028-07-02 09:00 | -600 | -247 | -510 | 111.18 | 2028-07-02 09:00 | -700 | -526 | -510 | 0
2028-07-02 10:00 | 700 | 0 | 0 | 33.11 | 2028-07-02 10:00 | -700 | -447.81 | -510 | 111.18 | 2028-07-02 10:00 | -700 | -526 | -510 | 0
2028-07-02 11:00 | 700 | 0 | 95.45 | 123.26 | 2028-07-02 11:00 | -700 | -284.28 | -510 | 111.18 | 2028-07-02 11:00 | -700 | -526 | -510 | 261.12
2028-07-02 12:00 | 700 | 0 | 0 | 357.57 | 2028-07-02 12:00 | -700 | -526 | -510 | 360.01 | 2028-07-02 12:00 | -700 | -526 | -510 | 372.46
2028-07-02 13:00 | 700 | 0 | 128.83 | 329.53 | 2028-07-02 13:00 | -700 | -526 | -510 | 291.38 | 2028-07-02 13:00 | -700 | -526 | -510 | 386.58
2028-07-02 14:00 | 700 | 0 | 20.76 | 377.49 | 2028-07-02 14:00 | -700 | -503.59 | -510 | 294.3 | 2028-07-02 14:00 | -700 | -526 | -510 | 386.58
2028-07-02 15:00 | 700 | 0 | -14.47 | 413.85 | 2028-07-02 15:00 | -486.05 | -226 | -510 | 417.06 | 2028-07-02 15:00 | -700 | -526 | -510 | 270.65
2028-07-02 16:00 | 700 | -300 | -314.47 | 224.1 | 2028-07-02 16:00 | 113.95 | -526 | -510 | 438.08 | 2028-07-02 16:00 | -700 | -526 | -510 | 233.19
2028-07-02 17:00 | 700 | 0 | -14.47 | 352.48 | 2028-07-02 17:00 | 700 | -526 | -510 | 442 | 2028-07-02 17:00 | -100 | -526 | -510 | 442
2028-07-02 18:00 | 700 | 0 | 285.53 | 410.33 | 2028-07-02 18:00 | 700 | -415.94 | -510 | 442 | 2028-07-02 18:00 | 500 | -526 | -510 | 319.86
2028-07-02 19:00 | 700 | 0 | 88.2 | 351.17 | 2028-07-02 19:00 | 700 | -415.94 | -510 | 442 | 2028-07-02 19:00 | 700 | -526 | -510 | 442
2028-07-02 20:00 | 700 | 0 | 388.2 | 305.54 | 2028-07-02 20:00 | 700 | -115.94 | -510 | 442 | 2028-07-02 20:00 | 700 | -521.69 | -510 | 442
2028-07-02 21:00 | 700 | 0 | 246.72 | 269.33 | 2028-07-02 21:00 | 700 | -115.94 | -300 | 442 | 2028-07-02 21:00 | 700 | -221.69 | -300 | 253.91
2028-07-02 22:00 | 700 | 279.19 | 510 | 442 | 2028-07-02 22:00 | 700 | 110.74 | 0 | 442 | 2028-07-02 22:00 | 600 | 78.31 | 0 | 442
2028-07-02 23:00 | 700 | 0 | 452.76 | 438.93 | 2028-07-02 23:00 | 156.41 | 0 | 0 | 428.92 | 2028-07-02 23:00 | 0 | -221.69 | -300 | 364.37
2028-07-03 | 500 | 0 | 306.86 | 298.46 | 2028-07-03 | -144.08 | 0 | -90 | 258.46 | 2028-07-03 | -600 | -226 | -398.77 | 64.37
2028-07-03 01:00 | -100 | 0 | 77.16 | 0 | 2028-07-03 01:00 | -700 | -38.63 | -390 | -41.54 | 2028-07-03 01:00 | -700 | -526 | -510 | -235.63
2028-07-03 02:00 | -700 | 300 | 377.16 | 300 | 2028-07-03 02:00 | -700 | 261.37 | -90 | 258.46 | 2028-07-03 02:00 | -700 | -226 | -210 | 64.37
2028-07-03 03:00 | -700 | 505 | 510 | 442 | 2028-07-03 03:00 | -700 | 505 | 210 | 442 | 2028-07-03 03:00 | -700 | 74 | 90 | 364.37
2028-07-03 04:00 | -700 | 505 | 510 | 391.15 | 2028-07-03 04:00 | -700 | 505 | 510 | 442 | 2028-07-03 04:00 | -700 | 374 | 390 | 442
2028-07-03 05:00 | -700 | 505 | 510 | 384.5 | 2028-07-03 05:00 | -700 | 505 | 510 | 442 | 2028-07-03 05:00 | -700 | 505 | 510 | 442
2028-07-03 06:00 | -700 | 505 | 510 | 408.53 | 2028-07-03 06:00 | -700 | 505 | 510 | 442 | 2028-07-03 06:00 | -700 | 505 | 510 | 442
2028-07-03 07:00 | -700 | 505 | 510 | 442 | 2028-07-03 07:00 | -700 | 505 | 510 | 442 | 2028-07-03 07:00 | -700 | 505 | 510 | 442
2028-07-03 08:00 | -483.66 | 505 | 510 | 442 | 2028-07-03 08:00 | -700 | 505 | 510 | 442 | 2028-07-03 08:00 | -700 | 505 | 510 | 442
2028-07-03 09:00 | -328.03 | 505 | 510 | 442 | 2028-07-03 09:00 | -700 | 505 | 510 | 442 | 2028-07-03 09:00 | -700 | 505 | 510 | 442
2028-07-03 10:00 | -222.6 | 505 | 510 | 442 | 2028-07-03 10:00 | -700 | 505 | 510 | 442 | 2028-07-03 10:00 | -700 | 505 | 510 | 442
2028-07-03 11:00 | 120.59 | 505 | 510 | 442 | 2028-07-03 11:00 | -700 | 505 | 510 | 442 | 2028-07-03 11:00 | -700 | 505 | 510 | 442
2028-07-03 12:00 | 415.89 | 505 | 510 | 442 | 2028-07-03 12:00 | -627.4 | 505 | 510 | 442 | 2028-07-03 12:00 | -700 | 505 | 510 | 442
2028-07-03 13:00 | 522.83 | 505 | 510 | 442 | 2028-07-03 13:00 | -235.38 | 505 | 510 | 442 | 2028-07-03 13:00 | -700 | 505 | 510 | 442
2028-07-03 14:00 | 584.82 | 505 | 510 | 442 | 2028-07-03 14:00 | -59.27 | 505 | 510 | 442 | 2028-07-03 14:00 | -700 | 505 | 510 | 442
2028-07-03 15:00 | 692.56 | 505 | 510 | 442 | 2028-07-03 15:00 | 166.64 | 505 | 510 | 442 | 2028-07-03 15:00 | -700 | 505 | 510 | 442
2028-07-03 16:00 | 700 | 419.03 | 510 | 442 | 2028-07-03 16:00 | 518.86 | 300 | 510 | 442 | 2028-07-03 16:00 | -100 | 485.21 | 510 | 442
2028-07-03 17:00 | 700 | 119.03 | 482.92 | 442 | 2028-07-03 17:00 | 700 | 0 | 445.94 | 442 | 2028-07-03 17:00 | 458.91 | 185.21 | 210 | 442
2028-07-03 18:00 | 700 | 419.03 | 510 | 442 | 2028-07-03 18:00 | 700 | 5.24 | 510 | 442 | 2028-07-03 18:00 | 700 | 437.99 | 510 | 442
2028-07-03 19:00 | 700 | 468.52 | 510 | 442 | 2028-07-03 19:00 | 700 | 186.69 | 510 | 442 | 2028-07-03 19:00 | 700 | 505 | 510 | 442
2028-07-03 20:00 | 700 | 284.6 | 510 | 442 | 2028-07-03 20:00 | 700 | 45.72 | 510 | 442 | 2028-07-03 20:00 | 700 | 505 | 510 | 442
2028-07-03 21:00 | 700 | 505 | 510 | 442 | 2028-07-03 21:00 | 700 | 345.72 | 510 | 442 | 2028-07-03 21:00 | 700 | 505 | 510 | 442
2028-07-03 22:00 | 700 | 505 | 510 | 442 | 2028-07-03 22:00 | 700 | 505 | 510 | 442 | 2028-07-03 22:00 | 700 | 505 | 510 | 442
2028-07-03 23:00 | 700 | 505 | 510 | 442 | 2028-07-03 23:00 | 700 | 266.29 | 510 | 442 | 2028-07-03 23:00 | 700 | 505 | 510 | 442
2028-07-04 | 700 | 505 | 510 | 442 | 2028-07-04 | 700 | 379.51 | 510 | 442 | 2028-07-04 | 700 | 505 | 510 | 442
2028-07-04 01:00 | 700 | 505 | 510 | 442 | 2028-07-04 01:00 | 700 | 379.51 | 510 | 442 | 2028-07-04 01:00 | 700 | 505 | 510 | 442
2028-07-04 02:00 | 700 | 403.15 | 510 | 442 | 2028-07-04 02:00 | 700 | 379.51 | 510 | 442 | 2028-07-04 02:00 | 700 | 505 | 510 | 442
2028-07-04 03:00 | 700 | 327.31 | 510 | 442 | 2028-07-04 03:00 | 700 | 505 | 510 | 442 | 2028-07-04 03:00 | 700 | 505 | 510 | 442
2028-07-04 04:00 | 700 | 352.91 | 510 | 442 | 2028-07-04 04:00 | 700 | 457.02 | 510 | 442 | 2028-07-04 04:00 | 700 | 505 | 510 | 442
2028-07-04 05:00 | 700 | 463.94 | 510 | 442 | 2028-07-04 05:00 | 700 | 157.02 | 510 | 442 | 2028-07-04 05:00 | 700 | 505 | 510 | 442
2028-07-04 06:00 | 700 | 231.12 | 510 | 442 | 2028-07-04 06:00 | 700 | 157.02 | 510 | 442 | 2028-07-04 06:00 | 700 | 231.12 | 510 | 442
2028-07-04 07:00 | 700 | 0 | 210 | 442 | 2028-07-04 07:00 | 700 | 0 | 210 | 373.22 | 2028-07-04 07:00 | 700 | 83.82 | 510 | 442
2028-07-04 08:00 | 700 | 221.47 | 510 | 442 | 2028-07-04 08:00 | 700 | 300 | 510 | 442 | 2028-07-04 08:00 | 600 | 0 | 223.77 | 442
2028-07-04 09:00 | 700 | 505 | 510 | 442 | 2028-07-04 09:00 | 700 | 0 | 445.93 | 442 | 2028-07-04 09:00 | 0 | -130.58 | -76.23 | 442
2028-07-04 10:00 | 700 | 332.06 | 510 | 442 | 2028-07-04 10:00 | 700 | 0 | 300 | 442 | 2028-07-04 10:00 | -540.17 | 0 | -19.82 | 442
2028-07-04 11:00 | 700 | 151.84 | 510 | 442 | 2028-07-04 11:00 | 364.31 | 0 | 0 | 442 | 2028-07-04 11:00 | -700 | -226 | -319.82 | 442
2028-07-04 12:00 | 700 | 338.54 | 510 | 442 | 2028-07-04 12:00 | -235.69 | 0 | -225.91 | 442 | 2028-07-04 12:00 | -700 | -526 | -510 | 442
2028-07-04 13:00 | 700 | 300 | 510 | 442 | 2028-07-04 13:00 | -497.25 | 0 | -67.94 | 442 | 2028-07-04 13:00 | -700 | -526 | -510 | 442
2028-07-04 14:00 | 700 | 0 | 452.55 | 442 | 2028-07-04 14:00 | -700 | 0 | -367.94 | 442 | 2028-07-04 14:00 | -700 | -526 | -510 | 442
2028-07-04 15:00 | 700 | 0 | 467.26 | 442 | 2028-07-04 15:00 | -700 | 0 | -121.24 | 442 | 2028-07-04 15:00 | -700 | -526 | -510 | 442
2028-07-04 16:00 | 700 | 0 | 462.33 | 442 | 2028-07-04 16:00 | -648.97 | 0 | 0 | 442 | 2028-07-04 16:00 | -700 | -526 | -510 | 442
2028-07-04 17:00 | 700 | 0 | 510 | 442 | 2028-07-04 17:00 | -261.98 | 0 | 0 | 442 | 2028-07-04 17:00 | -700 | -526 | -510 | 221.27
2028-07-04 18:00 | 321.55 | 0 | 210 | 432.73 | 2028-07-04 18:00 | -700 | 0 | -273.38 | 300 | 2028-07-04 18:00 | -700 | -526 | -510 | -78.73
2028-07-04 19:00 | -100 | 0 | 234.4 | 132.73 | 2028-07-04 19:00 | -700 | -95 | -494.69 | 0 | 2028-07-04 19:00 | -700 | -526 | -510 | -378.73
2028-07-04 20:00 | -700 | 300 | 510 | 262.58 | 2028-07-04 20:00 | -700 | 205 | -194.69 | 252.66 | 2028-07-04 20:00 | -700 | -226 | -210 | -78.73
2028-07-04 21:00 | -700 | 505 | 510 | 353.63 | 2028-07-04 21:00 | -700 | 505 | 105.31 | 349.05 | 2028-07-04 21:00 | -700 | 74 | 90 | 221.27
2028-07-04 22:00 | -700 | 505 | 510 | 366 | 2028-07-04 22:00 | -700 | 505 | 405.31 | 361.71 | 2028-07-04 22:00 | -700 | 374 | 390 | 355.29
2028-07-04 23:00 | -700 | 505 | 510 | 140.19 | 2028-07-04 23:00 | -700 | 505 | 510 | 135.29 | 2028-07-04 23:00 | -700 | 505 | 510 | 130.39
2028-07-05 | -700 | 505 | 510 | 15.49 | 2028-07-05 | -700 | 505 | 510 | 9.9 | 2028-07-05 | -700 | 505 | 510 | 4.31
2028-07-05 01:00 | -700 | 505 | 510 | -34.08 | 2028-07-05 01:00 | -700 | 505 | 510 | -39.56 | 2028-07-05 01:00 | -700 | 505 | 510 | -34.12
2028-07-05 02:00 | -700 | 505 | 510 | -107 | 2028-07-05 02:00 | -700 | 505 | 510 | -113.03 | 2028-07-05 02:00 | -700 | 505 | 510 | -119.05
2028-07-05 03:00 | -700 | 505 | 510 | 131.39 | 2028-07-05 03:00 | -700 | 505 | 510 | 126.8 | 2028-07-05 03:00 | -700 | 505 | 510 | 122.2
2028-07-05 04:00 | -700 | 505 | 510 | 431.39 | 2028-07-05 04:00 | -700 | 505 | 510 | 426.8 | 2028-07-05 04:00 | -700 | 505 | 510 | 422.2
2028-07-05 05:00 | -700 | 505 | 510 | 199.96 | 2028-07-05 05:00 | -700 | 505 | 510 | 189.46 | 2028-07-05 05:00 | -700 | 505 | 510 | 185.09
2028-07-05 06:00 | -700 | 505 | 510 | 442 | 2028-07-05 06:00 | -700 | 505 | 510 | 442 | 2028-07-05 06:00 | -700 | 505 | 510 | 442
2028-07-05 07:00 | -700 | 205 | 510 | 366.8 | 2028-07-05 07:00 | -700 | 205 | 510 | 366.8 | 2028-07-05 07:00 | -700 | 205 | 510 | 366.8
2028-07-05 08:00 | -700 | 505 | 510 | 442 | 2028-07-05 08:00 | -700 | 505 | 510 | 442 | 2028-07-05 08:00 | -700 | 505 | 510 | 442
2028-07-05 09:00 | -584.12 | 505 | 510 | 442 | 2028-07-05 09:00 | -584.12 | 505 | 510 | 442 | 2028-07-05 09:00 | -584.12 | 505 | 510 | 442
2028-07-05 10:00 | -700 | 475.21 | 510 | 442 | 2028-07-05 10:00 | -700 | 489.93 | 364.38 | 442 | 2028-07-05 10:00 | -700 | 505 | 510 | 280.92
2028-07-05 11:00 | -700 | 490.75 | 210 | 442 | 2028-07-05 11:00 | -700 | 505 | 64.38 | 442 | 2028-07-05 11:00 | -700 | 505 | 210 | 306.49
2028-07-05 12:00 | -700 | 190.75 | 510 | 220.96 | 2028-07-05 12:00 | -700 | 249.89 | 364.38 | 142 | 2028-07-05 12:00 | -700 | 247.4 | 510 | 6.49
2028-07-05 13:00 | -700 | 461.78 | 210 | 416.45 | 2028-07-05 13:00 | -289.9 | 505 | 64.38 | -68 | 2028-07-05 13:00 | -512.26 | 505 | 210 | 0
2028-07-05 14:00 | -700 | 505 | 107.2 | 294.54 | 2028-07-05 14:00 | -700 | 505 | 116.57 | 160.48 | 2028-07-05 14:00 | -700 | 505 | 405.49 | -117.78
2028-07-05 15:00 | -700 | 505 | 222.13 | 291.68 | 2028-07-05 15:00 | -700 | 205 | 416.57 | 277.03 | 2028-07-05 15:00 | -700 | 505 | 210 | 182.22
2028-07-05 16:00 | -700 | 505 | 363.69 | 261.71 | 2028-07-05 16:00 | -700 | 505 | 247.11 | 251.49 | 2028-07-05 16:00 | -700 | 393.51 | 510 | 111.25
2028-07-05 17:00 | -700 | 505 | 510 | 428.48 | 2028-07-05 17:00 | -700 | 505 | 510 | 420.25 | 2028-07-05 17:00 | -700 | 505 | 510 | 411.25
2028-07-05 18:00 | -700 | 505 | 510 | 338.55 | 2028-07-05 18:00 | -700 | 505 | 510 | 328.27 | 2028-07-05 18:00 | -700 | 505 | 510 | 323.61
2028-07-05 19:00 | -700 | 505 | 510 | 392 | 2028-07-05 19:00 | -700 | 505 | 510 | 384.64 | 2028-07-05 19:00 | -700 | 505 | 510 | 380.11
2028-07-05 20:00 | -700 | 505 | 510 | 442 | 2028-07-05 20:00 | -700 | 505 | 510 | 442 | 2028-07-05 20:00 | -700 | 505 | 510 | 442
2028-07-05 21:00 | -700 | 505 | 510 | 442 | 2028-07-05 21:00 | -700 | 505 | 510 | 442 | 2028-07-05 21:00 | -700 | 505 | 510 | 442
2028-07-05 22:00 | -700 | 205 | 510 | 278.19 | 2028-07-05 22:00 | -700 | 205 | 510 | 278.19 | 2028-07-05 22:00 | -700 | 205 | 510 | 278.19
2028-07-05 23:00 | -700 | 505 | 510 | 442 | 2028-07-05 23:00 | -700 | 505 | 510 | 442 | 2028-07-05 23:00 | -700 | 505 | 510 | 442
2028-07-06 | -700 | 505 | 510 | 442 | 2028-07-06 | -700 | 505 | 510 | 442 | 2028-07-06 | -700 | 505 | 510 | 442
2028-07-06 01:00 | -700 | 505 | 510 | 230.44 | 2028-07-06 01:00 | -700 | 505 | 510 | 396.88 | 2028-07-06 01:00 | -700 | 505 | 510 | 442
2028-07-06 02:00 | -700 | 505 | 510 | 110.27 | 2028-07-06 02:00 | -700 | 505 | 510 | 404.22 | 2028-07-06 02:00 | -700 | 505 | 510 | 442
2028-07-06 03:00 | -700 | 505 | 510 | 202.45 | 2028-07-06 03:00 | -700 | 505 | 510 | 294.27 | 2028-07-06 03:00 | -700 | 505 | 510 | 442
2028-07-06 04:00 | -700 | 505 | 510 | 103.89 | 2028-07-06 04:00 | -700 | 505 | 510 | 332.15 | 2028-07-06 04:00 | -700 | 505 | 510 | 442
2028-07-06 05:00 | -432.36 | 505 | 510 | 138.57 | 2028-07-06 05:00 | -700 | 505 | 510 | 126.21 | 2028-07-06 05:00 | -700 | 505 | 510 | 442
2028-07-06 06:00 | -435.81 | 505 | 510 | 307.16 | 2028-07-06 06:00 | -700 | 374 | 390 | 330.48 | 2028-07-06 06:00 | -700 | 374 | 390 | 390
2028-07-06 07:00 | 24.93 | 505 | 510 | 442 | 2028-07-06 07:00 | -700 | 74 | 90 | 286.91 | 2028-07-06 07:00 | -700 | 74 | 90 | 90
2028-07-06 08:00 | -59.42 | 205 | 510 | 442 | 2028-07-06 08:00 | -700 | -226 | -210 | -13.09 | 2028-07-06 08:00 | -700 | -226 | -210 | -210
2028-07-06 09:00 | 334.47 | 39.8 | 510 | 442 | 2028-07-06 09:00 | -700 | -526 | -510 | -313.09 | 2028-07-06 09:00 | -700 | -526 | -510 | -510
2028-07-06 10:00 | -265.53 | 250 | 510 | 442 | 2028-07-06 10:00 | -700 | -226 | -210 | -13.09 | 2028-07-06 10:00 | -700 | -226 | -210 | -210
2028-07-06 11:00 | 334.47 | 0 | 510 | 149.62 | 2028-07-06 11:00 | -700 | -526 | -510 | -313.09 | 2028-07-06 11:00 | -700 | -526 | -510 | -510
2028-07-06 12:00 | 700 | 0 | 456.19 | 123.89 | 2028-07-06 12:00 | -700 | -526 | -510 | -76 | 2028-07-06 12:00 | -700 | -526 | -510 | -272.84
2028-07-06 13:00 | 700 | 0 | 433.98 | 132.55 | 2028-07-06 13:00 | -700 | -526 | -510 | -62.65 | 2028-07-06 13:00 | -700 | -526 | -510 | -254.57
2028-07-06 14:00 | 700 | 0 | 510 | 177.35 | 2028-07-06 14:00 | -700 | -526 | -510 | -40.17 | 2028-07-06 14:00 | -700 | -526 | -510 | -225.12
2028-07-06 15:00 | 700 | 0 | 510 | 402.74 | 2028-07-06 15:00 | -500 | -226 | -331.06 | 161.94 | 2028-07-06 15:00 | -700 | -526 | -510 | 15.64
2028-07-06 16:00 | 700 | 0 | 420.39 | 428.48 | 2028-07-06 16:00 | 100 | 0 | -329.27 | 386.48 | 2028-07-06 16:00 | -700 | -526 | -510 | 280.68
2028-07-06 17:00 | 700 | 0 | 125.81 | 442 | 2028-07-06 17:00 | 700 | -45.78 | -210 | 442 | 2028-07-06 17:00 | -100 | -226 | -243.9 | 404.88
2028-07-06 18:00 | 700 | 0 | -87.34 | 356.9 | 2028-07-06 18:00 | 700 | -345.78 | -510 | 142 | 2028-07-06 18:00 | 500 | -526 | -510 | 104.88
2028-07-06 19:00 | 700 | 0 | 171.66 | 442 | 2028-07-06 19:00 | 700 | -526 | -510 | 442 | 2028-07-06 19:00 | 700 | -526 | -510 | 0
2028-07-06 20:00 | 700 | 0 | 471.66 | 442 | 2028-07-06 20:00 | 700 | -496.2 | -510 | 269.49 | 2028-07-06 20:00 | 700 | -526 | -510 | 11.39
2028-07-06 21:00 | 700 | 0 | 471.66 | 442 | 2028-07-06 21:00 | 700 | -196.2 | -210 | 442 | 2028-07-06 21:00 | 700 | -300 | -248.45 | 195.2
2028-07-06 22:00 | 700 | 116.37 | 347.31 | 442 | 2028-07-06 22:00 | 700 | 103.8 | 90 | 442 | 2028-07-06 22:00 | 700 | 0 | 51.55 | 437.46
2028-07-06 23:00 | 700 | 416.37 | 510 | 442 | 2028-07-06 23:00 | 700 | 403.8 | 390 | 442 | 2028-07-06 23:00 | 700 | 300 | 351.55 | 442
2028-07-07 | 700 | 180.3 | 510 | 437.84 | 2028-07-07 | 700 | 170.6 | 510 | 442 | 2028-07-07 | 700 | 505 | 510 | 442
2028-07-07 01:00 | 700 | 480.3 | 510 | 442 | 2028-07-07 01:00 | 700 | 470.6 | 510 | 442 | 2028-07-07 01:00 | 700 | 505 | 510 | 442
2028-07-07 02:00 | 700 | 505 | 510 | 442 | 2028-07-07 02:00 | 700 | 505 | 510 | 442 | 2028-07-07 02:00 | 700 | 505 | 510 | 442
2028-07-07 03:00 | 700 | 505 | 510 | 442 | 2028-07-07 03:00 | 700 | 505 | 510 | 442 | 2028-07-07 03:00 | 700 | 505 | 510 | 442
2028-07-07 04:00 | 700 | 373.69 | 510 | 442 | 2028-07-07 04:00 | 700 | 394.03 | 510 | 442 | 2028-07-07 04:00 | 700 | 505 | 510 | 442
2028-07-07 05:00 | 700 | 341.81 | 510 | 442 | 2028-07-07 05:00 | 700 | 301.17 | 510 | 442 | 2028-07-07 05:00 | 700 | 299.76 | 510 | 442
2028-07-07 06:00 | 700 | 41.81 | 510 | 442 | 2028-07-07 06:00 | 700 | 1.17 | 510 | 442 | 2028-07-07 06:00 | 700 | 161.9 | 379.47 | 442
2028-07-07 07:00 | 700 | 0 | 372.76 | 442 | 2028-07-07 07:00 | 700 | 50.72 | 300 | 442 | 2028-07-07 07:00 | 659.95 | 0 | 79.47 | 431.85
2028-07-07 08:00 | 700 | 0 | 85.44 | 442 | 2028-07-07 08:00 | 568.64 | 0 | 0 | 442 | 2028-07-07 08:00 | 59.95 | -99.94 | -220.53 | 442
2028-07-07 09:00 | 678.69 | 0 | 0 | 442 | 2028-07-07 09:00 | 41.02 | 0 | 0 | 442 | 2028-07-07 09:00 | -540.05 | -45.25 | -510 | 442
2028-07-07 10:00 | 469.22 | 0 | 0 | 442 | 2028-07-07 10:00 | -343.23 | 0 | 0 | 442 | 2028-07-07 10:00 | -700 | -345.25 | -510 | 442
2028-07-07 11:00 | 11.68 | 0 | 0 | 442 | 2028-07-07 11:00 | -700 | 0 | -129.69 | 442 | 2028-07-07 11:00 | -700 | -526 | -510 | 442
2028-07-07 12:00 | 572.85 | 0 | 0 | 442 | 2028-07-07 12:00 | -118.69 | 0 | 0 | 442 | 2028-07-07 12:00 | -700 | -226 | -381.85 | 442
2028-07-07 13:00 | 650.03 | 0 | 0 | 442 | 2028-07-07 13:00 | 21.46 | 0 | 0 | 442 | 2028-07-07 13:00 | -700 | 0 | -407.36 | 442
2028-07-07 14:00 | 700 | 0 | 175.72 | 442 | 2028-07-07 14:00 | 288.79 | 0 | 0 | 442 | 2028-07-07 14:00 | -697.34 | 0 | -107.36 | 442
2028-07-07 15:00 | 700 | 0 | 89.64 | 442 | 2028-07-07 15:00 | 310.17 | 0 | 0 | 442 | 2028-07-07 15:00 | -678.69 | 0 | 0 | 442
2028-07-07 16:00 | 690.03 | 0 | 210 | 442 | 2028-07-07 16:00 | 378.32 | 0 | 210 | 442 | 2028-07-07 16:00 | -78.69 | -148.32 | 0 | 442
2028-07-07 17:00 | 700 | 213.6 | 510 | 442 | 2028-07-07 17:00 | 700 | 300 | 510 | 442 | 2028-07-07 17:00 | 521.31 | 151.68 | 300 | 442
2028-07-07 18:00 | 700 | 301.32 | 510 | 442 | 2028-07-07 18:00 | 700 | 169.28 | 510 | 442 | 2028-07-07 18:00 | 700 | 111.07 | 510 | 442
2028-07-07 19:00 | 700 | 374.51 | 510 | 442 | 2028-07-07 19:00 | 700 | 169.28 | 510 | 442 | 2028-07-07 19:00 | 700 | 404.98 | 510 | 442
2028-07-07 20:00 | 700 | 448.29 | 510 | 442 | 2028-07-07 20:00 | 700 | 235.68 | 510 | 442 | 2028-07-07 20:00 | 700 | 460.12 | 510 | 442
2028-07-07 21:00 | 700 | 317.93 | 510 | 442 | 2028-07-07 21:00 | 700 | 161.42 | 510 | 442 | 2028-07-07 21:00 | 700 | 394.64 | 510 | 442
2028-07-07 22:00 | 700 | 461.06 | 510 | 442 | 2028-07-07 22:00 | 700 | 173.88 | 510 | 442 | 2028-07-07 22:00 | 700 | 505 | 510 | 442
2028-07-07 23:00 | 700 | 505 | 510 | 442 | 2028-07-07 23:00 | 700 | 473.88 | 510 | 442 | 2028-07-07 23:00 | 700 | 505 | 510 | 442
2028-07-08 | 700 | 505 | 510 | 442 | 2028-07-08 | 700 | 505 | 510 | 442 | 2028-07-08 | 700 | 505 | 510 | 442
2028-07-08 01:00 | 700 | 505 | 510 | 442 | 2028-07-08 01:00 | 700 | 505 | 510 | 442 | 2028-07-08 01:00 | 700 | 505 | 510 | 442
2028-07-08 02:00 | 700 | 505 | 510 | 442 | 2028-07-08 02:00 | 700 | 505 | 510 | 442 | 2028-07-08 02:00 | 700 | 505 | 510 | 442
2028-07-08 03:00 | 700 | 505 | 510 | 442 | 2028-07-08 03:00 | 700 | 505 | 510 | 442 | 2028-07-08 03:00 | 700 | 505 | 510 | 442
2028-07-08 04:00 | 700 | 505 | 510 | 442 | 2028-07-08 04:00 | 700 | 505 | 510 | 442 | 2028-07-08 04:00 | 700 | 505 | 510 | 442
2028-07-08 05:00 | 700 | 505 | 510 | 442 | 2028-07-08 05:00 | 700 | 451.21 | 510 | 442 | 2028-07-08 05:00 | 700 | 505 | 510 | 442
2028-07-08 06:00 | 700 | 505 | 510 | 442 | 2028-07-08 06:00 | 700 | 151.21 | 510 | 442 | 2028-07-08 06:00 | 700 | 300 | 323.05 | 442
2028-07-08 07:00 | 700 | 300 | 510 | 442 | 2028-07-08 07:00 | 700 | 300 | 493.44 | 442 | 2028-07-08 07:00 | 526.43 | 0 | 23.05 | 442
2028-07-08 08:00 | 700 | 0 | 312.98 | 390.29 | 2028-07-08 08:00 | 498.27 | 0 | 193.44 | 442 | 2028-07-08 08:00 | -73.57 | -300 | -276.95 | 442
2028-07-08 09:00 | 700 | 0 | 214.97 | 423.14 | 2028-07-08 09:00 | 559.59 | 0 | 0 | 442 | 2028-07-08 09:00 | -367.53 | -526 | -510 | 442
2028-07-08 10:00 | 700 | 208.41 | 0 | 442 | 2028-07-08 10:00 | 369.09 | 0 | -210 | 442 | 2028-07-08 10:00 | -544.08 | -526 | -510 | 442
2028-07-08 11:00 | 700 | 0 | -300 | 367.4 | 2028-07-08 11:00 | 700 | -213.9 | -510 | 415.73 | 2028-07-08 11:00 | -155.99 | -526 | -510 | 442
2028-07-08 12:00 | 700 | 0 | 0 | 442 | 2028-07-08 12:00 | 534.02 | 0 | -210 | 442 | 2028-07-08 12:00 | -700 | -526 | -510 | 442
2028-07-08 13:00 | 700 | 0 | -92.21 | 442 | 2028-07-08 13:00 | 0 | 0 | -141.77 | 442 | 2028-07-08 13:00 | -700 | -526 | -510 | 442
2028-07-08 14:00 | 700 | 0 | -392.21 | 416.72 | 2028-07-08 14:00 | 252.97 | 0 | -441.77 | 442 | 2028-07-08 14:00 | -700 | -526 | -510 | 442
2028-07-08 15:00 | 700 | -85.56 | -510 | 442 | 2028-07-08 15:00 | 519.06 | -162.49 | -434.12 | 442 | 2028-07-08 15:00 | -175.78 | -526 | -510 | 440.17
2028-07-08 16:00 | 700 | 0 | -510 | 442 | 2028-07-08 16:00 | 700 | -462.49 | -510 | 304.02 | 2028-07-08 16:00 | 424.22 | -526 | -510 | 140.17
2028-07-08 17:00 | 700 | 0 | -300 | 442 | 2028-07-08 17:00 | 700 | -162.49 | -210 | 377.56 | 2028-07-08 17:00 | 700 | -466.34 | -510 | 440.17
2028-07-08 18:00 | 700 | 275.56 | 0 | 442 | 2028-07-08 18:00 | 700 | 137.51 | 90 | 442 | 2028-07-08 18:00 | 700 | -166.34 | -210 | 442
2028-07-08 19:00 | 700 | 0 | -90 | 442 | 2028-07-08 19:00 | 700 | -157.32 | -90 | 419.14 | 2028-07-08 19:00 | 700 | 0 | -268.59 | 442
2028-07-08 20:00 | 700 | 56.62 | 210 | 442 | 2028-07-08 20:00 | 700 | 142.68 | 210 | 442 | 2028-07-08 20:00 | 695.38 | 0 | -85.14 | 408.26
2028-07-08 21:00 | 700 | 307.36 | 510 | 442 | 2028-07-08 21:00 | 700 | 19.56 | 510 | 442 | 2028-07-08 21:00 | 700 | 300 | 214.86 | 442
2028-07-08 22:00 | 700 | 142 | 510 | 442 | 2028-07-08 22:00 | 700 | 0 | 510 | 328.63 | 2028-07-08 22:00 | 700 | 64.25 | 510 | 277.24
2028-07-08 23:00 | 700 | 391.45 | 510 | 442 | 2028-07-08 23:00 | 700 | 173.19 | 510 | 442 | 2028-07-08 23:00 | 700 | 364.25 | 510 | 442
2028-07-09 | 700 | 143.59 | 510 | 442 | 2028-07-09 | 700 | 261.32 | 510 | 387.25 | 2028-07-09 | 700 | 238.64 | 510 | 282.01
2028-07-09 01:00 | 700 | 181.71 | 510 | 442 | 2028-07-09 01:00 | 700 | 501.34 | 510 | 442 | 2028-07-09 01:00 | 700 | 234.77 | 510 | 400
2028-07-09 02:00 | 700 | 269.27 | 510 | 442 | 2028-07-09 02:00 | 700 | 501.34 | 510 | 442 | 2028-07-09 02:00 | 700 | 196.18 | 510 | 442
2028-07-09 03:00 | 700 | 498.06 | 510 | 442 | 2028-07-09 03:00 | 700 | 467.29 | 510 | 442 | 2028-07-09 03:00 | 700 | 156.77 | 510 | 442
2028-07-09 04:00 | 700 | 483.67 | 510 | 442 | 2028-07-09 04:00 | 700 | 467.29 | 510 | 442 | 2028-07-09 04:00 | 700 | 0 | 510 | 442
2028-07-09 05:00 | 700 | 183.67 | 510 | 442 | 2028-07-09 05:00 | 700 | 295.17 | 510 | 442 | 2028-07-09 05:00 | 700 | 0 | 390 | 416.98
2028-07-09 06:00 | 700 | 140.56 | 510 | 442 | 2028-07-09 06:00 | 700 | 353.81 | 510 | 442 | 2028-07-09 06:00 | 500 | 0 | 90 | 442
2028-07-09 07:00 | 700 | 0 | 510 | 442 | 2028-07-09 07:00 | 500 | 53.81 | 210 | 411.22 | 2028-07-09 07:00 | -100 | -226 | -210 | 327.63
2028-07-09 08:00 | 578.51 | 0 | 210 | 194.81 | 2028-07-09 08:00 | -100 | -130.21 | -90 | 111.22 | 2028-07-09 08:00 | -700 | -526 | -510 | 27.63
2028-07-09 09:00 | 198.83 | 0 | 0 | 149.24 | 2028-07-09 09:00 | -700 | -362.56 | -390 | 39.82 | 2028-07-09 09:00 | -700 | -526 | -510 | -67.88
2028-07-09 10:00 | 162.87 | 0 | 0 | 48.07 | 2028-07-09 10:00 | -700 | -526 | -510 | -95.59 | 2028-07-09 10:00 | -700 | -526 | -510 | -238.05
2028-07-09 11:00 | 184.84 | 0 | 0 | 0 | 2028-07-09 11:00 | -700 | -314.33 | -510 | -381.94 | 2028-07-09 11:00 | -700 | -526 | -510 | -510
2028-07-09 12:00 | 240.06 | 0 | 0 | 0 | 2028-07-09 12:00 | -700 | -526 | -510 | -486.03 | 2028-07-09 12:00 | -700 | -526 | -510 | -510
2028-07-09 13:00 | 332.34 | 0 | 0 | 0 | 2028-07-09 13:00 | -700 | -389.03 | -510 | -375.46 | 2028-07-09 13:00 | -700 | -526 | -510 | -510
2028-07-09 14:00 | 290.56 | 0 | 0 | 0 | 2028-07-09 14:00 | -700 | -204.73 | -510 | -391.06 | 2028-07-09 14:00 | -700 | -526 | -510 | -510
2028-07-09 15:00 | 291.05 | 0 | 0 | 0 | 2028-07-09 15:00 | -700 | -121.9 | -510 | -310.97 | 2028-07-09 15:00 | -700 | -526 | -510 | -504.49
2028-07-09 16:00 | 161.61 | 0 | 0 | 0 | 2028-07-09 16:00 | -700 | 0 | -510 | -397.64 | 2028-07-09 16:00 | -700 | -526 | -510 | -510
2028-07-09 17:00 | 379.76 | 0 | 0 | 0 | 2028-07-09 17:00 | -364.97 | 0 | -210 | -97.64 | 2028-07-09 17:00 | -700 | -526 | -510 | -510
2028-07-09 18:00 | 700 | 0 | 0 | 0 | 2028-07-09 18:00 | 130.16 | 0 | 0 | 0 | 2028-07-09 18:00 | -100 | -226 | -510 | -216.95
2028-07-09 19:00 | 700 | 0 | 69.26 | 157.21 | 2028-07-09 19:00 | 700 | 0 | 54.09 | 55.95 | 2028-07-09 19:00 | 500 | 0 | -391.43 | -44.19
2028-07-09 20:00 | 700 | 0 | 42.98 | 186.85 | 2028-07-09 20:00 | 700 | 0 | 14.65 | 215.15 | 2028-07-09 20:00 | 700 | 0 | -91.43 | 0
2028-07-09 21:00 | 700 | 0 | 332.7 | 282.06 | 2028-07-09 21:00 | 700 | 25.89 | 314.65 | 273.89 | 2028-07-09 21:00 | 700 | -300 | -300 | -58.37
2028-07-09 22:00 | 700 | 93.53 | 474.94 | 418.49 | 2028-07-09 22:00 | 700 | 325.89 | 510 | 442 | 2028-07-09 22:00 | 700 | 0 | 0 | 241.63
2028-07-09 23:00 | 700 | 393.53 | 510 | 442 | 2028-07-09 23:00 | 700 | 175.3 | 510 | 442 | 2028-07-09 23:00 | 700 | 0 | 300 | 229.37
2028-07-10 | 700 | 256.14 | 510 | 442 | 2028-07-10 | 700 | 122.58 | 510 | 442 | 2028-07-10 | 700 | 0 | 510 | 208.53
2028-07-10 01:00 | 700 | 221.21 | 510 | 442 | 2028-07-10 01:00 | 700 | 363.25 | 510 | 442 | 2028-07-10 01:00 | 700 | 0 | 510 | 442
2028-07-10 02:00 | 700 | 447.76 | 510 | 442 | 2028-07-10 02:00 | 700 | 265.47 | 510 | 442 | 2028-07-10 02:00 | 700 | 0 | 510 | 193.31
2028-07-10 03:00 | 700 | 403.6 | 510 | 442 | 2028-07-10 03:00 | 700 | 374.05 | 510 | 442 | 2028-07-10 03:00 | 700 | 0 | 510 | 398.52
2028-07-10 04:00 | 690.45 | 505 | 510 | 442 | 2028-07-10 04:00 | 667.28 | 505 | 510 | 442 | 2028-07-10 04:00 | 700 | 300 | 510 | 442
2028-07-10 05:00 | 700 | 300.7 | 510 | 442 | 2028-07-10 05:00 | 700 | 260.67 | 510 | 442 | 2028-07-10 05:00 | 700 | 0 | 390 | 442
2028-07-10 06:00 | 700 | 485.7 | 510 | 442 | 2028-07-10 06:00 | 500 | 300 | 228.21 | 442 | 2028-07-10 06:00 | 220.86 | 0 | 90 | 316.23
2028-07-10 07:00 | 700 | 300 | 510 | 442 | 2028-07-10 07:00 | -100 | 0 | -71.79 | 442 | 2028-07-10 07:00 | -379.14 | -226 | -210 | 225.71
2028-07-10 08:00 | 602.61 | 0 | 210 | 369.17 | 2028-07-10 08:00 | -700 | -300 | -371.79 | 260.18 | 2028-07-10 08:00 | -700 | -526 | -510 | 151.2
2028-07-10 09:00 | 439.56 | 0 | 0 | 192.5 | 2028-07-10 09:00 | -700 | -526 | -510 | 17.64 | 2028-07-10 09:00 | -700 | -526 | -510 | 0
2028-07-10 10:00 | 252.49 | 0 | 0 | 216.78 | 2028-07-10 10:00 | -700 | -526 | -510 | 38.47 | 2028-07-10 10:00 | -700 | -526 | -510 | -136.38
2028-07-10 11:00 | 174.32 | 0 | 0 | 0 | 2028-07-10 11:00 | -700 | -526 | -510 | -219.24 | 2028-07-10 11:00 | -700 | -526 | -510 | -436.38
2028-07-10 12:00 | 0 | 0 | 0 | 33.52 | 2028-07-10 12:00 | -700 | -526 | -510 | -144.11 | 2028-07-10 12:00 | -700 | -526 | -510 | -321.12
2028-07-10 13:00 | 0 | 0 | 0 | 39.88 | 2028-07-10 13:00 | -700 | -526 | -510 | -114.57 | 2028-07-10 13:00 | -700 | -526 | -510 | -339.65
2028-07-10 14:00 | 513.51 | 0 | 0 | 0 | 2028-07-10 14:00 | -700 | -526 | -510 | 0 | 2028-07-10 14:00 | -700 | -526 | -510 | -510
2028-07-10 15:00 | 693.91 | 0 | 0 | 0 | 2028-07-10 15:00 | -700 | -526 | -510 | -263.68 | 2028-07-10 15:00 | -700 | -526 | -510 | -510
2028-07-10 16:00 | 700 | 0 | 243.94 | 0 | 2028-07-10 16:00 | -200.86 | -229.21 | -300 | -265.81 | 2028-07-10 16:00 | -700 | -526 | -510 | -510
2028-07-10 17:00 | 700 | 0 | 510 | 290.13 | 2028-07-10 17:00 | 399.14 | 0 | 0 | 0 | 2028-07-10 17:00 | -100 | -422.7 | -510 | -345.21
2028-07-10 18:00 | 700 | 235.99 | 210 | 442 | 2028-07-10 18:00 | 700 | 0 | -210 | 143.01 | 2028-07-10 18:00 | 339.84 | -226 | -210 | -45.21
2028-07-10 19:00 | 700 | -64.01 | -90 | 146.55 | 2028-07-10 19:00 | 700 | -300 | -510 | -156.99 | 2028-07-10 19:00 | 700 | -526 | -510 | -262.56
2028-07-10 20:00 | 700 | 0 | 210 | 142.85 | 2028-07-10 20:00 | 700 | -268.78 | -210 | 0 | 2028-07-10 20:00 | 700 | -526 | -510 | 0
2028-07-10 21:00 | 700 | 300 | 510 | 442 | 2028-07-10 21:00 | 700 | 31.22 | 90 | 300 | 2028-07-10 21:00 | 700 | -226 | -210 | 300
2028-07-10 22:00 | 700 | 409.89 | 510 | 442 | 2028-07-10 22:00 | 700 | 331.22 | 390 | 442 | 2028-07-10 22:00 | 700 | 74 | 90 | 442
2028-07-10 23:00 | 700 | 505 | 510 | 442 | 2028-07-10 23:00 | 700 | 505 | 510 | 442 | 2028-07-10 23:00 | 700 | 374 | 390 | 442
2028-07-11 | 700 | 505 | 510 | 442 | 2028-07-11 | 700 | 505 | 510 | 442 | 2028-07-11 | 700 | 505 | 510 | 442
2028-07-11 01:00 | 700 | 505 | 510 | 442 | 2028-07-11 01:00 | 700 | 505 | 510 | 442 | 2028-07-11 01:00 | 700 | 505 | 510 | 442
2028-07-11 02:00 | 700 | 505 | 510 | 442 | 2028-07-11 02:00 | 700 | 505 | 510 | 442 | 2028-07-11 02:00 | 700 | 505 | 510 | 442
2028-07-11 03:00 | 700 | 505 | 510 | 442 | 2028-07-11 03:00 | 700 | 505 | 510 | 442 | 2028-07-11 03:00 | 700 | 505 | 510 | 442
2028-07-11 04:00 | 700 | 505 | 510 | 442 | 2028-07-11 04:00 | 700 | 383.51 | 510 | 442 | 2028-07-11 04:00 | 700 | 505 | 510 | 442
2028-07-11 05:00 | 700 | 324.71 | 510 | 442 | 2028-07-11 05:00 | 700 | 440.38 | 510 | 442 | 2028-07-11 05:00 | 700 | 367.63 | 390 | 442
2028-07-11 06:00 | 700 | 32.74 | 510 | 442 | 2028-07-11 06:00 | 700 | 259.49 | 210 | 442 | 2028-07-11 06:00 | 500 | 67.63 | 90 | 442
2028-07-11 07:00 | 700 | 0 | 421.75 | 414.25 | 2028-07-11 07:00 | 500 | 0 | -90 | 353.23 | 2028-07-11 07:00 | -100 | -232.37 | -210 | 442
2028-07-11 08:00 | 700 | 293.93 | 510 | 442 | 2028-07-11 08:00 | -100 | -39.18 | -390 | 442 | 2028-07-11 08:00 | -700 | -526 | -510 | 442
2028-07-11 09:00 | 700 | 0 | 380.18 | 442 | 2028-07-11 09:00 | -700 | -84.23 | -510 | 442 | 2028-07-11 09:00 | -700 | -526 | -510 | 442
2028-07-11 10:00 | 700 | 0 | 244.61 | 442 | 2028-07-11 10:00 | -700 | -384.23 | -510 | 442 | 2028-07-11 10:00 | -700 | -526 | -510 | 442
2028-07-11 11:00 | 700 | 0 | 339.27 | 442 | 2028-07-11 11:00 | -700 | -267.69 | -510 | 442 | 2028-07-11 11:00 | -700 | -526 | -510 | 442
2028-07-11 12:00 | 700 | 0 | 309.2 | 442 | 2028-07-11 12:00 | -700 | -526 | -510 | 442 | 2028-07-11 12:00 | -700 | -526 | -510 | 442
2028-07-11 13:00 | 700 | 0 | 397.56 | 442 | 2028-07-11 13:00 | -700 | -391.07 | -510 | 442 | 2028-07-11 13:00 | -700 | -526 | -510 | 442
2028-07-11 14:00 | 700 | 0 | 470.44 | 442 | 2028-07-11 14:00 | -700 | -391.07 | -510 | 442 | 2028-07-11 14:00 | -700 | -526 | -510 | 442
2028-07-11 15:00 | 700 | 19.2 | 470.44 | 442 | 2028-07-11 15:00 | -500 | -136.28 | -510 | 442 | 2028-07-11 15:00 | -700 | -526 | -510 | 442
2028-07-11 16:00 | 700 | 319.2 | 510 | 442 | 2028-07-11 16:00 | 100 | 0 | -367.12 | 442 | 2028-07-11 16:00 | -527.92 | -526 | -510 | 442
2028-07-11 17:00 | 700 | 208.07 | 510 | 442 | 2028-07-11 17:00 | 700 | 0 | -86.82 | 442 | 2028-07-11 17:00 | 72.08 | -277.21 | -510 | 442
2028-07-11 18:00 | 700 | 0 | 510 | 398.03 | 2028-07-11 18:00 | 700 | -300 | -386.82 | 442 | 2028-07-11 18:00 | 672.08 | -526 | -510 | 442
2028-07-11 19:00 | 700 | 0 | 510 | 384.77 | 2028-07-11 19:00 | 700 | -395 | -502.39 | 442 | 2028-07-11 19:00 | 700 | -526 | -510 | 442
2028-07-11 20:00 | 700 | 0 | 510 | 363.88 | 2028-07-11 20:00 | 700 | -95 | -202.39 | 442 | 2028-07-11 20:00 | 700 | -309.43 | -390 | 442
2028-07-11 21:00 | 700 | 205 | 510 | 338.03 | 2028-07-11 21:00 | 700 | 205 | 97.61 | 442 | 2028-07-11 21:00 | 700 | -9.43 | -90 | 442
2028-07-11 22:00 | 700 | 505 | 510 | 442 | 2028-07-11 22:00 | 700 | 505 | 397.61 | 442 | 2028-07-11 22:00 | 700 | 290.57 | 210 | 442
2028-07-11 23:00 | 700 | 501.19 | 510 | 442 | 2028-07-11 23:00 | 700 | 505 | 510 | 442 | 2028-07-11 23:00 | 700 | 505 | 510 | 442
2028-07-12 | 700 | 470.89 | 510 | 442 | 2028-07-12 | 700 | 260.07 | 510 | 442 | 2028-07-12 | 700 | 505 | 510 | 442
2028-07-12 01:00 | 700 | 505 | 510 | 442 | 2028-07-12 01:00 | 700 | 467.75 | 510 | 442 | 2028-07-12 01:00 | 700 | 386.11 | 510 | 442
2028-07-12 02:00 | 700 | 505 | 510 | 442 | 2028-07-12 02:00 | 700 | 274.15 | 510 | 442 | 2028-07-12 02:00 | 700 | 86.11 | 510 | 442
2028-07-12 03:00 | 700 | 417.2 | 510 | 442 | 2028-07-12 03:00 | 700 | 320.7 | 510 | 442 | 2028-07-12 03:00 | 700 | 372.17 | 510 | 442
2028-07-12 04:00 | 700 | 196.61 | 510 | 442 | 2028-07-12 04:00 | 700 | 239.57 | 510 | 442 | 2028-07-12 04:00 | 700 | 72.17 | 471.78 | 427.98
2028-07-12 05:00 | 700 | 54.41 | 510 | 442 | 2028-07-12 05:00 | 700 | 0 | 510 | 442 | 2028-07-12 05:00 | 700 | 0 | 171.78 | 423.7
2028-07-12 06:00 | 700 | 121.68 | 510 | 442 | 2028-07-12 06:00 | 700 | 19.39 | 210 | 442 | 2028-07-12 06:00 | 500 | 0 | -128.22 | 408.48
2028-07-12 07:00 | 700 | 0 | 266.35 | 442 | 2028-07-12 07:00 | 100 | -125.23 | -90 | 442 | 2028-07-12 07:00 | -100 | -226 | -428.22 | 442
2028-07-12 08:00 | 689.14 | 0 | 0 | 442 | 2028-07-12 08:00 | -500 | -399.47 | -390 | 442 | 2028-07-12 08:00 | -700 | -526 | -510 | 438.78
2028-07-12 09:00 | 89.14 | 0 | 0 | 442 | 2028-07-12 09:00 | -700 | -526 | -510 | 442 | 2028-07-12 09:00 | -700 | -526 | -510 | 324.8
2028-07-12 10:00 | 0 | 0 | 0 | 442 | 2028-07-12 10:00 | -700 | -526 | -510 | 269.24 | 2028-07-12 10:00 | -700 | -526 | -510 | 113.46
2028-07-12 11:00 | -252.08 | 0 | 0 | 403.75 | 2028-07-12 11:00 | -700 | -526 | -510 | 168.35 | 2028-07-12 11:00 | -700 | -526 | -510 | 3.85
2028-07-12 12:00 | -169.08 | 0 | 0 | 366.94 | 2028-07-12 12:00 | -700 | -526 | -510 | 215.22 | 2028-07-12 12:00 | -700 | -526 | -510 | 66.78
2028-07-12 13:00 | -200.43 | 0 | 0 | 174.01 | 2028-07-12 13:00 | -700 | -526 | -510 | 0.23 | 2028-07-12 13:00 | -700 | -526 | -510 | -169.27
2028-07-12 14:00 | -27.73 | 0 | 0 | 251.78 | 2028-07-12 14:00 | -700 | -526 | -510 | 59.96 | 2028-07-12 14:00 | -700 | -526 | -510 | -89.11
2028-07-12 15:00 | 448.98 | 0 | 0 | 180.3 | 2028-07-12 15:00 | -338.65 | -226 | -210 | 34.45 | 2028-07-12 15:00 | -700 | -526 | -510 | -108.64
2028-07-12 16:00 | 698.45 | 0 | 210 | 263.27 | 2028-07-12 16:00 | 144.91 | 0 | 0 | 201.5 | 2028-07-12 16:00 | -628.9 | -300 | -300 | -1.99
2028-07-12 17:00 | 700 | 271.74 | 510 | 442 | 2028-07-12 17:00 | 700 | 0 | 300 | 308.39 | 2028-07-12 17:00 | -28.9 | 0 | 0 | 192.18
2028-07-12 18:00 | 700 | 505 | 510 | 442 | 2028-07-12 18:00 | 700 | 0 | 510 | 442 | 2028-07-12 18:00 | 571.1 | 0 | 0 | 400.22
2028-07-12 19:00 | 700 | 505 | 510 | 442 | 2028-07-12 19:00 | 700 | 0 | 510 | 442 | 2028-07-12 19:00 | 0 | 0 | 0 | 421.31
2028-07-12 20:00 | 700 | 505 | 510 | 442 | 2028-07-12 20:00 | 700 | 0 | 510 | 326.88 | 2028-07-12 20:00 | 285.23 | 0 | 0 | 253.31
2028-07-12 21:00 | 700 | 427.12 | 510 | 442 | 2028-07-12 21:00 | 700 | 0 | 510 | 441.16 | 2028-07-12 21:00 | 50.19 | 0 | 0 | 310.91
2028-07-12 22:00 | 700 | 283.33 | 510 | 442 | 2028-07-12 22:00 | 700 | 0 | 510 | 335.59 | 2028-07-12 22:00 | 0 | 0 | 210 | 272.7
2028-07-12 23:00 | 271.5 | 505 | 510 | 442 | 2028-07-12 23:00 | 527.21 | 300 | 510 | 442 | 2028-07-12 23:00 | 0 | 239.68 | 510 | 442
2028-07-13 | 569.06 | 505 | 510 | 442 | 2028-07-13 | 665.67 | 505 | 510 | 442 | 2028-07-13 | 56.43 | 300 | 510 | 442
2028-07-13 01:00 | 443.26 | 505 | 510 | 442 | 2028-07-13 01:00 | 265.89 | 505 | 510 | 442 | 2028-07-13 01:00 | 0 | 0 | 510 | 350.51
2028-07-13 02:00 | 266.94 | 505 | 510 | 442 | 2028-07-13 02:00 | 176.99 | 505 | 510 | 442 | 2028-07-13 02:00 | 0 | 0 | 510 | 260.27
2028-07-13 03:00 | 700 | 505 | 510 | 442 | 2028-07-13 03:00 | 700 | 374.26 | 510 | 442 | 2028-07-13 03:00 | 333.52 | 300 | 510 | 442
2028-07-13 04:00 | 700 | 256.91 | 510 | 442 | 2028-07-13 04:00 | 700 | 74.26 | 510 | 442 | 2028-07-13 04:00 | 700 | 0 | 510 | 442
2028-07-13 05:00 | 700 | 0 | 510 | 412.43 | 2028-07-13 05:00 | 700 | 271 | 510 | 442 | 2028-07-13 05:00 | 700 | 228.67 | 510 | 442
2028-07-13 06:00 | 700 | 156.22 | 510 | 442 | 2028-07-13 06:00 | 700 | 366.63 | 510 | 442 | 2028-07-13 06:00 | 700 | 228.67 | 510 | 442
2028-07-13 07:00 | 700 | 386.47 | 510 | 442 | 2028-07-13 07:00 | 700 | 274.57 | 510 | 442 | 2028-07-13 07:00 | 700 | 0 | 374.27 | 418.17
2028-07-13 08:00 | 700 | 401.69 | 510 | 442 | 2028-07-13 08:00 | 700 | 0 | 300 | 406.5 | 2028-07-13 08:00 | 100 | 0 | 74.27 | 167.64
2028-07-13 09:00 | 700 | 500.1 | 510 | 442 | 2028-07-13 09:00 | 436.15 | 0 | 0 | 106.5 | 2028-07-13 09:00 | -500 | -226 | -225.73 | 0
2028-07-13 10:00 | 700 | 396.9 | 510 | 442 | 2028-07-13 10:00 | 0 | 0 | 0 | 356.89 | 2028-07-13 10:00 | -700 | -526 | -510 | 246.62
2028-07-13 11:00 | 700 | 96.9 | 505.13 | 401.32 | 2028-07-13 11:00 | -93.5 | 0 | 0 | 284.77 | 2028-07-13 11:00 | -700 | -526 | -510 | 168.22
2028-07-13 12:00 | 700 | 0 | 493.63 | 275.91 | 2028-07-13 12:00 | 0 | 0 | 0 | 114.42 | 2028-07-13 12:00 | -700 | -526 | -510 | -26.16
2028-07-13 13:00 | 700 | 0 | 510 | 237.58 | 2028-07-13 13:00 | -79.52 | 0 | 0 | 24.49 | 2028-07-13 13:00 | -700 | -526 | -510 | -53.95
2028-07-13 14:00 | 700 | 0 | 510 | 229.81 | 2028-07-13 14:00 | -79.52 | 0 | 0 | 10.6 | 2028-07-13 14:00 | -700 | -526 | -510 | -81.67
2028-07-13 15:00 | 700 | 141.81 | 510 | 442 | 2028-07-13 15:00 | -56.88 | 0 | 0 | 310.17 | 2028-07-13 15:00 | -600 | -406.81 | -510 | 218.33
2028-07-13 16:00 | 700 | 42.82 | 210 | 442 | 2028-07-13 16:00 | 533.3 | -185.79 | -218.27 | 149.92 | 2028-07-13 16:00 | 0 | -226 | -482.11 | 26.11
2028-07-13 17:00 | 700 | -5.42 | -90 | 286.12 | 2028-07-13 17:00 | 700 | -485.79 | -510 | 124.45 | 2028-07-13 17:00 | 600 | -526 | -510 | 163.17
2028-07-13 18:00 | 700 | 0 | 0 | 408.02 | 2028-07-13 18:00 | 700 | -526 | -510 | 344.56 | 2028-07-13 18:00 | 700 | -516.57 | -510 | 335.48
2028-07-13 19:00 | 700 | 0 | 20.1 | 378.59 | 2028-07-13 19:00 | 700 | -232.43 | -210 | 44.56 | 2028-07-13 19:00 | 700 | -526 | -510 | 122.74
2028-07-13 20:00 | 700 | 49.52 | 320.1 | 414.7 | 2028-07-13 20:00 | 700 | 67.57 | 90 | 344.56 | 2028-07-13 20:00 | 700 | -226 | -210 | 391.43
2028-07-13 21:00 | 700 | 349.52 | 510 | 442 | 2028-07-13 21:00 | 700 | 367.57 | 390 | 442 | 2028-07-13 21:00 | 700 | 74 | 90 | 442
2028-07-13 22:00 | 700 | 106.84 | 510 | 442 | 2028-07-13 22:00 | 700 | 346.23 | 510 | 442 | 2028-07-13 22:00 | 700 | 374 | 390 | 442
2028-07-13 23:00 | 700 | 379.52 | 510 | 442 | 2028-07-13 23:00 | 700 | 313.44 | 510 | 442 | 2028-07-13 23:00 | 700 | 426.07 | 510 | 442
2028-07-14 | 700 | 446.24 | 510 | 442 | 2028-07-14 | 700 | 382.97 | 510 | 442 | 2028-07-14 | 700 | 462.58 | 510 | 442
2028-07-14 01:00 | 700 | 446.24 | 510 | 442 | 2028-07-14 01:00 | 700 | 294.15 | 510 | 442 | 2028-07-14 01:00 | 700 | 420 | 510 | 442
2028-07-14 02:00 | 700 | 466.56 | 510 | 442 | 2028-07-14 02:00 | 700 | 258.03 | 510 | 442 | 2028-07-14 02:00 | 700 | 420 | 510 | 442
2028-07-14 03:00 | 700 | 259.92 | 510 | 442 | 2028-07-14 03:00 | 700 | 224.79 | 510 | 442 | 2028-07-14 03:00 | 700 | 328.02 | 510 | 442
2028-07-14 04:00 | 700 | 0 | 510 | 442 | 2028-07-14 04:00 | 700 | 449.21 | 510 | 442 | 2028-07-14 04:00 | 700 | 28.02 | 510 | 442
2028-07-14 05:00 | 700 | 106.68 | 510 | 442 | 2028-07-14 05:00 | 700 | 449.21 | 510 | 442 | 2028-07-14 05:00 | 700 | 28.02 | 510 | 442
2028-07-14 06:00 | 700 | 196.45 | 510 | 442 | 2028-07-14 06:00 | 700 | 449.21 | 510 | 442 | 2028-07-14 06:00 | 700 | 0 | 323.89 | 442
2028-07-14 07:00 | 700 | 36.41 | 510 | 442 | 2028-07-14 07:00 | 700 | 201.82 | 510 | 442 | 2028-07-14 07:00 | 100 | 0 | 23.89 | 442
2028-07-14 08:00 | 700 | 297.57 | 510 | 442 | 2028-07-14 08:00 | 332.25 | 0 | 210 | 442 | 2028-07-14 08:00 | -500 | -300 | -276.11 | 442
2028-07-14 09:00 | 700 | 0 | 457.97 | 442 | 2028-07-14 09:00 | -227.24 | 0 | 0 | 442 | 2028-07-14 09:00 | -700 | -526 | -510 | 442
2028-07-14 10:00 | 700 | 0 | 442.14 | 442 | 2028-07-14 10:00 | -243.69 | 0 | 0 | 442 | 2028-07-14 10:00 | -700 | -526 | -510 | 442
2028-07-14 11:00 | 700 | 0 | 408.2 | 442 | 2028-07-14 11:00 | 18.47 | 0 | 0 | 442 | 2028-07-14 11:00 | -700 | -459.58 | -510 | 442
2028-07-14 12:00 | 693.51 | 0 | 167.89 | 442 | 2028-07-14 12:00 | -24.16 | 0 | 0 | 442 | 2028-07-14 12:00 | -700 | -304.86 | -510 | 442
2028-07-14 13:00 | 700 | 0 | 467.89 | 442 | 2028-07-14 13:00 | 270 | 0 | 0 | 442 | 2028-07-14 13:00 | -700 | -47.76 | -493.3 | 145.64
2028-07-14 14:00 | 672.21 | 0 | 167.89 | 442 | 2028-07-14 14:00 | -56.37 | 0 | 0 | 442 | 2028-07-14 14:00 | -700 | -347.76 | -510 | 442
2028-07-14 15:00 | 382.1 | 0 | 0 | 442 | 2028-07-14 15:00 | -416.17 | 0 | 0 | 442 | 2028-07-14 15:00 | -700 | -526 | -510 | 402.91
2028-07-14 16:00 | 361.98 | 0 | 190.5 | 442 | 2028-07-14 16:00 | 0 | -23.8 | 0 | 442 | 2028-07-14 16:00 | -612.41 | -300 | -300 | 407.31
2028-07-14 17:00 | 700 | 0 | 490.5 | 442 | 2028-07-14 17:00 | 600 | 57.13 | 300 | 442 | 2028-07-14 17:00 | -12.41 | 0 | 0 | 442
2028-07-14 18:00 | 700 | 106.01 | 510 | 442 | 2028-07-14 18:00 | 700 | 210.77 | 510 | 442 | 2028-07-14 18:00 | 587.59 | 0 | 96.42 | 442
2028-07-14 19:00 | 700 | 398.75 | 510 | 442 | 2028-07-14 19:00 | 700 | 505 | 510 | 442 | 2028-07-14 19:00 | 700 | 0 | 396.42 | 391.59
2028-07-14 20:00 | 700 | 105.83 | 510 | 442 | 2028-07-14 20:00 | 700 | 429.39 | 510 | 442 | 2028-07-14 20:00 | 700 | 0 | 96.42 | 424.79
2028-07-14 21:00 | 700 | 405.83 | 510 | 442 | 2028-07-14 21:00 | 700 | 137.39 | 510 | 442 | 2028-07-14 21:00 | 700 | 0 | 0 | 266.84
2028-07-14 22:00 | 700 | 168.15 | 510 | 442 | 2028-07-14 22:00 | 700 | 0 | 374.39 | 382 | 2028-07-14 22:00 | 700 | 0 | 24.77 | 156.93
2028-07-14 23:00 | 700 | 151.51 | 510 | 442 | 2028-07-14 23:00 | 700 | 0 | 74.39 | 216.17 | 2028-07-14 23:00 | 206.33 | 0 | 0 | 155.73
2028-07-15 | 700 | 0 | 510 | 422.96 | 2028-07-15 | 700 | 0 | 51.96 | 65.65 | 2028-07-15 | 185.52 | 0 | 0 | 0.9
2028-07-15 01:00 | 700 | 114.77 | 510 | 442 | 2028-07-15 01:00 | 700 | 0 | 104.17 | 202.64 | 2028-07-15 01:00 | 272.36 | 0 | 0 | 159.99
2028-07-15 02:00 | 700 | 0 | 510 | 212.09 | 2028-07-15 02:00 | 700 | 0 | 0 | 93.67 | 2028-07-15 02:00 | 14.61 | 0 | 0 | 35.34
2028-07-15 03:00 | 700 | 0 | 510 | 138.05 | 2028-07-15 03:00 | 330.26 | 0 | 0 | 81.88 | 2028-07-15 03:00 | -223.08 | 0 | 0 | 25.72
2028-07-15 04:00 | 700 | 0 | 443.93 | 31.55 | 2028-07-15 04:00 | 121.06 | 0 | 0 | 0 | 2028-07-15 04:00 | -299.29 | 0 | 0 | 0
2028-07-15 05:00 | 700 | 0 | 398.84 | 184.59 | 2028-07-15 05:00 | 322.51 | 0 | 0 | 146.03 | 2028-07-15 05:00 | -274.15 | 0 | 0 | 107.47
2028-07-15 06:00 | 700 | 0 | 412.77 | 60.88 | 2028-07-15 06:00 | 229.53 | 0 | 0 | 0 | 2028-07-15 06:00 | -558.62 | 0 | 0 | 0
2028-07-15 07:00 | 700 | 0 | 177.94 | 178.84 | 2028-07-15 07:00 | -100 | 0 | -13.85 | 109.42 | 2028-07-15 07:00 | -700 | -226 | -210 | 40
2028-07-15 08:00 | 645.68 | 0 | 0 | 141.86 | 2028-07-15 08:00 | -700 | -250.89 | -313.85 | 40.88 | 2028-07-15 08:00 | -700 | -526 | -510 | -58.62
2028-07-15 09:00 | 344.7 | 0 | 0 | 111.92 | 2028-07-15 09:00 | -700 | -526 | -510 | -18.58 | 2028-07-15 09:00 | -700 | -526 | -510 | -146.32
2028-07-15 10:00 | 301.39 | 0 | 0 | 30.24 | 2028-07-15 10:00 | -700 | -526 | -510 | -127.35 | 2028-07-15 10:00 | -700 | -526 | -510 | -284.19
2028-07-15 11:00 | 145.19 | 0 | 0 | 77.76 | 2028-07-15 11:00 | -700 | -526 | -510 | -74.15 | 2028-07-15 11:00 | -700 | -526 | -510 | -224.14
2028-07-15 12:00 | -54.66 | 0 | 0 | 36.48 | 2028-07-15 12:00 | -700 | -526 | -510 | -119.05 | 2028-07-15 12:00 | -700 | -526 | -510 | -273.67
2028-07-15 13:00 | -201.57 | 0 | 0 | 0 | 2028-07-15 13:00 | -700 | -526 | -510 | -333.83 | 2028-07-15 13:00 | -700 | -526 | -510 | -510
2028-07-15 14:00 | -326.46 | 0 | 0 | 0 | 2028-07-15 14:00 | -700 | -526 | -510 | -178.83 | 2028-07-15 14:00 | -700 | -526 | -510 | -329.33
2028-07-15 15:00 | -0.65 | 0 | 0 | 162.44 | 2028-07-15 15:00 | -700 | -526 | -510 | 58.31 | 2028-07-15 15:00 | -700 | -526 | -510 | -44.69
2028-07-15 16:00 | -48.57 | 0 | -59.64 | 34.94 | 2028-07-15 16:00 | -700 | -526 | -510 | -90.75 | 2028-07-15 16:00 | -700 | -526 | -510 | -215.58
2028-07-15 17:00 | 551.43 | 0 | 10.5 | 91.06 | 2028-07-15 17:00 | -239.88 | -226 | -262.84 | 0 | 2028-07-15 17:00 | -700 | -526 | -510 | -141.34
2028-07-15 18:00 | 700 | 0 | 310.5 | 142 | 2028-07-15 18:00 | 360.12 | 0 | 0 | 0 | 2028-07-15 18:00 | -256.68 | -226 | -300 | 0
2028-07-15 19:00 | 700 | 44.29 | 510 | 442 | 2028-07-15 19:00 | 700 | 0 | 0 | 0 | 2028-07-15 19:00 | 343.32 | 0 | 0 | 0
2028-07-15 20:00 | 700 | 344.29 | 510 | 442 | 2028-07-15 20:00 | 700 | 0 | 0 | 165.55 | 2028-07-15 20:00 | 700 | 0 | 0 | 91.79
2028-07-15 21:00 | 700 | 417.76 | 510 | 442 | 2028-07-15 21:00 | 700 | 0 | 268.04 | 142 | 2028-07-15 21:00 | 700 | 0 | 274.42 | 52.73
2028-07-15 22:00 | 700 | 505 | 510 | 442 | 2028-07-15 22:00 | 700 | 0 | 510 | 442 | 2028-07-15 22:00 | 700 | 0 | 290.74 | 0
2028-07-15 23:00 | 700 | 396.03 | 510 | 442 | 2028-07-15 23:00 | 700 | 71.66 | 510 | 442 | 2028-07-15 23:00 | 700 | 0 | 300 | 0
2028-07-16 | 700 | 505 | 510 | 442 | 2028-07-16 | 700 | 339.18 | 510 | 442 | 2028-07-16 | 700 | 0 | 510 | 97.03
2028-07-16 01:00 | 700 | 505 | 510 | 442 | 2028-07-16 01:00 | 700 | 339.18 | 510 | 442 | 2028-07-16 01:00 | 700 | 0 | 510 | 23.72
2028-07-16 02:00 | 700 | 505 | 510 | 442 | 2028-07-16 02:00 | 700 | 355.53 | 510 | 442 | 2028-07-16 02:00 | 700 | 0 | 510 | 323.72
2028-07-16 03:00 | 700 | 505 | 510 | 442 | 2028-07-16 03:00 | 700 | 505 | 510 | 442 | 2028-07-16 03:00 | 700 | 0 | 510 | 442
2028-07-16 04:00 | 700 | 505 | 510 | 442 | 2028-07-16 04:00 | 700 | 505 | 394.42 | 442 | 2028-07-16 04:00 | 700 | 0 | 390 | 442
2028-07-16 05:00 | 700 | 505 | 510 | 442 | 2028-07-16 05:00 | 700 | 237.87 | 94.42 | 442 | 2028-07-16 05:00 | 700 | 0 | 90 | 204.85
2028-07-16 06:00 | 700 | 374.2 | 510 | 442 | 2028-07-16 06:00 | 700 | -62.13 | -205.58 | 277.08 | 2028-07-16 06:00 | 700 | -160.91 | -210 | 259.94
2028-07-16 07:00 | 700 | 74.2 | 491.49 | 306.51 | 2028-07-16 07:00 | 700 | -362.13 | -505.58 | 200.68 | 2028-07-16 07:00 | 500 | -460.91 | -510 | 300.12
2028-07-16 08:00 | 700 | 0 | 275.36 | 267.5 | 2028-07-16 08:00 | 500 | -62.13 | -228.13 | 305.22 | 2028-07-16 08:00 | -100 | -526 | -510 | 269.12
2028-07-16 09:00 | 700 | 73.59 | 510 | 442 | 2028-07-16 09:00 | -100 | -50.02 | -394.98 | 186.73 | 2028-07-16 09:00 | -700 | -526 | -510 | 111.5
2028-07-16 10:00 | 700 | 0 | 222.61 | 289.73 | 2028-07-16 10:00 | -700 | -350.02 | -510 | 200.67 | 2028-07-16 10:00 | -700 | -526 | -510 | 111.62
2028-07-16 11:00 | 547.75 | 0 | 0 | 253.02 | 2028-07-16 11:00 | -700 | -526 | -510 | 142.21 | 2028-07-16 11:00 | -700 | -526 | -510 | 31.41
2028-07-16 12:00 | 0 | 0 | 0 | 117.26 | 2028-07-16 12:00 | -700 | -526 | -510 | -37.17 | 2028-07-16 12:00 | -700 | -526 | -510 | -188.71
2028-07-16 13:00 | 0 | 0 | 0 | 15.8 | 2028-07-16 13:00 | -700 | -526 | -510 | -156.76 | 2028-07-16 13:00 | -700 | -526 | -510 | -328.94
2028-07-16 14:00 | -189.92 | 0 | 0 | 0 | 2028-07-16 14:00 | -700 | -526 | -510 | -304.69 | 2028-07-16 14:00 | -700 | -526 | -510 | -497.21
2028-07-16 15:00 | -68.22 | 0 | 0 | 0 | 2028-07-16 15:00 | -700 | -526 | -510 | -411.64 | 2028-07-16 15:00 | -700 | -526 | -510 | -510
2028-07-16 16:00 | 143.84 | 0 | 0 | 37.69 | 2028-07-16 16:00 | -700 | -526 | -510 | -111.64 | 2028-07-16 16:00 | -700 | -526 | -510 | -260.04
2028-07-16 17:00 | 700 | 0 | 17.29 | 201.01 | 2028-07-16 17:00 | -217.18 | -300 | -510 | 85.75 | 2028-07-16 17:00 | -700 | -526 | -510 | -28.78
2028-07-16 18:00 | 700 | 0 | 317.29 | 260.37 | 2028-07-16 18:00 | 156.16 | 0 | -210 | 0 | 2028-07-16 18:00 | -600 | -226 | -510 | -231.99
2028-07-16 19:00 | 700 | 0 | 234.65 | 261.91 | 2028-07-16 19:00 | 700 | -120.75 | -510 | 0 | 2028-07-16 19:00 | 0 | -526 | -510 | -49.1
2028-07-16 20:00 | 700 | 5.08 | 210 | 217.68 | 2028-07-16 20:00 | 700 | -161.38 | -300 | 163.35 | 2028-07-16 20:00 | 600 | -300 | -300 | -52.19
2028-07-16 21:00 | 700 | 305.08 | 510 | 442 | 2028-07-16 21:00 | 700 | 0 | 0 | 442 | 2028-07-16 21:00 | 700 | 0 | 0 | 145.63
2028-07-16 22:00 | 700 | 197.96 | 510 | 442 | 2028-07-16 22:00 | 700 | 0 | 300 | 442 | 2028-07-16 22:00 | 377.78 | 0 | 0 | 271.01
2028-07-16 23:00 | 700 | 181.63 | 510 | 442 | 2028-07-16 23:00 | 700 | 0 | 510 | 202.88 | 2028-07-16 23:00 | 666.49 | 0 | 0 | 116.88
2028-07-17 | 700 | 479.66 | 510 | 442 | 2028-07-17 | 700 | 55.48 | 510 | 442 | 2028-07-17 | 700 | 0 | 0 | 233.52
2028-07-17 01:00 | 700 | 217.06 | 510 | 442 | 2028-07-17 01:00 | 700 | 0 | 510 | 142 | 2028-07-17 01:00 | 359.14 | 0 | 0 | 0
2028-07-17 02:00 | 700 | 459.91 | 510 | 442 | 2028-07-17 02:00 | 700 | 0 | 510 | 348.51 | 2028-07-17 02:00 | 359.14 | 0 | 0 | 143.69
2028-07-17 03:00 | 700 | 233.59 | 510 | 442 | 2028-07-17 03:00 | 700 | 0 | 510 | 393.51 | 2028-07-17 03:00 | 611.89 | 0 | 0 | 19.66
2028-07-17 04:00 | 700 | 90.02 | 510 | 442 | 2028-07-17 04:00 | 700 | 0 | 510 | 393.51 | 2028-07-17 04:00 | 459.28 | 0 | 0 | 0
2028-07-17 05:00 | 700 | 0 | 510 | 442 | 2028-07-17 05:00 | 700 | 0 | 510 | 240.51 | 2028-07-17 05:00 | 486.8 | 0 | 0 | 0
2028-07-17 06:00 | 700 | 184.04 | 510 | 442 | 2028-07-17 06:00 | 700 | 0 | 510 | 240.51 | 2028-07-17 06:00 | 486.8 | 0 | 0 | 68.18
2028-07-17 07:00 | 700 | 484.04 | 510 | 442 | 2028-07-17 07:00 | 500 | 0 | 300 | 350.52 | 2028-07-17 07:00 | -100 | -226 | -210 | 294.54
2028-07-17 08:00 | 700 | 312.72 | 510 | 442 | 2028-07-17 08:00 | -100 | 0 | 0 | 442 | 2028-07-17 08:00 | -700 | -526 | -510 | 428.54
2028-07-17 09:00 | 700 | 12.72 | 510 | 442 | 2028-07-17 09:00 | -700 | 0 | -63.19 | 442 | 2028-07-17 09:00 | -700 | -526 | -510 | 442
2028-07-17 10:00 | 700 | 0 | 493.67 | 288.82 | 2028-07-17 10:00 | -700 | 0 | -264.34 | 442 | 2028-07-17 10:00 | -700 | -526 | -510 | 442
2028-07-17 11:00 | 700 | 0 | 402.22 | 348.56 | 2028-07-17 11:00 | -700 | 0 | -510 | 442 | 2028-07-17 11:00 | -700 | -526 | -510 | 442
2028-07-17 12:00 | 700 | 0 | 291.19 | 334.42 | 2028-07-17 12:00 | -700 | 0 | -292.6 | 442 | 2028-07-17 12:00 | -700 | -526 | -510 | 442
2028-07-17 13:00 | 700 | 0 | 351.22 | 275.24 | 2028-07-17 13:00 | -700 | 0 | 0 | 442 | 2028-07-17 13:00 | -700 | -526 | -510 | 435.39
2028-07-17 14:00 | 700 | 0 | 322.29 | 442 | 2028-07-17 14:00 | -557.6 | 0 | 0 | 442 | 2028-07-17 14:00 | -700 | -526 | -510 | 412.02
2028-07-17 15:00 | 700 | 180.61 | 510 | 442 | 2028-07-17 15:00 | 7.5 | 0 | 0 | 442 | 2028-07-17 15:00 | -700 | -337.17 | -510 | 438.64
2028-07-17 16:00 | 700 | 73.59 | 510 | 442 | 2028-07-17 16:00 | 604.6 | 0 | 32.25 | 442 | 2028-07-17 16:00 | -270.47 | -162.39 | -210 | 442
2028-07-17 17:00 | 700 | 139.36 | 435.75 | 442 | 2028-07-17 17:00 | 700 | 0 | 332.25 | 442 | 2028-07-17 17:00 | 329.53 | 0 | 90 | 442
2028-07-17 18:00 | 700 | 439.36 | 510 | 442 | 2028-07-17 18:00 | 700 | 205 | 244.16 | 442 | 2028-07-17 18:00 | 700 | 30.87 | 390 | 442
2028-07-17 19:00 | 700 | 202.39 | 510 | 442 | 2028-07-17 19:00 | 700 | 505 | 510 | 442 | 2028-07-17 19:00 | 700 | 0 | 90 | 442
2028-07-17 20:00 | 700 | 392.25 | 510 | 442 | 2028-07-17 20:00 | 700 | 505 | 510 | 442 | 2028-07-17 20:00 | 700 | 0 | 41.86 | 431.6
2028-07-17 21:00 | 700 | 388.06 | 510 | 442 | 2028-07-17 21:00 | 700 | 505 | 510 | 442 | 2028-07-17 21:00 | 700 | 0 | 341.86 | 442
2028-07-17 22:00 | 700 | 505 | 510 | 442 | 2028-07-17 22:00 | 700 | 505 | 510 | 442 | 2028-07-17 22:00 | 700 | 300 | 510 | 442
2028-07-17 23:00 | 700 | 393.26 | 510 | 442 | 2028-07-17 23:00 | 700 | 505 | 510 | 442 | 2028-07-17 23:00 | 700 | 482.84 | 510 | 442
2028-07-18 | 700 | 393.11 | 510 | 442 | 2028-07-18 | 700 | 205 | 510 | 442 | 2028-07-18 | 700 | 505 | 510 | 442
2028-07-18 01:00 | 700 | 371.88 | 510 | 442 | 2028-07-18 01:00 | 700 | 42.85 | 510 | 442 | 2028-07-18 01:00 | 700 | 505 | 510 | 442
2028-07-18 02:00 | 700 | 116.49 | 510 | 442 | 2028-07-18 02:00 | 700 | 0 | 510 | 442 | 2028-07-18 02:00 | 700 | 307.18 | 510 | 442
2028-07-18 03:00 | 700 | 132.81 | 510 | 442 | 2028-07-18 03:00 | 700 | 10.44 | 510 | 442 | 2028-07-18 03:00 | 700 | 505 | 510 | 442
2028-07-18 04:00 | 700 | 432.81 | 510 | 442 | 2028-07-18 04:00 | 700 | 10.44 | 510 | 442 | 2028-07-18 04:00 | 700 | 505 | 510 | 442
2028-07-18 05:00 | 700 | 261.55 | 510 | 442 | 2028-07-18 05:00 | 700 | 0 | 510 | 442 | 2028-07-18 05:00 | 700 | 353.56 | 404.31 | 442
2028-07-18 06:00 | 700 | 128.2 | 467.27 | 442 | 2028-07-18 06:00 | 700 | 77.74 | 381.34 | 442 | 2028-07-18 06:00 | 700 | 53.56 | 104.31 | 442
2028-07-18 07:00 | 700 | 0 | 167.27 | 442 | 2028-07-18 07:00 | 700 | 0 | 81.34 | 442 | 2028-07-18 07:00 | 700 | 0 | -195.69 | 442
2028-07-18 08:00 | 700 | 0 | -132.73 | 400.65 | 2028-07-18 08:00 | 700 | -300 | -218.66 | 142 | 2028-07-18 08:00 | 405.44 | -300 | -495.69 | 246.43
2028-07-18 09:00 | 700 | 99.34 | 167.27 | 442 | 2028-07-18 09:00 | 312.58 | 0 | -434.54 | 130.37 | 2028-07-18 09:00 | -194.56 | -526 | -510 | 0
2028-07-18 10:00 | 700 | 0 | 379.61 | 442 | 2028-07-18 10:00 | -287.42 | -72.6 | -510 | 430.37 | 2028-07-18 10:00 | -700 | -526 | -510 | 249.67
2028-07-18 11:00 | 700 | 0 | 79.61 | 366.76 | 2028-07-18 11:00 | -700 | -372.6 | -510 | 442 | 2028-07-18 11:00 | -700 | -526 | -510 | 442
2028-07-18 12:00 | 468.77 | 0 | 0 | 115.99 | 2028-07-18 12:00 | -700 | -372.6 | -510 | 155.89 | 2028-07-18 12:00 | -700 | -526 | -510 | 289.83
2028-07-18 13:00 | 700 | 0 | 0 | 139.53 | 2028-07-18 13:00 | -700 | -304.78 | -510 | 155.89 | 2028-07-18 13:00 | -700 | -526 | -510 | 0
2028-07-18 14:00 | 700 | 0 | 0 | 252.52 | 2028-07-18 14:00 | -700 | -366.14 | -510 | 155.89 | 2028-07-18 14:00 | -700 | -526 | -510 | 162.25
2028-07-18 15:00 | 700 | 0 | 210 | 218.23 | 2028-07-18 15:00 | -700 | -361.85 | -510 | 39.32 | 2028-07-18 15:00 | -700 | -526 | -510 | 0
2028-07-18 16:00 | 700 | 70.68 | 510 | 442 | 2028-07-18 16:00 | -100 | -233.59 | -300 | 339.32 | 2028-07-18 16:00 | -630.05 | -526 | -510 | 298.22
2028-07-18 17:00 | 700 | 343.17 | 510 | 442 | 2028-07-18 17:00 | 500 | 0 | 0 | 433.49 | 2028-07-18 17:00 | -30.05 | -226 | -350.57 | 202.46
2028-07-18 18:00 | 700 | 43.17 | 210.44 | 420.49 | 2028-07-18 18:00 | 700 | 0 | -300 | 236.12 | 2028-07-18 18:00 | 569.95 | -526 | -510 | 45.47
2028-07-18 19:00 | 700 | 0 | 317.65 | 442 | 2028-07-18 19:00 | 700 | 0 | -510 | 345.81 | 2028-07-18 19:00 | 700 | -526 | -510 | 265.55
2028-07-18 20:00 | 700 | 0 | 243.41 | 442 | 2028-07-18 20:00 | 700 | 0 | -372.82 | 45.81 | 2028-07-18 20:00 | 700 | -526 | -510 | 0
2028-07-18 21:00 | 700 | 0 | 163.24 | 442 | 2028-07-18 21:00 | 700 | 0 | -72.82 | 345.81 | 2028-07-18 21:00 | 700 | -300 | -259.95 | 0
2028-07-18 22:00 | 700 | 33.29 | 210 | 442 | 2028-07-18 22:00 | 700 | 72.62 | 210 | 442 | 2028-07-18 22:00 | 700 | 0 | 40.05 | 189.41
2028-07-18 23:00 | 700 | 333.29 | 510 | 442 | 2028-07-18 23:00 | 700 | 372.62 | 510 | 442 | 2028-07-18 23:00 | 700 | 300 | 340.05 | 442
2028-07-19 | 700 | 211.75 | 510 | 442 | 2028-07-19 | 700 | 207.78 | 510 | 442 | 2028-07-19 | 700 | 320.72 | 510 | 442
2028-07-19 01:00 | 700 | 476.9 | 510 | 442 | 2028-07-19 01:00 | 700 | 417.35 | 510 | 442 | 2028-07-19 01:00 | 700 | 168.36 | 510 | 442
2028-07-19 02:00 | 700 | 259.68 | 510 | 442 | 2028-07-19 02:00 | 700 | 397.73 | 510 | 442 | 2028-07-19 02:00 | 700 | 181.54 | 510 | 442
2028-07-19 03:00 | 700 | 317.89 | 510 | 442 | 2028-07-19 03:00 | 700 | 392.92 | 510 | 442 | 2028-07-19 03:00 | 700 | 217.98 | 510 | 442
2028-07-19 04:00 | 700 | 331.23 | 510 | 442 | 2028-07-19 04:00 | 700 | 412.52 | 510 | 442 | 2028-07-19 04:00 | 700 | 216.51 | 510 | 442
2028-07-19 05:00 | 700 | 263.77 | 510 | 442 | 2028-07-19 05:00 | 700 | 307.5 | 510 | 442 | 2028-07-19 05:00 | 700 | 78.86 | 390 | 442
2028-07-19 06:00 | 700 | 174.95 | 510 | 442 | 2028-07-19 06:00 | 700 | 300 | 370.37 | 442 | 2028-07-19 06:00 | 500 | 59.01 | 90 | 442
2028-07-19 07:00 | 700 | 0 | 482.54 | 423.98 | 2028-07-19 07:00 | 248.59 | 0 | 70.37 | 354.44 | 2028-07-19 07:00 | -100 | -240.99 | -210 | 284.89
2028-07-19 08:00 | 582.44 | 0 | 182.54 | 123.98 | 2028-07-19 08:00 | -351.41 | -300 | -229.63 | 54.44 | 2028-07-19 08:00 | -700 | -526 | -510 | 0
2028-07-19 09:00 | 30.25 | 0 | 0 | 174.71 | 2028-07-19 09:00 | -700 | -526 | -510 | 0 | 2028-07-19 09:00 | -700 | -526 | -510 | -75.1
2028-07-19 10:00 | 0 | 0 | 0 | 389.92 | 2028-07-19 10:00 | -700 | -526 | -510 | 253.84 | 2028-07-19 10:00 | -700 | -526 | -510 | 117.76
2028-07-19 11:00 | 0 | 0 | 0 | 89.92 | 2028-07-19 11:00 | -700 | -526 | -510 | -8.06 | 2028-07-19 11:00 | -700 | -526 | -510 | -111.18
2028-07-19 12:00 | 0 | 0 | 0 | 88.11 | 2028-07-19 12:00 | -700 | -526 | -510 | 0 | 2028-07-19 12:00 | -700 | -526 | -510 | -85.71
2028-07-19 13:00 | 0 | 0 | 0 | 0 | 2028-07-19 13:00 | -700 | -526 | -510 | -276.58 | 2028-07-19 13:00 | -700 | -526 | -510 | -363.22
2028-07-19 14:00 | 0 | 0 | 0 | 0 | 2028-07-19 14:00 | -700 | -526 | -510 | -402.22 | 2028-07-19 14:00 | -700 | -526 | -510 | -363.22
2028-07-19 15:00 | 173.48 | 0 | 0 | 0 | 2028-07-19 15:00 | -700 | -465.15 | -510 | -130.2 | 2028-07-19 15:00 | -700 | -526 | -510 | -391.88
2028-07-19 16:00 | 459.04 | 0 | 146.02 | 133.11 | 2028-07-19 16:00 | -440.15 | -222.13 | -300 | 0 | 2028-07-19 16:00 | -700 | -526 | -510 | -170.55
2028-07-19 17:00 | 700 | 0 | 446.02 | 300 | 2028-07-19 17:00 | 159.85 | 0 | 0 | 300 | 2028-07-19 17:00 | -100 | -226 | -452.3 | 0
2028-07-19 18:00 | 700 | 0 | 146.02 | 0 | 2028-07-19 18:00 | 700 | 0 | -300 | 0 | 2028-07-19 18:00 | 500 | -526 | -510 | -71.91
2028-07-19 19:00 | 700 | 0 | 348.51 | 220.62 | 2028-07-19 19:00 | 700 | 0 | -510 | 235.14 | 2028-07-19 19:00 | 700 | -526 | -510 | 0
2028-07-19 20:00 | 700 | 0 | 510 | 266.7 | 2028-07-19 20:00 | 700 | 0 | -489.11 | 402.17 | 2028-07-19 20:00 | 700 | -526 | -510 | -75.83
2028-07-19 21:00 | 700 | 0 | 510 | 348.42 | 2028-07-19 21:00 | 700 | 0 | -189.11 | 442 | 2028-07-19 21:00 | 700 | -300 | -244.42 | 142
2028-07-19 22:00 | 700 | 0 | 397.07 | 382.64 | 2028-07-19 22:00 | 700 | 182.75 | 110.89 | 242.24 | 2028-07-19 22:00 | 700 | 0 | 55.58 | 442
2028-07-19 23:00 | 700 | 216.13 | 510 | 442 | 2028-07-19 23:00 | 700 | 482.75 | 410.89 | 442 | 2028-07-19 23:00 | 700 | 300 | 355.58 | 442
2028-07-20 | 700 | 427.07 | 510 | 442 | 2028-07-20 | 700 | 213.36 | 510 | 442 | 2028-07-20 | 700 | 505 | 510 | 442
2028-07-20 01:00 | 700 | 505 | 510 | 442 | 2028-07-20 01:00 | 700 | 505 | 510 | 442 | 2028-07-20 01:00 | 700 | 505 | 510 | 442
2028-07-20 02:00 | 700 | 505 | 510 | 442 | 2028-07-20 02:00 | 700 | 459.29 | 510 | 442 | 2028-07-20 02:00 | 700 | 505 | 510 | 442
2028-07-20 03:00 | 700 | 505 | 510 | 442 | 2028-07-20 03:00 | 700 | 505 | 510 | 442 | 2028-07-20 03:00 | 700 | 505 | 510 | 442
2028-07-20 04:00 | 700 | 483.06 | 510 | 442 | 2028-07-20 04:00 | 700 | 505 | 510 | 442 | 2028-07-20 04:00 | 700 | 505 | 510 | 442
2028-07-20 05:00 | 700 | 241.61 | 510 | 442 | 2028-07-20 05:00 | 700 | 352.11 | 510 | 442 | 2028-07-20 05:00 | 700 | 317.75 | 390 | 442
2028-07-20 06:00 | 700 | 0 | 510 | 442 | 2028-07-20 06:00 | 700 | 61.12 | 300 | 442 | 2028-07-20 06:00 | 473.46 | 17.75 | 90 | 358.87
2028-07-20 07:00 | 700 | 0 | 288.04 | 442 | 2028-07-20 07:00 | 600 | 0 | 0 | 442 | 2028-07-20 07:00 | -100 | -235.85 | -210 | 391.76
2028-07-20 08:00 | 700 | 0 | 271.5 | 442 | 2028-07-20 08:00 | 0 | -170 | -300 | 442 | 2028-07-20 08:00 | -700 | -526 | -510 | 442
2028-07-20 09:00 | 690.9 | 0 | 0 | 442 | 2028-07-20 09:00 | -600 | -470 | -510 | 442 | 2028-07-20 09:00 | -700 | -526 | -510 | 442
2028-07-20 10:00 | 587.63 | 0 | 0 | 408.53 | 2028-07-20 10:00 | -700 | -170 | -510 | 442 | 2028-07-20 10:00 | -700 | -526 | -510 | 427.02
2028-07-20 11:00 | 403.53 | 0 | 0 | 373.27 | 2028-07-20 11:00 | -700 | -459.45 | -510 | 274.08 | 2028-07-20 11:00 | -700 | -526 | -510 | 127.02
2028-07-20 12:00 | 700 | 0 | 0 | 437.89 | 2028-07-20 12:00 | -700 | -526 | -510 | 329.21 | 2028-07-20 12:00 | -700 | -526 | -510 | 427.02
2028-07-20 13:00 | 442.9 | 0 | 0 | 442 | 2028-07-20 13:00 | -700 | -481.72 | -510 | 442 | 2028-07-20 13:00 | -700 | -526 | -510 | 427.02
2028-07-20 14:00 | 506.1 | 0 | 0 | 397.54 | 2028-07-20 14:00 | -700 | -181.72 | -510 | 373.23 | 2028-07-20 14:00 | -700 | -526 | -510 | 250.11
2028-07-20 15:00 | 700 | 0 | -62.71 | 372.28 | 2028-07-20 15:00 | -203.55 | -212.03 | -510 | 442 | 2028-07-20 15:00 | -700 | -526 | -510 | 442
2028-07-20 16:00 | 700 | -300 | -362.71 | 339.09 | 2028-07-20 16:00 | 396.45 | -512.03 | -510 | 436 | 2028-07-20 16:00 | -100 | -526 | -510 | 350.64
2028-07-20 17:00 | 700 | 0 | -128.2 | 395.51 | 2028-07-20 17:00 | 700 | -369.33 | -510 | 442 | 2028-07-20 17:00 | 500 | -526 | -510 | 229.78
2028-07-20 18:00 | 700 | 0 | 171.8 | 442 | 2028-07-20 18:00 | 700 | -69.33 | -510 | 442 | 2028-07-20 18:00 | 700 | -526 | -510 | 366.34
2028-07-20 19:00 | 700 | 0 | 471.8 | 421.14 | 2028-07-20 19:00 | 700 | 0 | -510 | 442 | 2028-07-20 19:00 | 700 | -526 | -510 | 142
2028-07-20 20:00 | 700 | 0 | 410.9 | 442 | 2028-07-20 20:00 | 700 | 0 | -375.04 | 442 | 2028-07-20 20:00 | 700 | -526 | -495.72 | 442
2028-07-20 21:00 | 700 | 0 | 410.9 | 442 | 2028-07-20 21:00 | 700 | 0 | -75.04 | 442 | 2028-07-20 21:00 | 700 | -226 | -195.72 | 442
2028-07-20 22:00 | 700 | 0 | 268.39 | 442 | 2028-07-20 22:00 | 700 | 42.86 | 224.96 | 442 | 2028-07-20 22:00 | 700 | 74 | 104.28 | 442
2028-07-20 23:00 | 700 | 190.99 | 473.64 | 442 | 2028-07-20 23:00 | 700 | 333.99 | 510 | 442 | 2028-07-20 23:00 | 700 | 374 | 404.28 | 442
2028-07-21 | 700 | 355.61 | 510 | 442 | 2028-07-21 | 700 | 487.34 | 510 | 442 | 2028-07-21 | 700 | 416.94 | 510 | 442
2028-07-21 01:00 | 700 | 494.71 | 510 | 442 | 2028-07-21 01:00 | 700 | 346.93 | 510 | 442 | 2028-07-21 01:00 | 700 | 293.52 | 510 | 442
2028-07-21 02:00 | 700 | 493.5 | 510 | 442 | 2028-07-21 02:00 | 700 | 293.48 | 510 | 442 | 2028-07-21 02:00 | 700 | 293.52 | 510 | 442
2028-07-21 03:00 | 700 | 366.59 | 510 | 442 | 2028-07-21 03:00 | 700 | 375.64 | 510 | 442 | 2028-07-21 03:00 | 700 | 293.52 | 510 | 442
2028-07-21 04:00 | 700 | 430.8 | 510 | 442 | 2028-07-21 04:00 | 700 | 81.14 | 510 | 442 | 2028-07-21 04:00 | 700 | 138.33 | 510 | 442
2028-07-21 05:00 | 700 | 372.67 | 510 | 442 | 2028-07-21 05:00 | 700 | 228.19 | 510 | 442 | 2028-07-21 05:00 | 700 | 330.49 | 390 | 442
2028-07-21 06:00 | 700 | 263.88 | 510 | 442 | 2028-07-21 06:00 | 700 | 339.3 | 510 | 442 | 2028-07-21 06:00 | 286.65 | 30.49 | 90 | 442
2028-07-21 07:00 | 700 | 301.62 | 510 | 442 | 2028-07-21 07:00 | 500 | 183.32 | 210 | 442 | 2028-07-21 07:00 | -313.35 | -269.51 | -210 | 442
2028-07-21 08:00 | 700 | 1.62 | 439.38 | 442 | 2028-07-21 08:00 | -100 | -116.68 | -90 | 442 | 2028-07-21 08:00 | -700 | -526 | -510 | 442
2028-07-21 09:00 | 700 | 0 | 139.38 | 442 | 2028-07-21 09:00 | -700 | -359.77 | -390 | 442 | 2028-07-21 09:00 | -700 | -526 | -510 | 442
2028-07-21 10:00 | 700 | 0 | 0 | 442 | 2028-07-21 10:00 | -700 | -359.77 | -510 | 442 | 2028-07-21 10:00 | -700 | -526 | -510 | 442
2028-07-21 11:00 | 355.86 | 0 | 0 | 442 | 2028-07-21 11:00 | -700 | -359.77 | -510 | 442 | 2028-07-21 11:00 | -700 | -526 | -510 | 442
2028-07-21 12:00 | 700 | 0 | 0 | 442 | 2028-07-21 12:00 | -700 | -359.77 | -510 | 442 | 2028-07-21 12:00 | -700 | -526 | -510 | 442
2028-07-21 13:00 | 379.71 | 0 | 0 | 442 | 2028-07-21 13:00 | -700 | -291.55 | -510 | 442 | 2028-07-21 13:00 | -700 | -526 | -510 | 442
2028-07-21 14:00 | 300.62 | 0 | 0 | 442 | 2028-07-21 14:00 | -700 | -291.55 | -510 | 442 | 2028-07-21 14:00 | -700 | -526 | -510 | 442
2028-07-21 15:00 | 654.88 | 0 | 62.23 | 431.95 | 2028-07-21 15:00 | -500 | -134.5 | -510 | 442 | 2028-07-21 15:00 | -700 | -526 | -510 | 442
2028-07-21 16:00 | 700 | 0 | 362.23 | 442 | 2028-07-21 16:00 | 100 | 0 | -276.75 | 442 | 2028-07-21 16:00 | -313.55 | -526 | -510 | 442
2028-07-21 17:00 | 700 | 0 | 79.99 | 442 | 2028-07-21 17:00 | 700 | 0 | -39.67 | 442 | 2028-07-21 17:00 | 286.45 | -226 | -210 | 442
2028-07-21 18:00 | 700 | 0 | 216.68 | 442 | 2028-07-21 18:00 | 700 | -300 | -339.67 | 442 | 2028-07-21 18:00 | 700 | -526 | -510 | 142
2028-07-21 19:00 | 700 | 0 | 117.2 | 442 | 2028-07-21 19:00 | 700 | -300 | -267.79 | 442 | 2028-07-21 19:00 | 700 | -357.22 | -390 | 36.33
2028-07-21 20:00 | 700 | 33.23 | 417.2 | 399 | 2028-07-21 20:00 | 700 | 0 | 32.21 | 442 | 2028-07-21 20:00 | 700 | -57.22 | -90 | 142
2028-07-21 21:00 | 700 | 333.23 | 510 | 442 | 2028-07-21 21:00 | 700 | 300 | 332.21 | 442 | 2028-07-21 21:00 | 700 | 242.78 | 210 | 442
2028-07-21 22:00 | 700 | 410.15 | 510 | 442 | 2028-07-21 22:00 | 700 | 486.96 | 510 | 442 | 2028-07-21 22:00 | 700 | 505 | 510 | 442
2028-07-21 23:00 | 700 | 418.18 | 510 | 442 | 2028-07-21 23:00 | 700 | 383.08 | 510 | 442 | 2028-07-21 23:00 | 700 | 505 | 510 | 442
2028-07-22 | 700 | 154.43 | 510 | 422.1 | 2028-07-22 | 700 | 83.08 | 510 | 354.08 | 2028-07-22 | 700 | 205 | 510 | 268.19
2028-07-22 01:00 | 700 | 454.43 | 510 | 442 | 2028-07-22 01:00 | 700 | 318.14 | 510 | 442 | 2028-07-22 01:00 | 700 | 300 | 510 | 442
2028-07-22 02:00 | 700 | 228.58 | 510 | 442 | 2028-07-22 02:00 | 700 | 23.58 | 510 | 442 | 2028-07-22 02:00 | 700 | 0 | 510 | 400.59
2028-07-22 03:00 | 700 | 0 | 510 | 155.74 | 2028-07-22 03:00 | 700 | 0 | 510 | 233.28 | 2028-07-22 03:00 | 700 | 0 | 210 | 100.59
2028-07-22 04:00 | 700 | 0 | 510 | 166.07 | 2028-07-22 04:00 | 700 | 0 | 510 | 299.61 | 2028-07-22 04:00 | 700 | 0 | 291.21 | 0
2028-07-22 05:00 | 700 | 0 | 484.48 | 0 | 2028-07-22 05:00 | 700 | 0 | 445.21 | 0 | 2028-07-22 05:00 | 535.19 | 0 | 0 | 0
2028-07-22 06:00 | 700 | 0 | 238.25 | 0 | 2028-07-22 06:00 | 700 | 0 | 373.9 | 0 | 2028-07-22 06:00 | 124.96 | 0 | 0 | 0
2028-07-22 07:00 | 700 | 0 | 462.94 | 143.97 | 2028-07-22 07:00 | 700 | 0 | 288.68 | 68.17 | 2028-07-22 07:00 | 14.86 | 0 | 0 | 0
2028-07-22 08:00 | 700 | 0 | 228 | 0 | 2028-07-22 08:00 | 346.64 | 0 | 0 | 0 | 2028-07-22 08:00 | -553.82 | -226 | -210 | 0
2028-07-22 09:00 | 700 | 0 | 109.02 | 178.13 | 2028-07-22 09:00 | -229.44 | 0 | 0 | 67.52 | 2028-07-22 09:00 | -700 | -526 | -510 | 0
2028-07-22 10:00 | 464.24 | 0 | 0 | 354.96 | 2028-07-22 10:00 | -700 | 0 | -240.15 | 270.02 | 2028-07-22 10:00 | -700 | -526 | -510 | 185.07
2028-07-22 11:00 | 559.79 | 0 | 0 | 359.54 | 2028-07-22 11:00 | -700 | 0 | -294.04 | 274.19 | 2028-07-22 11:00 | -700 | -526 | -510 | 188.84
2028-07-22 12:00 | 399.76 | 0 | 0 | 231.17 | 2028-07-22 12:00 | -700 | -149.46 | -510 | 119.69 | 2028-07-22 12:00 | -700 | -526 | -510 | 8.21
2028-07-22 13:00 | 480.7 | 0 | 0 | 413.6 | 2028-07-22 13:00 | -700 | 0 | -331.84 | 348.63 | 2028-07-22 13:00 | -700 | -526 | -510 | 283.67
2028-07-22 14:00 | 482.04 | 0 | 0 | 162.87 | 2028-07-22 14:00 | -700 | 0 | -182.89 | 56.87 | 2028-07-22 14:00 | -700 | -526 | -510 | 0
2028-07-22 15:00 | 436.51 | 0 | 0 | 233.03 | 2028-07-22 15:00 | -700 | 0 | -358.54 | 153.53 | 2028-07-22 15:00 | -700 | -526 | -510 | 74.03
2028-07-22 16:00 | 494.34 | 0 | 210 | 427.61 | 2028-07-22 16:00 | -218.21 | -61.22 | -90 | 387.59 | 2028-07-22 16:00 | -691.48 | -300 | -300 | 347.57
2028-07-22 17:00 | 700 | 110.58 | 510 | 442 | 2028-07-22 17:00 | 381.79 | 0 | 210 | 442 | 2028-07-22 17:00 | -91.48 | 0 | 0 | 442
2028-07-22 18:00 | 700 | 179.41 | 510 | 442 | 2028-07-22 18:00 | 700 | 209.51 | 510 | 442 | 2028-07-22 18:00 | 508.52 | 0 | 300 | 442
2028-07-22 19:00 | 700 | 269.39 | 510 | 442 | 2028-07-22 19:00 | 700 | 98.92 | 510 | 442 | 2028-07-22 19:00 | 700 | 0 | 0 | 442
2028-07-22 20:00 | 700 | 184.48 | 510 | 442 | 2028-07-22 20:00 | 700 | 60.08 | 510 | 442 | 2028-07-22 20:00 | 700 | 0 | 210 | 428.72
2028-07-22 21:00 | 700 | 165.94 | 510 | 442 | 2028-07-22 21:00 | 700 | 67.82 | 510 | 442 | 2028-07-22 21:00 | 700 | 0 | 510 | 442
2028-07-22 22:00 | 700 | 297.11 | 510 | 442 | 2028-07-22 22:00 | 700 | 144.13 | 510 | 442 | 2028-07-22 22:00 | 700 | 0 | 510 | 442
2028-07-22 23:00 | 700 | 246.3 | 510 | 442 | 2028-07-22 23:00 | 700 | 129.9 | 510 | 442 | 2028-07-22 23:00 | 700 | 300 | 510 | 442
2028-07-23 | 700 | 245.37 | 510 | 442 | 2028-07-23 | 700 | 244.75 | 510 | 442 | 2028-07-23 | 700 | 270.8 | 510 | 442
2028-07-23 01:00 | 700 | 422.2 | 510 | 442 | 2028-07-23 01:00 | 700 | 93.77 | 510 | 442 | 2028-07-23 01:00 | 700 | 345.86 | 510 | 442
2028-07-23 02:00 | 700 | 277.28 | 510 | 442 | 2028-07-23 02:00 | 700 | 342.65 | 510 | 442 | 2028-07-23 02:00 | 700 | 251.52 | 510 | 442
2028-07-23 03:00 | 700 | 259.93 | 510 | 442 | 2028-07-23 03:00 | 700 | 342.65 | 510 | 442 | 2028-07-23 03:00 | 700 | 248.86 | 510 | 442
2028-07-23 04:00 | 700 | 281.9 | 510 | 442 | 2028-07-23 04:00 | 700 | 230.84 | 510 | 442 | 2028-07-23 04:00 | 700 | 83.37 | 510 | 442
2028-07-23 05:00 | 700 | 187.42 | 510 | 442 | 2028-07-23 05:00 | 700 | 199.29 | 510 | 442 | 2028-07-23 05:00 | 700 | 57.88 | 510 | 442
2028-07-23 06:00 | 700 | 454.1 | 510 | 442 | 2028-07-23 06:00 | 700 | 270.36 | 510 | 442 | 2028-07-23 06:00 | 700 | 57.88 | 510 | 442
2028-07-23 07:00 | 700 | 154.1 | 510 | 442 | 2028-07-23 07:00 | 700 | 444.48 | 510 | 442 | 2028-07-23 07:00 | 700 | 246.55 | 510 | 442
2028-07-23 08:00 | 700 | 199.19 | 510 | 442 | 2028-07-23 08:00 | 700 | 248.67 | 510 | 442 | 2028-07-23 08:00 | 500 | 0 | 210 | 442
2028-07-23 09:00 | 700 | 258.07 | 510 | 442 | 2028-07-23 09:00 | 331.45 | 0 | 210 | 294.94 | 2028-07-23 09:00 | -100 | -30.78 | -90 | 442
2028-07-23 10:00 | 700 | 0 | 510 | 351.81 | 2028-07-23 10:00 | 0 | 0 | 0 | 442 | 2028-07-23 10:00 | -700 | -330.78 | -390 | 442
2028-07-23 11:00 | 700 | 0 | 510 | 330.39 | 2028-07-23 11:00 | 0 | 0 | 0 | 442 | 2028-07-23 11:00 | -700 | -526 | -510 | 442
2028-07-23 12:00 | 700 | 0 | 510 | 374.33 | 2028-07-23 12:00 | 0 | 0 | 0 | 442 | 2028-07-23 12:00 | -700 | -526 | -510 | 442
2028-07-23 13:00 | 700 | 0 | 421.64 | 423.72 | 2028-07-23 13:00 | 0 | 0 | 0 | 442 | 2028-07-23 13:00 | -700 | -526 | -510 | 442
2028-07-23 14:00 | 700 | 0 | 421.64 | 353.83 | 2028-07-23 14:00 | 0 | 0 | 0 | 348.56 | 2028-07-23 14:00 | -700 | -526 | -510 | 391.5
2028-07-23 15:00 | 700 | 0 | 211.81 | 266.22 | 2028-07-23 15:00 | 0 | 0 | -161.48 | 48.56 | 2028-07-23 15:00 | -700 | -526 | -510 | 91.5
2028-07-23 16:00 | 700 | 0 | -88.19 | 230.76 | 2028-07-23 16:00 | 479.32 | -192.61 | -210 | 138.86 | 2028-07-23 16:00 | -100 | -430.98 | -510 | 46.97
2028-07-23 17:00 | 700 | -10.75 | -300 | 253.73 | 2028-07-23 17:00 | 700 | -492.61 | -510 | 0 | 2028-07-23 17:00 | 492.83 | -526 | -510 | 0
2028-07-23 18:00 | 700 | 0 | 0 | 361.81 | 2028-07-23 18:00 | 700 | -192.61 | -356.05 | 167.11 | 2028-07-23 18:00 | 700 | -526 | -510 | 0
2028-07-23 19:00 | 700 | 0 | 300 | 194.02 | 2028-07-23 19:00 | 700 | 0 | -56.05 | 0 | 2028-07-23 19:00 | 700 | -526 | -510 | 0
2028-07-23 20:00 | 700 | 0 | 510 | 419.62 | 2028-07-23 20:00 | 700 | 0 | 0 | 300 | 2028-07-23 20:00 | 700 | -526 | -510 | 0
2028-07-23 21:00 | 700 | 0 | 510 | 442 | 2028-07-23 21:00 | 700 | 0 | 0 | 235.39 | 2028-07-23 21:00 | 700 | -300 | -349.71 | 0
2028-07-23 22:00 | 700 | 0 | 510 | 442 | 2028-07-23 22:00 | 700 | 0 | 0 | 235.39 | 2028-07-23 22:00 | 700 | 0 | -49.71 | 142
2028-07-23 23:00 | 700 | 74.88 | 510 | 442 | 2028-07-23 23:00 | 700 | 282.12 | 300 | 442 | 2028-07-23 23:00 | 700 | 300 | 250.29 | 442
2028-07-24 | 700 | 374.88 | 510 | 442 | 2028-07-24 | 700 | 505 | 510 | 442 | 2028-07-24 | 700 | 505 | 510 | 442
2028-07-24 01:00 | 700 | 505 | 510 | 442 | 2028-07-24 01:00 | 700 | 505 | 510 | 442 | 2028-07-24 01:00 | 700 | 505 | 510 | 442
2028-07-24 02:00 | 700 | 505 | 510 | 442 | 2028-07-24 02:00 | 700 | 465.87 | 510 | 442 | 2028-07-24 02:00 | 700 | 376.96 | 510 | 442
2028-07-24 03:00 | 700 | 505 | 510 | 442 | 2028-07-24 03:00 | 700 | 473.93 | 510 | 442 | 2028-07-24 03:00 | 700 | 433.53 | 510 | 442
2028-07-24 04:00 | 700 | 505 | 510 | 442 | 2028-07-24 04:00 | 700 | 369.24 | 436.53 | 442 | 2028-07-24 04:00 | 700 | 300 | 352.04 | 442
2028-07-24 05:00 | 700 | 205 | 350.15 | 142 | 2028-07-24 05:00 | 700 | 69.24 | 136.53 | 388.15 | 2028-07-24 05:00 | 700 | 0 | 52.04 | 377.76
2028-07-24 06:00 | 700 | 0 | 415.98 | 206.54 | 2028-07-24 06:00 | 700 | 0 | -163.47 | 442 | 2028-07-24 06:00 | 700 | -300 | -247.96 | 442
2028-07-24 07:00 | 700 | 0 | 341.4 | 311.67 | 2028-07-24 07:00 | 700 | -226 | -463.47 | 442 | 2028-07-24 07:00 | 500 | -526 | -510 | 442
2028-07-24 08:00 | 700 | 0 | 86.6 | 361.73 | 2028-07-24 08:00 | 679.91 | -526 | -510 | 442 | 2028-07-24 08:00 | -100 | -526 | -510 | 224.3
2028-07-24 09:00 | 700 | 197.7 | 386.6 | 442 | 2028-07-24 09:00 | 79.91 | -373.59 | -510 | 442 | 2028-07-24 09:00 | -700 | -526 | -510 | 442
2028-07-24 10:00 | 700 | 35.21 | 510 | 442 | 2028-07-24 10:00 | -520.09 | -409.9 | -510 | 442 | 2028-07-24 10:00 | -700 | -526 | -510 | 335.19
2028-07-24 11:00 | 700 | 0 | 502.13 | 442 | 2028-07-24 11:00 | -700 | -455.64 | -510 | 442 | 2028-07-24 11:00 | -700 | -526 | -510 | 442
2028-07-24 12:00 | 700 | 0 | 487.98 | 442 | 2028-07-24 12:00 | -700 | -489.4 | -510 | 442 | 2028-07-24 12:00 | -700 | -526 | -510 | 282.53
2028-07-24 13:00 | 700 | 0 | 405.38 | 310.39 | 2028-07-24 13:00 | -647 | -189.4 | -210 | 328.99 | 2028-07-24 13:00 | -700 | -526 | -510 | 126.82
2028-07-24 14:00 | 700 | 33.74 | 510 | 142 | 2028-07-24 14:00 | -237.33 | 0 | -300 | 56.65 | 2028-07-24 14:00 | -700 | -345.2 | -510 | 1.7
2028-07-24 15:00 | 700 | 333.74 | 510 | 442 | 2028-07-24 15:00 | 362.67 | 0 | 0 | 287 | 2028-07-24 15:00 | -100 | -45.2 | -210 | 118.62
2028-07-24 16:00 | 700 | 205 | 510 | 392.17 | 2028-07-24 16:00 | 100 | 0 | 188.52 | 363.42 | 2028-07-24 16:00 | -294.2 | 0 | 0 | 250.06
2028-07-24 17:00 | 700 | 505 | 510 | 442 | 2028-07-24 17:00 | 700 | 136.27 | 488.52 | 442 | 2028-07-24 17:00 | 305.8 | 0 | 0 | 442
2028-07-24 18:00 | 700 | 505 | 510 | 442 | 2028-07-24 18:00 | 700 | 407.14 | 510 | 442 | 2028-07-24 18:00 | 305.8 | 0 | 0 | 407.95
2028-07-24 19:00 | 700 | 505 | 510 | 442 | 2028-07-24 19:00 | 700 | 259.36 | 510 | 442 | 2028-07-24 19:00 | 700 | 0 | 0 | 393.46
2028-07-24 20:00 | 700 | 205 | 510 | 429.05 | 2028-07-24 20:00 | 700 | 0 | 510 | 316.26 | 2028-07-24 20:00 | 700 | 0 | 0 | 93.46
2028-07-24 21:00 | 700 | 505 | 510 | 442 | 2028-07-24 21:00 | 700 | 296.06 | 510 | 442 | 2028-07-24 21:00 | 644.11 | 0 | 0 | 11.57
2028-07-24 22:00 | 700 | 499.03 | 510 | 442 | 2028-07-24 22:00 | 700 | 249.25 | 510 | 442 | 2028-07-24 22:00 | 644.11 | 205 | 210 | 142
2028-07-24 23:00 | 700 | 505 | 510 | 442 | 2028-07-24 23:00 | 700 | 505 | 510 | 442 | 2028-07-24 23:00 | 44.11 | 505 | 510 | 442
2028-07-25 | 696.46 | 505 | 510 | 442 | 2028-07-25 | 700 | 505 | 510 | 442 | 2028-07-25 | 393.41 | 505 | 510 | 442
2028-07-25 01:00 | 700 | 505 | 510 | 442 | 2028-07-25 01:00 | 231.1 | 505 | 510 | 442 | 2028-07-25 01:00 | 0 | 505 | 510 | 442
2028-07-25 02:00 | 686.75 | 505 | 510 | 442 | 2028-07-25 02:00 | 106.54 | 505 | 510 | 442 | 2028-07-25 02:00 | 0 | 505 | 510 | 442
2028-07-25 03:00 | 559.73 | 505 | 510 | 442 | 2028-07-25 03:00 | 106.54 | 300 | 510 | 442 | 2028-07-25 03:00 | 89.18 | 300 | 510 | 442
2028-07-25 04:00 | 700 | 212.79 | 510 | 442 | 2028-07-25 04:00 | 700 | 0 | 364.93 | 142 | 2028-07-25 04:00 | 689.18 | 0 | 340.66 | 142
2028-07-25 05:00 | 700 | 0 | 510 | 442 | 2028-07-25 05:00 | 700 | 0 | 294.71 | 0 | 2028-07-25 05:00 | 700 | 0 | 217.26 | 0
2028-07-25 06:00 | 700 | 118.85 | 510 | 442 | 2028-07-25 06:00 | 700 | 0 | 177.37 | 142 | 2028-07-25 06:00 | 588.24 | 0 | 0 | 129.37
2028-07-25 07:00 | 700 | 204.65 | 510 | 442 | 2028-07-25 07:00 | 700 | 0 | 477.37 | 442 | 2028-07-25 07:00 | 545.36 | 0 | 148.32 | 429.37
2028-07-25 08:00 | 700 | 504.65 | 510 | 442 | 2028-07-25 08:00 | 700 | 0 | 275.31 | 442 | 2028-07-25 08:00 | -54.64 | 0 | 0 | 442
2028-07-25 09:00 | 700 | 275.91 | 510 | 442 | 2028-07-25 09:00 | 700 | 0 | 0 | 142 | 2028-07-25 09:00 | -654.64 | -43.21 | -300 | 142
2028-07-25 10:00 | 700 | 249.73 | 510 | 442 | 2028-07-25 10:00 | 468.08 | 0 | 0 | 127.32 | 2028-07-25 10:00 | -700 | -119.59 | -510 | 43.28
2028-07-25 11:00 | 700 | 401.34 | 510 | 442 | 2028-07-25 11:00 | 487.94 | 0 | 0 | 427.32 | 2028-07-25 11:00 | -551.19 | -37.28 | -510 | 343.28
2028-07-25 12:00 | 700 | 359.95 | 510 | 442 | 2028-07-25 12:00 | 700 | 0 | 0 | 442 | 2028-07-25 12:00 | -339.28 | 0 | -315.84 | 442
2028-07-25 13:00 | 700 | 396.76 | 510 | 442 | 2028-07-25 13:00 | 632.36 | 0 | 0 | 442 | 2028-07-25 13:00 | 0 | -234.48 | -510 | 442
2028-07-25 14:00 | 700 | 345.33 | 510 | 442 | 2028-07-25 14:00 | 700 | 0 | 206.4 | 442 | 2028-07-25 14:00 | 135.65 | 0 | -210 | 442
2028-07-25 15:00 | 700 | 79.92 | 510 | 442 | 2028-07-25 15:00 | 700 | 0 | 176.34 | 442 | 2028-07-25 15:00 | 156.83 | 0 | 0 | 442
2028-07-25 16:00 | 700 | 186.49 | 510 | 442 | 2028-07-25 16:00 | 700 | 0 | 423.68 | 442 | 2028-07-25 16:00 | 545.79 | 0 | 0 | 442
2028-07-25 17:00 | 700 | 364.06 | 510 | 442 | 2028-07-25 17:00 | 700 | 300 | 442.05 | 442 | 2028-07-25 17:00 | 700 | 83.61 | 0 | 442
2028-07-25 18:00 | 677.49 | 64.06 | 210 | 170.23 | 2028-07-25 18:00 | 700 | 0 | 142.05 | 260.06 | 2028-07-25 18:00 | 700 | -18.44 | -300 | 145.93
2028-07-25 19:00 | 700 | 205 | 210 | 442 | 2028-07-25 19:00 | 700 | 205 | 210 | 439.4 | 2028-07-25 19:00 | 700 | 0 | 0 | 442
2028-07-25 20:00 | 700 | 505 | 510 | 442 | 2028-07-25 20:00 | 700 | 505 | 510 | 442 | 2028-07-25 20:00 | 700 | 255.42 | 300 | 442
2028-07-25 21:00 | 700 | 505 | 510 | 442 | 2028-07-25 21:00 | 700 | 505 | 510 | 442 | 2028-07-25 21:00 | 700 | 255.42 | 510 | 442
2028-07-25 22:00 | 700 | 332.96 | 510 | 442 | 2028-07-25 22:00 | 700 | 494.47 | 510 | 442 | 2028-07-25 22:00 | 700 | 255.42 | 510 | 442
2028-07-25 23:00 | 700 | 404.09 | 510 | 442 | 2028-07-25 23:00 | 700 | 194.47 | 446.5 | 442 | 2028-07-25 23:00 | 700 | 134.76 | 510 | 442
2028-07-26 | 700 | 204.99 | 510 | 442 | 2028-07-26 | 700 | 356.09 | 510 | 442 | 2028-07-26 | 700 | 313.4 | 510 | 442
2028-07-26 01:00 | 700 | 257.32 | 510 | 442 | 2028-07-26 01:00 | 700 | 56.09 | 510 | 442 | 2028-07-26 01:00 | 700 | 13.4 | 510 | 442
2028-07-26 02:00 | 700 | 77.13 | 510 | 442 | 2028-07-26 02:00 | 700 | 0 | 510 | 442 | 2028-07-26 02:00 | 700 | 0 | 510 | 442
2028-07-26 03:00 | 700 | 24.36 | 510 | 442 | 2028-07-26 03:00 | 700 | 0 | 510 | 331.81 | 2028-07-26 03:00 | 700 | 0 | 510 | 442
2028-07-26 04:00 | 700 | 223.05 | 510 | 442 | 2028-07-26 04:00 | 700 | 0 | 510 | 442 | 2028-07-26 04:00 | 700 | 0 | 510 | 442
2028-07-26 05:00 | 700 | 157.1 | 510 | 442 | 2028-07-26 05:00 | 700 | 0 | 510 | 424.87 | 2028-07-26 05:00 | 700 | 0 | 510 | 203.47
2028-07-26 06:00 | 700 | 457.1 | 510 | 442 | 2028-07-26 06:00 | 700 | 0 | 510 | 442 | 2028-07-26 06:00 | 672.75 | 0 | 300 | 442
2028-07-26 07:00 | 700 | 505 | 510 | 442 | 2028-07-26 07:00 | 700 | 41.83 | 336.44 | 442 | 2028-07-26 07:00 | 72.75 | 0 | 0 | 442
2028-07-26 08:00 | 700 | 278.02 | 510 | 442 | 2028-07-26 08:00 | 100 | 0 | 36.44 | 442 | 2028-07-26 08:00 | -527.25 | -300 | -300 | 414.52
2028-07-26 09:00 | 700 | 168.08 | 510 | 442 | 2028-07-26 09:00 | -500 | 0 | -37.18 | 442 | 2028-07-26 09:00 | -700 | -526 | -510 | 442
2028-07-26 10:00 | 700 | 135.75 | 510 | 442 | 2028-07-26 10:00 | -700 | 0 | -159.34 | 442 | 2028-07-26 10:00 | -700 | -526 | -510 | 442
2028-07-26 11:00 | 599.59 | 0 | 210 | 397.53 | 2028-07-26 11:00 | -700 | 0 | -459.34 | 442 | 2028-07-26 11:00 | -700 | -526 | -510 | 245.22
2028-07-26 12:00 | 574.18 | 0 | 0 | 399.49 | 2028-07-26 12:00 | -700 | 0 | -510 | 391.29 | 2028-07-26 12:00 | -700 | -526 | -510 | 243.05
2028-07-26 13:00 | 387.15 | 0 | 0 | 366.33 | 2028-07-26 13:00 | -700 | 0 | -510 | 432.04 | 2028-07-26 13:00 | -700 | -526 | -510 | 442
2028-07-26 14:00 | 259.46 | 0 | 0 | 66.33 | 2028-07-26 14:00 | -700 | 0 | -510 | 248.11 | 2028-07-26 14:00 | -700 | -526 | -510 | 142
2028-07-26 15:00 | 524.83 | 0 | 0 | 208.32 | 2028-07-26 15:00 | -700 | 0 | -295.2 | 314.69 | 2028-07-26 15:00 | -700 | -526 | -510 | 0
2028-07-26 16:00 | 700 | 0 | 289.04 | 366.89 | 2028-07-26 16:00 | -120.65 | -95 | -90 | 314.69 | 2028-07-26 16:00 | -700 | -526 | -510 | 198.69
2028-07-26 17:00 | 700 | 107.65 | 510 | 442 | 2028-07-26 17:00 | 479.35 | 205 | 210 | 442 | 2028-07-26 17:00 | -100 | -226 | -210 | 442
2028-07-26 18:00 | 700 | 255.29 | 510 | 442 | 2028-07-26 18:00 | 700 | 505 | 510 | 442 | 2028-07-26 18:00 | 500 | 0 | 0 | 442
2028-07-26 19:00 | 700 | 505 | 510 | 442 | 2028-07-26 19:00 | 700 | 505 | 510 | 442 | 2028-07-26 19:00 | 700 | 0 | 160.79 | 442
2028-07-26 20:00 | 700 | 505 | 510 | 442 | 2028-07-26 20:00 | 700 | 505 | 510 | 442 | 2028-07-26 20:00 | 700 | 0 | 460.79 | 442
2028-07-26 21:00 | 700 | 205 | 510 | 442 | 2028-07-26 21:00 | 700 | 505 | 510 | 442 | 2028-07-26 21:00 | 700 | 0 | 510 | 442
2028-07-26 22:00 | 700 | 297.79 | 510 | 442 | 2028-07-26 22:00 | 700 | 505 | 510 | 442 | 2028-07-26 22:00 | 700 | 0 | 510 | 442
2028-07-26 23:00 | 670.34 | 388.62 | 510 | 442 | 2028-07-26 23:00 | 700 | 483.58 | 510 | 442 | 2028-07-26 23:00 | 522.51 | 205 | 425.98 | 442
2028-07-27 | 295.78 | 505 | 510 | 442 | 2028-07-27 | 100 | 505 | 510 | 442 | 2028-07-27 | 0 | 505 | 510 | 442
2028-07-27 01:00 | -155.95 | 505 | 510 | 442 | 2028-07-27 01:00 | -343.94 | 505 | 510 | 442 | 2028-07-27 01:00 | -515.2 | 505 | 510 | 442
2028-07-27 02:00 | 170.32 | 505 | 510 | 442 | 2028-07-27 02:00 | 74.14 | 505 | 510 | 442 | 2028-07-27 02:00 | 0 | 505 | 510 | 442
2028-07-27 03:00 | 337.23 | 505 | 510 | 442 | 2028-07-27 03:00 | 304.35 | 505 | 510 | 442 | 2028-07-27 03:00 | 22.27 | 505 | 510 | 442
2028-07-27 04:00 | 694.08 | 505 | 510 | 442 | 2028-07-27 04:00 | 608.51 | 505 | 510 | 442 | 2028-07-27 04:00 | 622.27 | 505 | 510 | 442
2028-07-27 05:00 | 650.38 | 505 | 510 | 442 | 2028-07-27 05:00 | 449.39 | 505 | 510 | 442 | 2028-07-27 05:00 | 260.37 | 505 | 510 | 442
2028-07-27 06:00 | 692.67 | 505 | 510 | 442 | 2028-07-27 06:00 | 303.68 | 505 | 510 | 442 | 2028-07-27 06:00 | 0 | 505 | 510 | 442
2028-07-27 07:00 | 700 | 205 | 424.2 | 442 | 2028-07-27 07:00 | 86.26 | 205 | 210 | 442 | 2028-07-27 07:00 | -39.96 | 205 | 210 | 442
2028-07-27 08:00 | 500 | 0 | 487.89 | 442 | 2028-07-27 08:00 | -100 | -95 | -90 | 442 | 2028-07-27 08:00 | -639.96 | -95 | -90 | 442
2028-07-27 09:00 | -100 | 0 | 474.03 | 442 | 2028-07-27 09:00 | -700 | -395 | -390 | 442 | 2028-07-27 09:00 | -700 | -395 | -390 | 442
2028-07-27 10:00 | -700 | 300 | 510 | 442 | 2028-07-27 10:00 | -700 | -95 | -90 | 442 | 2028-07-27 10:00 | -700 | -95 | -90 | 442
2028-07-27 11:00 | -700 | 505 | 510 | 389.48 | 2028-07-27 11:00 | -700 | 205 | 210 | 442 | 2028-07-27 11:00 | -700 | 205 | 210 | 442
2028-07-27 12:00 | -700 | 505 | 510 | 271.7 | 2028-07-27 12:00 | -700 | 505 | 510 | 442 | 2028-07-27 12:00 | -700 | 505 | 510 | 442
2028-07-27 13:00 | -700 | 505 | 510 | 202.15 | 2028-07-27 13:00 | -700 | 505 | 510 | 442 | 2028-07-27 13:00 | -700 | 505 | 510 | 442
2028-07-27 14:00 | -700 | 505 | 510 | 376.94 | 2028-07-27 14:00 | -700 | 357.8 | 210 | 255.27 | 2028-07-27 14:00 | -700 | 374 | 210 | 239.28
2028-07-27 15:00 | -700 | 300 | 210 | 175.06 | 2028-07-27 15:00 | -700 | 57.8 | -90 | -44.73 | 2028-07-27 15:00 | -700 | 74 | -90 | -60.72
2028-07-27 16:00 | -700 | 0 | -90 | -124.94 | 2028-07-27 16:00 | -700 | -242.2 | -390 | -344.73 | 2028-07-27 16:00 | -700 | -226 | -390 | -360.72
2028-07-27 17:00 | -100 | 0 | 203.74 | 128.11 | 2028-07-27 17:00 | -700 | -526 | -510 | -44.73 | 2028-07-27 17:00 | -700 | -526 | -510 | -488.94
2028-07-27 18:00 | 337.44 | 0 | 210 | 142 | 2028-07-27 18:00 | -600 | -226 | -299.52 | -4.45 | 2028-07-27 18:00 | -700 | -526 | -510 | -510
2028-07-27 19:00 | 700 | 101.47 | 510 | 442 | 2028-07-27 19:00 | 0 | 0 | 0 | 0 | 2028-07-27 19:00 | -700 | -226 | -210 | -210
2028-07-27 20:00 | 700 | 401.47 | 510 | 442 | 2028-07-27 20:00 | 600 | 0 | 0 | 0 | 2028-07-27 20:00 | -700 | 0 | 0 | 0
2028-07-27 21:00 | 700 | 505 | 510 | 442 | 2028-07-27 21:00 | 700 | 0 | 0 | 0 | 2028-07-27 21:00 | -100 | 0 | 0 | 0
2028-07-27 22:00 | 700 | 505 | 510 | 442 | 2028-07-27 22:00 | 700 | 0 | 0 | 0 | 2028-07-27 22:00 | 0 | 0 | 0 | 0
2028-07-27 23:00 | 700 | 480.34 | 510 | 315.37 | 2028-07-27 23:00 | 700 | 0 | 0 | 0 | 2028-07-27 23:00 | -205.74 | 0 | 0 | -52
2028-07-28 | 700 | 497.48 | 510 | 150.85 | 2028-07-28 | 468.7 | 0 | 158.52 | -45.15 | 2028-07-28 | 0 | 0 | 0 | -237.42
2028-07-28 01:00 | 700 | 505 | 510 | 361.76 | 2028-07-28 01:00 | 343.35 | 0 | 458.52 | 211.01 | 2028-07-28 01:00 | 0 | 0 | 0 | 0
2028-07-28 02:00 | 700 | 505 | 510 | 419.2 | 2028-07-28 02:00 | 700 | 0 | 510 | 82.66 | 2028-07-28 02:00 | 0 | 0 | 0 | 0
2028-07-28 03:00 | 700 | 505 | 510 | 338.15 | 2028-07-28 03:00 | 164.41 | 300 | 510 | 187.97 | 2028-07-28 03:00 | 0 | 0 | 7.17 | 0
2028-07-28 04:00 | 700 | 484.56 | 510 | 236.34 | 2028-07-28 04:00 | 700 | 0 | 300 | 30.32 | 2028-07-28 04:00 | 0 | 0 | 7.17 | -100.22
2028-07-28 05:00 | 700 | 277.8 | 510 | 172.4 | 2028-07-28 05:00 | 360.36 | 0 | 0 | -9.84 | 2028-07-28 05:00 | 0 | 0 | 0 | -187.81
2028-07-28 06:00 | 700 | 361.39 | 510 | 191.48 | 2028-07-28 06:00 | 500 | 0 | 0 | -7.59 | 2028-07-28 06:00 | -100 | 0 | -59.47 | -201.94
2028-07-28 07:00 | 338.19 | 505 | 510 | 287.23 | 2028-07-28 07:00 | -100 | 0 | 96.09 | 0 | 2028-07-28 07:00 | -700 | 0 | -359.47 | -458
2028-07-28 08:00 | -261.81 | 316.66 | 510 | 247.74 | 2028-07-28 08:00 | -700 | 300 | 396.09 | 300 | 2028-07-28 08:00 | -700 | 300 | -59.47 | -158
2028-07-28 09:00 | -700 | 505 | 510 | 442 | 2028-07-28 09:00 | -700 | 505 | 510 | 442 | 2028-07-28 09:00 | -700 | 505 | 240.53 | 142
2028-07-28 10:00 | -700 | 505 | 510 | 431.69 | 2028-07-28 10:00 | -700 | 505 | 510 | 442 | 2028-07-28 10:00 | -700 | 505 | 510 | 442
2028-07-28 11:00 | -700 | 505 | 510 | 295.11 | 2028-07-28 11:00 | -700 | 336.2 | 210 | 160.44 | 2028-07-28 11:00 | -700 | 354.87 | 210 | 142
2028-07-28 12:00 | -100 | 205 | 275.3 | 0 | 2028-07-28 12:00 | -700 | 36.2 | -90 | -139.56 | 2028-07-28 12:00 | -700 | 54.87 | -90 | -158
2028-07-28 13:00 | 0 | 0 | 510 | 34.77 | 2028-07-28 13:00 | -700 | -263.8 | -390 | -439.56 | 2028-07-28 13:00 | -700 | -245.13 | -390 | -458
2028-07-28 14:00 | 0 | 0 | 510 | 186.92 | 2028-07-28 14:00 | -700 | -526 | -510 | -255.49 | 2028-07-28 14:00 | -700 | -526 | -510 | -371.52
2028-07-28 15:00 | 0 | 124.33 | 510 | 442 | 2028-07-28 15:00 | -700 | -526 | -510 | 44.51 | 2028-07-28 15:00 | -700 | -407.34 | -510 | -71.52
2028-07-28 16:00 | 600 | 0 | 510 | 371.14 | 2028-07-28 16:00 | -292.84 | -226 | -210 | 73.3 | 2028-07-28 16:00 | -700 | -526 | -510 | -66.1
2028-07-28 17:00 | 700 | 165.08 | 510 | 442 | 2028-07-28 17:00 | 228.48 | 0 | 90 | 125.83 | 2028-07-28 17:00 | -242.59 | -226 | -210 | -79.66
2028-07-28 18:00 | 700 | 394.03 | 510 | 442 | 2028-07-28 18:00 | 700 | 205 | 390 | 425.83 | 2028-07-28 18:00 | 357.41 | 0 | 90 | 142
2028-07-28 19:00 | 700 | 503.24 | 510 | 442 | 2028-07-28 19:00 | 700 | 505 | 510 | 442 | 2028-07-28 19:00 | 700 | 300 | 390 | 442
2028-07-28 20:00 | 700 | 273.71 | 510 | 442 | 2028-07-28 20:00 | 700 | 469.75 | 510 | 442 | 2028-07-28 20:00 | 700 | 0 | 510 | 442
2028-07-28 21:00 | 700 | 505 | 510 | 442 | 2028-07-28 21:00 | 700 | 469.75 | 510 | 442 | 2028-07-28 21:00 | 700 | 118.76 | 510 | 442
2028-07-28 22:00 | 700 | 505 | 510 | 442 | 2028-07-28 22:00 | 700 | 505 | 510 | 442 | 2028-07-28 22:00 | 700 | 418.76 | 510 | 442
2028-07-28 23:00 | 700 | 505 | 510 | 442 | 2028-07-28 23:00 | 700 | 505 | 510 | 442 | 2028-07-28 23:00 | 700 | 505 | 510 | 442
2028-07-29 | 700 | 505 | 510 | 442 | 2028-07-29 | 700 | 505 | 510 | 442 | 2028-07-29 | 700 | 205 | 510 | 442
2028-07-29 01:00 | 700 | 505 | 510 | 442 | 2028-07-29 01:00 | 700 | 505 | 510 | 442 | 2028-07-29 01:00 | 700 | 505 | 510 | 442
2028-07-29 02:00 | 700 | 505 | 510 | 442 | 2028-07-29 02:00 | 700 | 505 | 510 | 442 | 2028-07-29 02:00 | 700 | 502.36 | 510 | 442
2028-07-29 03:00 | 700 | 505 | 510 | 442 | 2028-07-29 03:00 | 700 | 505 | 510 | 442 | 2028-07-29 03:00 | 700 | 502.36 | 510 | 442
2028-07-29 04:00 | 700 | 505 | 510 | 442 | 2028-07-29 04:00 | 700 | 505 | 510 | 442 | 2028-07-29 04:00 | 700 | 502.36 | 510 | 442
2028-07-29 05:00 | 700 | 505 | 510 | 442 | 2028-07-29 05:00 | 700 | 300 | 510 | 442 | 2028-07-29 05:00 | 700 | 300 | 510 | 442
2028-07-29 06:00 | 700 | 335.99 | 510 | 442 | 2028-07-29 06:00 | 700 | 0 | 210 | 285.6 | 2028-07-29 06:00 | 700 | 0 | 210 | 257.86
2028-07-29 07:00 | 700 | 459.62 | 510 | 442 | 2028-07-29 07:00 | 700 | 0 | 41.91 | 347.81 | 2028-07-29 07:00 | 500 | 0 | 0 | 310.07
2028-07-29 08:00 | 700 | 159.62 | 411.44 | 442 | 2028-07-29 08:00 | 600 | 0 | -200.07 | 325.72 | 2028-07-29 08:00 | -100 | -226 | -210 | 259.72
2028-07-29 09:00 | 700 | 0 | 111.44 | 442 | 2028-07-29 09:00 | 0 | -205.02 | -500.07 | 369.61 | 2028-07-29 09:00 | -700 | -526 | -510 | 289.74
2028-07-29 10:00 | 700 | 0 | 50.96 | 354.8 | 2028-07-29 10:00 | 0 | -370.15 | -510 | 375.3 | 2028-07-29 10:00 | -700 | -526 | -510 | 287.83
2028-07-29 11:00 | 700 | 0 | -249.04 | 328.76 | 2028-07-29 11:00 | 0 | -158.34 | -510 | 442 | 2028-07-29 11:00 | -700 | -526 | -510 | 383.92
2028-07-29 12:00 | 700 | 0 | -30.26 | 344.92 | 2028-07-29 12:00 | 0 | -70.16 | -510 | 442 | 2028-07-29 12:00 | -700 | -526 | -510 | 442
2028-07-29 13:00 | 700 | 0 | 269.74 | 353.86 | 2028-07-29 13:00 | 308.4 | 0 | -210 | 442 | 2028-07-29 13:00 | -100 | -226 | -271.71 | 425.49
2028-07-29 14:00 | 700 | 0 | 367.05 | 332.41 | 2028-07-29 14:00 | 657.42 | 0 | 0 | 442 | 2028-07-29 14:00 | 426.82 | 0 | 0 | 423.14
2028-07-29 15:00 | 700 | 0 | 370.24 | 357.92 | 2028-07-29 15:00 | 700 | 0 | 0 | 442 | 2028-07-29 15:00 | 700 | 0 | 0 | 432.65
2028-07-29 16:00 | 700 | 0 | 434.91 | 375.98 | 2028-07-29 16:00 | 700 | 0 | 167.39 | 442 | 2028-07-29 16:00 | 700 | 0 | 0 | 432.65
2028-07-29 17:00 | 700 | 0 | 491.08 | 432.24 | 2028-07-29 17:00 | 700 | 0 | 210 | 442 | 2028-07-29 17:00 | 700 | 0 | 210 | 428.31
2028-07-29 18:00 | 700 | 180.11 | 510 | 442 | 2028-07-29 18:00 | 700 | 255.82 | 510 | 442 | 2028-07-29 18:00 | 700 | 300 | 510 | 442
2028-07-29 19:00 | 700 | 113.44 | 510 | 442 | 2028-07-29 19:00 | 700 | 273.02 | 510 | 442 | 2028-07-29 19:00 | 700 | 360.06 | 510 | 442
2028-07-29 20:00 | 700 | 202.44 | 510 | 442 | 2028-07-29 20:00 | 700 | 287.31 | 510 | 442 | 2028-07-29 20:00 | 700 | 60.06 | 510 | 442
2028-07-29 21:00 | 700 | 493.78 | 510 | 442 | 2028-07-29 21:00 | 700 | 129.18 | 510 | 442 | 2028-07-29 21:00 | 500 | 117.39 | 510 | 442
2028-07-29 22:00 | 700 | 205 | 510 | 336.22 | 2028-07-29 22:00 | 512.19 | 265.52 | 510 | 442 | 2028-07-29 22:00 | -100 | 205 | 510 | 442
2028-07-29 23:00 | 384.29 | 505 | 510 | 442 | 2028-07-29 23:00 | -87.81 | 505 | 510 | 442 | 2028-07-29 23:00 | -700 | 505 | 510 | 442
2028-07-30 | 700 | 505 | 510 | 442 | 2028-07-30 | -217.39 | 505 | 510 | 442 | 2028-07-30 | -700 | 505 | 510 | 442
2028-07-30 01:00 | 700 | 505 | 510 | 442 | 2028-07-30 01:00 | -177.05 | 505 | 510 | 442 | 2028-07-30 01:00 | -700 | 505 | 510 | 442
2028-07-30 02:00 | 696.69 | 505 | 510 | 442 | 2028-07-30 02:00 | -543.56 | 505 | 510 | 442 | 2028-07-30 02:00 | -700 | 505 | 510 | 442
2028-07-30 03:00 | 700 | 505 | 510 | 442 | 2028-07-30 03:00 | -136.29 | 505 | 510 | 442 | 2028-07-30 03:00 | -700 | 505 | 510 | 442
2028-07-30 04:00 | 163.7 | 505 | 510 | 442 | 2028-07-30 04:00 | -700 | 505 | 510 | 442 | 2028-07-30 04:00 | -700 | 505 | 510 | 442
2028-07-30 05:00 | 377.05 | 505 | 510 | 442 | 2028-07-30 05:00 | -217.42 | 505 | 510 | 442 | 2028-07-30 05:00 | -700 | 505 | 510 | 442
2028-07-30 06:00 | 491.59 | 505 | 510 | 442 | 2028-07-30 06:00 | -438.2 | 505 | 510 | 442 | 2028-07-30 06:00 | -700 | 505 | 510 | 442
2028-07-30 07:00 | 348.56 | 505 | 510 | 442 | 2028-07-30 07:00 | -700 | 505 | 510 | 442 | 2028-07-30 07:00 | -700 | 505 | 510 | 442
2028-07-30 08:00 | 37.38 | 505 | 510 | 442 | 2028-07-30 08:00 | -700 | 505 | 510 | 442 | 2028-07-30 08:00 | -700 | 505 | 510 | 442
2028-07-30 09:00 | -488.19 | 505 | 510 | 442 | 2028-07-30 09:00 | -700 | 505 | 510 | 442 | 2028-07-30 09:00 | -700 | 505 | 510 | 442
2028-07-30 10:00 | -700 | 505 | 510 | 442 | 2028-07-30 10:00 | -700 | 505 | 510 | 442 | 2028-07-30 10:00 | -700 | 505 | 510 | 442
2028-07-30 11:00 | -700 | 505 | 510 | 442 | 2028-07-30 11:00 | -700 | 505 | 510 | 442 | 2028-07-30 11:00 | -700 | 505 | 510 | 442
2028-07-30 12:00 | -700 | 505 | 510 | 442 | 2028-07-30 12:00 | -700 | 505 | 510 | 442 | 2028-07-30 12:00 | -700 | 505 | 510 | 442
2028-07-30 13:00 | -700 | 505 | 510 | 442 | 2028-07-30 13:00 | -700 | 505 | 510 | 442 | 2028-07-30 13:00 | -700 | 505 | 510 | 442
2028-07-30 14:00 | -700 | 505 | 510 | 442 | 2028-07-30 14:00 | -700 | 505 | 510 | 442 | 2028-07-30 14:00 | -700 | 505 | 510 | 442
2028-07-30 15:00 | -700 | 505 | 510 | 442 | 2028-07-30 15:00 | -700 | 505 | 510 | 442 | 2028-07-30 15:00 | -700 | 505 | 510 | 442
2028-07-30 16:00 | -700 | 505 | 510 | 442 | 2028-07-30 16:00 | -700 | 505 | 510 | 442 | 2028-07-30 16:00 | -700 | 374 | 390 | 390
2028-07-30 17:00 | -700 | 505 | 510 | 442 | 2028-07-30 17:00 | -700 | 505 | 290.3 | 394.87 | 2028-07-30 17:00 | -700 | 74 | 90 | 90
2028-07-30 18:00 | -100 | 393.75 | 510 | 295.74 | 2028-07-30 18:00 | -700 | 300 | -9.7 | 94.87 | 2028-07-30 18:00 | -700 | -226 | -210 | -210
2028-07-30 19:00 | 500 | 93.75 | 443.78 | 0 | 2028-07-30 19:00 | -700 | 0 | -309.7 | -205.13 | 2028-07-30 19:00 | -700 | -526 | -510 | -510
2028-07-30 20:00 | 700 | 0 | 210 | 122.22 | 2028-07-30 20:00 | -700 | -175.17 | -300 | -300 | 2028-07-30 20:00 | -700 | -526 | -510 | -510
2028-07-30 21:00 | 100 | 300 | 510 | 422.22 | 2028-07-30 21:00 | -700 | 124.83 | 0 | 0 | 2028-07-30 21:00 | -700 | -307.8 | -390 | -458
2028-07-30 22:00 | -50.17 | 505 | 510 | 442 | 2028-07-30 22:00 | -700 | 424.83 | 300 | 300 | 2028-07-30 22:00 | -700 | -7.8 | -90 | -158
2028-07-30 23:00 | -220.28 | 505 | 510 | 442 | 2028-07-30 23:00 | -700 | 505 | 510 | 442 | 2028-07-30 23:00 | -700 | 292.2 | 210 | 142
2028-07-31 | 224.75 | 505 | 510 | 442 | 2028-07-31 | -600 | 505 | 510 | 442 | 2028-07-31 | -700 | 505 | 510 | 442
2028-07-31 01:00 | 0 | 505 | 510 | 442 | 2028-07-31 01:00 | 0 | 505 | 510 | 442 | 2028-07-31 01:00 | -700 | 505 | 510 | 442
2028-07-31 02:00 | 160.76 | 505 | 510 | 442 | 2028-07-31 02:00 | -248.17 | 505 | 510 | 442 | 2028-07-31 02:00 | -700 | 505 | 510 | 442
2028-07-31 03:00 | 418.65 | 505 | 510 | 442 | 2028-07-31 03:00 | 0 | 505 | 510 | 442 | 2028-07-31 03:00 | -700 | 505 | 510 | 442
2028-07-31 04:00 | 541.98 | 505 | 510 | 442 | 2028-07-31 04:00 | -501.44 | 505 | 510 | 442 | 2028-07-31 04:00 | -700 | 505 | 510 | 442
2028-07-31 05:00 | 658.79 | 505 | 510 | 442 | 2028-07-31 05:00 | 0 | 505 | 510 | 442 | 2028-07-31 05:00 | -700 | 505 | 510 | 442
2028-07-31 06:00 | 700 | 258.58 | 510 | 442 | 2028-07-31 06:00 | 600 | 205 | 334.14 | 200.3 | 2028-07-31 06:00 | -100 | 205 | 210 | 301.28
2028-07-31 07:00 | 700 | 236.28 | 510 | 442 | 2028-07-31 07:00 | 700 | 0 | 265.52 | 236.27 | 2028-07-31 07:00 | -100 | -95 | -90 | 193.85
2028-07-31 08:00 | 700 | 210.87 | 510 | 442 | 2028-07-31 08:00 | 279.51 | 0 | 0 | 31.47 | 2028-07-31 08:00 | -700 | -395 | -390 | -106.15
2028-07-31 09:00 | 700 | 129.2 | 510 | 442 | 2028-07-31 09:00 | -72.75 | 0 | 0 | 58.7 | 2028-07-31 09:00 | -700 | -526 | -510 | -85.77
2028-07-31 10:00 | 700 | 343.52 | 510 | 442 | 2028-07-31 10:00 | 51.28 | 0 | 0 | 137.65 | 2028-07-31 10:00 | -700 | -526 | -510 | 4.56
2028-07-31 11:00 | 700 | 362.5 | 510 | 442 | 2028-07-31 11:00 | 378.46 | 0 | 0 | 202.19 | 2028-07-31 11:00 | -700 | -328.61 | -510 | 79.53
2028-07-31 12:00 | 558.7 | 505 | 510 | 442 | 2028-07-31 12:00 | -4.18 | 0 | 94.64 | 368.38 | 2028-07-31 12:00 | -700 | -526 | -510 | 270.93
2028-07-31 13:00 | 667.29 | 208.12 | 510 | 442 | 2028-07-31 13:00 | -49.22 | 0 | 0 | 442 | 2028-07-31 13:00 | -700 | -526 | -510 | 394.74
2028-07-31 14:00 | 326.28 | 307.34 | 510 | 442 | 2028-07-31 14:00 | -402.68 | 0 | 0 | 442 | 2028-07-31 14:00 | -700 | -526 | -510 | 344.95
2028-07-31 15:00 | 700 | 7.34 | 510 | 408.97 | 2028-07-31 15:00 | -233.03 | 0 | 0 | 194.83 | 2028-07-31 15:00 | -700 | -526 | -510 | 44.95
2028-07-31 16:00 | 700 | 307.34 | 510 | 442 | 2028-07-31 16:00 | 130.82 | 0 | 210 | 390.38 | 2028-07-31 16:00 | -700 | -327.73 | -390 | 297.66
2028-07-31 17:00 | 700 | 149.15 | 510 | 442 | 2028-07-31 17:00 | 700 | 65.1 | 510 | 442 | 2028-07-31 17:00 | -100 | -27.73 | -90 | 442
2028-07-31 18:00 | 700 | 365.92 | 510 | 442 | 2028-07-31 18:00 | 700 | 282.48 | 510 | 442 | 2028-07-31 18:00 | 500 | 272.27 | 210 | 442
2028-07-31 19:00 | 700 | 505 | 510 | 442 | 2028-07-31 19:00 | 700 | 505 | 510 | 442 | 2028-07-31 19:00 | 700 | 505 | 510 | 442
2028-07-31 20:00 | 700 | 505 | 510 | 442 | 2028-07-31 20:00 | 700 | 505 | 510 | 442 | 2028-07-31 20:00 | 700 | 505 | 510 | 442
2028-07-31 21:00 | 700 | 505 | 510 | 442 | 2028-07-31 21:00 | 700 | 505 | 510 | 442 | 2028-07-31 21:00 | 700 | 505 | 510 | 442
2028-07-31 22:00 | 700 | 505 | 510 | 442 | 2028-07-31 22:00 | 700 | 505 | 510 | 442 | 2028-07-31 22:00 | 700 | 505 | 510 | 442
2028-07-31 23:00 | 700 | 505 | 510 | 442 | 2028-07-31 23:00 | 700 | 505 | 510 | 442 | 2028-07-31 23:00 | 700 | 328.34 | 510 | 442
2028-08-01 | 700 | 442.54 | 510 | 442 | 2028-08-01 | 700 | 488.27 | 510 | 442 | 2028-08-01 | 700 | 505 | 510 | 442
2028-08-01 01:00 | 700 | 436.37 | 510 | 442 | 2028-08-01 01:00 | 700 | 488.27 | 510 | 442 | 2028-08-01 01:00 | 700 | 505 | 510 | 442
2028-08-01 02:00 | 700 | 280.32 | 510 | 442 | 2028-08-01 02:00 | 700 | 219.09 | 510 | 442 | 2028-08-01 02:00 | 700 | 505 | 510 | 442
2028-08-01 03:00 | 700 | 484.99 | 510 | 442 | 2028-08-01 03:00 | 700 | 219.09 | 510 | 442 | 2028-08-01 03:00 | 700 | 505 | 510 | 442
2028-08-01 04:00 | 700 | 247.65 | 510 | 442 | 2028-08-01 04:00 | 700 | 300 | 510 | 442 | 2028-08-01 04:00 | 700 | 505 | 510 | 442
2028-08-01 05:00 | 700 | 325.62 | 510 | 442 | 2028-08-01 05:00 | 700 | 300 | 390 | 442 | 2028-08-01 05:00 | 700 | 262.6 | 210 | 442
2028-08-01 06:00 | 700 | 300 | 210 | 442 | 2028-08-01 06:00 | 700 | 0 | 90 | 442 | 2028-08-01 06:00 | 700 | -37.4 | -90 | 442
2028-08-01 07:00 | 700 | 0 | -90 | 387.19 | 2028-08-01 07:00 | 700 | -300 | -210 | 318.29 | 2028-08-01 07:00 | 100 | -337.4 | -390 | 273.61
2028-08-01 08:00 | 700 | 0 | -300 | 371.32 | 2028-08-01 08:00 | 243.31 | -300 | -510 | 442 | 2028-08-01 08:00 | -500 | -526 | -510 | 442
2028-08-01 09:00 | 700 | 199.85 | 0 | 442 | 2028-08-01 09:00 | -323.25 | 0 | -210 | 442 | 2028-08-01 09:00 | -700 | -526 | -510 | 442
2028-08-01 10:00 | 700 | 0 | 0 | 442 | 2028-08-01 10:00 | -323.25 | -300 | -510 | 442 | 2028-08-01 10:00 | -700 | -526 | -510 | 442
2028-08-01 11:00 | 700 | 0 | 0 | 442 | 2028-08-01 11:00 | -27.64 | -526 | -510 | 442 | 2028-08-01 11:00 | -700 | -526 | -510 | 442
2028-08-01 12:00 | 700 | 0 | -56.24 | 442 | 2028-08-01 12:00 | 0 | -526 | -510 | 442 | 2028-08-01 12:00 | -700 | -526 | -510 | 442
2028-08-01 13:00 | 700 | 0 | 0 | 442 | 2028-08-01 13:00 | 0 | -526 | -510 | 442 | 2028-08-01 13:00 | -700 | -526 | -510 | 442
2028-08-01 14:00 | 700 | 24.89 | 0 | 442 | 2028-08-01 14:00 | 0 | -226 | -464.53 | 442 | 2028-08-01 14:00 | -428.48 | -526 | -510 | 442
2028-08-01 15:00 | 700 | -249.16 | -300 | 332.54 | 2028-08-01 15:00 | 317.52 | -526 | -510 | 374.93 | 2028-08-01 15:00 | 171.52 | -526 | -510 | 338.69
2028-08-01 16:00 | 700 | -121.78 | -510 | 253.1 | 2028-08-01 16:00 | 700 | -470.56 | -510 | 221.21 | 2028-08-01 16:00 | 476.72 | -526 | -510 | 52.26
2028-08-01 17:00 | 700 | 0 | -499.42 | 442 | 2028-08-01 17:00 | 700 | -300 | -510 | 221.21 | 2028-08-01 17:00 | 700 | -526 | -510 | 273.4
2028-08-01 18:00 | 700 | 0 | -499.42 | 442 | 2028-08-01 18:00 | 700 | 0 | -510 | 442 | 2028-08-01 18:00 | 700 | -526 | -510 | 370.76
2028-08-01 19:00 | 700 | 0 | -199.42 | 442 | 2028-08-01 19:00 | 700 | 0 | -390 | 442 | 2028-08-01 19:00 | 700 | -526 | -510 | 310.64
2028-08-01 20:00 | 700 | 0 | 0 | 442 | 2028-08-01 20:00 | 700 | 0 | -90 | 344.57 | 2028-08-01 20:00 | 700 | -300 | -449.55 | 319.21
2028-08-01 21:00 | 700 | 58.85 | 210 | 442 | 2028-08-01 21:00 | 700 | 205 | 210 | 442 | 2028-08-01 21:00 | 700 | 0 | -149.55 | 319.21
2028-08-01 22:00 | 700 | 358.85 | 510 | 442 | 2028-08-01 22:00 | 700 | 505 | 510 | 442 | 2028-08-01 22:00 | 700 | 300 | 150.45 | 442
2028-08-01 23:00 | 700 | 291.02 | 510 | 442 | 2028-08-01 23:00 | 700 | 205 | 510 | 442 | 2028-08-01 23:00 | 700 | 476.2 | 450.45 | 442
2028-08-02 | 700 | 116.54 | 510 | 442 | 2028-08-02 | 700 | 505 | 510 | 442 | 2028-08-02 | 700 | 181.75 | 510 | 442
2028-08-02 01:00 | 700 | 0 | 510 | 442 | 2028-08-02 01:00 | 700 | 505 | 510 | 442 | 2028-08-02 01:00 | 700 | 181.75 | 510 | 442
2028-08-02 02:00 | 700 | 0 | 510 | 442 | 2028-08-02 02:00 | 700 | 505 | 510 | 442 | 2028-08-02 02:00 | 700 | 15.57 | 510 | 442
2028-08-02 03:00 | 700 | 0 | 510 | 442 | 2028-08-02 03:00 | 700 | 374.27 | 510 | 442 | 2028-08-02 03:00 | 700 | 245.56 | 510 | 442
2028-08-02 04:00 | 700 | 0 | 510 | 442 | 2028-08-02 04:00 | 700 | 427.4 | 510 | 442 | 2028-08-02 04:00 | 700 | 207.46 | 510 | 442
2028-08-02 05:00 | 700 | 0 | 510 | 442 | 2028-08-02 05:00 | 700 | 331.04 | 510 | 442 | 2028-08-02 05:00 | 700 | 267.98 | 390 | 442
2028-08-02 06:00 | 700 | 1.24 | 470.01 | 442 | 2028-08-02 06:00 | 700 | 300 | 431.98 | 442 | 2028-08-02 06:00 | 700 | 154.94 | 90 | 442
2028-08-02 07:00 | 700 | 0 | 170.01 | 387.18 | 2028-08-02 07:00 | 700 | 0 | 131.98 | 227.85 | 2028-08-02 07:00 | 610.87 | -145.06 | -210 | 377.5
2028-08-02 08:00 | 700 | 300 | 470.01 | 442 | 2028-08-02 08:00 | 255.08 | 0 | -168.02 | 442 | 2028-08-02 08:00 | 10.87 | -257.42 | -510 | 442
2028-08-02 09:00 | 700 | 0 | 378.52 | 442 | 2028-08-02 09:00 | -344.92 | -300 | -468.02 | 442 | 2028-08-02 09:00 | -589.13 | -526 | -510 | 442
2028-08-02 10:00 | 700 | 0 | 361.89 | 442 | 2028-08-02 10:00 | -700 | 0 | -168.02 | 442 | 2028-08-02 10:00 | -700 | -526 | -510 | 442
2028-08-02 11:00 | 700 | 0 | 61.89 | 442 | 2028-08-02 11:00 | -700 | 0 | 0 | 442 | 2028-08-02 11:00 | -700 | -526 | -510 | 442
2028-08-02 12:00 | 700 | 0 | 0 | 442 | 2028-08-02 12:00 | -700 | 0 | -27.48 | 442 | 2028-08-02 12:00 | -700 | -526 | -510 | 442
2028-08-02 13:00 | 700 | 0 | 52.1 | 442 | 2028-08-02 13:00 | -700 | -42.16 | -210 | 442 | 2028-08-02 13:00 | -700 | -526 | -510 | 442
2028-08-02 14:00 | 700 | 0 | -140.48 | 211.64 | 2028-08-02 14:00 | -103.55 | -342.16 | -510 | 442 | 2028-08-02 14:00 | -700 | -526 | -510 | 442
2028-08-02 15:00 | 700 | 0 | 72.24 | 364.18 | 2028-08-02 15:00 | 0 | -42.16 | -510 | 442 | 2028-08-02 15:00 | -655.32 | -526 | -510 | 442
2028-08-02 16:00 | 700 | 0 | -9.96 | 382.66 | 2028-08-02 16:00 | 100 | -218.87 | -510 | 442 | 2028-08-02 16:00 | -330.57 | -526 | -510 | 442
2028-08-02 17:00 | 700 | 0 | -309.96 | 365.85 | 2028-08-02 17:00 | 700 | -235.64 | -510 | 442 | 2028-08-02 17:00 | 269.43 | -526 | -510 | 303.66
2028-08-02 18:00 | 700 | 0 | -149.28 | 368.52 | 2028-08-02 18:00 | 700 | -48 | -510 | 442 | 2028-08-02 18:00 | 700 | -526 | -510 | 350.67
2028-08-02 19:00 | 700 | 0 | 150.72 | 392.41 | 2028-08-02 19:00 | 700 | 0 | -471.19 | 442 | 2028-08-02 19:00 | 700 | -526 | -510 | 350.67
2028-08-02 20:00 | 700 | 0 | 299.6 | 336.29 | 2028-08-02 20:00 | 700 | 0 | -171.19 | 442 | 2028-08-02 20:00 | 700 | -526 | -510 | 350.67
2028-08-02 21:00 | 700 | 124.88 | 510 | 334.72 | 2028-08-02 21:00 | 700 | 205 | 128.81 | 442 | 2028-08-02 21:00 | 700 | -241.43 | -210 | 350.67
2028-08-02 22:00 | 700 | 424.88 | 510 | 442 | 2028-08-02 22:00 | 700 | 505 | 428.81 | 442 | 2028-08-02 22:00 | 700 | 58.57 | 90 | 442
2028-08-02 23:00 | 700 | 495.05 | 510 | 442 | 2028-08-02 23:00 | 700 | 505 | 510 | 442 | 2028-08-02 23:00 | 700 | 358.57 | 390 | 442
2028-08-03 | 700 | 505 | 510 | 442 | 2028-08-03 | 700 | 505 | 510 | 442 | 2028-08-03 | 700 | 505 | 510 | 442
2028-08-03 01:00 | 700 | 430.65 | 510 | 442 | 2028-08-03 01:00 | 700 | 505 | 510 | 442 | 2028-08-03 01:00 | 700 | 505 | 510 | 442
2028-08-03 02:00 | 700 | 255.8 | 510 | 442 | 2028-08-03 02:00 | 700 | 505 | 510 | 442 | 2028-08-03 02:00 | 700 | 505 | 510 | 442
2028-08-03 03:00 | 700 | 440.37 | 510 | 442 | 2028-08-03 03:00 | 700 | 505 | 510 | 442 | 2028-08-03 03:00 | 700 | 505 | 510 | 442
2028-08-03 04:00 | 700 | 440.58 | 510 | 442 | 2028-08-03 04:00 | 700 | 426.43 | 510 | 442 | 2028-08-03 04:00 | 700 | 505 | 510 | 442
2028-08-03 05:00 | 700 | 295.19 | 510 | 442 | 2028-08-03 05:00 | 700 | 338.81 | 510 | 442 | 2028-08-03 05:00 | 700 | 300 | 307.02 | 442
2028-08-03 06:00 | 700 | 99.48 | 510 | 442 | 2028-08-03 06:00 | 700 | 38.81 | 467.03 | 442 | 2028-08-03 06:00 | 700 | 0 | 7.02 | 442
2028-08-03 07:00 | 700 | 105.22 | 510 | 442 | 2028-08-03 07:00 | 700 | 0 | 167.03 | 442 | 2028-08-03 07:00 | 286.29 | 0 | 0 | 442
2028-08-03 08:00 | 700 | 242.15 | 510 | 442 | 2028-08-03 08:00 | 163.35 | 0 | 0 | 442 | 2028-08-03 08:00 | -313.71 | -300 | -300 | 442
2028-08-03 09:00 | 700 | 0 | 510 | 442 | 2028-08-03 09:00 | -436.65 | 0 | -300 | 442 | 2028-08-03 09:00 | -700 | -526 | -510 | 442
2028-08-03 10:00 | 700 | 0 | 236.48 | 442 | 2028-08-03 10:00 | -700 | -276.41 | -510 | 442 | 2028-08-03 10:00 | -700 | -526 | -510 | 442
2028-08-03 11:00 | 700 | 0 | 398.65 | 442 | 2028-08-03 11:00 | -700 | 0 | -510 | 442 | 2028-08-03 11:00 | -700 | -526 | -510 | 442
2028-08-03 12:00 | 700 | 0 | 398.65 | 442 | 2028-08-03 12:00 | -700 | 0 | -510 | 442 | 2028-08-03 12:00 | -700 | -526 | -510 | 442
2028-08-03 13:00 | 700 | 0 | 494.47 | 442 | 2028-08-03 13:00 | -700 | 0 | -510 | 442 | 2028-08-03 13:00 | -700 | -526 | -510 | 442
2028-08-03 14:00 | 700 | 0 | 415.87 | 442 | 2028-08-03 14:00 | -700 | 0 | -510 | 442 | 2028-08-03 14:00 | -700 | -526 | -510 | 442
2028-08-03 15:00 | 700 | 0 | 491.9 | 442 | 2028-08-03 15:00 | -100 | 0 | -510 | 442 | 2028-08-03 15:00 | -700 | -526 | -510 | 442
2028-08-03 16:00 | 700 | 0 | 247.63 | 403.73 | 2028-08-03 16:00 | 500 | 0 | -477.55 | 372.59 | 2028-08-03 16:00 | -100 | -226 | -451.33 | 442
2028-08-03 17:00 | 700 | 0 | 479.76 | 291.55 | 2028-08-03 17:00 | 700 | 0 | -388.71 | 418.46 | 2028-08-03 17:00 | 500 | 0 | -510 | 442
2028-08-03 18:00 | 700 | 79.76 | 510 | 442 | 2028-08-03 18:00 | 700 | 0 | -88.71 | 252.96 | 2028-08-03 18:00 | 700 | 0 | -510 | 442
2028-08-03 19:00 | 700 | 358.64 | 510 | 442 | 2028-08-03 19:00 | 700 | 0 | -79.59 | 390.48 | 2028-08-03 19:00 | 700 | 0 | -384.81 | 442
2028-08-03 20:00 | 700 | 286.42 | 510 | 442 | 2028-08-03 20:00 | 700 | 0 | -79.59 | 417.4 | 2028-08-03 20:00 | 700 | 0 | -84.81 | 328.08
2028-08-03 21:00 | 700 | 281.4 | 510 | 442 | 2028-08-03 21:00 | 700 | 99.97 | 210 | 328.45 | 2028-08-03 21:00 | 700 | 205 | 210 | 328.08
2028-08-03 22:00 | 700 | 490.89 | 510 | 442 | 2028-08-03 22:00 | 700 | 399.97 | 510 | 442 | 2028-08-03 22:00 | 700 | 505 | 510 | 442
2028-08-03 23:00 | 700 | 502.17 | 510 | 442 | 2028-08-03 23:00 | 700 | 352.81 | 510 | 442 | 2028-08-03 23:00 | 700 | 205 | 258.94 | 403.58
2028-08-04 | 700 | 328.12 | 510 | 442 | 2028-08-04 | 556.48 | 52.81 | 210 | 353.7 | 2028-08-04 | 198.19 | 0 | 0 | 328.59
2028-08-04 01:00 | 500 | 53.2 | 510 | 442 | 2028-08-04 01:00 | 311.99 | 0 | 62.87 | 201.44 | 2028-08-04 01:00 | -233.04 | 0 | -54.96 | 154.21
2028-08-04 02:00 | -100 | 0 | 510 | 403.66 | 2028-08-04 02:00 | -288.01 | 0 | 0 | 72.99 | 2028-08-04 02:00 | -700 | 0 | -354.96 | 5.31
2028-08-04 03:00 | -700 | 300 | 510 | 442 | 2028-08-04 03:00 | -700 | 300 | 300 | 372.99 | 2028-08-04 03:00 | -700 | 300 | -54.96 | 305.31
2028-08-04 04:00 | -700 | 505 | 510 | 442 | 2028-08-04 04:00 | -700 | 505 | 510 | 442 | 2028-08-04 04:00 | -700 | 505 | 245.04 | 442
2028-08-04 05:00 | -700 | 505 | 510 | 429.75 | 2028-08-04 05:00 | -700 | 505 | 510 | 442 | 2028-08-04 05:00 | -700 | 505 | 510 | 333.43
2028-08-04 06:00 | -700 | 505 | 510 | 285.24 | 2028-08-04 06:00 | -700 | 505 | 510 | 442 | 2028-08-04 06:00 | -700 | 505 | 510 | 256.44
2028-08-04 07:00 | -700 | 505 | 510 | 442 | 2028-08-04 07:00 | -700 | 505 | 510 | 442 | 2028-08-04 07:00 | -700 | 505 | 510 | 442
2028-08-04 08:00 | -700 | 505 | 510 | 442 | 2028-08-04 08:00 | -700 | 505 | 510 | 442 | 2028-08-04 08:00 | -700 | 505 | 510 | 442
2028-08-04 09:00 | -700 | 505 | 510 | 442 | 2028-08-04 09:00 | -700 | 505 | 510 | 442 | 2028-08-04 09:00 | -700 | 505 | 510 | 442
2028-08-04 10:00 | -700 | 505 | 510 | 442 | 2028-08-04 10:00 | -700 | 505 | 510 | 442 | 2028-08-04 10:00 | -700 | 505 | 510 | 442
2028-08-04 11:00 | -222.47 | 505 | 510 | 442 | 2028-08-04 11:00 | -222.47 | 505 | 510 | 442 | 2028-08-04 11:00 | -222.47 | 505 | 510 | 442
2028-08-04 12:00 | 377.53 | 505 | 510 | 442 | 2028-08-04 12:00 | 377.53 | 505 | 510 | 442 | 2028-08-04 12:00 | 377.53 | 273.43 | 510 | 300
2028-08-04 13:00 | 700 | 205 | 455.38 | 426.87 | 2028-08-04 13:00 | 700 | 505 | 510 | 442 | 2028-08-04 13:00 | 700 | 0 | 510 | 0
2028-08-04 14:00 | 500 | 205 | 299.1 | 442 | 2028-08-04 14:00 | 500 | 505 | 510 | 442 | 2028-08-04 14:00 | 500 | 205 | 510 | -67.31
2028-08-04 15:00 | -100 | 505 | 510 | 279.51 | 2028-08-04 15:00 | -100 | 505 | 510 | 442 | 2028-08-04 15:00 | -100 | 505 | 210 | 232.69
2028-08-04 16:00 | -700 | 505 | 510 | 329.3 | 2028-08-04 16:00 | -700 | 505 | 510 | 442 | 2028-08-04 16:00 | -700 | 505 | 510 | 316.62
2028-08-04 17:00 | -700 | 505 | 510 | 296.28 | 2028-08-04 17:00 | -700 | 505 | 510 | 442 | 2028-08-04 17:00 | -700 | 505 | 510 | 280.17
2028-08-04 18:00 | -700 | 505 | 510 | 442 | 2028-08-04 18:00 | -700 | 505 | 510 | 442 | 2028-08-04 18:00 | -700 | 505 | 510 | 442
2028-08-04 19:00 | -700 | 505 | 510 | 442 | 2028-08-04 19:00 | -700 | 505 | 510 | 442 | 2028-08-04 19:00 | -700 | 505 | 510 | 442
2028-08-04 20:00 | -700 | 505 | 510 | 442 | 2028-08-04 20:00 | -700 | 505 | 510 | 442 | 2028-08-04 20:00 | -700 | 505 | 510 | 442
2028-08-04 21:00 | -700 | 505 | 510 | 257.04 | 2028-08-04 21:00 | -700 | 505 | 510 | 442 | 2028-08-04 21:00 | -700 | 505 | 510 | 442
2028-08-04 22:00 | -329.77 | 505 | 510 | 442 | 2028-08-04 22:00 | -700 | 505 | 510 | 442 | 2028-08-04 22:00 | -700 | 505 | 510 | 442
2028-08-04 23:00 | -514.6 | 505 | 510 | 442 | 2028-08-04 23:00 | -700 | 505 | 510 | 442 | 2028-08-04 23:00 | -700 | 505 | 510 | 442
2028-08-05 | 0 | 505 | 510 | 442 | 2028-08-05 | -339.65 | 505 | 510 | 442 | 2028-08-05 | -700 | 505 | 510 | 442
2028-08-05 01:00 | 515.43 | 505 | 510 | 442 | 2028-08-05 01:00 | 260.35 | 505 | 510 | 442 | 2028-08-05 01:00 | -302.22 | 505 | 510 | 442
2028-08-05 02:00 | 41.44 | 505 | 510 | 442 | 2028-08-05 02:00 | -239.31 | 505 | 510 | 442 | 2028-08-05 02:00 | -700 | 505 | 510 | 442
2028-08-05 03:00 | 1.61 | 505 | 510 | 442 | 2028-08-05 03:00 | -91.84 | 505 | 510 | 442 | 2028-08-05 03:00 | -299.97 | 505 | 510 | 442
2028-08-05 04:00 | 521.28 | 505 | 510 | 442 | 2028-08-05 04:00 | 83.34 | 505 | 510 | 442 | 2028-08-05 04:00 | -421.64 | 505 | 510 | 442
2028-08-05 05:00 | -16.28 | 505 | 510 | 442 | 2028-08-05 05:00 | -458.42 | 505 | 510 | 442 | 2028-08-05 05:00 | -700 | 505 | 510 | 442
2028-08-05 06:00 | 142.35 | 505 | 510 | 442 | 2028-08-05 06:00 | -118.72 | 505 | 510 | 442 | 2028-08-05 06:00 | -688.85 | 505 | 510 | 442
2028-08-05 07:00 | 50.71 | 505 | 510 | 442 | 2028-08-05 07:00 | -184.91 | 505 | 510 | 442 | 2028-08-05 07:00 | -700 | 505 | 510 | 442
2028-08-05 08:00 | 580.58 | 505 | 510 | 442 | 2028-08-05 08:00 | 31.3 | 505 | 510 | 442 | 2028-08-05 08:00 | -192.02 | 205 | 210 | 442
2028-08-05 09:00 | 700 | 505 | 510 | 442 | 2028-08-05 09:00 | 555.05 | 505 | 510 | 442 | 2028-08-05 09:00 | 0 | 0 | 510 | 442
2028-08-05 10:00 | 700 | 505 | 510 | 442 | 2028-08-05 10:00 | 600 | 505 | 510 | 442 | 2028-08-05 10:00 | -100 | 282.06 | 510 | 442
2028-08-05 11:00 | 385.32 | 505 | 510 | 442 | 2028-08-05 11:00 | 0 | 505 | 510 | 442 | 2028-08-05 11:00 | -700 | 505 | 510 | 442
2028-08-05 12:00 | 354.74 | 505 | 510 | 442 | 2028-08-05 12:00 | -600 | 505 | 510 | 442 | 2028-08-05 12:00 | -700 | 505 | 510 | 442
2028-08-05 13:00 | -245.26 | 505 | 510 | 442 | 2028-08-05 13:00 | -700 | 505 | 510 | 442 | 2028-08-05 13:00 | -700 | 505 | 510 | 442
2028-08-05 14:00 | -67.72 | 300 | 510 | 442 | 2028-08-05 14:00 | -700 | 205 | 210 | 442 | 2028-08-05 14:00 | -700 | 205 | 210 | 442
2028-08-05 15:00 | 532.28 | 0 | 477.15 | 442 | 2028-08-05 15:00 | -100 | 0 | 27.47 | 442 | 2028-08-05 15:00 | -700 | -95 | -90 | 378.84
2028-08-05 16:00 | 700 | 186.45 | 510 | 442 | 2028-08-05 16:00 | 500 | 0 | 274.66 | 442 | 2028-08-05 16:00 | -345.93 | 0 | -200.53 | 356.89
2028-08-05 17:00 | 700 | 106.75 | 510 | 442 | 2028-08-05 17:00 | 700 | 109.99 | 316.14 | 442 | 2028-08-05 17:00 | 254.07 | 0 | 0 | 442
2028-08-05 18:00 | 700 | 0 | 225.39 | 442 | 2028-08-05 18:00 | 700 | 0 | 16.14 | 442 | 2028-08-05 18:00 | 700 | 0 | 204.32 | 442
2028-08-05 19:00 | 700 | -76.48 | -74.61 | 442 | 2028-08-05 19:00 | 700 | -300 | -283.86 | 142 | 2028-08-05 19:00 | 700 | -300 | -95.68 | 142
2028-08-05 20:00 | 700 | 223.52 | 225.39 | 442 | 2028-08-05 20:00 | 700 | 0 | 16.14 | 442 | 2028-08-05 20:00 | 700 | 0 | 204.32 | 442
2028-08-05 21:00 | 700 | 84.77 | 469.79 | 442 | 2028-08-05 21:00 | 700 | 236.4 | 316.14 | 442 | 2028-08-05 21:00 | 700 | 205 | 347.96 | 442
2028-08-05 22:00 | 700 | 384.77 | 510 | 442 | 2028-08-05 22:00 | 700 | 505 | 510 | 442 | 2028-08-05 22:00 | 700 | 505 | 510 | 442
2028-08-05 23:00 | 700 | 324.08 | 510 | 442 | 2028-08-05 23:00 | 700 | 505 | 510 | 442 | 2028-08-05 23:00 | 700 | 505 | 510 | 442
2028-08-06 | 700 | 419.48 | 510 | 442 | 2028-08-06 | 700 | 505 | 510 | 442 | 2028-08-06 | 700 | 505 | 510 | 442
2028-08-06 01:00 | 700 | 490.42 | 510 | 442 | 2028-08-06 01:00 | 700 | 505 | 510 | 442 | 2028-08-06 01:00 | 700 | 505 | 510 | 442
2028-08-06 02:00 | 700 | 388.42 | 510 | 442 | 2028-08-06 02:00 | 700 | 205 | 510 | 442 | 2028-08-06 02:00 | 700 | 465.54 | 510 | 442
2028-08-06 03:00 | 700 | 417.28 | 510 | 442 | 2028-08-06 03:00 | 700 | 403.96 | 510 | 442 | 2028-08-06 03:00 | 700 | 165.54 | 510 | 442
2028-08-06 04:00 | 700 | 223.59 | 510 | 442 | 2028-08-06 04:00 | 700 | 171.41 | 510 | 442 | 2028-08-06 04:00 | 700 | 0 | 510 | 357.53
2028-08-06 05:00 | 700 | 151.87 | 510 | 442 | 2028-08-06 05:00 | 700 | 0 | 506.49 | 442 | 2028-08-06 05:00 | 700 | 0 | 300 | 420.29
2028-08-06 06:00 | 700 | 0 | 451.35 | 317.79 | 2028-08-06 06:00 | 700 | 0 | 206.49 | 302.35 | 2028-08-06 06:00 | 498.35 | 0 | 0 | 286.9
2028-08-06 07:00 | 700 | 0 | 510 | 351.63 | 2028-08-06 07:00 | 500 | 0 | 90 | 304.07 | 2028-08-06 07:00 | -101.65 | -300 | -300 | 226.4
2028-08-06 08:00 | 700 | 0 | 239.18 | 208.55 | 2028-08-06 08:00 | -100 | -226 | -210 | 137.45 | 2028-08-06 08:00 | -700 | -526 | -510 | 42.48
2028-08-06 09:00 | 211.78 | 0 | 0 | 164.74 | 2028-08-06 09:00 | -700 | -526 | -510 | 37.78 | 2028-08-06 09:00 | -700 | -526 | -510 | -86.97
2028-08-06 10:00 | -388.22 | 0 | -252.28 | 174.17 | 2028-08-06 10:00 | -700 | -526 | -510 | 32.33 | 2028-08-06 10:00 | -700 | -526 | -510 | -106.8
2028-08-06 11:00 | -700 | 0 | -2.42 | 0 | 2028-08-06 11:00 | -700 | -526 | -510 | -267.67 | 2028-08-06 11:00 | -700 | -526 | -510 | -406.8
2028-08-06 12:00 | -700 | 0 | -79.36 | 0 | 2028-08-06 12:00 | -700 | -526 | -510 | -495.85 | 2028-08-06 12:00 | -700 | -526 | -510 | -420.87
2028-08-06 13:00 | -414.66 | 0 | 0 | 0 | 2028-08-06 13:00 | -700 | -526 | -510 | -318.81 | 2028-08-06 13:00 | -700 | -526 | -510 | -120.87
2028-08-06 14:00 | 0 | 0 | 300 | 21.51 | 2028-08-06 14:00 | -700 | -248.12 | -510 | -18.81 | 2028-08-06 14:00 | -700 | -453.2 | -510 | 179.13
2028-08-06 15:00 | 0 | 0 | 59.5 | 112.55 | 2028-08-06 15:00 | -700 | -411.7 | -510 | -34.98 | 2028-08-06 15:00 | -700 | -526 | -510 | -120.87
2028-08-06 16:00 | 145.85 | 0 | 106.16 | 387.43 | 2028-08-06 16:00 | -600 | -200.42 | -300 | 238.32 | 2028-08-06 16:00 | -700 | -526 | -510 | 0
2028-08-06 17:00 | 700 | 0 | 406.16 | 442 | 2028-08-06 17:00 | 0 | 0 | 0 | 311.07 | 2028-08-06 17:00 | -515.7 | -226 | -210 | 61.38
2028-08-06 18:00 | 700 | 62.58 | 510 | 442 | 2028-08-06 18:00 | 526.3 | 0 | 0 | 442 | 2028-08-06 18:00 | -465.43 | 0 | 0 | 361.38
2028-08-06 19:00 | 700 | 188.55 | 510 | 442 | 2028-08-06 19:00 | 700 | 0 | 300 | 442 | 2028-08-06 19:00 | 0 | 0 | 0 | 142
2028-08-06 20:00 | 700 | 488.55 | 510 | 442 | 2028-08-06 20:00 | 700 | 0 | 510 | 442 | 2028-08-06 20:00 | 37.12 | 0 | 0 | 442
2028-08-06 21:00 | 700 | 505 | 510 | 442 | 2028-08-06 21:00 | 700 | 0 | 510 | 426.29 | 2028-08-06 21:00 | 637.12 | 0 | 0 | 318.06
2028-08-06 22:00 | 700 | 334.32 | 510 | 442 | 2028-08-06 22:00 | 700 | 0 | 415.81 | 339.82 | 2028-08-06 22:00 | 37.12 | 0 | 0 | 18.06
2028-08-06 23:00 | 700 | 41.99 | 510 | 442 | 2028-08-06 23:00 | 700 | 0 | 115.81 | 214.94 | 2028-08-06 23:00 | 295.13 | 0 | 0 | 0
2028-08-07 | 700 | 0 | 510 | 250.34 | 2028-08-07 | 700 | 0 | 125.8 | 114.13 | 2028-08-07 | 325.04 | 0 | 0 | 300
2028-08-07 01:00 | 700 | 0 | 510 | 442 | 2028-08-07 01:00 | 700 | 0 | 80.27 | 43.24 | 2028-08-07 01:00 | 272.91 | 0 | 0 | 29.45
2028-08-07 02:00 | 700 | 0 | 510 | 442 | 2028-08-07 02:00 | 700 | 0 | 0 | 102.72 | 2028-08-07 02:00 | 336.84 | 0 | 0 | 48.93
2028-08-07 03:00 | 700 | 0 | 510 | 165.32 | 2028-08-07 03:00 | 700 | 0 | 250.27 | 146.55 | 2028-08-07 03:00 | 168.94 | 0 | 0 | 0
2028-08-07 04:00 | 700 | 0 | 510 | 266.36 | 2028-08-07 04:00 | 700 | 0 | 183.12 | 442 | 2028-08-07 04:00 | 475.46 | 0 | 0 | 208
2028-08-07 05:00 | 700 | 0 | 510 | 352.96 | 2028-08-07 05:00 | 700 | 0 | 483.12 | 147.74 | 2028-08-07 05:00 | 700 | 0 | 29.27 | 0
2028-08-07 06:00 | 700 | 2.71 | 510 | 204.4 | 2028-08-07 06:00 | 700 | 0 | 270.29 | 137.59 | 2028-08-07 06:00 | 325.01 | 0 | 0 | 175.22
2028-08-07 07:00 | 700 | 302.71 | 510 | 442 | 2028-08-07 07:00 | 700 | 0 | 251.17 | 413.59 | 2028-08-07 07:00 | 39.76 | 0 | 0 | 442
2028-08-07 08:00 | 700 | 307.65 | 510 | 442 | 2028-08-07 08:00 | 611.09 | 0 | 0 | 413.59 | 2028-08-07 08:00 | -560.24 | -226 | -232.74 | 442
2028-08-07 09:00 | 700 | 7.65 | 510 | 419.25 | 2028-08-07 09:00 | 611.09 | 0 | 0 | 293.1 | 2028-08-07 09:00 | -700 | -526 | -510 | 256.37
2028-08-07 10:00 | 700 | 0 | 510 | 400.26 | 2028-08-07 10:00 | 11.09 | 0 | 0 | 202.28 | 2028-08-07 10:00 | -700 | -526 | -510 | 442
2028-08-07 11:00 | 700 | 39.63 | 510 | 422.43 | 2028-08-07 11:00 | 0 | 0 | 0 | 442 | 2028-08-07 11:00 | -700 | -526 | -510 | 353.01
2028-08-07 12:00 | 700 | 339.63 | 510 | 442 | 2028-08-07 12:00 | 589.22 | 0 | 0 | 442 | 2028-08-07 12:00 | -700 | -526 | -510 | 442
2028-08-07 13:00 | 700 | 502.86 | 510 | 442 | 2028-08-07 13:00 | 117.28 | 0 | 0 | 427.18 | 2028-08-07 13:00 | -700 | -526 | -510 | 442
2028-08-07 14:00 | 700 | 304.94 | 510 | 442 | 2028-08-07 14:00 | 0 | 0 | 0 | 427.18 | 2028-08-07 14:00 | -700 | -526 | -510 | 204.92
2028-08-07 15:00 | 700 | 184.9 | 510 | 442 | 2028-08-07 15:00 | 401.5 | 0 | 0 | 442 | 2028-08-07 15:00 | -500 | -469.28 | -510 | 442
2028-08-07 16:00 | 700 | 484.9 | 510 | 442 | 2028-08-07 16:00 | 700 | 0 | 296.84 | 442 | 2028-08-07 16:00 | 100 | -169.28 | -210 | 442
2028-08-07 17:00 | 700 | 323.01 | 510 | 442 | 2028-08-07 17:00 | 700 | 205 | 175.49 | 442 | 2028-08-07 17:00 | 700 | 0 | -187.35 | 442
2028-08-07 18:00 | 700 | 23.01 | 210 | 409.3 | 2028-08-07 18:00 | 700 | -95 | -124.51 | 244.51 | 2028-08-07 18:00 | 700 | -300 | -487.35 | 442
2028-08-07 19:00 | 700 | 0 | 0 | 442 | 2028-08-07 19:00 | 700 | -395 | -405.25 | 346.78 | 2028-08-07 19:00 | 700 | -526 | -510 | 442
2028-08-07 20:00 | 700 | 0 | 149.12 | 438.99 | 2028-08-07 20:00 | 700 | -95 | -105.25 | 211.64 | 2028-08-07 20:00 | 700 | -526 | -510 | 442
2028-08-07 21:00 | 700 | 133.89 | 351.05 | 442 | 2028-08-07 21:00 | 700 | 205 | 194.75 | 142 | 2028-08-07 21:00 | 700 | -226 | -210 | 442
2028-08-07 22:00 | 700 | 433.89 | 510 | 442 | 2028-08-07 22:00 | 700 | 505 | 494.75 | 442 | 2028-08-07 22:00 | 700 | 74 | 90 | 442
2028-08-07 23:00 | 700 | 355.69 | 510 | 442 | 2028-08-07 23:00 | 700 | 505 | 510 | 442 | 2028-08-07 23:00 | 700 | 374 | 390 | 442
2028-08-08 | 700 | 315.16 | 510 | 442 | 2028-08-08 | 700 | 505 | 510 | 442 | 2028-08-08 | 700 | 155.59 | 510 | 442
2028-08-08 01:00 | 700 | 442.87 | 510 | 442 | 2028-08-08 01:00 | 700 | 505 | 510 | 442 | 2028-08-08 01:00 | 700 | 155.59 | 510 | 442
2028-08-08 02:00 | 700 | 166.93 | 510 | 442 | 2028-08-08 02:00 | 700 | 505 | 510 | 442 | 2028-08-08 02:00 | 700 | 117.04 | 510 | 442
2028-08-08 03:00 | 700 | 304.37 | 510 | 442 | 2028-08-08 03:00 | 700 | 505 | 510 | 442 | 2028-08-08 03:00 | 700 | 321.44 | 510 | 442
2028-08-08 04:00 | 700 | 4.37 | 510 | 442 | 2028-08-08 04:00 | 700 | 505 | 510 | 442 | 2028-08-08 04:00 | 700 | 209.72 | 510 | 442
2028-08-08 05:00 | 700 | 0 | 510 | 442 | 2028-08-08 05:00 | 700 | 505 | 510 | 442 | 2028-08-08 05:00 | 700 | 300 | 300 | 442
2028-08-08 06:00 | 700 | 0 | 433.23 | 420.61 | 2028-08-08 06:00 | 700 | 205 | 510 | 442 | 2028-08-08 06:00 | 600 | 0 | 0 | 442
2028-08-08 07:00 | 700 | 99.92 | 510 | 442 | 2028-08-08 07:00 | 700 | 0 | 390 | 442 | 2028-08-08 07:00 | 0 | -206.68 | -210 | 442
2028-08-08 08:00 | 700 | 275.81 | 510 | 442 | 2028-08-08 08:00 | 118.64 | 0 | 90 | 442 | 2028-08-08 08:00 | -600 | -506.68 | -510 | 442
2028-08-08 09:00 | 625.65 | 0 | 210 | 442 | 2028-08-08 09:00 | -481.36 | -159.87 | -210 | 442 | 2028-08-08 09:00 | -700 | -526 | -510 | 442
2028-08-08 10:00 | 625.65 | 0 | 0 | 442 | 2028-08-08 10:00 | -700 | 0 | -510 | 442 | 2028-08-08 10:00 | -700 | -526 | -510 | 442
2028-08-08 11:00 | 700 | 0 | 0 | 442 | 2028-08-08 11:00 | -700 | -300 | -510 | 442 | 2028-08-08 11:00 | -700 | -526 | -510 | 442
2028-08-08 12:00 | 700 | 0 | 0 | 442 | 2028-08-08 12:00 | -700 | 0 | -510 | 442 | 2028-08-08 12:00 | -700 | -526 | -510 | 442
2028-08-08 13:00 | 700 | 0 | 0 | 442 | 2028-08-08 13:00 | -700 | 0 | -510 | 442 | 2028-08-08 13:00 | -700 | -526 | -510 | 442
2028-08-08 14:00 | 642.99 | 0 | 0 | 442 | 2028-08-08 14:00 | -700 | 0 | -510 | 442 | 2028-08-08 14:00 | -700 | -526 | -510 | 442
2028-08-08 15:00 | 700 | 0 | 201.27 | 442 | 2028-08-08 15:00 | -500 | -233.17 | -510 | 442 | 2028-08-08 15:00 | -700 | -526 | -510 | 442
2028-08-08 16:00 | 700 | 0 | 501.27 | 442 | 2028-08-08 16:00 | 100 | 0 | -244.28 | 442 | 2028-08-08 16:00 | -700 | -526 | -510 | 442
2028-08-08 17:00 | 700 | 0 | 338.41 | 442 | 2028-08-08 17:00 | 700 | 0 | 55.72 | 442 | 2028-08-08 17:00 | -100 | -226 | -286.41 | 442
2028-08-08 18:00 | 700 | 0 | 306.33 | 442 | 2028-08-08 18:00 | 700 | 0 | -244.28 | 402.36 | 2028-08-08 18:00 | 500 | -526 | -510 | 442
2028-08-08 19:00 | 700 | 0 | 510 | 442 | 2028-08-08 19:00 | 700 | 0 | -300.73 | 322.88 | 2028-08-08 19:00 | 700 | -327.59 | -390 | 442
2028-08-08 20:00 | 700 | 0 | 510 | 442 | 2028-08-08 20:00 | 700 | 0 | -0.73 | 351.81 | 2028-08-08 20:00 | 700 | -27.59 | -90 | 442
2028-08-08 21:00 | 700 | 132.69 | 498.44 | 386.33 | 2028-08-08 21:00 | 700 | 205 | 210 | 289.57 | 2028-08-08 21:00 | 700 | 205 | 210 | 442
2028-08-08 22:00 | 700 | 432.69 | 510 | 442 | 2028-08-08 22:00 | 700 | 505 | 510 | 442 | 2028-08-08 22:00 | 700 | 505 | 510 | 442
2028-08-08 23:00 | 700 | 436.35 | 510 | 442 | 2028-08-08 23:00 | 700 | 454.6 | 510 | 442 | 2028-08-08 23:00 | 700 | 505 | 510 | 442
2028-08-09 | 700 | 505 | 510 | 442 | 2028-08-09 | 700 | 505 | 510 | 442 | 2028-08-09 | 700 | 505 | 510 | 442
2028-08-09 01:00 | 700 | 419.39 | 510 | 442 | 2028-08-09 01:00 | 700 | 505 | 510 | 442 | 2028-08-09 01:00 | 700 | 505 | 510 | 442
2028-08-09 02:00 | 700 | 458.94 | 510 | 442 | 2028-08-09 02:00 | 700 | 505 | 510 | 442 | 2028-08-09 02:00 | 700 | 505 | 510 | 442
2028-08-09 03:00 | 700 | 458.94 | 510 | 442 | 2028-08-09 03:00 | 700 | 505 | 510 | 442 | 2028-08-09 03:00 | 700 | 505 | 510 | 442
2028-08-09 04:00 | 700 | 300 | 507.28 | 405.95 | 2028-08-09 04:00 | 700 | 505 | 510 | 442 | 2028-08-09 04:00 | 700 | 505 | 510 | 442
2028-08-09 05:00 | 700 | 0 | 207.28 | 105.95 | 2028-08-09 05:00 | 700 | 205 | 323.4 | 293.75 | 2028-08-09 05:00 | 700 | 300 | 285.82 | 188.29
2028-08-09 06:00 | 700 | 0 | -92.72 | -194.05 | 2028-08-09 06:00 | 700 | 0 | 23.4 | -6.25 | 2028-08-09 06:00 | 700 | 0 | -14.18 | -111.71
2028-08-09 07:00 | 700 | 0 | -300 | 105.95 | 2028-08-09 07:00 | 700 | 0 | 0 | 0 | 2028-08-09 07:00 | 500 | -185.89 | -314.18 | -76.96
2028-08-09 08:00 | 700 | 76.7 | 0 | 405.95 | 2028-08-09 08:00 | 602.78 | 0 | 0 | 300 | 2028-08-09 08:00 | -100 | -226 | -460.74 | 223.04
2028-08-09 09:00 | 700 | 0 | 271.56 | 442 | 2028-08-09 09:00 | 2.78 | 0 | 0 | 442 | 2028-08-09 09:00 | -700 | -526 | -510 | 442
2028-08-09 10:00 | 700 | 0 | 230.42 | 442 | 2028-08-09 10:00 | -597.22 | 0 | 0 | 442 | 2028-08-09 10:00 | -700 | -526 | -510 | 442
2028-08-09 11:00 | 700 | 0 | 161.71 | 442 | 2028-08-09 11:00 | -700 | 0 | 0 | 442 | 2028-08-09 11:00 | -700 | -526 | -510 | 442
2028-08-09 12:00 | 700 | 0 | 0 | 442 | 2028-08-09 12:00 | -700 | 0 | -100.96 | 442 | 2028-08-09 12:00 | -700 | -526 | -510 | 442
2028-08-09 13:00 | 700 | 0 | 28.97 | 442 | 2028-08-09 13:00 | -700 | 0 | 0 | 442 | 2028-08-09 13:00 | -700 | -526 | -510 | 442
2028-08-09 14:00 | 700 | 0 | 55.2 | 442 | 2028-08-09 14:00 | -600 | 0 | -267.35 | 442 | 2028-08-09 14:00 | -700 | -526 | -510 | 442
2028-08-09 15:00 | 700 | 0 | 213.68 | 442 | 2028-08-09 15:00 | 0 | -226 | -267.35 | 442 | 2028-08-09 15:00 | -700 | -526 | -510 | 442
2028-08-09 16:00 | 700 | -300 | -61.02 | 385.1 | 2028-08-09 16:00 | 600 | -526 | -510 | 435.55 | 2028-08-09 16:00 | -100 | -526 | -510 | 442
2028-08-09 17:00 | 700 | 0 | 238.98 | 442 | 2028-08-09 17:00 | 700 | -226 | -222.54 | 435.55 | 2028-08-09 17:00 | 500 | -483.4 | -510 | 442
2028-08-09 18:00 | 700 | 0 | 510 | 442 | 2028-08-09 18:00 | 700 | 0 | 19.69 | 431.89 | 2028-08-09 18:00 | 700 | -183.4 | -510 | 442
2028-08-09 19:00 | 700 | 300 | 510 | 442 | 2028-08-09 19:00 | 700 | 0 | 186.91 | 431.89 | 2028-08-09 19:00 | 700 | 0 | -510 | 442
2028-08-09 20:00 | 700 | 471.29 | 510 | 442 | 2028-08-09 20:00 | 700 | 0 | 186.91 | 431.89 | 2028-08-09 20:00 | 700 | 0 | -322.39 | 442
2028-08-09 21:00 | 700 | 282.01 | 510 | 442 | 2028-08-09 21:00 | 700 | 0 | 286.02 | 374.28 | 2028-08-09 21:00 | 700 | 0 | -22.39 | 442
2028-08-09 22:00 | 700 | 245.78 | 510 | 442 | 2028-08-09 22:00 | 700 | 131.93 | 210 | 378.34 | 2028-08-09 22:00 | 700 | 205 | 210 | 442
2028-08-09 23:00 | 700 | 343.35 | 510 | 442 | 2028-08-09 23:00 | 700 | 431.93 | 510 | 442 | 2028-08-09 23:00 | 700 | 505 | 510 | 442
2028-08-10 | 700 | 285.44 | 510 | 442 | 2028-08-10 | 700 | 505 | 510 | 442 | 2028-08-10 | 700 | 505 | 510 | 442
2028-08-10 01:00 | 700 | 0 | 510 | 442 | 2028-08-10 01:00 | 700 | 505 | 510 | 442 | 2028-08-10 01:00 | 700 | 474.86 | 510 | 442
2028-08-10 02:00 | 700 | 0 | 510 | 442 | 2028-08-10 02:00 | 700 | 505 | 510 | 442 | 2028-08-10 02:00 | 700 | 505 | 510 | 442
2028-08-10 03:00 | 700 | 0 | 510 | 442 | 2028-08-10 03:00 | 700 | 500.17 | 510 | 442 | 2028-08-10 03:00 | 700 | 505 | 510 | 442
2028-08-10 04:00 | 700 | 0 | 510 | 442 | 2028-08-10 04:00 | 700 | 500.17 | 510 | 442 | 2028-08-10 04:00 | 700 | 505 | 510 | 442
2028-08-10 05:00 | 700 | 0 | 510 | 442 | 2028-08-10 05:00 | 700 | 295.17 | 510 | 442 | 2028-08-10 05:00 | 700 | 250.27 | 510 | 442
2028-08-10 06:00 | 700 | 0 | 510 | 288.21 | 2028-08-10 06:00 | 700 | 0 | 510 | 372.24 | 2028-08-10 06:00 | 700 | 0 | 510 | 304.04
2028-08-10 07:00 | 700 | 79.31 | 510 | 442 | 2028-08-10 07:00 | 700 | 0 | 510 | 417.09 | 2028-08-10 07:00 | 700 | 0 | 300 | 384.92
2028-08-10 08:00 | 700 | 96.96 | 510 | 442 | 2028-08-10 08:00 | 700 | 0 | 501.79 | 442 | 2028-08-10 08:00 | 198.58 | 0 | 0 | 442
2028-08-10 09:00 | 700 | 0 | 450.85 | 442 | 2028-08-10 09:00 | 700 | 0 | 201.79 | 442 | 2028-08-10 09:00 | -197.69 | 0 | 0 | 442
2028-08-10 10:00 | 700 | 0 | 449.54 | 442 | 2028-08-10 10:00 | 700 | 0 | 0 | 442 | 2028-08-10 10:00 | -436.82 | 0 | 0 | 442
2028-08-10 11:00 | 700 | 0 | 308.82 | 442 | 2028-08-10 11:00 | 700 | 0 | 0 | 442 | 2028-08-10 11:00 | -328.28 | 0 | 0 | 442
2028-08-10 12:00 | 700 | 0 | 396.39 | 442 | 2028-08-10 12:00 | 700 | 0 | 137.01 | 442 | 2028-08-10 12:00 | -328.28 | 0 | 0 | 442
2028-08-10 13:00 | 700 | 0 | 485.86 | 442 | 2028-08-10 13:00 | 700 | 0 | 271.42 | 442 | 2028-08-10 13:00 | -180.61 | 0 | 0 | 442
2028-08-10 14:00 | 700 | 0 | 422.95 | 442 | 2028-08-10 14:00 | 700 | 0 | 271.42 | 442 | 2028-08-10 14:00 | -180.61 | 0 | 0 | 442
2028-08-10 15:00 | 700 | 0 | 510 | 442 | 2028-08-10 15:00 | 700 | 134.06 | 429.06 | 442 | 2028-08-10 15:00 | 100 | 0 | 45.68 | 442
2028-08-10 16:00 | 700 | 284.19 | 510 | 442 | 2028-08-10 16:00 | 700 | 434.06 | 510 | 442 | 2028-08-10 16:00 | 700 | 52.76 | 345.68 | 442
2028-08-10 17:00 | 700 | 143.16 | 510 | 442 | 2028-08-10 17:00 | 700 | 259.73 | 510 | 442 | 2028-08-10 17:00 | 700 | 339.09 | 510 | 442
2028-08-10 18:00 | 700 | 443.16 | 510 | 442 | 2028-08-10 18:00 | 700 | 505 | 510 | 442 | 2028-08-10 18:00 | 700 | 505 | 510 | 442
2028-08-10 19:00 | 700 | 283.53 | 510 | 442 | 2028-08-10 19:00 | 700 | 505 | 510 | 442 | 2028-08-10 19:00 | 700 | 505 | 510 | 442
2028-08-10 20:00 | 700 | 505 | 510 | 442 | 2028-08-10 20:00 | 700 | 505 | 510 | 442 | 2028-08-10 20:00 | 700 | 505 | 510 | 442
2028-08-10 21:00 | 700 | 462.82 | 510 | 442 | 2028-08-10 21:00 | 700 | 505 | 510 | 442 | 2028-08-10 21:00 | 700 | 505 | 510 | 442
2028-08-10 22:00 | 700 | 329.48 | 510 | 442 | 2028-08-10 22:00 | 700 | 505 | 510 | 442 | 2028-08-10 22:00 | 700 | 505 | 510 | 442
2028-08-10 23:00 | 700 | 252.55 | 510 | 442 | 2028-08-10 23:00 | 700 | 505 | 510 | 442 | 2028-08-10 23:00 | 700 | 505 | 510 | 442
2028-08-11 | 700 | 433.66 | 510 | 442 | 2028-08-11 | 700 | 505 | 510 | 442 | 2028-08-11 | 700 | 505 | 510 | 442
2028-08-11 01:00 | 700 | 433.66 | 510 | 442 | 2028-08-11 01:00 | 700 | 505 | 510 | 442 | 2028-08-11 01:00 | 700 | 505 | 510 | 442
2028-08-11 02:00 | 700 | 493.33 | 510 | 442 | 2028-08-11 02:00 | 700 | 505 | 510 | 442 | 2028-08-11 02:00 | 700 | 505 | 510 | 442
2028-08-11 03:00 | 700 | 505 | 510 | 442 | 2028-08-11 03:00 | 700 | 505 | 510 | 442 | 2028-08-11 03:00 | 700 | 505 | 510 | 442
2028-08-11 04:00 | 700 | 505 | 510 | 442 | 2028-08-11 04:00 | 700 | 244.15 | 510 | 442 | 2028-08-11 04:00 | 700 | 505 | 510 | 442
2028-08-11 05:00 | 700 | 498.68 | 510 | 442 | 2028-08-11 05:00 | 700 | 244.15 | 510 | 442 | 2028-08-11 05:00 | 700 | 505 | 510 | 442
2028-08-11 06:00 | 700 | 355.23 | 510 | 442 | 2028-08-11 06:00 | 700 | 505 | 510 | 442 | 2028-08-11 06:00 | 700 | 374 | 390 | 442
2028-08-11 07:00 | 700 | 288.22 | 510 | 442 | 2028-08-11 07:00 | 700 | 300 | 510 | 442 | 2028-08-11 07:00 | 174.99 | 74 | 90 | 442
2028-08-11 08:00 | 700 | 37.42 | 510 | 442 | 2028-08-11 08:00 | 354.51 | 0 | 210 | 442 | 2028-08-11 08:00 | -425.01 | -226 | -210 | 442
2028-08-11 09:00 | 700 | 0 | 483.99 | 442 | 2028-08-11 09:00 | -245.49 | -97.61 | -90 | 442 | 2028-08-11 09:00 | -700 | -526 | -510 | 442
2028-08-11 10:00 | 700 | 0 | 259.08 | 442 | 2028-08-11 10:00 | -700 | -62.44 | -390 | 442 | 2028-08-11 10:00 | -700 | -526 | -510 | 442
2028-08-11 11:00 | 700 | 0 | 69.95 | 442 | 2028-08-11 11:00 | -700 | -52.76 | -510 | 442 | 2028-08-11 11:00 | -700 | -526 | -510 | 442
2028-08-11 12:00 | 700 | 0 | 70.49 | 442 | 2028-08-11 12:00 | -700 | 0 | -510 | 442 | 2028-08-11 12:00 | -700 | -526 | -510 | 442
2028-08-11 13:00 | 700 | 0 | 117.22 | 442 | 2028-08-11 13:00 | -700 | -238.66 | -510 | 442 | 2028-08-11 13:00 | -700 | -526 | -510 | 442
2028-08-11 14:00 | 700 | 0 | 160.14 | 442 | 2028-08-11 14:00 | -700 | -43.46 | -410.28 | 442 | 2028-08-11 14:00 | -700 | -526 | -510 | 442
2028-08-11 15:00 | 700 | 0 | 429.5 | 442 | 2028-08-11 15:00 | -131.09 | -88.29 | -110.28 | 442 | 2028-08-11 15:00 | -700 | -526 | -510 | 442
2028-08-11 16:00 | 700 | 277.99 | 510 | 442 | 2028-08-11 16:00 | 468.91 | 0 | 189.72 | 442 | 2028-08-11 16:00 | -100 | -300 | -354.39 | 442
2028-08-11 17:00 | 700 | 12.86 | 510 | 442 | 2028-08-11 17:00 | 700 | 0 | 489.72 | 442 | 2028-08-11 17:00 | 500 | 0 | -54.39 | 442
2028-08-11 18:00 | 700 | 0 | 403.55 | 370.62 | 2028-08-11 18:00 | 700 | 0 | 212.6 | 442 | 2028-08-11 18:00 | 700 | 0 | -186.56 | 335.55
2028-08-11 19:00 | 700 | 0 | 510 | 442 | 2028-08-11 19:00 | 700 | 0 | 0 | 442 | 2028-08-11 19:00 | 700 | 0 | -186.56 | 223.45
2028-08-11 20:00 | 700 | 0 | 417.64 | 442 | 2028-08-11 20:00 | 700 | 0 | 300 | 442 | 2028-08-11 20:00 | 700 | 0 | -390 | 353.47
2028-08-11 21:00 | 700 | 0 | 267.9 | 442 | 2028-08-11 21:00 | 700 | 0 | 0 | 442 | 2028-08-11 21:00 | 700 | 0 | -90 | 314.84
2028-08-11 22:00 | 700 | 149.9 | 385.55 | 396.93 | 2028-08-11 22:00 | 700 | 137.28 | 264.36 | 394.64 | 2028-08-11 22:00 | 700 | 205 | 210 | 307.97
2028-08-11 23:00 | 700 | 449.9 | 510 | 442 | 2028-08-11 23:00 | 700 | 437.28 | 510 | 442 | 2028-08-11 23:00 | 700 | 505 | 510 | 442
2028-08-12 | 700 | 465.78 | 510 | 442 | 2028-08-12 | 700 | 505 | 510 | 442 | 2028-08-12 | 700 | 480.95 | 510 | 442
2028-08-12 01:00 | 700 | 353.39 | 510 | 442 | 2028-08-12 01:00 | 700 | 505 | 510 | 442 | 2028-08-12 01:00 | 700 | 469.1 | 510 | 442
2028-08-12 02:00 | 700 | 279.88 | 510 | 442 | 2028-08-12 02:00 | 700 | 505 | 510 | 442 | 2028-08-12 02:00 | 700 | 370.22 | 510 | 442
2028-08-12 03:00 | 700 | 182.53 | 510 | 442 | 2028-08-12 03:00 | 700 | 487.49 | 510 | 442 | 2028-08-12 03:00 | 700 | 256.02 | 510 | 442
2028-08-12 04:00 | 700 | 482.53 | 510 | 442 | 2028-08-12 04:00 | 700 | 404.44 | 510 | 442 | 2028-08-12 04:00 | 700 | 435.85 | 510 | 442
2028-08-12 05:00 | 700 | 307.49 | 510 | 442 | 2028-08-12 05:00 | 700 | 505 | 510 | 442 | 2028-08-12 05:00 | 700 | 435.85 | 510 | 442
2028-08-12 06:00 | 700 | 468.33 | 510 | 442 | 2028-08-12 06:00 | 700 | 494.02 | 510 | 442 | 2028-08-12 06:00 | 635.32 | 300 | 300 | 442
2028-08-12 07:00 | 700 | 324.84 | 510 | 442 | 2028-08-12 07:00 | 700 | 300 | 362.54 | 442 | 2028-08-12 07:00 | 35.32 | 0 | 0 | 357.85
2028-08-12 08:00 | 700 | 218.66 | 510 | 442 | 2028-08-12 08:00 | 100 | 0 | 62.54 | 442 | 2028-08-12 08:00 | -564.68 | -226 | -281.06 | 360.55
2028-08-12 09:00 | 700 | 0 | 375.42 | 442 | 2028-08-12 09:00 | -500 | -300 | -237.46 | 365.96 | 2028-08-12 09:00 | -700 | -526 | -510 | 270.59
2028-08-12 10:00 | 219.08 | 0 | 461.37 | 442 | 2028-08-12 10:00 | -700 | -526 | -510 | 246.19 | 2028-08-12 10:00 | -700 | -526 | -510 | 117.34
2028-08-12 11:00 | 540.69 | 0 | 161.37 | 370.22 | 2028-08-12 11:00 | -700 | -526 | -510 | 237.2 | 2028-08-12 11:00 | -700 | -526 | -510 | 104.18
2028-08-12 12:00 | 700 | 0 | 0 | 361.81 | 2028-08-12 12:00 | -700 | -526 | -510 | 225.83 | 2028-08-12 12:00 | -700 | -526 | -510 | 89.85
2028-08-12 13:00 | 700 | 0 | 49.97 | 352.08 | 2028-08-12 13:00 | -700 | -526 | -510 | 226.83 | 2028-08-12 13:00 | -700 | -526 | -510 | 101.57
2028-08-12 14:00 | 700 | 0 | 137.7 | 332.19 | 2028-08-12 14:00 | -700 | -356.01 | -510 | 215.86 | 2028-08-12 14:00 | -700 | -526 | -510 | 99.54
2028-08-12 15:00 | 700 | 0 | 437.7 | 310.8 | 2028-08-12 15:00 | -500 | -56.01 | -210 | 146.77 | 2028-08-12 15:00 | -700 | -526 | -510 | 29.84
2028-08-12 16:00 | 700 | 277.24 | 510 | 442 | 2028-08-12 16:00 | 100 | 0 | 90 | 294.2 | 2028-08-12 16:00 | -478.86 | -226 | -210 | 199.24
2028-08-12 17:00 | 700 | 404.23 | 510 | 442 | 2028-08-12 17:00 | 700 | 0 | 390 | 442 | 2028-08-12 17:00 | 121.14 | 0 | 90 | 442
2028-08-12 18:00 | 700 | 505 | 510 | 442 | 2028-08-12 18:00 | 700 | 0.03 | 510 | 442 | 2028-08-12 18:00 | 700 | 0 | 390 | 442
2028-08-12 19:00 | 700 | 505 | 510 | 442 | 2028-08-12 19:00 | 700 | 128.96 | 510 | 442 | 2028-08-12 19:00 | 700 | 0 | 510 | 442
2028-08-12 20:00 | 700 | 429.26 | 510 | 442 | 2028-08-12 20:00 | 700 | 0 | 510 | 442 | 2028-08-12 20:00 | 700 | 0 | 510 | 442
2028-08-12 21:00 | 700 | 418.72 | 510 | 442 | 2028-08-12 21:00 | 700 | 205 | 510 | 442 | 2028-08-12 21:00 | 700 | 0 | 510 | 442
2028-08-12 22:00 | 678.17 | 505 | 510 | 442 | 2028-08-12 22:00 | 648.72 | 505 | 510 | 442 | 2028-08-12 22:00 | 700 | 300 | 510 | 442
2028-08-12 23:00 | 584.66 | 505 | 510 | 442 | 2028-08-12 23:00 | 409.88 | 505 | 510 | 442 | 2028-08-12 23:00 | 700 | 505 | 510 | 442
2028-08-13 | 700 | 505 | 510 | 442 | 2028-08-13 | 590.81 | 505 | 510 | 442 | 2028-08-13 | 700 | 505 | 510 | 442
2028-08-13 01:00 | 700 | 505 | 510 | 442 | 2028-08-13 01:00 | 700 | 505 | 510 | 442 | 2028-08-13 01:00 | 700 | 505 | 510 | 442
2028-08-13 02:00 | 700 | 505 | 510 | 442 | 2028-08-13 02:00 | 700 | 505 | 510 | 442 | 2028-08-13 02:00 | 700 | 505 | 510 | 442
2028-08-13 03:00 | 700 | 505 | 510 | 442 | 2028-08-13 03:00 | 700 | 257.66 | 510 | 442 | 2028-08-13 03:00 | 700 | 505 | 510 | 442
2028-08-13 04:00 | 700 | 505 | 510 | 442 | 2028-08-13 04:00 | 700 | 370.98 | 510 | 442 | 2028-08-13 04:00 | 700 | 505 | 510 | 442
2028-08-13 05:00 | 700 | 205.47 | 510 | 442 | 2028-08-13 05:00 | 700 | 70.98 | 510 | 442 | 2028-08-13 05:00 | 700 | 215.19 | 510 | 442
2028-08-13 06:00 | 700 | 505 | 510 | 442 | 2028-08-13 06:00 | 700 | 0 | 510 | 222.66 | 2028-08-13 06:00 | 700 | 72.39 | 510 | 333.78
2028-08-13 07:00 | 700 | 420.06 | 510 | 442 | 2028-08-13 07:00 | 700 | 259.16 | 300 | 442 | 2028-08-13 07:00 | 700 | 300 | 282.26 | 442
2028-08-13 08:00 | 700 | 203.98 | 510 | 442 | 2028-08-13 08:00 | 558.41 | 0 | 0 | 272.95 | 2028-08-13 08:00 | 100 | 0 | -17.74 | 219.44
2028-08-13 09:00 | 700 | 0 | 510 | 357.28 | 2028-08-13 09:00 | 0 | 0 | -110.49 | 151.7 | 2028-08-13 09:00 | -500 | -300 | -317.74 | 54.98
2028-08-13 10:00 | 700 | 267.52 | 510 | 442 | 2028-08-13 10:00 | 0 | 0 | 0 | 164.1 | 2028-08-13 10:00 | -700 | -526 | -510 | 55.36
2028-08-13 11:00 | 700 | 0 | 510 | 429.13 | 2028-08-13 11:00 | 0 | 0 | 0 | 271.57 | 2028-08-13 11:00 | -700 | -453.62 | -510 | 172.83
2028-08-13 12:00 | 700 | 50.22 | 510 | 442 | 2028-08-13 12:00 | 0 | 0 | 0 | 220.86 | 2028-08-13 12:00 | -700 | -472.72 | -510 | 103.35
2028-08-13 13:00 | 700 | 195.12 | 510 | 442 | 2028-08-13 13:00 | 0 | 0 | 0 | 137.93 | 2028-08-13 13:00 | -700 | -226 | -510 | 10.01
2028-08-13 14:00 | 700 | 0 | 510 | 172.38 | 2028-08-13 14:00 | 0 | 0 | -131.24 | 0 | 2028-08-13 14:00 | -700 | -526 | -510 | -92.12
2028-08-13 15:00 | 700 | 0 | 510 | 76.34 | 2028-08-13 15:00 | 0 | 0 | -397.57 | 0 | 2028-08-13 15:00 | -700 | -526 | -510 | -305.48
2028-08-13 16:00 | 700 | 87.9 | 510 | 362.27 | 2028-08-13 16:00 | 100 | 0 | -171.51 | 61.74 | 2028-08-13 16:00 | -339.84 | -300 | -334.37 | -5.48
2028-08-13 17:00 | 700 | 387.9 | 510 | 442 | 2028-08-13 17:00 | 700 | 0 | 128.49 | 361.74 | 2028-08-13 17:00 | 260.16 | 0 | -34.37 | 294.52
2028-08-13 18:00 | 700 | 87.9 | 429.57 | 396.49 | 2028-08-13 18:00 | 700 | 17.59 | 428.49 | 442 | 2028-08-13 18:00 | 700 | 229.78 | 265.63 | 389.88
2028-08-13 19:00 | 700 | 205 | 510 | 331.36 | 2028-08-13 19:00 | 700 | 0 | 210 | 142 | 2028-08-13 19:00 | 700 | -63.81 | -34.37 | 89.88
2028-08-13 20:00 | 700 | 505 | 510 | 442 | 2028-08-13 20:00 | 700 | 300 | 510 | 442 | 2028-08-13 20:00 | 700 | 236.19 | 265.63 | 389.88
2028-08-13 21:00 | 700 | 505 | 510 | 442 | 2028-08-13 21:00 | 700 | 505 | 510 | 442 | 2028-08-13 21:00 | 700 | 505 | 510 | 442
2028-08-13 22:00 | 700 | 505 | 510 | 442 | 2028-08-13 22:00 | 700 | 505 | 510 | 442 | 2028-08-13 22:00 | 700 | 505 | 510 | 442
2028-08-13 23:00 | 700 | 430.02 | 510 | 442 | 2028-08-13 23:00 | 700 | 505 | 510 | 442 | 2028-08-13 23:00 | 700 | 505 | 510 | 386.78
2028-08-14 | 700 | 505 | 510 | 442 | 2028-08-14 | 700 | 505 | 510 | 442 | 2028-08-14 | 700 | 505 | 510 | 442
2028-08-14 01:00 | 700 | 505 | 510 | 442 | 2028-08-14 01:00 | 700 | 505 | 510 | 442 | 2028-08-14 01:00 | 700 | 505 | 510 | 442
2028-08-14 02:00 | 700 | 505 | 510 | 442 | 2028-08-14 02:00 | 700 | 505 | 510 | 442 | 2028-08-14 02:00 | 700 | 505 | 510 | 442
2028-08-14 03:00 | 700 | 505 | 510 | 442 | 2028-08-14 03:00 | 700 | 505 | 510 | 442 | 2028-08-14 03:00 | 700 | 505 | 510 | 442
2028-08-14 04:00 | 700 | 505 | 510 | 442 | 2028-08-14 04:00 | 700 | 505 | 510 | 442 | 2028-08-14 04:00 | 700 | 505 | 510 | 442
2028-08-14 05:00 | 700 | 505 | 510 | 442 | 2028-08-14 05:00 | 700 | 505 | 510 | 442 | 2028-08-14 05:00 | 700 | 300 | 381.48 | 442
2028-08-14 06:00 | 700 | 205 | 510 | 385.22 | 2028-08-14 06:00 | 700 | 205 | 210 | 442 | 2028-08-14 06:00 | 700 | 0 | 81.48 | 409.11
2028-08-14 07:00 | 700 | 0 | 210 | 85.22 | 2028-08-14 07:00 | 700 | -95 | -90 | 142 | 2028-08-14 07:00 | 500 | -300 | -218.52 | 109.11
2028-08-14 08:00 | 700 | 175.35 | 510 | 385.22 | 2028-08-14 08:00 | 100 | 0 | -70.27 | 442 | 2028-08-14 08:00 | -100 | -241.46 | -510 | 409.11
2028-08-14 09:00 | 700 | 0 | 443.9 | 442 | 2028-08-14 09:00 | -500 | 0 | -370.27 | 442 | 2028-08-14 09:00 | -700 | -526 | -510 | 442
2028-08-14 10:00 | 700 | 0 | 143.9 | 442 | 2028-08-14 10:00 | -700 | 0 | -510 | 442 | 2028-08-14 10:00 | -700 | -526 | -510 | 442
2028-08-14 11:00 | 700 | 0 | 0 | 442 | 2028-08-14 11:00 | -700 | 0 | -510 | 442 | 2028-08-14 11:00 | -700 | -526 | -510 | 442
2028-08-14 12:00 | 700 | 0 | 57.96 | 442 | 2028-08-14 12:00 | -700 | 0 | -510 | 442 | 2028-08-14 12:00 | -700 | -526 | -510 | 442
2028-08-14 13:00 | 700 | 0 | 241.98 | 442 | 2028-08-14 13:00 | -700 | 0 | -510 | 442 | 2028-08-14 13:00 | -700 | -526 | -510 | 442
2028-08-14 14:00 | 700 | 0 | 448.37 | 442 | 2028-08-14 14:00 | -700 | 0 | -510 | 442 | 2028-08-14 14:00 | -700 | -526 | -510 | 442
2028-08-14 15:00 | 700 | 0 | 510 | 442 | 2028-08-14 15:00 | -220.68 | 0 | -510 | 442 | 2028-08-14 15:00 | -700 | -526 | -510 | 442
2028-08-14 16:00 | 700 | 0 | 407.57 | 147.69 | 2028-08-14 16:00 | 379.32 | -27.99 | -390 | 442 | 2028-08-14 16:00 | -100 | -247.15 | -510 | 442
2028-08-14 17:00 | 700 | 205 | 510 | 225.4 | 2028-08-14 17:00 | 700 | -84.66 | -90 | 442 | 2028-08-14 17:00 | 500 | -238.96 | -300 | 442
2028-08-14 18:00 | 700 | 505 | 510 | 442 | 2028-08-14 18:00 | 700 | 0 | 210 | 442 | 2028-08-14 18:00 | 700 | 0 | 0 | 442
2028-08-14 19:00 | 700 | 505 | 510 | 442 | 2028-08-14 19:00 | 700 | 0 | 510 | 442 | 2028-08-14 19:00 | 700 | 0 | 0 | 386.47
2028-08-14 20:00 | 700 | 505 | 510 | 442 | 2028-08-14 20:00 | 700 | 137.14 | 510 | 442 | 2028-08-14 20:00 | 700 | 0 | 106.78 | 410.36
2028-08-14 21:00 | 700 | 505 | 510 | 442 | 2028-08-14 21:00 | 700 | 0 | 510 | 442 | 2028-08-14 21:00 | 700 | 0 | 106.78 | 410.36
2028-08-14 22:00 | 700 | 505 | 510 | 438.76 | 2028-08-14 22:00 | 700 | 144.37 | 510 | 442 | 2028-08-14 22:00 | 700 | 205 | 406.78 | 404.48
2028-08-14 23:00 | 700 | 485.61 | 510 | 441.48 | 2028-08-14 23:00 | 700 | 444.37 | 510 | 442 | 2028-08-14 23:00 | 700 | 505 | 510 | 442
2028-08-15 | 700 | 505 | 510 | 442 | 2028-08-15 | 700 | 505 | 510 | 442 | 2028-08-15 | 700 | 505 | 510 | 442
2028-08-15 01:00 | 700 | 505 | 510 | 442 | 2028-08-15 01:00 | 700 | 505 | 510 | 442 | 2028-08-15 01:00 | 700 | 505 | 510 | 442
2028-08-15 02:00 | 700 | 505 | 510 | 442 | 2028-08-15 02:00 | 700 | 505 | 510 | 442 | 2028-08-15 02:00 | 700 | 505 | 510 | 442
2028-08-15 03:00 | 700 | 505 | 510 | 442 | 2028-08-15 03:00 | 700 | 505 | 510 | 442 | 2028-08-15 03:00 | 700 | 505 | 510 | 442
2028-08-15 04:00 | 700 | 505 | 510 | 442 | 2028-08-15 04:00 | 700 | 505 | 510 | 442 | 2028-08-15 04:00 | 700 | 505 | 510 | 442
2028-08-15 05:00 | 700 | 294.98 | 510 | 442 | 2028-08-15 05:00 | 700 | 294.98 | 510 | 442 | 2028-08-15 05:00 | 700 | 205 | 390 | 442
2028-08-15 06:00 | 700 | 0 | 492.19 | 142 | 2028-08-15 06:00 | 700 | 0 | 253.35 | 442 | 2028-08-15 06:00 | 700 | 0 | 90 | 153.82
2028-08-15 07:00 | 700 | 51.2 | 510 | 200.46 | 2028-08-15 07:00 | 700 | 0 | -46.65 | 442 | 2028-08-15 07:00 | 700 | -226 | -210 | 153.82
2028-08-15 08:00 | 700 | 0 | 510 | 335.91 | 2028-08-15 08:00 | 700 | -300 | -346.65 | 442 | 2028-08-15 08:00 | 375.14 | -526 | -510 | 400.17
2028-08-15 09:00 | 700 | 0 | 343.79 | 35.91 | 2028-08-15 09:00 | 643.59 | -526 | -510 | 438.72 | 2028-08-15 09:00 | -224.86 | -526 | -510 | 142
2028-08-15 10:00 | 700 | 0 | 148.47 | 0 | 2028-08-15 10:00 | 43.59 | -226 | -210 | 442 | 2028-08-15 10:00 | -700 | -526 | -510 | 442
2028-08-15 11:00 | 700 | 0 | 72.98 | 0 | 2028-08-15 11:00 | 643.59 | -500.7 | -510 | 442 | 2028-08-15 11:00 | -700 | -526 | -510 | 442
2028-08-15 12:00 | 700 | 0 | 73.5 | 0 | 2028-08-15 12:00 | 700 | -407.8 | -510 | 442 | 2028-08-15 12:00 | -194.6 | -526 | -510 | 442
2028-08-15 13:00 | 700 | 0 | 189.3 | 0 | 2028-08-15 13:00 | 700 | -526 | -510 | 207.53 | 2028-08-15 13:00 | -191.21 | -526 | -510 | 297.66
2028-08-15 14:00 | 700 | 0 | 409.05 | 0 | 2028-08-15 14:00 | 700 | -526 | -510 | 223.47 | 2028-08-15 14:00 | -71.46 | -526 | -510 | 324.46
2028-08-15 15:00 | 700 | 0 | 510 | 153.33 | 2028-08-15 15:00 | 700 | -362.1 | -390 | 249.2 | 2028-08-15 15:00 | 204.18 | -526 | -510 | 361.33
2028-08-15 16:00 | 700 | 231.09 | 510 | 442 | 2028-08-15 16:00 | 700 | -62.1 | -90 | 442 | 2028-08-15 16:00 | 700 | -392.47 | -510 | 383.77
2028-08-15 17:00 | 700 | 505 | 510 | 442 | 2028-08-15 17:00 | 700 | 0 | 210 | 442 | 2028-08-15 17:00 | 700 | -92.47 | -510 | 390.7
2028-08-15 18:00 | 700 | 505 | 510 | 442 | 2028-08-15 18:00 | 700 | 0 | 510 | 442 | 2028-08-15 18:00 | 700 | 0 | -257.66 | 442
2028-08-15 19:00 | 700 | 505 | 510 | 442 | 2028-08-15 19:00 | 700 | 300 | 510 | 442 | 2028-08-15 19:00 | 700 | 0 | -153.12 | 284.84
2028-08-15 20:00 | 700 | 505 | 510 | 442 | 2028-08-15 20:00 | 700 | 300 | 510 | 442 | 2028-08-15 20:00 | 700 | 0 | -90 | 417.52
2028-08-15 21:00 | 700 | 505 | 510 | 374.6 | 2028-08-15 21:00 | 700 | 424.58 | 510 | 442 | 2028-08-15 21:00 | 700 | 205 | 210 | 328.03
2028-08-15 22:00 | 700 | 505 | 510 | 362.61 | 2028-08-15 22:00 | 700 | 505 | 510 | 442 | 2028-08-15 22:00 | 700 | 505 | 510 | 442
2028-08-15 23:00 | 700 | 505 | 510 | 442 | 2028-08-15 23:00 | 700 | 347 | 510 | 442 | 2028-08-15 23:00 | 700 | 205 | 510 | 400.29
2028-08-16 | 700 | 505 | 510 | 442 | 2028-08-16 | 700 | 505 | 510 | 442 | 2028-08-16 | 700 | 505 | 510 | 442
2028-08-16 01:00 | 700 | 505 | 510 | 442 | 2028-08-16 01:00 | 700 | 505 | 510 | 442 | 2028-08-16 01:00 | 700 | 505 | 510 | 442
2028-08-16 02:00 | 700 | 505 | 510 | 442 | 2028-08-16 02:00 | 700 | 505 | 510 | 442 | 2028-08-16 02:00 | 700 | 505 | 510 | 442
2028-08-16 03:00 | 700 | 505 | 510 | 442 | 2028-08-16 03:00 | 700 | 505 | 510 | 442 | 2028-08-16 03:00 | 700 | 505 | 510 | 442
2028-08-16 04:00 | 700 | 505 | 510 | 442 | 2028-08-16 04:00 | 700 | 505 | 510 | 442 | 2028-08-16 04:00 | 700 | 505 | 510 | 442
2028-08-16 05:00 | 700 | 374.54 | 510 | 442 | 2028-08-16 05:00 | 700 | 505 | 510 | 442 | 2028-08-16 05:00 | 700 | 205 | 510 | 442
2028-08-16 06:00 | 700 | 505 | 510 | 442 | 2028-08-16 06:00 | 700 | 505 | 510 | 442 | 2028-08-16 06:00 | 700 | 253.1 | 300 | 406.48
2028-08-16 07:00 | 700 | 362.88 | 510 | 442 | 2028-08-16 07:00 | 700 | 205 | 510 | 284.4 | 2028-08-16 07:00 | 700 | 0 | 0 | 106.48
2028-08-16 08:00 | 700 | 497.09 | 510 | 442 | 2028-08-16 08:00 | 700 | 0 | 510 | 327.4 | 2028-08-16 08:00 | 700 | 0 | -241.77 | 26.97
2028-08-16 09:00 | 700 | 499.89 | 510 | 442 | 2028-08-16 09:00 | 700 | 0 | 283.17 | 402.73 | 2028-08-16 09:00 | 700 | -226 | -356.63 | 150.76
2028-08-16 10:00 | 700 | 466.93 | 510 | 442 | 2028-08-16 10:00 | 700 | 0 | -16.83 | 442 | 2028-08-16 10:00 | 700 | -526 | -510 | 71.22
2028-08-16 11:00 | 700 | 166.93 | 510 | 442 | 2028-08-16 11:00 | 700 | -265.92 | -316.83 | 383.15 | 2028-08-16 11:00 | 700 | -526 | -510 | -28.81
2028-08-16 12:00 | 700 | 189.33 | 510 | 442 | 2028-08-16 12:00 | 700 | 0 | -342.51 | 442 | 2028-08-16 12:00 | 700 | -226 | -210 | 271.19
2028-08-16 13:00 | 700 | 0 | 510 | 197.86 | 2028-08-16 13:00 | 700 | -294.42 | -510 | 386.9 | 2028-08-16 13:00 | 700 | -299.42 | -510 | 391.71
2028-08-16 14:00 | 700 | 0 | 482.6 | 138.03 | 2028-08-16 14:00 | 700 | -526 | -510 | 442 | 2028-08-16 14:00 | 700 | -526 | -510 | 442
2028-08-16 15:00 | 700 | 0 | 510 | 169.86 | 2028-08-16 15:00 | 700 | -526 | -510 | 442 | 2028-08-16 15:00 | 700 | -526 | -510 | 442
2028-08-16 16:00 | 700 | 123.29 | 510 | 442 | 2028-08-16 16:00 | 700 | -226 | -210 | 442 | 2028-08-16 16:00 | 700 | -526 | -510 | 442
2028-08-16 17:00 | 700 | 423.29 | 510 | 442 | 2028-08-16 17:00 | 700 | 0 | 90 | 442 | 2028-08-16 17:00 | 700 | -226 | -510 | 442
2028-08-16 18:00 | 700 | 505 | 510 | 442 | 2028-08-16 18:00 | 700 | 0 | 390 | 442 | 2028-08-16 18:00 | 700 | 0 | -330.52 | 442
2028-08-16 19:00 | 700 | 505 | 510 | 442 | 2028-08-16 19:00 | 700 | 0 | 510 | 442 | 2028-08-16 19:00 | 700 | 0 | -330.52 | 442
2028-08-16 20:00 | 700 | 505 | 510 | 442 | 2028-08-16 20:00 | 700 | 0 | 510 | 442 | 2028-08-16 20:00 | 700 | 0 | -30.52 | 413.66
2028-08-16 21:00 | 700 | 505 | 510 | 442 | 2028-08-16 21:00 | 700 | 0 | 510 | 442 | 2028-08-16 21:00 | 700 | 0 | -30.52 | 442
2028-08-16 22:00 | 700 | 505 | 510 | 442 | 2028-08-16 22:00 | 700 | 206.5 | 510 | 442 | 2028-08-16 22:00 | 700 | 168.52 | 210 | 442
2028-08-16 23:00 | 700 | 505 | 510 | 442 | 2028-08-16 23:00 | 700 | 456.9 | 510 | 442 | 2028-08-16 23:00 | 700 | 468.52 | 510 | 442
2028-08-17 | 700 | 505 | 510 | 442 | 2028-08-17 | 700 | 505 | 510 | 442 | 2028-08-17 | 700 | 505 | 510 | 442
2028-08-17 01:00 | 700 | 505 | 510 | 442 | 2028-08-17 01:00 | 700 | 505 | 510 | 442 | 2028-08-17 01:00 | 700 | 505 | 510 | 442
2028-08-17 02:00 | 700 | 505 | 510 | 442 | 2028-08-17 02:00 | 700 | 505 | 510 | 442 | 2028-08-17 02:00 | 700 | 505 | 510 | 442
2028-08-17 03:00 | 700 | 505 | 510 | 442 | 2028-08-17 03:00 | 700 | 505 | 510 | 442 | 2028-08-17 03:00 | 700 | 505 | 510 | 442
2028-08-17 04:00 | 700 | 505 | 510 | 442 | 2028-08-17 04:00 | 700 | 505 | 510 | 442 | 2028-08-17 04:00 | 700 | 505 | 510 | 442
2028-08-17 05:00 | 700 | 300 | 419.68 | 300 | 2028-08-17 05:00 | 700 | 300 | 510 | 347.64 | 2028-08-17 05:00 | 700 | 300 | 368.06 | 343.45
2028-08-17 06:00 | 700 | 0 | 119.68 | 0 | 2028-08-17 06:00 | 700 | 0 | 210 | 47.64 | 2028-08-17 06:00 | 700 | 0 | 68.06 | 43.45
2028-08-17 07:00 | 700 | 0 | 419.68 | 231.59 | 2028-08-17 07:00 | 700 | 0 | 510 | 111.69 | 2028-08-17 07:00 | 700 | 0 | 361.89 | 129.92
2028-08-17 08:00 | 700 | 0 | 510 | 442 | 2028-08-17 08:00 | 700 | 0 | 510 | 302.51 | 2028-08-17 08:00 | 700 | 0 | 275.19 | 236.96
2028-08-17 09:00 | 700 | 177.42 | 510 | 442 | 2028-08-17 09:00 | 700 | 0 | 510 | 442 | 2028-08-17 09:00 | 700 | 0 | 6.85 | 442
2028-08-17 10:00 | 700 | 91.59 | 510 | 442 | 2028-08-17 10:00 | 700 | 0 | 451.31 | 302.86 | 2028-08-17 10:00 | 700 | 0 | -171.67 | 314.62
2028-08-17 11:00 | 700 | 264.33 | 510 | 442 | 2028-08-17 11:00 | 700 | 0 | 218.34 | 433.39 | 2028-08-17 11:00 | 700 | 0 | -438.57 | 390.96
2028-08-17 12:00 | 700 | 259.46 | 510 | 442 | 2028-08-17 12:00 | 700 | 0 | 190.1 | 362.92 | 2028-08-17 12:00 | 700 | -74.29 | -350.32 | 311.09
2028-08-17 13:00 | 700 | 122.19 | 510 | 442 | 2028-08-17 13:00 | 700 | 0 | -109.9 | 356.6 | 2028-08-17 13:00 | 700 | -374.29 | -510 | 311.42
2028-08-17 14:00 | 700 | 156.43 | 510 | 442 | 2028-08-17 14:00 | 700 | 0 | -243.37 | 335.79 | 2028-08-17 14:00 | 700 | -504.51 | -510 | 292.76
2028-08-17 15:00 | 700 | 0 | 510 | 144.81 | 2028-08-17 15:00 | 700 | -14.04 | -186.71 | 380.51 | 2028-08-17 15:00 | 700 | -334.35 | -510 | 346.38
2028-08-17 16:00 | 700 | 0 | 510 | 315.46 | 2028-08-17 16:00 | 700 | 0 | 113.29 | 435.68 | 2028-08-17 16:00 | 700 | -107.13 | -234.53 | 406.52
2028-08-17 17:00 | 700 | 222.2 | 510 | 442 | 2028-08-17 17:00 | 700 | 0 | 413.29 | 442 | 2028-08-17 17:00 | 700 | 0 | 65.47 | 442
2028-08-17 18:00 | 700 | 261.56 | 510 | 442 | 2028-08-17 18:00 | 700 | 93.02 | 510 | 442 | 2028-08-17 18:00 | 700 | 0 | 365.47 | 442
2028-08-17 19:00 | 700 | 326.67 | 510 | 442 | 2028-08-17 19:00 | 700 | 5.44 | 510 | 442 | 2028-08-17 19:00 | 700 | 0 | 510 | 442
2028-08-17 20:00 | 700 | 305.13 | 510 | 442 | 2028-08-17 20:00 | 700 | 5.44 | 510 | 442 | 2028-08-17 20:00 | 700 | 0 | 510 | 442
2028-08-17 21:00 | 700 | 105.34 | 510 | 442 | 2028-08-17 21:00 | 700 | 163.93 | 510 | 442 | 2028-08-17 21:00 | 700 | 0 | 510 | 442
2028-08-17 22:00 | 700 | 405.34 | 510 | 442 | 2028-08-17 22:00 | 700 | 436.74 | 510 | 442 | 2028-08-17 22:00 | 700 | 300 | 510 | 442
2028-08-17 23:00 | 700 | 505 | 510 | 442 | 2028-08-17 23:00 | 700 | 136.74 | 510 | 442 | 2028-08-17 23:00 | 700 | 280.77 | 510 | 442
2028-08-18 | 700 | 317.22 | 510 | 442 | 2028-08-18 | 700 | 136.74 | 510 | 442 | 2028-08-18 | 700 | 503.91 | 510 | 442
2028-08-18 01:00 | 700 | 24.9 | 510 | 442 | 2028-08-18 01:00 | 700 | 65.49 | 510 | 442 | 2028-08-18 01:00 | 700 | 482.02 | 510 | 442
2028-08-18 02:00 | 700 | 140.43 | 510 | 442 | 2028-08-18 02:00 | 700 | 65.49 | 510 | 442 | 2028-08-18 02:00 | 700 | 380.23 | 510 | 442
2028-08-18 03:00 | 700 | 224.84 | 510 | 442 | 2028-08-18 03:00 | 700 | 365.49 | 510 | 442 | 2028-08-18 03:00 | 700 | 475.57 | 510 | 442
2028-08-18 04:00 | 700 | 158.28 | 510 | 442 | 2028-08-18 04:00 | 700 | 505 | 510 | 442 | 2028-08-18 04:00 | 700 | 425.86 | 510 | 442
2028-08-18 05:00 | 700 | 228.45 | 510 | 442 | 2028-08-18 05:00 | 700 | 505 | 510 | 442 | 2028-08-18 05:00 | 700 | 505 | 510 | 442
2028-08-18 06:00 | 700 | 96.62 | 510 | 442 | 2028-08-18 06:00 | 700 | 505 | 510 | 442 | 2028-08-18 06:00 | 700 | 377.13 | 510 | 442
2028-08-18 07:00 | 700 | 295.84 | 510 | 442 | 2028-08-18 07:00 | 700 | 505 | 510 | 442 | 2028-08-18 07:00 | 700 | 310.16 | 510 | 442
2028-08-18 08:00 | 700 | 499.67 | 510 | 442 | 2028-08-18 08:00 | 700 | 241.94 | 510 | 442 | 2028-08-18 08:00 | 500 | 202.43 | 210 | 442
2028-08-18 09:00 | 700 | 348.34 | 510 | 442 | 2028-08-18 09:00 | 411.12 | 0 | 210 | 442 | 2028-08-18 09:00 | -100 | -97.57 | -90 | 442
2028-08-18 10:00 | 700 | 74.85 | 510 | 442 | 2028-08-18 10:00 | 0 | 0 | 0 | 442 | 2028-08-18 10:00 | -700 | -307.6 | -390 | 442
2028-08-18 11:00 | 700 | 0 | 375.98 | 442 | 2028-08-18 11:00 | -8.35 | 0 | 0 | 442 | 2028-08-18 11:00 | -700 | -519.84 | -510 | 442
2028-08-18 12:00 | 700 | 0 | 75.98 | 442 | 2028-08-18 12:00 | -608.35 | 0 | 0 | 442 | 2028-08-18 12:00 | -700 | -526 | -510 | 442
2028-08-18 13:00 | 700 | 0 | 0 | 442 | 2028-08-18 13:00 | -608.35 | 0 | 0 | 442 | 2028-08-18 13:00 | -700 | -526 | -510 | 442
2028-08-18 14:00 | 700 | 0 | 14.88 | 442 | 2028-08-18 14:00 | -504.74 | 0 | 0 | 442 | 2028-08-18 14:00 | -700 | -526 | -510 | 442
2028-08-18 15:00 | 700 | 0 | 15.43 | 442 | 2028-08-18 15:00 | -504.74 | 0 | 0 | 442 | 2028-08-18 15:00 | -700 | -526 | -390 | 442
2028-08-18 16:00 | 700 | 0 | 289.94 | 442 | 2028-08-18 16:00 | 67.91 | 0 | 0 | 442 | 2028-08-18 16:00 | -500 | -226 | -90 | 442
2028-08-18 17:00 | 700 | 281.65 | 510 | 442 | 2028-08-18 17:00 | 667.91 | 141.9 | 277.7 | 442 | 2028-08-18 17:00 | 100 | 67.95 | 210 | 442
2028-08-18 18:00 | 700 | 505 | 510 | 442 | 2028-08-18 18:00 | 700 | 441.9 | 510 | 442 | 2028-08-18 18:00 | 700 | 367.95 | 510 | 442
2028-08-18 19:00 | 700 | 505 | 510 | 442 | 2028-08-18 19:00 | 700 | 505 | 510 | 442 | 2028-08-18 19:00 | 700 | 505 | 510 | 442
2028-08-18 20:00 | 700 | 505 | 510 | 442 | 2028-08-18 20:00 | 700 | 505 | 510 | 442 | 2028-08-18 20:00 | 700 | 505 | 510 | 442
2028-08-18 21:00 | 700 | 505 | 510 | 442 | 2028-08-18 21:00 | 700 | 505 | 510 | 442 | 2028-08-18 21:00 | 700 | 505 | 510 | 442
2028-08-18 22:00 | 700 | 505 | 510 | 442 | 2028-08-18 22:00 | 700 | 505 | 510 | 442 | 2028-08-18 22:00 | 700 | 505 | 510 | 442
2028-08-18 23:00 | 700 | 428.71 | 510 | 442 | 2028-08-18 23:00 | 700 | 505 | 510 | 442 | 2028-08-18 23:00 | 700 | 505 | 510 | 442
2028-08-19 | 700 | 505 | 510 | 442 | 2028-08-19 | 700 | 505 | 510 | 442 | 2028-08-19 | 700 | 205 | 510 | 442
2028-08-19 01:00 | 700 | 371.51 | 510 | 442 | 2028-08-19 01:00 | 700 | 358.89 | 510 | 442 | 2028-08-19 01:00 | 700 | 333.14 | 510 | 442
2028-08-19 02:00 | 700 | 201.69 | 510 | 442 | 2028-08-19 02:00 | 700 | 272.97 | 510 | 442 | 2028-08-19 02:00 | 700 | 157.51 | 510 | 442
2028-08-19 03:00 | 700 | 416.36 | 510 | 442 | 2028-08-19 03:00 | 700 | 272.97 | 510 | 442 | 2028-08-19 03:00 | 700 | 29.31 | 510 | 442
2028-08-19 04:00 | 700 | 505 | 510 | 442 | 2028-08-19 04:00 | 700 | 338.86 | 510 | 442 | 2028-08-19 04:00 | 700 | 211.82 | 510 | 442
2028-08-19 05:00 | 700 | 256.87 | 510 | 442 | 2028-08-19 05:00 | 700 | 338.86 | 510 | 442 | 2028-08-19 05:00 | 700 | 7.78 | 510 | 442
2028-08-19 06:00 | 700 | 212.18 | 510 | 442 | 2028-08-19 06:00 | 700 | 382.87 | 510 | 442 | 2028-08-19 06:00 | 700 | 120 | 510 | 442
2028-08-19 07:00 | 700 | 154.57 | 510 | 442 | 2028-08-19 07:00 | 700 | 256.87 | 510 | 442 | 2028-08-19 07:00 | 700 | 420 | 510 | 442
2028-08-19 08:00 | 700 | 407.26 | 510 | 442 | 2028-08-19 08:00 | 651.51 | 267.55 | 510 | 442 | 2028-08-19 08:00 | 230.32 | 120 | 300 | 300
2028-08-19 09:00 | 700 | 387.91 | 510 | 442 | 2028-08-19 09:00 | 51.51 | 205 | 449.6 | 142 | 2028-08-19 09:00 | -369.68 | 0 | 0 | 0
2028-08-19 10:00 | 662.85 | 505 | 510 | 442 | 2028-08-19 10:00 | -548.49 | 505 | 510 | 442 | 2028-08-19 10:00 | -700 | 300 | 300 | 300
2028-08-19 11:00 | 700 | 505 | 510 | 442 | 2028-08-19 11:00 | -700 | 505 | 510 | 442 | 2028-08-19 11:00 | -700 | 505 | 510 | 442
2028-08-19 12:00 | 478.79 | 505 | 510 | 442 | 2028-08-19 12:00 | -700 | 505 | 510 | 442 | 2028-08-19 12:00 | -700 | 505 | 510 | 442
2028-08-19 13:00 | 55.87 | 505 | 510 | 342.76 | 2028-08-19 13:00 | -700 | 505 | 510 | 334.06 | 2028-08-19 13:00 | -700 | 505 | 510 | 324.76
2028-08-19 14:00 | 284.55 | 505 | 510 | 160.38 | 2028-08-19 14:00 | -700 | 505 | 510 | 144.3 | 2028-08-19 14:00 | -700 | 505 | 510 | 134.68
2028-08-19 15:00 | 300.27 | 505 | 510 | 421.24 | 2028-08-19 15:00 | -700 | 505 | 510 | 413.69 | 2028-08-19 15:00 | -700 | 505 | 510 | 406.66
2028-08-19 16:00 | 360.46 | 505 | 510 | 275.63 | 2028-08-19 16:00 | -700 | 505 | 510 | 264.84 | 2028-08-19 16:00 | -700 | 505 | 510 | 258.26
2028-08-19 17:00 | 406.01 | 505 | 510 | 184.83 | 2028-08-19 17:00 | -700 | 505 | 510 | 178.31 | 2028-08-19 17:00 | -700 | 505 | 510 | 171.79
2028-08-19 18:00 | 361.97 | 505 | 510 | 86.23 | 2028-08-19 18:00 | -700 | 505 | 510 | 70.52 | 2028-08-19 18:00 | -700 | 505 | 510 | 63.8
2028-08-19 19:00 | -100 | 505 | 510 | 86.81 | 2028-08-19 19:00 | -700 | 505 | 510 | 89.41 | 2028-08-19 19:00 | -700 | 505 | 510 | 74.16
2028-08-19 20:00 | -700 | 505 | 510 | 46.35 | 2028-08-19 20:00 | -700 | 505 | 510 | 40.12 | 2028-08-19 20:00 | -700 | 505 | 510 | 23.56
2028-08-19 21:00 | -700 | 505 | 510 | 152.65 | 2028-08-19 21:00 | -700 | 505 | 510 | 139.57 | 2028-08-19 21:00 | -700 | 505 | 510 | 133.81
2028-08-19 22:00 | -700 | 505 | 510 | 421.35 | 2028-08-19 22:00 | -700 | 505 | 510 | 416.88 | 2028-08-19 22:00 | -700 | 505 | 510 | 413.64
2028-08-19 23:00 | -700 | 505 | 510 | 129.83 | 2028-08-19 23:00 | -700 | 505 | 510 | 116.88 | 2028-08-19 23:00 | -700 | 505 | 510 | 232
2028-08-20 | -700 | 505 | 510 | -170.17 | 2028-08-20 | -700 | 505 | 340.23 | -183.12 | 2028-08-20 | -700 | 375.08 | 510 | -68
2028-08-20 01:00 | -700 | 505 | 510 | -194.6 | 2028-08-20 01:00 | -700 | 505 | 510 | -200.78 | 2028-08-20 01:00 | -700 | 505 | 510 | -206.95
2028-08-20 02:00 | -700 | 505 | 510 | -231.07 | 2028-08-20 02:00 | -700 | 505 | 510 | -356.13 | 2028-08-20 02:00 | -700 | 505 | 510 | -227.87
2028-08-20 03:00 | -700 | 505 | 496.89 | -253.63 | 2028-08-20 03:00 | -700 | 505 | 510 | -266.29 | 2028-08-20 03:00 | -700 | 505 | 384.99 | -266.62
2028-08-20 04:00 | -700 | 505 | 510 | -510 | 2028-08-20 04:00 | -700 | 505 | 290.44 | -244.89 | 2028-08-20 04:00 | -700 | 505 | 481.66 | -437.88
2028-08-20 05:00 | -700 | 505 | 210 | -301.92 | 2028-08-20 05:00 | -700 | 505 | 210 | -481.62 | 2028-08-20 05:00 | -700 | 505 | 181.66 | -458.87
2028-08-20 06:00 | -700 | 505 | 510 | -485.08 | 2028-08-20 06:00 | -700 | 300 | 510 | -403.34 | 2028-08-20 06:00 | -700 | 205 | 481.66 | -510
2028-08-20 07:00 | -700 | 505 | 210 | -224.61 | 2028-08-20 07:00 | -700 | 0 | 312.57 | -131.14 | 2028-08-20 07:00 | -700 | 505 | 368.73 | -510
2028-08-20 08:00 | -700 | 505 | -69.48 | -103.84 | 2028-08-20 08:00 | -700 | 0 | 510 | -425.49 | 2028-08-20 08:00 | -700 | 505 | 97.78 | -510
2028-08-20 09:00 | -700 | 505 | -140.45 | -88.72 | 2028-08-20 09:00 | -700 | 0 | 510 | -383.28 | 2028-08-20 09:00 | -700 | 505 | 0 | -383.7
2028-08-20 10:00 | -700 | 505 | -18.76 | -68 | 2028-08-20 10:00 | -700 | 153.54 | 210 | -88.06 | 2028-08-20 10:00 | -700 | 459.28 | -90 | -99.58
2028-08-20 11:00 | -700 | 505 | 210 | -205.26 | 2028-08-20 11:00 | -700 | 258.32 | 210 | -68 | 2028-08-20 11:00 | -700 | 505 | 210 | -346.34
2028-08-20 12:00 | -700 | 419.14 | 510 | -68 | 2028-08-20 12:00 | -700 | 428.74 | 510 | -211.28 | 2028-08-20 12:00 | -700 | 242.26 | 510 | -46.34
2028-08-20 13:00 | -700 | 505 | 487.47 | 232 | 2028-08-20 13:00 | -700 | 505 | 510 | 88.72 | 2028-08-20 13:00 | -700 | 505 | 510 | 70.03
2028-08-20 14:00 | -700 | 505 | 194.03 | -68 | 2028-08-20 14:00 | -700 | 490.32 | 210 | -211.28 | 2028-08-20 14:00 | -700 | 503 | 210 | -229.97
2028-08-20 15:00 | -700 | 461.32 | 153.93 | -68 | 2028-08-20 15:00 | -700 | 269.68 | 210 | -71.37 | 2028-08-20 15:00 | -700 | 505 | 303.31 | -412.54
2028-08-20 16:00 | -700 | 505 | 453.93 | 83.81 | 2028-08-20 16:00 | -700 | 480.49 | 510 | -68 | 2028-08-20 16:00 | -700 | 505 | 510 | -112.54
2028-08-20 17:00 | -700 | 505 | 510 | 98.64 | 2028-08-20 17:00 | -700 | 505 | 510 | 91.64 | 2028-08-20 17:00 | -700 | 505 | 510 | 75.59
2028-08-20 18:00 | -700 | 505 | 510 | 139.29 | 2028-08-20 18:00 | -700 | 505 | 510 | 125.38 | 2028-08-20 18:00 | -700 | 505 | 510 | 127.1
2028-08-20 19:00 | -700 | 505 | 510 | 95.04 | 2028-08-20 19:00 | -700 | 505 | 510 | 80.16 | 2028-08-20 19:00 | -700 | 505 | 510 | 83.15
2028-08-20 20:00 | -700 | 505 | 510 | 63.23 | 2028-08-20 20:00 | -700 | 505 | 510 | 57.18 | 2028-08-20 20:00 | -700 | 505 | 510 | 51.12
2028-08-20 21:00 | -700 | 505 | 510 | 32.86 | 2028-08-20 21:00 | -700 | 505 | 510 | 16.06 | 2028-08-20 21:00 | -700 | 505 | 510 | 9.62
2028-08-20 22:00 | -700 | 505 | 510 | -53.41 | 2028-08-20 22:00 | -700 | 505 | 510 | -70.64 | 2028-08-20 22:00 | -700 | 505 | 510 | -76.96
2028-08-20 23:00 | -700 | 505 | 510 | -146.96 | 2028-08-20 23:00 | -700 | 505 | 510 | -153.39 | 2028-08-20 23:00 | -700 | 505 | 510 | -159.81
2028-08-21 | -700 | 505 | 510 | -142.11 | 2028-08-21 | -700 | 505 | 510 | 0 | 2028-08-21 | -700 | 505 | 510 | 140.19
2028-08-21 01:00 | -700 | 505 | 510 | -130.02 | 2028-08-21 01:00 | -700 | 505 | 510 | 0 | 2028-08-21 01:00 | -700 | 505 | 510 | 76.05
2028-08-21 02:00 | -700 | 505 | 510 | -158.93 | 2028-08-21 02:00 | -700 | 505 | 510 | 0 | 2028-08-21 02:00 | -700 | 505 | 510 | 0
2028-08-21 03:00 | -700 | 505 | 510 | -151.33 | 2028-08-21 03:00 | -700 | 505 | 510 | 0 | 2028-08-21 03:00 | -700 | 505 | 510 | 300
2028-08-21 04:00 | -700 | 505 | 510 | 102.16 | 2028-08-21 04:00 | -700 | 505 | 510 | 283.88 | 2028-08-21 04:00 | -700 | 505 | 510 | 442
2028-08-21 05:00 | -700 | 505 | 510 | 402.16 | 2028-08-21 05:00 | -700 | 505 | 510 | 442 | 2028-08-21 05:00 | -700 | 505 | 510 | 442
2028-08-21 06:00 | -700 | 505 | 510 | 442 | 2028-08-21 06:00 | -700 | 505 | 510 | 442 | 2028-08-21 06:00 | -700 | 505 | 510 | 442
2028-08-21 07:00 | -700 | 505 | 510 | 442 | 2028-08-21 07:00 | -700 | 505 | 510 | 442 | 2028-08-21 07:00 | -700 | 505 | 510 | 442
2028-08-21 08:00 | -700 | 505 | 510 | 442 | 2028-08-21 08:00 | -700 | 505 | 510 | 442 | 2028-08-21 08:00 | -700 | 505 | 510 | 442
2028-08-21 09:00 | -700 | 505 | 510 | 442 | 2028-08-21 09:00 | -700 | 505 | 510 | 442 | 2028-08-21 09:00 | -700 | 505 | 510 | 442
2028-08-21 10:00 | -700 | 505 | 510 | 442 | 2028-08-21 10:00 | -700 | 505 | 510 | 442 | 2028-08-21 10:00 | -700 | 505 | 510 | 442
2028-08-21 11:00 | -700 | 505 | 510 | 442 | 2028-08-21 11:00 | -700 | 505 | 510 | 442 | 2028-08-21 11:00 | -700 | 505 | 510 | 442
2028-08-21 12:00 | -700 | 505 | 510 | 442 | 2028-08-21 12:00 | -700 | 505 | 510 | 442 | 2028-08-21 12:00 | -700 | 505 | 510 | 442
2028-08-21 13:00 | -700 | 505 | 510 | 442 | 2028-08-21 13:00 | -700 | 505 | 510 | 442 | 2028-08-21 13:00 | -700 | 505 | 510 | 442
2028-08-21 14:00 | -700 | 505 | 510 | 442 | 2028-08-21 14:00 | -700 | 505 | 510 | 442 | 2028-08-21 14:00 | -700 | 505 | 510 | 442
2028-08-21 15:00 | -700 | 505 | 510 | 442 | 2028-08-21 15:00 | -700 | 505 | 510 | 442 | 2028-08-21 15:00 | -700 | 505 | 510 | 442
2028-08-21 16:00 | -100 | 505 | 510 | 442 | 2028-08-21 16:00 | -700 | 505 | 510 | 442 | 2028-08-21 16:00 | -700 | 505 | 482.2 | 442
2028-08-21 17:00 | 500 | 505 | 510 | 442 | 2028-08-21 17:00 | -700 | 505 | 510 | 442 | 2028-08-21 17:00 | -700 | 300 | 182.2 | 442
2028-08-21 18:00 | 587.49 | 505 | 510 | 442 | 2028-08-21 18:00 | -700 | 505 | 510 | 409.36 | 2028-08-21 18:00 | -700 | 0 | -117.8 | 146.28
2028-08-21 19:00 | 700 | 505 | 510 | 442 | 2028-08-21 19:00 | -490.25 | 205 | 210 | 109.36 | 2028-08-21 19:00 | -700 | -300 | -417.8 | -153.72
2028-08-21 20:00 | 700 | 505 | 510 | 442 | 2028-08-21 20:00 | 0 | 0 | 0 | 0 | 2028-08-21 20:00 | -700 | -526 | -510 | -453.72
2028-08-21 21:00 | 700 | 492.25 | 510 | 442 | 2028-08-21 21:00 | 0 | 0 | 0 | 0 | 2028-08-21 21:00 | -700 | -526 | -510 | -153.72
2028-08-21 22:00 | 700 | 505 | 510 | 442 | 2028-08-21 22:00 | -100 | 205 | 210 | 267.49 | 2028-08-21 22:00 | -700 | -226 | -210 | 146.28
2028-08-21 23:00 | 263.27 | 505 | 510 | 442 | 2028-08-21 23:00 | -700 | 505 | 510 | 442 | 2028-08-21 23:00 | -700 | 74 | 90 | 442
2028-08-22 | 500.19 | 505 | 510 | 442 | 2028-08-22 | -438.92 | 505 | 510 | 442 | 2028-08-22 | -700 | 374 | 390 | 442
2028-08-22 01:00 | 530.05 | 505 | 510 | 442 | 2028-08-22 01:00 | -194.46 | 505 | 510 | 442 | 2028-08-22 01:00 | -700 | 505 | 510 | 442
2028-08-22 02:00 | 296.89 | 505 | 510 | 442 | 2028-08-22 02:00 | -186.32 | 505 | 510 | 442 | 2028-08-22 02:00 | -700 | 505 | 510 | 442
2028-08-22 03:00 | 236.8 | 505 | 510 | 442 | 2028-08-22 03:00 | -643.03 | 505 | 510 | 442 | 2028-08-22 03:00 | -700 | 505 | 510 | 442
2028-08-22 04:00 | 364.33 | 505 | 510 | 442 | 2028-08-22 04:00 | -402.47 | 505 | 510 | 442 | 2028-08-22 04:00 | -700 | 505 | 510 | 442
2028-08-22 05:00 | 110.48 | 505 | 510 | 442 | 2028-08-22 05:00 | -658.16 | 505 | 510 | 442 | 2028-08-22 05:00 | -700 | 374 | 390 | 442
2028-08-22 06:00 | 700 | 205 | 272.8 | 361.1 | 2028-08-22 06:00 | -58.16 | 205 | 210 | 323.79 | 2028-08-22 06:00 | -564.64 | 74 | 90 | 286.48
2028-08-22 07:00 | 700 | 0 | 284.85 | 429.15 | 2028-08-22 07:00 | -164.72 | 0 | 0 | 442 | 2028-08-22 07:00 | -666.65 | -226 | -210 | 442
2028-08-22 08:00 | 545.12 | 205 | 254.53 | 370.35 | 2028-08-22 08:00 | -700 | 0 | 0 | 414.77 | 2028-08-22 08:00 | -700 | -526 | -510 | 408.56
2028-08-22 09:00 | -54.88 | 505 | 510 | 442 | 2028-08-22 09:00 | -700 | 300 | 300 | 442 | 2028-08-22 09:00 | -700 | -226 | -210 | 442
2028-08-22 10:00 | -615.86 | 505 | 510 | 442 | 2028-08-22 10:00 | -700 | 505 | 510 | 442 | 2028-08-22 10:00 | -700 | 74 | 90 | 442
2028-08-22 11:00 | -461.09 | 505 | 510 | 442 | 2028-08-22 11:00 | -700 | 505 | 510 | 442 | 2028-08-22 11:00 | -700 | 374 | 390 | 442
2028-08-22 12:00 | -523.34 | 505 | 510 | 442 | 2028-08-22 12:00 | -700 | 505 | 510 | 442 | 2028-08-22 12:00 | -700 | 505 | 510 | 442
2028-08-22 13:00 | -214.65 | 505 | 510 | 442 | 2028-08-22 13:00 | -700 | 505 | 510 | 442 | 2028-08-22 13:00 | -700 | 505 | 510 | 442
2028-08-22 14:00 | -630.36 | 505 | 510 | 442 | 2028-08-22 14:00 | -700 | 505 | 510 | 442 | 2028-08-22 14:00 | -700 | 505 | 510 | 442
2028-08-22 15:00 | -407.02 | 505 | 510 | 442 | 2028-08-22 15:00 | -700 | 300 | 337.24 | 442 | 2028-08-22 15:00 | -700 | 300 | 337.24 | 442
2028-08-22 16:00 | 0 | 212.23 | 510 | 442 | 2028-08-22 16:00 | -700 | 0 | 37.24 | 442 | 2028-08-22 16:00 | -700 | 0 | 37.24 | 442
2028-08-22 17:00 | 600 | 205 | 510 | 442 | 2028-08-22 17:00 | -100 | 2.33 | 263.38 | 442 | 2028-08-22 17:00 | -600 | -300 | -4.76 | 441.75
2028-08-22 18:00 | 350.96 | 505 | 510 | 442 | 2028-08-22 18:00 | 500 | 302.33 | 510 | 442 | 2028-08-22 18:00 | 0 | 0 | 295.24 | 442
2028-08-22 19:00 | 700 | 205 | 389.24 | 383.99 | 2028-08-22 19:00 | 700 | 11.62 | 510 | 442 | 2028-08-22 19:00 | 153.53 | 11.62 | 510 | 442
2028-08-22 20:00 | 700 | 505 | 510 | 442 | 2028-08-22 20:00 | 700 | 300 | 510 | 442 | 2028-08-22 20:00 | 700 | 0 | 210 | 442
2028-08-22 21:00 | 700 | 505 | 510 | 442 | 2028-08-22 21:00 | 700 | 300 | 510 | 442 | 2028-08-22 21:00 | 700 | 0 | 0 | 442
2028-08-22 22:00 | 700 | 505 | 510 | 442 | 2028-08-22 22:00 | 700 | 0 | 510 | 442 | 2028-08-22 22:00 | 700 | 0 | 0 | 396
2028-08-22 23:00 | 700 | 505 | 510 | 442 | 2028-08-22 23:00 | 700 | 0 | 510 | 442 | 2028-08-22 23:00 | 700 | 0 | 0 | 355.04
2028-08-23 | 700 | 205 | 510 | 412.16 | 2028-08-23 | 700 | 300 | 510 | 442 | 2028-08-23 | 700 | 0 | 300 | 442
2028-08-23 01:00 | 700 | 0 | 510 | 348.53 | 2028-08-23 01:00 | 700 | 505 | 510 | 442 | 2028-08-23 01:00 | 700 | 10.83 | 510 | 442
2028-08-23 02:00 | 700 | 82.75 | 510 | 442 | 2028-08-23 02:00 | 700 | 505 | 510 | 442 | 2028-08-23 02:00 | 700 | 118.63 | 510 | 442
2028-08-23 03:00 | 700 | 0 | 389.78 | 442 | 2028-08-23 03:00 | 700 | 351.77 | 510 | 442 | 2028-08-23 03:00 | 700 | 0 | 510 | 442
2028-08-23 04:00 | 700 | 0 | 184.63 | 442 | 2028-08-23 04:00 | 700 | 151.18 | 485.56 | 442 | 2028-08-23 04:00 | 673.36 | 0 | 210 | 442
2028-08-23 05:00 | 700 | 0 | 484.63 | 442 | 2028-08-23 05:00 | 700 | 451.18 | 510 | 442 | 2028-08-23 05:00 | 700 | 115.01 | 510 | 442
2028-08-23 06:00 | 700 | 6.61 | 510 | 442 | 2028-08-23 06:00 | 700 | 477.43 | 510 | 442 | 2028-08-23 06:00 | 700 | 0 | 390 | 442
2028-08-23 07:00 | 700 | 306.61 | 510 | 442 | 2028-08-23 07:00 | 700 | 505 | 510 | 442 | 2028-08-23 07:00 | 500 | 57.28 | 90 | 442
2028-08-23 08:00 | 700 | 303.94 | 510 | 442 | 2028-08-23 08:00 | 700 | 300 | 318.61 | 442 | 2028-08-23 08:00 | -100 | -226 | -210 | 442
2028-08-23 09:00 | 700 | 437.91 | 510 | 442 | 2028-08-23 09:00 | 100 | 0 | 18.61 | 442 | 2028-08-23 09:00 | -700 | -526 | -510 | 442
2028-08-23 10:00 | 700 | 137.91 | 210 | 442 | 2028-08-23 10:00 | -500 | -300 | -281.39 | 442 | 2028-08-23 10:00 | -700 | -526 | -510 | 442
2028-08-23 11:00 | 700 | 0 | 36.23 | 442 | 2028-08-23 11:00 | -700 | -456.73 | -510 | 442 | 2028-08-23 11:00 | -700 | -526 | -510 | 442
2028-08-23 12:00 | 700 | 0 | 0 | 442 | 2028-08-23 12:00 | -700 | -456.73 | -510 | 442 | 2028-08-23 12:00 | -700 | -526 | -510 | 442
2028-08-23 13:00 | 700 | 0 | 163.08 | 442 | 2028-08-23 13:00 | -700 | -300 | -510 | 442 | 2028-08-23 13:00 | -700 | -526 | -510 | 442
2028-08-23 14:00 | 700 | 0 | 463.08 | 442 | 2028-08-23 14:00 | -700 | 0 | -455.03 | 442 | 2028-08-23 14:00 | -700 | -526 | -510 | 442
2028-08-23 15:00 | 700 | 59.84 | 510 | 442 | 2028-08-23 15:00 | -100 | -265.68 | -214.46 | 442 | 2028-08-23 15:00 | -700 | -526 | -510 | 442
2028-08-23 16:00 | 700 | 353.32 | 510 | 442 | 2028-08-23 16:00 | 500 | 0 | 85.54 | 442 | 2028-08-23 16:00 | -579.28 | -226 | -210 | 442
2028-08-23 17:00 | 700 | 324.9 | 510 | 442 | 2028-08-23 17:00 | 671.82 | 205 | 210 | 442 | 2028-08-23 17:00 | 0 | -11.34 | 0 | 442
2028-08-23 18:00 | 700 | 505 | 510 | 442 | 2028-08-23 18:00 | 700 | 505 | 510 | 442 | 2028-08-23 18:00 | 600 | 205 | 300 | 442
2028-08-23 19:00 | 700 | 505 | 510 | 442 | 2028-08-23 19:00 | 700 | 505 | 510 | 442 | 2028-08-23 19:00 | 700 | 505 | 510 | 442
2028-08-23 20:00 | 700 | 505 | 510 | 442 | 2028-08-23 20:00 | 700 | 505 | 510 | 442 | 2028-08-23 20:00 | 700 | 505 | 510 | 442
2028-08-23 21:00 | 700 | 505 | 510 | 442 | 2028-08-23 21:00 | 700 | 505 | 510 | 442 | 2028-08-23 21:00 | 700 | 505 | 510 | 442
2028-08-23 22:00 | 700 | 505 | 510 | 442 | 2028-08-23 22:00 | 700 | 505 | 510 | 442 | 2028-08-23 22:00 | 700 | 505 | 510 | 442
2028-08-23 23:00 | 700 | 505 | 510 | 442 | 2028-08-23 23:00 | 700 | 505 | 510 | 442 | 2028-08-23 23:00 | 700 | 505 | 510 | 442
2028-08-24 | 700 | 505 | 510 | 442 | 2028-08-24 | 700 | 505 | 510 | 442 | 2028-08-24 | 700 | 505 | 510 | 442
2028-08-24 01:00 | 700 | 505 | 510 | 442 | 2028-08-24 01:00 | 700 | 505 | 510 | 442 | 2028-08-24 01:00 | 700 | 505 | 510 | 442
2028-08-24 02:00 | 700 | 505 | 510 | 442 | 2028-08-24 02:00 | 700 | 505 | 510 | 442 | 2028-08-24 02:00 | 700 | 505 | 510 | 442
2028-08-24 03:00 | 700 | 505 | 510 | 442 | 2028-08-24 03:00 | 700 | 505 | 510 | 442 | 2028-08-24 03:00 | 700 | 505 | 510 | 442
2028-08-24 04:00 | 700 | 505 | 510 | 442 | 2028-08-24 04:00 | 700 | 505 | 510 | 442 | 2028-08-24 04:00 | 700 | 240.94 | 210 | 442
2028-08-24 05:00 | 700 | 268.13 | 510 | 442 | 2028-08-24 05:00 | 700 | 205 | 510 | 215.49 | 2028-08-24 05:00 | 700 | -59.06 | -90 | 442
2028-08-24 06:00 | 700 | 164.33 | 510 | 442 | 2028-08-24 06:00 | 700 | 0 | 300 | 322.25 | 2028-08-24 06:00 | 700 | -359.06 | -390 | 442
2028-08-24 07:00 | 700 | 408.76 | 510 | 442 | 2028-08-24 07:00 | 700 | 0 | 0 | 370.02 | 2028-08-24 07:00 | 700 | -526 | -510 | 442
2028-08-24 08:00 | 700 | 321.91 | 510 | 442 | 2028-08-24 08:00 | 700 | -272.72 | -300 | 442 | 2028-08-24 08:00 | 374.02 | -526 | -510 | 442
2028-08-24 09:00 | 700 | 21.91 | 510 | 391.69 | 2028-08-24 09:00 | 531.42 | -526 | -510 | 286.39 | 2028-08-24 09:00 | -225.98 | -526 | -510 | 341.27
2028-08-24 10:00 | 700 | 0 | 251.61 | 332.32 | 2028-08-24 10:00 | 202.24 | -526 | -510 | 345.16 | 2028-08-24 10:00 | -700 | -526 | -510 | 254.71
2028-08-24 11:00 | 700 | 0 | 88.19 | 216.82 | 2028-08-24 11:00 | 334.82 | -526 | -510 | 290.03 | 2028-08-24 11:00 | -700 | -526 | -510 | 216.39
2028-08-24 12:00 | 700 | 0 | 64.12 | 210.52 | 2028-08-24 12:00 | 700 | -526 | -510 | 290.03 | 2028-08-24 12:00 | -700 | -526 | -510 | 219.59
2028-08-24 13:00 | 700 | 0 | 23.48 | 168.98 | 2028-08-24 13:00 | 411.61 | -526 | -510 | 266.26 | 2028-08-24 13:00 | -700 | -526 | -510 | 181.25
2028-08-24 14:00 | 700 | 0 | -51.77 | 161.97 | 2028-08-24 14:00 | 12.54 | -226 | -420.73 | 442 | 2028-08-24 14:00 | -500 | -526 | -510 | 442
2028-08-24 15:00 | 700 | 0 | 0.99 | 101.5 | 2028-08-24 15:00 | 368.2 | -526 | -510 | 159.51 | 2028-08-24 15:00 | 100 | -526 | -510 | 159.51
2028-08-24 16:00 | 700 | 0 | 206.88 | 194.76 | 2028-08-24 16:00 | 700 | -300 | -306.29 | 231.06 | 2028-08-24 16:00 | 700 | -521.06 | -510 | 159.51
2028-08-24 17:00 | 700 | 0 | 506.88 | 316.8 | 2028-08-24 17:00 | 700 | 0 | -6.29 | 231.06 | 2028-08-24 17:00 | 700 | -221.06 | -210 | 320.68
2028-08-24 18:00 | 700 | 300 | 510 | 442 | 2028-08-24 18:00 | 700 | 300 | 293.71 | 442 | 2028-08-24 18:00 | 700 | 78.94 | 90 | 442
2028-08-24 19:00 | 700 | 489.79 | 510 | 442 | 2028-08-24 19:00 | 700 | 306.87 | 510 | 442 | 2028-08-24 19:00 | 700 | 378.94 | 390 | 442
2028-08-24 20:00 | 700 | 405.52 | 510 | 442 | 2028-08-24 20:00 | 700 | 80.33 | 510 | 442 | 2028-08-24 20:00 | 700 | 98.7 | 390 | 390
2028-08-24 21:00 | 700 | 286.2 | 510 | 442 | 2028-08-24 21:00 | 600 | 103.92 | 365.58 | 335.85 | 2028-08-24 21:00 | 367.78 | 0 | 90 | 90
2028-08-24 22:00 | 500 | 66.45 | 356.47 | 300 | 2028-08-24 22:00 | 0 | 0 | 65.58 | 35.85 | 2028-08-24 22:00 | -232.22 | -300 | -210 | -210
2028-08-24 23:00 | -100 | 0 | 56.47 | 0 | 2028-08-24 23:00 | -600 | -257.57 | -234.42 | -264.15 | 2028-08-24 23:00 | -700 | -526 | -510 | -510
2028-08-25 | -700 | 300 | 356.47 | 259.97 | 2028-08-25 | -700 | 42.43 | 65.58 | 35.85 | 2028-08-25 | -700 | -226 | -210 | -210
2028-08-25 01:00 | -700 | 505 | 510 | 281.54 | 2028-08-25 01:00 | -700 | 342.43 | 365.58 | 335.85 | 2028-08-25 01:00 | -700 | 74 | 90 | 90
2028-08-25 02:00 | -700 | 505 | 510 | 165.72 | 2028-08-25 02:00 | -700 | 505 | 510 | 229.91 | 2028-08-25 02:00 | -700 | 374 | 390 | 199.83
2028-08-25 03:00 | -700 | 505 | 510 | 16.22 | 2028-08-25 03:00 | -700 | 505 | 510 | 0 | 2028-08-25 03:00 | -700 | 505 | 510 | 300
2028-08-25 04:00 | -700 | 505 | 510 | -162.02 | 2028-08-25 04:00 | -700 | 505 | 510 | -168.17 | 2028-08-25 04:00 | -700 | 505 | 510 | 0
2028-08-25 05:00 | -700 | 505 | 510 | -166 | 2028-08-25 05:00 | -700 | 505 | 510 | -187.65 | 2028-08-25 05:00 | -700 | 505 | 510 | -174.23
2028-08-25 06:00 | -700 | 505 | 510 | -95.83 | 2028-08-25 06:00 | -700 | 505 | 510 | 0 | 2028-08-25 06:00 | -700 | 505 | 510 | 0
2028-08-25 07:00 | -700 | 505 | 510 | 50.86 | 2028-08-25 07:00 | -700 | 505 | 510 | 34.17 | 2028-08-25 07:00 | -700 | 505 | 510 | 27.37
2028-08-25 08:00 | -700 | 505 | 510 | 167.36 | 2028-08-25 08:00 | -700 | 505 | 510 | 153.18 | 2028-08-25 08:00 | -700 | 505 | 510 | 247.22
2028-08-25 09:00 | -700 | 505 | 510 | 201.95 | 2028-08-25 09:00 | -700 | 505 | 510 | 234.52 | 2028-08-25 09:00 | -700 | 505 | 510 | 322.78
2028-08-25 10:00 | -700 | 315.06 | 510 | 171.94 | 2028-08-25 10:00 | -700 | 323.9 | 510 | 162.98 | 2028-08-25 10:00 | -700 | 332.75 | 510 | 154.03
2028-08-25 11:00 | -700 | 505 | 510 | 134.26 | 2028-08-25 11:00 | -700 | 505 | 510 | 149.9 | 2028-08-25 11:00 | -700 | 505 | 510 | 114.92
2028-08-25 12:00 | -700 | 505 | 510 | 122.38 | 2028-08-25 12:00 | -700 | 505 | 510 | 104.79 | 2028-08-25 12:00 | -700 | 505 | 510 | 103.85
2028-08-25 13:00 | -700 | 505 | 510 | 70.81 | 2028-08-25 13:00 | -700 | 505 | 510 | 169.97 | 2028-08-25 13:00 | -700 | 505 | 510 | 389.64
2028-08-25 14:00 | -700 | 505 | 510 | 59.41 | 2028-08-25 14:00 | -700 | 505 | 510 | 172.15 | 2028-08-25 14:00 | -700 | 505 | 510 | 142
2028-08-25 15:00 | -700 | 505 | 510 | 142 | 2028-08-25 15:00 | -700 | 505 | 510 | 331.57 | 2028-08-25 15:00 | -700 | 505 | 510 | 442
2028-08-25 16:00 | -700 | 505 | 510 | 442 | 2028-08-25 16:00 | -700 | 505 | 510 | 442 | 2028-08-25 16:00 | -700 | 505 | 510 | 442
2028-08-25 17:00 | -700 | 505 | 510 | 442 | 2028-08-25 17:00 | -700 | 505 | 510 | 442 | 2028-08-25 17:00 | -700 | 505 | 510 | 442
2028-08-25 18:00 | -700 | 505 | 510 | 442 | 2028-08-25 18:00 | -700 | 505 | 510 | 442 | 2028-08-25 18:00 | -700 | 505 | 510 | 442
2028-08-25 19:00 | -700 | 505 | 510 | 353.41 | 2028-08-25 19:00 | -700 | 505 | 510 | 439.06 | 2028-08-25 19:00 | -700 | 505 | 510 | 442
2028-08-25 20:00 | -475.36 | 505 | 510 | 442 | 2028-08-25 20:00 | -700 | 505 | 510 | 442 | 2028-08-25 20:00 | -700 | 505 | 510 | 442
2028-08-25 21:00 | -155.1 | 505 | 510 | 442 | 2028-08-25 21:00 | -700 | 505 | 510 | 442 | 2028-08-25 21:00 | -700 | 505 | 510 | 442
2028-08-25 22:00 | -129.71 | 505 | 510 | 442 | 2028-08-25 22:00 | -700 | 505 | 510 | 442 | 2028-08-25 22:00 | -700 | 505 | 510 | 442
2028-08-25 23:00 | -313.37 | 505 | 510 | 442 | 2028-08-25 23:00 | -700 | 505 | 510 | 442 | 2028-08-25 23:00 | -700 | 505 | 510 | 442
2028-08-26 | 180.25 | 505 | 510 | 442 | 2028-08-26 | -598.37 | 505 | 510 | 442 | 2028-08-26 | -700 | 505 | 510 | 442
2028-08-26 01:00 | 419.48 | 505 | 510 | 442 | 2028-08-26 01:00 | 1.63 | 505 | 510 | 442 | 2028-08-26 01:00 | -477.1 | 505 | 510 | 442
2028-08-26 02:00 | 362.97 | 505 | 510 | 442 | 2028-08-26 02:00 | 601.63 | 505 | 510 | 442 | 2028-08-26 02:00 | 58.57 | 505 | 510 | 442
2028-08-26 03:00 | 149.17 | 505 | 510 | 442 | 2028-08-26 03:00 | 394.72 | 505 | 510 | 442 | 2028-08-26 03:00 | -77.27 | 505 | 510 | 442
2028-08-26 04:00 | 350.49 | 505 | 510 | 442 | 2028-08-26 04:00 | 697.73 | 505 | 510 | 442 | 2028-08-26 04:00 | 259.94 | 505 | 510 | 442
2028-08-26 05:00 | 318.25 | 505 | 510 | 442 | 2028-08-26 05:00 | 700 | 505 | 510 | 442 | 2028-08-26 05:00 | 242.09 | 505 | 510 | 442
2028-08-26 06:00 | 700 | 205 | 342.29 | 418.69 | 2028-08-26 06:00 | 700 | 505 | 510 | 442 | 2028-08-26 06:00 | 700 | 205 | 210 | 403.15
2028-08-26 07:00 | 700 | 356.16 | 510 | 442 | 2028-08-26 07:00 | 700 | 505 | 510 | 442 | 2028-08-26 07:00 | 500 | 0 | 0 | 400.8
2028-08-26 08:00 | 700 | 206.43 | 510 | 442 | 2028-08-26 08:00 | 662.2 | 300 | 300 | 442 | 2028-08-26 08:00 | -100 | -226 | -210 | 403.4
2028-08-26 09:00 | 700 | 81.98 | 510 | 442 | 2028-08-26 09:00 | 62.2 | 0 | 0 | 442 | 2028-08-26 09:00 | -700 | -526 | -510 | 378.59
2028-08-26 10:00 | 700 | 0 | 416.64 | 442 | 2028-08-26 10:00 | -537.8 | 0 | -151.45 | 442 | 2028-08-26 10:00 | -700 | -526 | -510 | 383.26
2028-08-26 11:00 | 700 | 0 | 162.08 | 442 | 2028-08-26 11:00 | -700 | 0 | -451.45 | 442 | 2028-08-26 11:00 | -700 | -526 | -510 | 368.88
2028-08-26 12:00 | 648.47 | 0 | 0 | 435.85 | 2028-08-26 12:00 | -700 | 0 | -510 | 442 | 2028-08-26 12:00 | -700 | -526 | -510 | 354.36
2028-08-26 13:00 | 700 | 0 | 129.97 | 442 | 2028-08-26 13:00 | -700 | 0 | -245.5 | 442 | 2028-08-26 13:00 | -700 | -526 | -510 | 413.67
2028-08-26 14:00 | 700 | 0 | 106.53 | 435.09 | 2028-08-26 14:00 | -700 | 0 | -127.05 | 403.09 | 2028-08-26 14:00 | -700 | -526 | -510 | 320.07
2028-08-26 15:00 | 691.11 | 0 | 210 | 442 | 2028-08-26 15:00 | -109.92 | 0 | -300 | 403.09 | 2028-08-26 15:00 | -700 | -526 | -510 | 337.09
2028-08-26 16:00 | 700 | 111.57 | 510 | 442 | 2028-08-26 16:00 | 490.08 | 0 | 0 | 425.94 | 2028-08-26 16:00 | -437.7 | -249.01 | -300 | 442
2028-08-26 17:00 | 700 | 406.42 | 510 | 442 | 2028-08-26 17:00 | 661.55 | 0 | 0 | 442 | 2028-08-26 17:00 | 162.3 | 0 | 0 | 442
2028-08-26 18:00 | 700 | 106.42 | 386.44 | 349.31 | 2028-08-26 18:00 | 700 | 0 | -212.7 | 442 | 2028-08-26 18:00 | 700 | -49.53 | -163.86 | 442
2028-08-26 19:00 | 700 | 0 | 306.92 | 380.89 | 2028-08-26 19:00 | 700 | -120.6 | -90 | 340.86 | 2028-08-26 19:00 | 700 | -349.53 | -390 | 265.02
2028-08-26 20:00 | 700 | 176.86 | 306.92 | 287.56 | 2028-08-26 20:00 | 700 | 179.4 | 210 | 380.29 | 2028-08-26 20:00 | 700 | -49.53 | -90 | 284.54
2028-08-26 21:00 | 700 | 476.86 | 510 | 442 | 2028-08-26 21:00 | 700 | 479.4 | 510 | 442 | 2028-08-26 21:00 | 700 | 250.47 | 210 | 442
2028-08-26 22:00 | 700 | 450.83 | 510 | 442 | 2028-08-26 22:00 | 700 | 505 | 510 | 442 | 2028-08-26 22:00 | 700 | 505 | 510 | 442
2028-08-26 23:00 | 700 | 299.94 | 510 | 442 | 2028-08-26 23:00 | 700 | 505 | 510 | 442 | 2028-08-26 23:00 | 700 | 505 | 510 | 442
2028-08-27 | 700 | 451.41 | 510 | 442 | 2028-08-27 | 700 | 505 | 510 | 442 | 2028-08-27 | 700 | 434.64 | 510 | 442
2028-08-27 01:00 | 700 | 211.52 | 510 | 442 | 2028-08-27 01:00 | 700 | 505 | 510 | 442 | 2028-08-27 01:00 | 700 | 505 | 510 | 442
2028-08-27 02:00 | 700 | 103.28 | 510 | 442 | 2028-08-27 02:00 | 700 | 505 | 510 | 442 | 2028-08-27 02:00 | 700 | 505 | 510 | 442
2028-08-27 03:00 | 700 | 0 | 510 | 442 | 2028-08-27 03:00 | 700 | 505 | 510 | 442 | 2028-08-27 03:00 | 700 | 300 | 510 | 442
2028-08-27 04:00 | 700 | 0 | 431.95 | 326.42 | 2028-08-27 04:00 | 700 | 505 | 510 | 442 | 2028-08-27 04:00 | 700 | 0 | 406.25 | 442
2028-08-27 05:00 | 700 | 0 | 131.95 | 442 | 2028-08-27 05:00 | 700 | 300 | 340.97 | 442 | 2028-08-27 05:00 | 700 | 237.77 | 106.25 | 442
2028-08-27 06:00 | 700 | 0 | -168.05 | 286.8 | 2028-08-27 06:00 | 700 | 0 | 40.97 | 215.56 | 2028-08-27 06:00 | 700 | 0 | -193.75 | 391.57
2028-08-27 07:00 | 700 | 0 | 0 | 367.61 | 2028-08-27 07:00 | 700 | 300 | 340.97 | 442 | 2028-08-27 07:00 | 700 | 0 | 106.25 | 442
2028-08-27 08:00 | 700 | 0 | -72.61 | 271.34 | 2028-08-27 08:00 | 700 | 0 | 40.97 | 142 | 2028-08-27 08:00 | 700 | 0 | -90 | 370.35
2028-08-27 09:00 | 700 | 300 | 227.39 | 442 | 2028-08-27 09:00 | 700 | 205 | 340.97 | 442 | 2028-08-27 09:00 | 700 | 154.41 | 210 | 442
2028-08-27 10:00 | 700 | 35.84 | 510 | 442 | 2028-08-27 10:00 | 700 | 505 | 510 | 442 | 2028-08-27 10:00 | 700 | 454.41 | 510 | 442
2028-08-27 11:00 | 700 | 109.81 | 510 | 442 | 2028-08-27 11:00 | 700 | 505 | 510 | 442 | 2028-08-27 11:00 | 700 | 481.94 | 510 | 442
2028-08-27 12:00 | 700 | 188.4 | 510 | 442 | 2028-08-27 12:00 | 700 | 505 | 510 | 442 | 2028-08-27 12:00 | 700 | 505 | 510 | 442
2028-08-27 13:00 | 700 | 295 | 510 | 442 | 2028-08-27 13:00 | 700 | 505 | 510 | 442 | 2028-08-27 13:00 | 700 | 505 | 510 | 442
2028-08-27 14:00 | 700 | 0 | 510 | 442 | 2028-08-27 14:00 | 700 | 505 | 510 | 442 | 2028-08-27 14:00 | 700 | 505 | 510 | 442
2028-08-27 15:00 | 700 | 164.22 | 510 | 442 | 2028-08-27 15:00 | 700 | 505 | 510 | 442 | 2028-08-27 15:00 | 700 | 505 | 453.51 | 442
2028-08-27 16:00 | 700 | 164.22 | 510 | 442 | 2028-08-27 16:00 | 700 | 300 | 300 | 442 | 2028-08-27 16:00 | 700 | 300 | 153.51 | 442
2028-08-27 17:00 | 700 | 0 | 242.17 | 442 | 2028-08-27 17:00 | 700 | 0 | 0 | 360.65 | 2028-08-27 17:00 | 700 | 0 | -146.49 | 442
2028-08-27 18:00 | 700 | 0 | 0 | 442 | 2028-08-27 18:00 | 700 | 0 | -40.07 | 393.02 | 2028-08-27 18:00 | 700 | 0 | -446.49 | 442
2028-08-27 19:00 | 700 | 0 | 37 | 393.41 | 2028-08-27 19:00 | 700 | 0 | -250.65 | 228.86 | 2028-08-27 19:00 | 700 | 0 | -510 | 390.6
2028-08-27 20:00 | 700 | 0 | 210 | 269.81 | 2028-08-27 20:00 | 700 | 0 | 0 | 323.87 | 2028-08-27 20:00 | 700 | 0 | -270.42 | 442
2028-08-27 21:00 | 700 | 151.41 | 510 | 142 | 2028-08-27 21:00 | 700 | 91.43 | 210 | 142 | 2028-08-27 21:00 | 700 | 0 | 29.58 | 223.8
2028-08-27 22:00 | 700 | 451.41 | 510 | 442 | 2028-08-27 22:00 | 700 | 391.43 | 510 | 442 | 2028-08-27 22:00 | 700 | 300 | 329.58 | 442
2028-08-27 23:00 | 700 | 203.57 | 510 | 408.78 | 2028-08-27 23:00 | 700 | 91.43 | 510 | 389.15 | 2028-08-27 23:00 | 700 | 355.77 | 510 | 390
2028-08-28 | 700 | 186.62 | 510 | 442 | 2028-08-28 | 700 | 178.05 | 510 | 202.11 | 2028-08-28 | 700 | 434.62 | 510 | 90
2028-08-28 01:00 | 700 | 211.18 | 510 | 143.74 | 2028-08-28 01:00 | 700 | 17.12 | 510 | -97.89 | 2028-08-28 01:00 | 525.42 | 134.62 | 210 | -210
2028-08-28 02:00 | 700 | 58.9 | 510 | -156.26 | 2028-08-28 02:00 | 377.57 | 0 | 210 | -397.89 | 2028-08-28 02:00 | 93.26 | 0 | 0 | -510
2028-08-28 03:00 | 700 | 0 | 502.2 | -362.94 | 2028-08-28 03:00 | 507.92 | 0 | 87.48 | -510 | 2028-08-28 03:00 | 0 | 0 | 0 | -510
2028-08-28 04:00 | 218.43 | 300 | 510 | -424.48 | 2028-08-28 04:00 | 0 | 0 | 387.48 | -510 | 2028-08-28 04:00 | -65.19 | 0 | 0 | -510
2028-08-28 05:00 | 269.46 | 300 | 510 | -400.85 | 2028-08-28 05:00 | 0 | 0 | 446.28 | -510 | 2028-08-28 05:00 | -216.28 | 0 | 0 | -510
2028-08-28 06:00 | 686.09 | 0 | 210 | -194.41 | 2028-08-28 06:00 | 0 | 0 | 146.28 | -510 | 2028-08-28 06:00 | -330.24 | 0 | 0 | -510
2028-08-28 07:00 | 700 | 197.42 | 398.02 | 24.82 | 2028-08-28 07:00 | 138.79 | 0 | 210 | -412.29 | 2028-08-28 07:00 | -199.14 | 0 | 0 | -510
2028-08-28 08:00 | 286.66 | 497.42 | 510 | 324.82 | 2028-08-28 08:00 | -294.2 | 137.47 | 510 | -112.29 | 2028-08-28 08:00 | -700 | 0 | 46.68 | -510
2028-08-28 09:00 | -313.34 | 505 | 510 | 442 | 2028-08-28 09:00 | -700 | 437.47 | 510 | 187.71 | 2028-08-28 09:00 | -700 | 300 | 346.68 | -210
2028-08-28 10:00 | -370.87 | 505 | 510 | 442 | 2028-08-28 10:00 | -700 | 505 | 510 | 442 | 2028-08-28 10:00 | -700 | 505 | 510 | 90
2028-08-28 11:00 | -700 | 505 | 510 | 442 | 2028-08-28 11:00 | -700 | 505 | 510 | 442 | 2028-08-28 11:00 | -700 | 505 | 510 | 390
2028-08-28 12:00 | -700 | 505 | 510 | 442 | 2028-08-28 12:00 | -700 | 505 | 510 | 442 | 2028-08-28 12:00 | -700 | 505 | 510 | 442
2028-08-28 13:00 | -700 | 505 | 510 | 442 | 2028-08-28 13:00 | -700 | 505 | 510 | 442 | 2028-08-28 13:00 | -700 | 505 | 510 | 442
2028-08-28 14:00 | -700 | 505 | 510 | 442 | 2028-08-28 14:00 | -700 | 505 | 510 | 442 | 2028-08-28 14:00 | -700 | 505 | 510 | 442
2028-08-28 15:00 | -700 | 505 | 510 | 442 | 2028-08-28 15:00 | -700 | 505 | 510 | 442 | 2028-08-28 15:00 | -700 | 505 | 510 | 442
2028-08-28 16:00 | -585.17 | 505 | 510 | 442 | 2028-08-28 16:00 | -700 | 505 | 510 | 442 | 2028-08-28 16:00 | -700 | 505 | 510 | 442
2028-08-28 17:00 | 0 | 315.14 | 510 | 442 | 2028-08-28 17:00 | -700 | 205 | 376.65 | 442 | 2028-08-28 17:00 | -700 | 205 | 376.65 | 442
2028-08-28 18:00 | 593.08 | 473.26 | 510 | 442 | 2028-08-28 18:00 | -100 | 231.53 | 510 | 442 | 2028-08-28 18:00 | -700 | 0 | 238.2 | 142
2028-08-28 19:00 | 700 | 329.41 | 510 | 442 | 2028-08-28 19:00 | 500 | 0 | 210 | 142 | 2028-08-28 19:00 | -100 | 0 | 0 | 0
2028-08-28 20:00 | 700 | 329.41 | 510 | 442 | 2028-08-28 20:00 | 699.06 | 0 | 0 | 442 | 2028-08-28 20:00 | -600 | 0 | 0 | 239.81
2028-08-28 21:00 | 700 | 442.93 | 510 | 442 | 2028-08-28 21:00 | 99.06 | 0 | 88.13 | 248.62 | 2028-08-28 21:00 | 0 | 0 | 0 | 0
2028-08-28 22:00 | 700 | 142.93 | 510 | 442 | 2028-08-28 22:00 | 651.49 | 0 | 388.13 | 442 | 2028-08-28 22:00 | 0 | 0 | 0 | 189.66
2028-08-28 23:00 | 700 | 205 | 510 | 442 | 2028-08-28 23:00 | 51.49 | 205 | 510 | 408.02 | 2028-08-28 23:00 | -135.34 | 205 | 210 | 142
2028-08-29 | 700 | 505 | 510 | 442 | 2028-08-29 | 520.23 | 505 | 510 | 442 | 2028-08-29 | 0 | 505 | 510 | 442
2028-08-29 01:00 | 598.21 | 505 | 510 | 442 | 2028-08-29 01:00 | 0 | 505 | 510 | 442 | 2028-08-29 01:00 | 0 | 205 | 210 | 142
2028-08-29 02:00 | 559.16 | 505 | 510 | 442 | 2028-08-29 02:00 | -38.23 | 505 | 510 | 442 | 2028-08-29 02:00 | -600 | 505 | 510 | 442
2028-08-29 03:00 | 700 | 505 | 510 | 442 | 2028-08-29 03:00 | 0 | 255.33 | 510 | 442 | 2028-08-29 03:00 | -63.37 | 205 | 210 | 142
2028-08-29 04:00 | 492.77 | 505 | 510 | 442 | 2028-08-29 04:00 | -179.78 | 505 | 510 | 442 | 2028-08-29 04:00 | -663.37 | 505 | 510 | 442
2028-08-29 05:00 | 700 | 205 | 232.14 | 142 | 2028-08-29 05:00 | 420.22 | 205 | 291.07 | 142 | 2028-08-29 05:00 | -63.37 | 205 | 210 | 142
2028-08-29 06:00 | 700 | 332.98 | 510 | 442 | 2028-08-29 06:00 | 600 | 0 | 510 | 237.6 | 2028-08-29 06:00 | -48.12 | 0 | 0 | 0
2028-08-29 07:00 | 421.29 | 505 | 510 | 442 | 2028-08-29 07:00 | 0 | 11.06 | 510 | 403.84 | 2028-08-29 07:00 | -614.69 | 0 | 300 | 93.83
2028-08-29 08:00 | 176.01 | 505 | 510 | 442 | 2028-08-29 08:00 | -600 | 0 | 210 | 103.84 | 2028-08-29 08:00 | -700 | -80.52 | 0 | -95.89
2028-08-29 09:00 | -423.99 | 505 | 510 | 442 | 2028-08-29 09:00 | -700 | 300 | 510 | 403.84 | 2028-08-29 09:00 | -700 | 219.48 | 300 | 204.11
2028-08-29 10:00 | -700 | 505 | 510 | 442 | 2028-08-29 10:00 | -700 | 505 | 510 | 442 | 2028-08-29 10:00 | -700 | 505 | 510 | 442
2028-08-29 11:00 | -636.03 | 505 | 510 | 442 | 2028-08-29 11:00 | -700 | 505 | 510 | 442 | 2028-08-29 11:00 | -700 | 505 | 510 | 442
2028-08-29 12:00 | -700 | 505 | 510 | 442 | 2028-08-29 12:00 | -700 | 374 | 390 | 390 | 2028-08-29 12:00 | -700 | 374 | 390 | 390
2028-08-29 13:00 | -700 | 505 | 510 | 442 | 2028-08-29 13:00 | -700 | 74 | 90 | 90 | 2028-08-29 13:00 | -700 | 74 | 90 | 90
2028-08-29 14:00 | -700 | 300 | 510 | 338.18 | 2028-08-29 14:00 | -700 | -226 | -210 | -210 | 2028-08-29 14:00 | -700 | -226 | -210 | -210
2028-08-29 15:00 | -100 | 0 | 210 | 38.18 | 2028-08-29 15:00 | -700 | -526 | -510 | -510 | 2028-08-29 15:00 | -700 | -526 | -510 | -510
2028-08-29 16:00 | 500 | 97.4 | 510 | 338.18 | 2028-08-29 16:00 | -380.46 | -300 | -210 | -210 | 2028-08-29 16:00 | -700 | -526 | -510 | -510
2028-08-29 17:00 | 700 | 0 | 510 | 348.22 | 2028-08-29 17:00 | 219.54 | 0 | 90 | 90 | 2028-08-29 17:00 | -117.45 | -300 | -210 | -210
2028-08-29 18:00 | 700 | 286.85 | 510 | 442 | 2028-08-29 18:00 | 700 | 30.21 | 390 | 390 | 2028-08-29 18:00 | 482.55 | 0 | 90 | 90
2028-08-29 19:00 | 700 | 240.41 | 510 | 442 | 2028-08-29 19:00 | 700 | 68.31 | 510 | 442 | 2028-08-29 19:00 | 700 | 238.09 | 390 | 390
2028-08-29 20:00 | 700 | 505 | 510 | 442 | 2028-08-29 20:00 | 700 | 205 | 510 | 442 | 2028-08-29 20:00 | 700 | 502.72 | 510 | 442
2028-08-29 21:00 | 700 | 505 | 510 | 442 | 2028-08-29 21:00 | 700 | 505 | 510 | 442 | 2028-08-29 21:00 | 700 | 202.72 | 510 | 442
2028-08-29 22:00 | 700 | 505 | 510 | 442 | 2028-08-29 22:00 | 700 | 415.6 | 510 | 442 | 2028-08-29 22:00 | 700 | 502.72 | 510 | 442
2028-08-29 23:00 | 700 | 443.19 | 510 | 442 | 2028-08-29 23:00 | 700 | 415.6 | 510 | 442 | 2028-08-29 23:00 | 700 | 364.75 | 510 | 442
2028-08-30 | 700 | 505 | 510 | 442 | 2028-08-30 | 700 | 380.47 | 510 | 442 | 2028-08-30 | 700 | 505 | 510 | 442
2028-08-30 01:00 | 700 | 505 | 510 | 442 | 2028-08-30 01:00 | 700 | 219.76 | 510 | 442 | 2028-08-30 01:00 | 700 | 505 | 510 | 442
2028-08-30 02:00 | 700 | 505 | 510 | 442 | 2028-08-30 02:00 | 700 | 219.76 | 510 | 442 | 2028-08-30 02:00 | 700 | 505 | 510 | 442
2028-08-30 03:00 | 700 | 505 | 510 | 442 | 2028-08-30 03:00 | 700 | 223.13 | 510 | 442 | 2028-08-30 03:00 | 700 | 505 | 510 | 442
2028-08-30 04:00 | 700 | 505 | 510 | 442 | 2028-08-30 04:00 | 700 | 0 | 510 | 442 | 2028-08-30 04:00 | 700 | 505 | 510 | 442
2028-08-30 05:00 | 700 | 505 | 510 | 442 | 2028-08-30 05:00 | 700 | 246.94 | 510 | 442 | 2028-08-30 05:00 | 700 | 505 | 510 | 442
2028-08-30 06:00 | 700 | 276.43 | 510 | 442 | 2028-08-30 06:00 | 700 | 300 | 211.33 | 442 | 2028-08-30 06:00 | 700 | 300 | 276.84 | 442
2028-08-30 07:00 | 700 | 0 | 510 | 377.86 | 2028-08-30 07:00 | 700 | 0 | -88.67 | 442 | 2028-08-30 07:00 | 500 | 0 | -23.16 | 442
2028-08-30 08:00 | 700 | 0 | 336.55 | 442 | 2028-08-30 08:00 | 600 | -300 | -388.67 | 442 | 2028-08-30 08:00 | -100 | -300 | -323.16 | 442
2028-08-30 09:00 | 700 | 0 | 510 | 442 | 2028-08-30 09:00 | 0 | 0 | -180.54 | 442 | 2028-08-30 09:00 | -700 | -526 | -510 | 442
2028-08-30 10:00 | 700 | 0 | 510 | 411.59 | 2028-08-30 10:00 | -600 | 0 | -180.54 | 442 | 2028-08-30 10:00 | -700 | -526 | -510 | 442
2028-08-30 11:00 | 700 | 0 | 507.94 | 442 | 2028-08-30 11:00 | -700 | 0 | -216.08 | 442 | 2028-08-30 11:00 | -700 | -526 | -510 | 442
2028-08-30 12:00 | 700 | 0 | 472.65 | 442 | 2028-08-30 12:00 | -672.66 | 0 | -216.08 | 442 | 2028-08-30 12:00 | -700 | -526 | -510 | 442
2028-08-30 13:00 | 700 | 0 | 453.04 | 442 | 2028-08-30 13:00 | -72.66 | -300 | -510 | 442 | 2028-08-30 13:00 | -700 | -526 | -510 | 442
2028-08-30 14:00 | 700 | 185.39 | 510 | 442 | 2028-08-30 14:00 | 100 | -198.38 | -300.71 | 442 | 2028-08-30 14:00 | -573.61 | -428.29 | -510 | 442
2028-08-30 15:00 | 700 | 0 | 510 | 150.5 | 2028-08-30 15:00 | 700 | -498.38 | -510 | 442 | 2028-08-30 15:00 | 26.39 | -526 | -510 | 439.86
2028-08-30 16:00 | 700 | 214.21 | 510 | 442 | 2028-08-30 16:00 | 700 | -198.38 | -210 | 442 | 2028-08-30 16:00 | 626.39 | -526 | -510 | 442
2028-08-30 17:00 | 700 | 293.78 | 510 | 442 | 2028-08-30 17:00 | 700 | 0 | 90 | 442 | 2028-08-30 17:00 | 700 | -226 | -425.41 | 442
2028-08-30 18:00 | 700 | 505 | 510 | 442 | 2028-08-30 18:00 | 700 | 0 | 390 | 442 | 2028-08-30 18:00 | 700 | 0 | -425.41 | 442
2028-08-30 19:00 | 700 | 471.77 | 510 | 442 | 2028-08-30 19:00 | 700 | 188.62 | 510 | 442 | 2028-08-30 19:00 | 700 | 0 | -202.13 | 442
2028-08-30 20:00 | 700 | 479.3 | 510 | 442 | 2028-08-30 20:00 | 700 | 488.62 | 510 | 442 | 2028-08-30 20:00 | 700 | 0 | -150.48 | 442
2028-08-30 21:00 | 700 | 505 | 510 | 442 | 2028-08-30 21:00 | 700 | 188.62 | 510 | 442 | 2028-08-30 21:00 | 700 | 0 | -90 | 442
2028-08-30 22:00 | 700 | 424.27 | 510 | 442 | 2028-08-30 22:00 | 700 | 205 | 510 | 442 | 2028-08-30 22:00 | 700 | 205 | 210 | 437.01
2028-08-30 23:00 | 700 | 505 | 510 | 442 | 2028-08-30 23:00 | 700 | 505 | 510 | 442 | 2028-08-30 23:00 | 700 | 505 | 510 | 442
2028-08-31 | 700 | 505 | 510 | 442 | 2028-08-31 | 700 | 497.39 | 510 | 442 | 2028-08-31 | 700 | 474.02 | 510 | 442
2028-08-31 01:00 | 700 | 505 | 510 | 442 | 2028-08-31 01:00 | 700 | 505 | 510 | 442 | 2028-08-31 01:00 | 700 | 340.65 | 510 | 442
2028-08-31 02:00 | 700 | 505 | 510 | 442 | 2028-08-31 02:00 | 700 | 505 | 510 | 442 | 2028-08-31 02:00 | 700 | 134.53 | 510 | 442
2028-08-31 03:00 | 700 | 505 | 510 | 442 | 2028-08-31 03:00 | 700 | 505 | 510 | 442 | 2028-08-31 03:00 | 700 | 212.81 | 510 | 442
2028-08-31 04:00 | 700 | 342.32 | 510 | 442 | 2028-08-31 04:00 | 700 | 205 | 510 | 442 | 2028-08-31 04:00 | 700 | 23.06 | 510 | 442
2028-08-31 05:00 | 700 | 42.32 | 510 | 442 | 2028-08-31 05:00 | 700 | 0 | 381.66 | 442 | 2028-08-31 05:00 | 700 | 0 | 210 | 442
2028-08-31 06:00 | 700 | 173.13 | 510 | 442 | 2028-08-31 06:00 | 700 | 50.34 | 510 | 442 | 2028-08-31 06:00 | 630.97 | 74 | 90 | 442
2028-08-31 07:00 | 700 | 298.55 | 510 | 442 | 2028-08-31 07:00 | 700 | 0 | 349.18 | 442 | 2028-08-31 07:00 | 30.97 | -226 | -210 | 442
2028-08-31 08:00 | 700 | 150.5 | 510 | 442 | 2028-08-31 08:00 | 148.33 | 0 | 49.18 | 442 | 2028-08-31 08:00 | -569.03 | -526 | -510 | 410.31
2028-08-31 09:00 | 700 | 28.37 | 510 | 442 | 2028-08-31 09:00 | -451.67 | -300 | -250.82 | 442 | 2028-08-31 09:00 | -700 | -526 | -510 | 399.24
2028-08-31 10:00 | 666.63 | 0 | 210 | 324.18 | 2028-08-31 10:00 | -700 | -526 | -510 | 253.15 | 2028-08-31 10:00 | -700 | -526 | -510 | 99.24
2028-08-31 11:00 | 411.32 | 0 | 0 | 296.56 | 2028-08-31 11:00 | -700 | -526 | -510 | 237.92 | 2028-08-31 11:00 | -700 | -526 | -510 | 0
2028-08-31 12:00 | 697.49 | 0 | 0 | 0 | 2028-08-31 12:00 | -700 | -526 | -510 | 0 | 2028-08-31 12:00 | -700 | -526 | -510 | 124.63
2028-08-31 13:00 | 625.71 | 0 | 0 | 124.68 | 2028-08-31 13:00 | -700 | -526 | -510 | 21.48 | 2028-08-31 13:00 | -700 | -526 | -510 | 0
2028-08-31 14:00 | 693.7 | 0 | 113.72 | 274 | 2028-08-31 14:00 | -700 | -300 | -359.56 | 176.78 | 2028-08-31 14:00 | -700 | -526 | -510 | 142
2028-08-31 15:00 | 700 | 35.55 | 413.72 | 442 | 2028-08-31 15:00 | -100 | 0 | -59.56 | 428.09 | 2028-08-31 15:00 | -700 | -526 | -510 | 442
2028-08-31 16:00 | 700 | 335.55 | 510 | 442 | 2028-08-31 16:00 | 500 | 235.48 | 240.44 | 442 | 2028-08-31 16:00 | -100 | -226 | -210 | 442
2028-08-31 17:00 | 700 | 465.99 | 510 | 442 | 2028-08-31 17:00 | 700 | 366.18 | 510 | 442 | 2028-08-31 17:00 | 500 | 0 | 90 | 442
2028-08-31 18:00 | 700 | 505 | 510 | 442 | 2028-08-31 18:00 | 700 | 505 | 510 | 442 | 2028-08-31 18:00 | 700 | 0 | 390 | 442
2028-08-31 19:00 | 700 | 505 | 510 | 442 | 2028-08-31 19:00 | 700 | 505 | 510 | 442 | 2028-08-31 19:00 | 700 | 0 | 510 | 442
2028-08-31 20:00 | 700 | 437.88 | 510 | 442 | 2028-08-31 20:00 | 700 | 505 | 510 | 442 | 2028-08-31 20:00 | 700 | 0 | 510 | 442
2028-08-31 21:00 | 700 | 505 | 510 | 442 | 2028-08-31 21:00 | 700 | 505 | 510 | 442 | 2028-08-31 21:00 | 700 | 0 | 510 | 442
2028-08-31 22:00 | 700 | 505 | 510 | 442 | 2028-08-31 22:00 | 700 | 505 | 510 | 442 | 2028-08-31 22:00 | 700 | 0 | 510 | 442
2028-08-31 23:00 | 700 | 217.23 | 510 | 442 | 2028-08-31 23:00 | 700 | 390.41 | 510 | 442 | 2028-08-31 23:00 | 700 | 0 | 510 | 442
2028-09-01 | 700 | 38.24 | 510 | 442 | 2028-09-01 | 700 | 199.17 | 510 | 442 | 2028-09-01 | 700 | 0 | 510 | 442
2028-09-01 01:00 | 700 | 0 | 510 | 442 | 2028-09-01 01:00 | 700 | 98.25 | 510 | 442 | 2028-09-01 01:00 | 700 | 0 | 510 | 442
2028-09-01 02:00 | 700 | 0 | 510 | 442 | 2028-09-01 02:00 | 700 | 0 | 510 | 442 | 2028-09-01 02:00 | 700 | 0 | 510 | 442
2028-09-01 03:00 | 600.18 | 0 | 210 | 442 | 2028-09-01 03:00 | 700 | 0 | 348.15 | 442 | 2028-09-01 03:00 | 700 | 0 | 398.58 | 390.04
2028-09-01 04:00 | 700 | 71.03 | 510 | 442 | 2028-09-01 04:00 | 700 | 157.76 | 510 | 442 | 2028-09-01 04:00 | 700 | 155.71 | 510 | 442
2028-09-01 05:00 | 700 | 0 | 510 | 442 | 2028-09-01 05:00 | 700 | 65.07 | 510 | 442 | 2028-09-01 05:00 | 700 | 0 | 510 | 442
2028-09-01 06:00 | 700 | 130.15 | 510 | 442 | 2028-09-01 06:00 | 700 | 365.07 | 510 | 442 | 2028-09-01 06:00 | 700 | 0 | 510 | 442
2028-09-01 07:00 | 700 | 162.66 | 510 | 442 | 2028-09-01 07:00 | 700 | 215.06 | 510 | 442 | 2028-09-01 07:00 | 500 | 300 | 270.29 | 442
2028-09-01 08:00 | 700 | 394.34 | 510 | 442 | 2028-09-01 08:00 | 700 | 300 | 510 | 442 | 2028-09-01 08:00 | -100 | 0 | -29.71 | 442
2028-09-01 09:00 | 700 | 388.61 | 510 | 442 | 2028-09-01 09:00 | 291.19 | 0 | 210 | 442 | 2028-09-01 09:00 | -700 | -300 | -329.71 | 431.53
2028-09-01 10:00 | 437.83 | 505 | 510 | 442 | 2028-09-01 10:00 | -100 | 0 | 171.73 | 433.65 | 2028-09-01 10:00 | -700 | -526 | -510 | 332.38
2028-09-01 11:00 | 107.53 | 505 | 510 | 442 | 2028-09-01 11:00 | -700 | 205 | 210 | 271.3 | 2028-09-01 11:00 | -700 | -226 | -210 | 442
2028-09-01 12:00 | -306.37 | 505 | 510 | 442 | 2028-09-01 12:00 | -700 | 505 | 510 | 442 | 2028-09-01 12:00 | -700 | 74 | 90 | 442
2028-09-01 13:00 | -299.3 | 505 | 510 | 442 | 2028-09-01 13:00 | -700 | 505 | 510 | 442 | 2028-09-01 13:00 | -700 | 374 | 390 | 442
2028-09-01 14:00 | -399.56 | 505 | 510 | 442 | 2028-09-01 14:00 | -700 | 505 | 510 | 442 | 2028-09-01 14:00 | -700 | 505 | 510 | 442
2028-09-01 15:00 | -183.19 | 505 | 510 | 442 | 2028-09-01 15:00 | -700 | 505 | 510 | 442 | 2028-09-01 15:00 | -700 | 300 | 407.7 | 442
2028-09-01 16:00 | 416.81 | 448.64 | 510 | 442 | 2028-09-01 16:00 | -100 | 212.45 | 510 | 442 | 2028-09-01 16:00 | -700 | 0 | 107.7 | 300
2028-09-01 17:00 | 700 | 319.94 | 510 | 442 | 2028-09-01 17:00 | 500 | 0 | 510 | 185.95 | 2028-09-01 17:00 | -679.34 | 0 | 0 | 0
2028-09-01 18:00 | 700 | 454.15 | 510 | 442 | 2028-09-01 18:00 | 700 | 0 | 510 | 394.17 | 2028-09-01 18:00 | -79.34 | 0 | 0 | 144.34
2028-09-01 19:00 | 544.37 | 497.9 | 510 | 442 | 2028-09-01 19:00 | 700 | 300 | 510 | 442 | 2028-09-01 19:00 | -679.34 | 0 | 0 | 0
2028-09-01 20:00 | 610.78 | 205 | 510 | 442 | 2028-09-01 20:00 | 500 | 205 | 485.35 | 142 | 2028-09-01 20:00 | -700 | 79.47 | 210 | 142
2028-09-01 21:00 | 10.78 | 505 | 510 | 442 | 2028-09-01 21:00 | -100 | 505 | 510 | 442 | 2028-09-01 21:00 | -700 | 379.47 | 510 | 442
2028-09-01 22:00 | -448.75 | 505 | 510 | 442 | 2028-09-01 22:00 | -700 | 505 | 510 | 442 | 2028-09-01 22:00 | -700 | 505 | 510 | 442
2028-09-01 23:00 | -700 | 505 | 510 | 442 | 2028-09-01 23:00 | -700 | 505 | 510 | 442 | 2028-09-01 23:00 | -700 | 505 | 510 | 442
2028-09-02 | -700 | 505 | 510 | 421.64 | 2028-09-02 | -700 | 505 | 510 | 442 | 2028-09-02 | -700 | 505 | 510 | 442
2028-09-02 01:00 | -700 | 505 | 510 | 440.06 | 2028-09-02 01:00 | -700 | 505 | 510 | 442 | 2028-09-02 01:00 | -700 | 505 | 510 | 442
2028-09-02 02:00 | -700 | 505 | 510 | 442 | 2028-09-02 02:00 | -700 | 505 | 510 | 442 | 2028-09-02 02:00 | -700 | 505 | 510 | 442
2028-09-02 03:00 | -700 | 505 | 510 | 442 | 2028-09-02 03:00 | -700 | 505 | 510 | 442 | 2028-09-02 03:00 | -700 | 505 | 510 | 442
2028-09-02 04:00 | -700 | 505 | 510 | 228.02 | 2028-09-02 04:00 | -700 | 505 | 510 | 442 | 2028-09-02 04:00 | -700 | 505 | 510 | 442
2028-09-02 05:00 | -700 | 505 | 510 | 255.65 | 2028-09-02 05:00 | -700 | 505 | 510 | 442 | 2028-09-02 05:00 | -700 | 505 | 510 | 442
2028-09-02 06:00 | -700 | 505 | 510 | 305.19 | 2028-09-02 06:00 | -700 | 505 | 510 | 442 | 2028-09-02 06:00 | -700 | 505 | 510 | 442
2028-09-02 07:00 | -700 | 505 | 510 | 428.36 | 2028-09-02 07:00 | -700 | 505 | 510 | 442 | 2028-09-02 07:00 | -700 | 505 | 510 | 442
2028-09-02 08:00 | -700 | 505 | 510 | 334.71 | 2028-09-02 08:00 | -700 | 505 | 510 | 442 | 2028-09-02 08:00 | -700 | 505 | 510 | 442
2028-09-02 09:00 | -700 | 505 | 510 | 442 | 2028-09-02 09:00 | -700 | 505 | 510 | 442 | 2028-09-02 09:00 | -700 | 505 | 510 | 442
2028-09-02 10:00 | -637.3 | 505 | 510 | 442 | 2028-09-02 10:00 | -700 | 505 | 510 | 442 | 2028-09-02 10:00 | -700 | 505 | 510 | 442
2028-09-02 11:00 | -683.4 | 505 | 510 | 442 | 2028-09-02 11:00 | -700 | 505 | 510 | 442 | 2028-09-02 11:00 | -700 | 505 | 510 | 442
2028-09-02 12:00 | -679.9 | 505 | 510 | 442 | 2028-09-02 12:00 | -700 | 505 | 510 | 442 | 2028-09-02 12:00 | -700 | 505 | 510 | 442
2028-09-02 13:00 | -491.13 | 505 | 510 | 442 | 2028-09-02 13:00 | -700 | 505 | 510 | 442 | 2028-09-02 13:00 | -700 | 505 | 510 | 442
2028-09-02 14:00 | -700 | 505 | 510 | 442 | 2028-09-02 14:00 | -700 | 505 | 510 | 442 | 2028-09-02 14:00 | -700 | 505 | 510 | 442
2028-09-02 15:00 | -700 | 505 | 510 | 442 | 2028-09-02 15:00 | -700 | 505 | 510 | 442 | 2028-09-02 15:00 | -700 | 505 | 510 | 442
2028-09-02 16:00 | -700 | 505 | 510 | 442 | 2028-09-02 16:00 | -700 | 505 | 510 | 442 | 2028-09-02 16:00 | -700 | 505 | 510 | 442
2028-09-02 17:00 | -629.34 | 505 | 510 | 442 | 2028-09-02 17:00 | -700 | 505 | 510 | 442 | 2028-09-02 17:00 | -700 | 505 | 510 | 442
2028-09-02 18:00 | -29.34 | 205 | 510 | 301.81 | 2028-09-02 18:00 | -700 | 205 | 510 | 301.81 | 2028-09-02 18:00 | -700 | 205 | 510 | 301.81
2028-09-02 19:00 | 0 | 505 | 510 | 442 | 2028-09-02 19:00 | -700 | 505 | 510 | 442 | 2028-09-02 19:00 | -700 | 505 | 510 | 442
2028-09-02 20:00 | -404.33 | 505 | 510 | 442 | 2028-09-02 20:00 | -700 | 505 | 510 | 442 | 2028-09-02 20:00 | -700 | 505 | 510 | 442
2028-09-02 21:00 | -609.1 | 505 | 510 | 442 | 2028-09-02 21:00 | -700 | 505 | 510 | 442 | 2028-09-02 21:00 | -700 | 505 | 510 | 442
2028-09-02 22:00 | -9.1 | 505 | 510 | 442 | 2028-09-02 22:00 | -700 | 505 | 510 | 442 | 2028-09-02 22:00 | -700 | 505 | 510 | 442
2028-09-02 23:00 | -126.6 | 505 | 510 | 442 | 2028-09-02 23:00 | -700 | 505 | 510 | 442 | 2028-09-02 23:00 | -700 | 505 | 510 | 442
2028-09-03 | -191.51 | 505 | 510 | 442 | 2028-09-03 | -700 | 505 | 510 | 442 | 2028-09-03 | -700 | 505 | 510 | 442
2028-09-03 01:00 | 209.33 | 505 | 510 | 442 | 2028-09-03 01:00 | -700 | 505 | 510 | 442 | 2028-09-03 01:00 | -700 | 505 | 510 | 442
2028-09-03 02:00 | -390.67 | 505 | 510 | 442 | 2028-09-03 02:00 | -700 | 300 | 510 | 442 | 2028-09-03 02:00 | -700 | 300 | 300 | 300
2028-09-03 03:00 | 209.33 | 205 | 510 | 442 | 2028-09-03 03:00 | -100 | 0 | 210 | 142 | 2028-09-03 03:00 | -700 | 0 | 0 | 0
2028-09-03 04:00 | 700 | 442.63 | 510 | 442 | 2028-09-03 04:00 | 248.31 | 0 | 0 | 0 | 2028-09-03 04:00 | -700 | 0 | -300 | 0
2028-09-03 05:00 | 700 | 225.51 | 510 | 442 | 2028-09-03 05:00 | 73.5 | 0 | 0 | 73.7 | 2028-09-03 05:00 | -700 | 0 | -510 | 0
2028-09-03 06:00 | 700 | 505 | 510 | 442 | 2028-09-03 06:00 | 673.5 | 0 | 0 | 93.26 | 2028-09-03 06:00 | -700 | 0 | -510 | -269.03
2028-09-03 07:00 | 700 | 228.86 | 510 | 442 | 2028-09-03 07:00 | 73.5 | 0 | 0 | 0 | 2028-09-03 07:00 | -700 | 0 | -510 | 0
2028-09-03 08:00 | 700 | 0 | 508.19 | 442 | 2028-09-03 08:00 | -100 | -226 | -210 | 0 | 2028-09-03 08:00 | -700 | -226 | -510 | -64.02
2028-09-03 09:00 | 246.6 | 0 | 208.19 | 149.1 | 2028-09-03 09:00 | -700 | -526 | -510 | -17.59 | 2028-09-03 09:00 | -700 | -526 | -510 | -195.3
2028-09-03 10:00 | -304.01 | 0 | 0 | 0 | 2028-09-03 10:00 | -700 | -526 | -510 | -317.59 | 2028-09-03 10:00 | -700 | -526 | -510 | -495.3
2028-09-03 11:00 | -700 | 0 | -53.4 | 0 | 2028-09-03 11:00 | -700 | -226 | -210 | -17.59 | 2028-09-03 11:00 | -700 | -226 | -210 | -195.3
2028-09-03 12:00 | -700 | 300 | 246.6 | 300 | 2028-09-03 12:00 | -700 | -226 | -210 | -83.6 | 2028-09-03 12:00 | -700 | -226 | -210 | -210
2028-09-03 13:00 | -690.41 | 0 | 0 | 0 | 2028-09-03 13:00 | -700 | -526 | -510 | -383.6 | 2028-09-03 13:00 | -700 | -526 | -510 | -510
2028-09-03 14:00 | -700 | 0 | -175.03 | 0 | 2028-09-03 14:00 | -700 | -526 | -510 | -510 | 2028-09-03 14:00 | -700 | -526 | -510 | -510
2028-09-03 15:00 | -613.44 | 0 | -171.48 | 0 | 2028-09-03 15:00 | -700 | -526 | -510 | -464.67 | 2028-09-03 15:00 | -700 | -526 | -510 | -510
2028-09-03 16:00 | -13.44 | 0 | 0 | 0 | 2028-09-03 16:00 | -700 | -526 | -510 | -411.42 | 2028-09-03 16:00 | -700 | -526 | -510 | -510
2028-09-03 17:00 | 545.56 | 0 | 210 | 75.83 | 2028-09-03 17:00 | -104.39 | -226 | -300 | -159.3 | 2028-09-03 17:00 | -700 | -526 | -510 | -419.22
2028-09-03 18:00 | 700 | 77.37 | 510 | 375.83 | 2028-09-03 18:00 | 495.61 | 0 | 0 | 0 | 2028-09-03 18:00 | -100 | -226 | -210 | -119.22
2028-09-03 19:00 | 700 | 0 | 210 | 75.83 | 2028-09-03 19:00 | 700 | -300 | -300 | -300 | 2028-09-03 19:00 | 0 | -300 | -510 | -419.22
2028-09-03 20:00 | 700 | 300 | 510 | 375.83 | 2028-09-03 20:00 | 700 | 0 | 0 | 0 | 2028-09-03 20:00 | 100 | 0 | -210 | -119.22
2028-09-03 21:00 | 700 | 505 | 510 | 406.57 | 2028-09-03 21:00 | 700 | 0 | 300 | 0 | 2028-09-03 21:00 | 700 | 0 | 0 | 0
2028-09-03 22:00 | 700 | 504.16 | 510 | 442 | 2028-09-03 22:00 | 700 | 0 | 510 | 0 | 2028-09-03 22:00 | 383.69 | 0 | 0 | 0
2028-09-03 23:00 | 700 | 204.16 | 510 | 292.72 | 2028-09-03 23:00 | 700 | 0 | 510 | 0 | 2028-09-03 23:00 | 0 | 0 | 0 | -24.25
2028-09-04 | 700 | 182.9 | 510 | 201.08 | 2028-09-04 | 700 | 0 | 510 | 13.59 | 2028-09-04 | 404.41 | 0 | 0 | -169.61
2028-09-04 01:00 | 700 | 0 | 510 | 252.16 | 2028-09-04 01:00 | 700 | 0 | 510 | 0 | 2028-09-04 01:00 | 171.98 | 0 | 0 | -65.14
2028-09-04 02:00 | 700 | 0 | 510 | 63.76 | 2028-09-04 02:00 | 700 | 0 | 313.49 | -113.89 | 2028-09-04 02:00 | 276.52 | 0 | 0 | -304.9
2028-09-04 03:00 | 700 | 0 | 510 | 276.02 | 2028-09-04 03:00 | 700 | 0 | 453.17 | 0 | 2028-09-04 03:00 | 516.75 | 0 | 0 | -28.02
2028-09-04 04:00 | 700 | 0 | 510 | 142 | 2028-09-04 04:00 | 700 | 0 | 378.87 | -76.88 | 2028-09-04 04:00 | 557.86 | 0 | 0 | -259.1
2028-09-04 05:00 | 700 | 291.18 | 510 | 442 | 2028-09-04 05:00 | 700 | 34.61 | 510 | 223.12 | 2028-09-04 05:00 | 700 | 0 | 0 | 0
2028-09-04 06:00 | 700 | 94.14 | 510 | 396.23 | 2028-09-04 06:00 | 700 | 0 | 510 | 62.94 | 2028-09-04 06:00 | 100 | 0 | 0 | 0
2028-09-04 07:00 | 700 | 271.92 | 510 | 442 | 2028-09-04 07:00 | 700 | 0 | 510 | 233.7 | 2028-09-04 07:00 | 425.21 | 0 | 0 | 0
2028-09-04 08:00 | 700 | 210.22 | 510 | 442 | 2028-09-04 08:00 | 699.69 | 0 | 273.02 | 0 | 2028-09-04 08:00 | -100 | -153.81 | -210 | 0
2028-09-04 09:00 | 700 | 505 | 510 | 442 | 2028-09-04 09:00 | 99.69 | 0 | 0 | 287.43 | 2028-09-04 09:00 | -700 | -453.81 | -510 | -31.61
2028-09-04 10:00 | 700 | 205 | 510 | 425.92 | 2028-09-04 10:00 | -500.31 | -300 | -300 | -12.57 | 2028-09-04 10:00 | -700 | -526 | -510 | -331.61
2028-09-04 11:00 | 700 | 0 | 510 | 125.92 | 2028-09-04 11:00 | -700 | -468.07 | -510 | -229.8 | 2028-09-04 11:00 | -700 | -526 | -510 | -447.62
2028-09-04 12:00 | 700 | 0 | 446.82 | 68.6 | 2028-09-04 12:00 | -700 | -526 | -510 | -210 | 2028-09-04 12:00 | -700 | -526 | -510 | -510
2028-09-04 13:00 | 700 | 0 | 166.78 | 368.6 | 2028-09-04 13:00 | -700 | -526 | -510 | 90 | 2028-09-04 13:00 | -700 | -526 | -510 | -210
2028-09-04 14:00 | 700 | 0 | 137.07 | 68.6 | 2028-09-04 14:00 | -700 | -526 | -510 | -210 | 2028-09-04 14:00 | -700 | -526 | -510 | -510
2028-09-04 15:00 | 700 | 0 | 437.07 | 0 | 2028-09-04 15:00 | -700 | -300.4 | -510 | -510 | 2028-09-04 15:00 | -700 | -526 | -510 | -510
2028-09-04 16:00 | 700 | 0 | 510 | 198.96 | 2028-09-04 16:00 | -333.95 | -0.4 | -210 | -210 | 2028-09-04 16:00 | -700 | -526 | -510 | -510
2028-09-04 17:00 | 700 | 271.66 | 510 | 343.28 | 2028-09-04 17:00 | 186.68 | 0 | 0 | 0 | 2028-09-04 17:00 | -587.8 | -226 | -210 | -210
2028-09-04 18:00 | 700 | 402.2 | 510 | 442 | 2028-09-04 18:00 | 700 | 141.45 | 300 | 218.83 | 2028-09-04 18:00 | 0 | 0 | 0 | 0
2028-09-04 19:00 | 700 | 505 | 510 | 442 | 2028-09-04 19:00 | 700 | 441.45 | 510 | 442 | 2028-09-04 19:00 | 600 | 0 | 0 | 0
2028-09-04 20:00 | 700 | 205 | 510 | 189.54 | 2028-09-04 20:00 | 700 | 141.45 | 210 | 142 | 2028-09-04 20:00 | 700 | -300 | -300 | -300
2028-09-04 21:00 | 700 | 505 | 510 | 442 | 2028-09-04 21:00 | 700 | 441.45 | 510 | 442 | 2028-09-04 21:00 | 687.79 | 0 | 0 | 0
2028-09-04 22:00 | 700 | 211.46 | 510 | 442 | 2028-09-04 22:00 | 700 | 281.99 | 510 | 442 | 2028-09-04 22:00 | 87.79 | 0 | 0 | 0
2028-09-04 23:00 | 700 | 235.08 | 510 | 442 | 2028-09-04 23:00 | 700 | 0 | 510 | 217.34 | 2028-09-04 23:00 | 592.26 | 0 | 0 | 0
2028-09-05 | 700 | 258.63 | 510 | 442 | 2028-09-05 | 700 | 0 | 510 | 442 | 2028-09-05 | 557.75 | 0 | 0 | 0
2028-09-05 01:00 | 700 | 156.44 | 510 | 442 | 2028-09-05 01:00 | 700 | 0 | 510 | 317.54 | 2028-09-05 01:00 | 557.75 | 0 | 0 | 0
2028-09-05 02:00 | 700 | 216.19 | 510 | 442 | 2028-09-05 02:00 | 700 | 0 | 510 | 442 | 2028-09-05 02:00 | 700 | 0 | 0 | 0
2028-09-05 03:00 | 700 | 187.81 | 510 | 437.96 | 2028-09-05 03:00 | 700 | 0 | 510 | 305.88 | 2028-09-05 03:00 | 584.28 | 0 | 210 | 142
2028-09-05 04:00 | 700 | 242.54 | 510 | 442 | 2028-09-05 04:00 | 700 | 242.54 | 510 | 442 | 2028-09-05 04:00 | 275.16 | 242.54 | 510 | 442
2028-09-05 05:00 | 700 | 0 | 510 | 421.93 | 2028-09-05 05:00 | 700 | 0 | 510 | 142 | 2028-09-05 05:00 | 100 | 0 | 210 | 142
2028-09-05 06:00 | 700 | 205 | 510 | 381.66 | 2028-09-05 06:00 | 700 | 205 | 510 | 284.63 | 2028-09-05 06:00 | 700 | 0 | 0 | 55.17
2028-09-05 07:00 | 700 | 505 | 510 | 442 | 2028-09-05 07:00 | 700 | 505 | 510 | 442 | 2028-09-05 07:00 | 290.99 | 0 | 0 | 355.17
2028-09-05 08:00 | 700 | 505 | 510 | 442 | 2028-09-05 08:00 | 500 | 205 | 300 | 442 | 2028-09-05 08:00 | -100 | -226 | -210 | 300.68
2028-09-05 09:00 | 700 | 205 | 386 | 442 | 2028-09-05 09:00 | -100 | 0 | 0 | 236.13 | 2028-09-05 09:00 | -700 | -526 | -510 | 99.19
2028-09-05 10:00 | 700 | 0 | 86 | 320.6 | 2028-09-05 10:00 | -700 | 0 | 0 | 150.06 | 2028-09-05 10:00 | -700 | -526 | -510 | 0
2028-09-05 11:00 | 269.35 | 0 | 0 | 224.4 | 2028-09-05 11:00 | -700 | 0 | -157.02 | 141.44 | 2028-09-05 11:00 | -700 | -526 | -510 | 0
2028-09-05 12:00 | 520.04 | 0 | 0 | 310.26 | 2028-09-05 12:00 | -700 | 0 | -457.02 | 65 | 2028-09-05 12:00 | -700 | -526 | -510 | 0
2028-09-05 13:00 | 574.47 | 0 | 0 | 125.86 | 2028-09-05 13:00 | -700 | 0 | -226.47 | 0 | 2028-09-05 13:00 | -700 | -526 | -510 | 0
2028-09-05 14:00 | 521.22 | 0 | 0 | 266.98 | 2028-09-05 14:00 | -215.23 | 0 | -226.47 | 175.35 | 2028-09-05 14:00 | -700 | -526 | -510 | 139.8
2028-09-05 15:00 | 700 | 0 | -73.96 | 442 | 2028-09-05 15:00 | 384.77 | -223.26 | -510 | 430.58 | 2028-09-05 15:00 | -543.53 | -526 | -510 | 439.8
2028-09-05 16:00 | 700 | -80.81 | -329.19 | 427.59 | 2028-09-05 16:00 | 700 | -295.13 | -510 | 183.07 | 2028-09-05 16:00 | 47.63 | -526 | -510 | 442
2028-09-05 17:00 | 700 | 0 | -29.19 | 442 | 2028-09-05 17:00 | 700 | -18.15 | -510 | 357.9 | 2028-09-05 17:00 | 647.63 | -526 | -510 | 442
2028-09-05 18:00 | 700 | 0 | 245.5 | 396.97 | 2028-09-05 18:00 | 700 | 0 | -390 | 287.28 | 2028-09-05 18:00 | 700 | -526 | -510 | 175.24
2028-09-05 19:00 | 700 | 0 | 255.13 | 326.61 | 2028-09-05 19:00 | 700 | 0 | -90 | 272.18 | 2028-09-05 19:00 | 700 | -526 | -510 | 376.16
2028-09-05 20:00 | 700 | 205 | 255.13 | 442 | 2028-09-05 20:00 | 700 | 205 | 210 | 442 | 2028-09-05 20:00 | 700 | -498.01 | -390 | 442
2028-09-05 21:00 | 700 | 505 | 510 | 442 | 2028-09-05 21:00 | 700 | 505 | 510 | 442 | 2028-09-05 21:00 | 700 | -198.01 | -90 | 442
2028-09-05 22:00 | 700 | 378.47 | 510 | 442 | 2028-09-05 22:00 | 700 | 505 | 510 | 442 | 2028-09-05 22:00 | 700 | 101.99 | 210 | 442
2028-09-05 23:00 | 700 | 327.99 | 510 | 442 | 2028-09-05 23:00 | 700 | 282.33 | 510 | 442 | 2028-09-05 23:00 | 700 | 401.99 | 510 | 442
2028-09-06 | 700 | 184.58 | 510 | 442 | 2028-09-06 | 700 | 59.82 | 510 | 442 | 2028-09-06 | 700 | 288.9 | 510 | 442
2028-09-06 01:00 | 700 | 389.41 | 510 | 442 | 2028-09-06 01:00 | 700 | 359.82 | 510 | 442 | 2028-09-06 01:00 | 700 | 257.85 | 510 | 442
2028-09-06 02:00 | 700 | 261.26 | 510 | 442 | 2028-09-06 02:00 | 700 | 444.02 | 510 | 442 | 2028-09-06 02:00 | 700 | 181.23 | 510 | 442
2028-09-06 03:00 | 700 | 261.26 | 510 | 442 | 2028-09-06 03:00 | 700 | 444.02 | 510 | 442 | 2028-09-06 03:00 | 700 | 37.1 | 510 | 442
2028-09-06 04:00 | 700 | 255.63 | 510 | 442 | 2028-09-06 04:00 | 700 | 420.61 | 510 | 442 | 2028-09-06 04:00 | 700 | 11 | 510 | 442
2028-09-06 05:00 | 700 | 353.85 | 510 | 442 | 2028-09-06 05:00 | 700 | 120.61 | 510 | 442 | 2028-09-06 05:00 | 700 | 0 | 510 | 442
2028-09-06 06:00 | 700 | 94.25 | 510 | 442 | 2028-09-06 06:00 | 700 | 182.9 | 510 | 442 | 2028-09-06 06:00 | 700 | 5.89 | 510 | 442
2028-09-06 07:00 | 700 | 0 | 510 | 401.34 | 2028-09-06 07:00 | 700 | 300 | 253.35 | 442 | 2028-09-06 07:00 | 700 | 300 | 279.08 | 442
2028-09-06 08:00 | 700 | 0 | 281.71 | 412.2 | 2028-09-06 08:00 | 700 | 0 | -46.65 | 442 | 2028-09-06 08:00 | 700 | 0 | -20.92 | 442
2028-09-06 09:00 | 700 | 0 | 210 | 395.44 | 2028-09-06 09:00 | 700 | 0 | -236.34 | 442 | 2028-09-06 09:00 | 597.64 | -300 | -300 | 442
2028-09-06 10:00 | 700 | 292.49 | 510 | 442 | 2028-09-06 10:00 | 474.86 | 0 | 0 | 442 | 2028-09-06 10:00 | 0 | 0 | 0 | 442
2028-09-06 11:00 | 700 | 0 | 510 | 442 | 2028-09-06 11:00 | 700 | 0 | 0 | 442 | 2028-09-06 11:00 | 0 | 0 | 0 | 442
2028-09-06 12:00 | 700 | 0 | 210 | 312.09 | 2028-09-06 12:00 | 700 | 0 | 0 | 442 | 2028-09-06 12:00 | 0 | 0 | -63.19 | 442
2028-09-06 13:00 | 700 | 0 | 0 | 236.94 | 2028-09-06 13:00 | 258.99 | 0 | -112.18 | 442 | 2028-09-06 13:00 | 0 | 0 | -363.19 | 442
2028-09-06 14:00 | 700 | 0 | -210 | 225.62 | 2028-09-06 14:00 | 382.41 | -226 | -210 | 442 | 2028-09-06 14:00 | 0 | -226 | -510 | 442
2028-09-06 15:00 | 700 | -300 | -510 | -74.38 | 2028-09-06 15:00 | 642.66 | -526 | -510 | 396.35 | 2028-09-06 15:00 | 100 | -526 | -510 | 249.07
2028-09-06 16:00 | 700 | 0 | -210 | 38.14 | 2028-09-06 16:00 | 700 | -293.43 | -510 | 442 | 2028-09-06 16:00 | 700 | -482.28 | -510 | 312.34
2028-09-06 17:00 | 700 | 67.62 | 90 | 338.14 | 2028-09-06 17:00 | 700 | 0 | -496.43 | 442 | 2028-09-06 17:00 | 700 | -182.28 | -210 | 136.75
2028-09-06 18:00 | 700 | 0 | 111.83 | 67.66 | 2028-09-06 18:00 | 700 | 0 | -269 | 442 | 2028-09-06 18:00 | 700 | 0 | -263.62 | 436.75
2028-09-06 19:00 | 700 | 0 | 411.83 | 142.44 | 2028-09-06 19:00 | 700 | 0 | -300 | 442 | 2028-09-06 19:00 | 700 | 0 | 0 | 442
2028-09-06 20:00 | 700 | 37.39 | 510 | 442 | 2028-09-06 20:00 | 700 | 0 | 0 | 442 | 2028-09-06 20:00 | 700 | 0 | -79.24 | 436.16
2028-09-06 21:00 | 700 | 0 | 488.08 | 326.25 | 2028-09-06 21:00 | 700 | 0 | 0 | 442 | 2028-09-06 21:00 | 700 | 0 | -79.24 | 442
2028-09-06 22:00 | 700 | 0 | 188.08 | 142 | 2028-09-06 22:00 | 700 | 0 | 89.07 | 442 | 2028-09-06 22:00 | 700 | 0 | 127.53 | 395.36
2028-09-06 23:00 | 700 | 300 | 488.08 | 442 | 2028-09-06 23:00 | 700 | 300 | 389.07 | 442 | 2028-09-06 23:00 | 700 | 300 | 427.53 | 442
2028-09-07 | 700 | 318.09 | 510 | 442 | 2028-09-07 | 700 | 88.43 | 510 | 442 | 2028-09-07 | 700 | 0 | 510 | 442
2028-09-07 01:00 | 700 | 423.71 | 510 | 442 | 2028-09-07 01:00 | 700 | 89.37 | 510 | 442 | 2028-09-07 01:00 | 700 | 0 | 244.62 | 212
2028-09-07 02:00 | 700 | 243.04 | 510 | 442 | 2028-09-07 02:00 | 700 | 0 | 368.8 | 442 | 2028-09-07 02:00 | 656.41 | 0 | 61.73 | 139.66
2028-09-07 03:00 | 700 | 0 | 510 | 308.45 | 2028-09-07 03:00 | 700 | 0 | 68.8 | 364.57 | 2028-09-07 03:00 | 56.41 | 0 | 0 | 189.66
2028-09-07 04:00 | 700 | 0 | 378.2 | 183.26 | 2028-09-07 04:00 | 582.52 | 0 | 0 | 137.3 | 2028-09-07 04:00 | -162.45 | 0 | 0 | 189.16
2028-09-07 05:00 | 700 | 0 | 418.1 | 163.67 | 2028-09-07 05:00 | 633.01 | 0 | 0 | 437.3 | 2028-09-07 05:00 | -320.34 | 0 | 0 | 24.39
2028-09-07 06:00 | 700 | 0 | 379.02 | 270.33 | 2028-09-07 06:00 | 579.63 | 0 | 0 | 442 | 2028-09-07 06:00 | -168.9 | 0 | 0 | 142
2028-09-07 07:00 | 700 | 0 | 510 | 442 | 2028-09-07 07:00 | 641.7 | 0 | 0 | 442 | 2028-09-07 07:00 | -60.88 | 0 | 0 | 442
2028-09-07 08:00 | 700 | 280.87 | 510 | 442 | 2028-09-07 08:00 | 633.66 | 0 | 0 | 442 | 2028-09-07 08:00 | -220.59 | 0 | -158.51 | 442
2028-09-07 09:00 | 700 | 134.71 | 510 | 442 | 2028-09-07 09:00 | 33.66 | 0 | 0 | 442 | 2028-09-07 09:00 | -700 | -226 | -458.51 | 442
2028-09-07 10:00 | 129.46 | 0 | 263.48 | 346.29 | 2028-09-07 10:00 | -566.34 | -300 | -300 | 442 | 2028-09-07 10:00 | -700 | -526 | -510 | 300.53
2028-09-07 11:00 | 0 | 300 | 510 | 442 | 2028-09-07 11:00 | -700 | 0 | 0 | 442 | 2028-09-07 11:00 | -700 | -226 | -210 | 442
2028-09-07 12:00 | 0 | 0 | 510 | 442 | 2028-09-07 12:00 | -700 | 121.27 | 0 | 442 | 2028-09-07 12:00 | -700 | -226 | -210 | 442
2028-09-07 13:00 | 0 | 0 | 383.69 | 442 | 2028-09-07 13:00 | -700 | -24.5 | -300 | 442 | 2028-09-07 13:00 | -700 | -526 | -510 | 442
2028-09-07 14:00 | 144.22 | 0 | 83.69 | 413.54 | 2028-09-07 14:00 | -700 | -74.59 | -338.62 | 442 | 2028-09-07 14:00 | -700 | -526 | -510 | 324.54
2028-09-07 15:00 | 553.1 | 0 | 210 | 442 | 2028-09-07 15:00 | -100 | 0 | -38.62 | 414.29 | 2028-09-07 15:00 | -700 | -456.62 | -510 | 415.48
2028-09-07 16:00 | 700 | 0 | 510 | 442 | 2028-09-07 16:00 | 500 | 69.88 | 261.38 | 442 | 2028-09-07 16:00 | -100 | -156.62 | -210 | 442
2028-09-07 17:00 | 700 | 178.28 | 486.79 | 369.15 | 2028-09-07 17:00 | 700 | 205 | 403.18 | 442 | 2028-09-07 17:00 | 500 | 0 | 90 | 442
2028-09-07 18:00 | 700 | 478.28 | 510 | 442 | 2028-09-07 18:00 | 700 | 505 | 510 | 442 | 2028-09-07 18:00 | 700 | 0 | 300 | 442
2028-09-07 19:00 | 700 | 494.15 | 510 | 442 | 2028-09-07 19:00 | 700 | 205 | 439.53 | 343.65 | 2028-09-07 19:00 | 700 | 0 | 0 | 150.61
2028-09-07 20:00 | 700 | 505 | 510 | 442 | 2028-09-07 20:00 | 700 | 505 | 510 | 442 | 2028-09-07 20:00 | 700 | 0 | 300 | 442
2028-09-07 21:00 | 700 | 505 | 510 | 442 | 2028-09-07 21:00 | 700 | 505 | 510 | 442 | 2028-09-07 21:00 | 700 | 0 | 510 | 442
2028-09-07 22:00 | 700 | 505 | 510 | 442 | 2028-09-07 22:00 | 700 | 505 | 510 | 442 | 2028-09-07 22:00 | 700 | 0 | 510 | 442
2028-09-07 23:00 | 700 | 205 | 510 | 244.47 | 2028-09-07 23:00 | 700 | 244.44 | 510 | 442 | 2028-09-07 23:00 | 700 | 0 | 510 | 442
2028-09-08 | 700 | 0 | 510 | 442 | 2028-09-08 | 700 | 428.02 | 510 | 442 | 2028-09-08 | 700 | 213.69 | 510 | 442
2028-09-08 01:00 | 700 | 222.16 | 510 | 442 | 2028-09-08 01:00 | 700 | 428.02 | 510 | 442 | 2028-09-08 01:00 | 700 | 505 | 510 | 442
2028-09-08 02:00 | 700 | 491.34 | 510 | 442 | 2028-09-08 02:00 | 700 | 505 | 510 | 442 | 2028-09-08 02:00 | 700 | 505 | 510 | 442
2028-09-08 03:00 | 700 | 505 | 510 | 442 | 2028-09-08 03:00 | 700 | 310.82 | 510 | 442 | 2028-09-08 03:00 | 700 | 469.41 | 510 | 442
2028-09-08 04:00 | 700 | 346.45 | 510 | 442 | 2028-09-08 04:00 | 700 | 234.96 | 510 | 442 | 2028-09-08 04:00 | 700 | 331.33 | 510 | 442
2028-09-08 05:00 | 700 | 46.45 | 510 | 298.57 | 2028-09-08 05:00 | 700 | 234.96 | 510 | 442 | 2028-09-08 05:00 | 700 | 331.33 | 510 | 442
2028-09-08 06:00 | 700 | 50.36 | 448.17 | 442 | 2028-09-08 06:00 | 700 | 234.96 | 510 | 442 | 2028-09-08 06:00 | 700 | 274.82 | 510 | 442
2028-09-08 07:00 | 700 | 350.36 | 510 | 442 | 2028-09-08 07:00 | 700 | 505 | 510 | 442 | 2028-09-08 07:00 | 700 | 374 | 390 | 442
2028-09-08 08:00 | 700 | 341.46 | 510 | 442 | 2028-09-08 08:00 | 700 | 340.31 | 510 | 442 | 2028-09-08 08:00 | 500 | 74 | 90 | 442
2028-09-08 09:00 | 700 | 233.96 | 510 | 442 | 2028-09-08 09:00 | 700 | 300 | 311.08 | 442 | 2028-09-08 09:00 | -100 | -226 | -210 | 442
2028-09-08 10:00 | 700 | 311.02 | 510 | 442 | 2028-09-08 10:00 | 100 | 0 | 11.08 | 442 | 2028-09-08 10:00 | -700 | -526 | -510 | 442
2028-09-08 11:00 | 700 | 336.8 | 510 | 442 | 2028-09-08 11:00 | -195.81 | 0 | 0 | 442 | 2028-09-08 11:00 | -700 | -526 | -510 | 442
2028-09-08 12:00 | 700 | 36.8 | 439.14 | 442 | 2028-09-08 12:00 | -651.15 | 0 | 0 | 442 | 2028-09-08 12:00 | -700 | -526 | -510 | 442
2028-09-08 13:00 | 423.43 | 300 | 510 | 442 | 2028-09-08 13:00 | -666.11 | 0 | 0 | 442 | 2028-09-08 13:00 | -700 | -526 | -510 | 442
2028-09-08 14:00 | 700 | 0 | 263.84 | 442 | 2028-09-08 14:00 | -700 | 0 | 0 | 442 | 2028-09-08 14:00 | -700 | -526 | -510 | 442
2028-09-08 15:00 | 700 | 0 | 460.14 | 381.07 | 2028-09-08 15:00 | -184.85 | 0 | 0 | 442 | 2028-09-08 15:00 | -700 | -526 | -510 | 355.29
2028-09-08 16:00 | 700 | 104.44 | 510 | 442 | 2028-09-08 16:00 | 403.11 | 0 | 0 | 442 | 2028-09-08 16:00 | -361.59 | -226 | -210 | 412.63
2028-09-08 17:00 | 700 | 292.79 | 510 | 442 | 2028-09-08 17:00 | 700 | 0 | 218.35 | 430.93 | 2028-09-08 17:00 | -22.89 | 0 | 0 | 338.42
2028-09-08 18:00 | 700 | 189.31 | 431.01 | 222.39 | 2028-09-08 18:00 | 531.51 | 0 | 210 | 366.89 | 2028-09-08 18:00 | -85.82 | 0 | 0 | 142
2028-09-08 19:00 | 700 | 489.31 | 510 | 442 | 2028-09-08 19:00 | 700 | 81.15 | 510 | 442 | 2028-09-08 19:00 | 514.18 | 0 | 0 | 442
2028-09-08 20:00 | 700 | 205 | 438.78 | 365.56 | 2028-09-08 20:00 | 700 | 205 | 510 | 257.7 | 2028-09-08 20:00 | 0 | 0 | 210 | 142
2028-09-08 21:00 | 700 | 505 | 510 | 442 | 2028-09-08 21:00 | 700 | 505 | 510 | 442 | 2028-09-08 21:00 | 593.29 | 300 | 510 | 442
2028-09-08 22:00 | 700 | 505 | 510 | 442 | 2028-09-08 22:00 | 700 | 505 | 510 | 442 | 2028-09-08 22:00 | 502.69 | 505 | 510 | 421.19
2028-09-08 23:00 | 598.88 | 505 | 510 | 442 | 2028-09-08 23:00 | 700 | 505 | 510 | 439.63 | 2028-09-08 23:00 | 561.73 | 505 | 510 | 177.23
2028-09-09 | 540.92 | 505 | 510 | 203.93 | 2028-09-09 | 373.37 | 494.55 | 510 | 139.63 | 2028-09-09 | 700 | 300 | 510 | 17.3
2028-09-09 01:00 | 700 | 505 | 510 | 442 | 2028-09-09 01:00 | 700 | 194.55 | 510 | 439.63 | 2028-09-09 01:00 | 700 | 0 | 510 | 213.27
2028-09-09 02:00 | 700 | 487.37 | 510 | 442 | 2028-09-09 02:00 | 700 | 0 | 510 | 353 | 2028-09-09 02:00 | 700 | 0 | 510 | 311.83
2028-09-09 03:00 | 700 | 347.28 | 510 | 442 | 2028-09-09 03:00 | 700 | 0 | 510 | 199.16 | 2028-09-09 03:00 | 700 | 0 | 427.64 | 125.91
2028-09-09 04:00 | 700 | 47.28 | 510 | 442 | 2028-09-09 04:00 | 700 | 0 | 317.17 | 11.65 | 2028-09-09 04:00 | 700 | 0 | 167.16 | 0
2028-09-09 05:00 | 700 | 326.84 | 510 | 317.6 | 2028-09-09 05:00 | 700 | 0 | 440.95 | 0 | 2028-09-09 05:00 | 700 | 0 | 250.59 | 0
2028-09-09 06:00 | 700 | 324.23 | 510 | 442 | 2028-09-09 06:00 | 700 | 0 | 390 | 144.16 | 2028-09-09 06:00 | 500 | 0 | 90 | 0
2028-09-09 07:00 | 700 | 424.39 | 510 | 442 | 2028-09-09 07:00 | 500 | 0 | 90 | 425.97 | 2028-09-09 07:00 | -100 | -60.53 | -210 | 37.08
2028-09-09 08:00 | 700 | 224.52 | 510 | 442 | 2028-09-09 08:00 | -100 | -226 | -210 | 217.42 | 2028-09-09 08:00 | -700 | -360.53 | -510 | -70.69
2028-09-09 09:00 | 272.64 | 0 | 210 | 142 | 2028-09-09 09:00 | -700 | -526 | -510 | -82.58 | 2028-09-09 09:00 | -700 | -526 | -510 | -370.69
2028-09-09 10:00 | 0 | 0 | 0 | 0 | 2028-09-09 10:00 | -700 | -526 | -510 | -241.25 | 2028-09-09 10:00 | -700 | -526 | -510 | -510
2028-09-09 11:00 | 0 | 0 | 0 | 0 | 2028-09-09 11:00 | -700 | -526 | -510 | -510 | 2028-09-09 11:00 | -700 | -526 | -510 | -510
2028-09-09 12:00 | 0 | 0 | 156.4 | 0 | 2028-09-09 12:00 | -700 | -526 | -510 | -398.36 | 2028-09-09 12:00 | -700 | -526 | -510 | -510
2028-09-09 13:00 | 0 | 0 | 0 | 0 | 2028-09-09 13:00 | -700 | -526 | -510 | -490.97 | 2028-09-09 13:00 | -700 | -526 | -510 | -510
2028-09-09 14:00 | 0 | 0 | 0 | 0 | 2028-09-09 14:00 | -700 | -526 | -510 | -510 | 2028-09-09 14:00 | -700 | -526 | -510 | -510
2028-09-09 15:00 | 140.66 | 0 | 0 | 142 | 2028-09-09 15:00 | -447.91 | -226 | -510 | -218.48 | 2028-09-09 15:00 | -700 | -526 | -510 | -510
2028-09-09 16:00 | 700 | 0 | 152.72 | 442 | 2028-09-09 16:00 | 152.09 | -5.08 | -210 | 0 | 2028-09-09 16:00 | -100 | -405.14 | -510 | -210
2028-09-09 17:00 | 700 | -300 | -147.28 | 173.66 | 2028-09-09 17:00 | 700 | -305.08 | -510 | 61.36 | 2028-09-09 17:00 | 500 | -526 | -510 | 0
2028-09-09 18:00 | 700 | 0 | 152.72 | 386.19 | 2028-09-09 18:00 | 700 | -218.7 | -510 | 328.73 | 2028-09-09 18:00 | 700 | -526 | -510 | 134.55
2028-09-09 19:00 | 700 | 0 | 452.72 | 442 | 2028-09-09 19:00 | 700 | -196.18 | -210 | 442 | 2028-09-09 19:00 | 700 | -395 | -431.88 | 417.7
2028-09-09 20:00 | 700 | 0 | 510 | 442 | 2028-09-09 20:00 | 700 | 103.82 | 90 | 442 | 2028-09-09 20:00 | 700 | -95 | -131.88 | 417.7
2028-09-09 21:00 | 700 | 285.4 | 510 | 442 | 2028-09-09 21:00 | 700 | 403.82 | 390 | 442 | 2028-09-09 21:00 | 700 | 205 | 168.12 | 442
2028-09-09 22:00 | 700 | 492.95 | 510 | 442 | 2028-09-09 22:00 | 700 | 505 | 510 | 442 | 2028-09-09 22:00 | 700 | 505 | 468.12 | 442
2028-09-09 23:00 | 700 | 316.83 | 510 | 442 | 2028-09-09 23:00 | 700 | 505 | 510 | 442 | 2028-09-09 23:00 | 700 | 505 | 510 | 442
2028-09-10 | 700 | 505 | 510 | 442 | 2028-09-10 | 700 | 505 | 510 | 442 | 2028-09-10 | 700 | 505 | 510 | 442
2028-09-10 01:00 | 700 | 505 | 510 | 442 | 2028-09-10 01:00 | 700 | 505 | 510 | 442 | 2028-09-10 01:00 | 700 | 505 | 510 | 442
2028-09-10 02:00 | 700 | 505 | 510 | 442 | 2028-09-10 02:00 | 700 | 505 | 510 | 442 | 2028-09-10 02:00 | 700 | 505 | 510 | 442
2028-09-10 03:00 | 700 | 505 | 510 | 442 | 2028-09-10 03:00 | 700 | 505 | 510 | 442 | 2028-09-10 03:00 | 700 | 505 | 510 | 442
2028-09-10 04:00 | 700 | 358.71 | 510 | 442 | 2028-09-10 04:00 | 700 | 300 | 456.78 | 442 | 2028-09-10 04:00 | 700 | 387.55 | 510 | 442
2028-09-10 05:00 | 700 | 58.71 | 210 | 359.13 | 2028-09-10 05:00 | 700 | 0 | 156.78 | 362.17 | 2028-09-10 05:00 | 700 | 87.55 | 210 | 151.34
2028-09-10 06:00 | 700 | 0 | 0 | 441.33 | 2028-09-10 06:00 | 700 | 0 | -143.22 | 367.13 | 2028-09-10 06:00 | 700 | 0 | 0 | 427.73
2028-09-10 07:00 | 700 | 0 | 0 | 410.4 | 2028-09-10 07:00 | 700 | -226 | -364.79 | 355.58 | 2028-09-10 07:00 | 700 | -226 | -210 | 329.09
2028-09-10 08:00 | 700 | 0 | -250.13 | 442 | 2028-09-10 08:00 | 449.33 | -526 | -510 | 428.35 | 2028-09-10 08:00 | 100 | -526 | -510 | 210.7
2028-09-10 09:00 | 700 | 0 | -65.13 | 442 | 2028-09-10 09:00 | 0 | -300 | -510 | 442 | 2028-09-10 09:00 | -500 | -526 | -510 | 442
2028-09-10 10:00 | 618.55 | 0 | 0 | 423.03 | 2028-09-10 10:00 | -186.05 | 0 | -210 | 442 | 2028-09-10 10:00 | -700 | -526 | -510 | 442
2028-09-10 11:00 | 487.04 | 0 | 0 | 442 | 2028-09-10 11:00 | -700 | 0 | 0 | 442 | 2028-09-10 11:00 | -700 | -526 | -510 | 442
2028-09-10 12:00 | 333.52 | 0 | 0 | 236.87 | 2028-09-10 12:00 | -700 | 0 | 0 | 273.93 | 2028-09-10 12:00 | -700 | -526 | -510 | 442
2028-09-10 13:00 | 563.77 | 0 | 0 | 270.82 | 2028-09-10 13:00 | -542.93 | 0 | 0 | 442 | 2028-09-10 13:00 | -700 | -526 | -510 | 387.52
2028-09-10 14:00 | 18 | 0 | 0 | 314.72 | 2028-09-10 14:00 | -700 | 0 | 0 | 302.3 | 2028-09-10 14:00 | -700 | -526 | -510 | 442
2028-09-10 15:00 | 349.87 | 0 | 0 | 364.46 | 2028-09-10 15:00 | -100 | 0 | 0 | 442 | 2028-09-10 15:00 | -600 | -526 | -510 | 442
2028-09-10 16:00 | 652.93 | 0 | 0 | 327.98 | 2028-09-10 16:00 | 166.87 | 0 | 0 | 442 | 2028-09-10 16:00 | 0 | -226 | -257.59 | 417.13
2028-09-10 17:00 | 700 | 0 | 0 | 310.93 | 2028-09-10 17:00 | 700 | 0 | -13.28 | 442 | 2028-09-10 17:00 | 600 | -226 | -210 | 377.11
2028-09-10 18:00 | 700 | 0 | -159.44 | 400.88 | 2028-09-10 18:00 | 700 | -300 | -313.28 | 334.99 | 2028-09-10 18:00 | 700 | -526 | -510 | 77.11
2028-09-10 19:00 | 700 | 0 | -319.73 | 418.49 | 2028-09-10 19:00 | 700 | -526 | -510 | 61.12 | 2028-09-10 19:00 | 700 | -526 | -510 | -219.98
2028-09-10 20:00 | 700 | 0 | -90 | 173.28 | 2028-09-10 20:00 | 700 | -300 | -471.49 | 361.12 | 2028-09-10 20:00 | 700 | -526 | -510 | 80.02
2028-09-10 21:00 | 639.22 | 38.91 | 210 | 415.23 | 2028-09-10 21:00 | 636.23 | 0 | -171.49 | 353.88 | 2028-09-10 21:00 | 700 | -226 | -210 | 380.02
2028-09-10 22:00 | 700 | 338.91 | 510 | 442 | 2028-09-10 22:00 | 700 | 300 | 128.51 | 442 | 2028-09-10 22:00 | 700 | 0 | 0.63 | 192.13
2028-09-10 23:00 | 700 | 188 | 510 | 442 | 2028-09-10 23:00 | 700 | 0 | 95.47 | 142 | 2028-09-10 23:00 | 221.49 | 0 | 0 | 0
2028-09-11 | 700 | 9.25 | 510 | 442 | 2028-09-11 | 500 | 0 | 268.99 | 0 | 2028-09-11 | 77.47 | 0 | 0 | 0
2028-09-11 01:00 | 254.94 | 0 | 510 | 186.9 | 2028-09-11 01:00 | -100 | 0 | -1.47 | 0 | 2028-09-11 01:00 | -522.53 | 0 | -300 | -124.53
2028-09-11 02:00 | -345.06 | 300 | 510 | 442 | 2028-09-11 02:00 | -700 | 45.93 | 210 | 142 | 2028-09-11 02:00 | -700 | 0 | -54.91 | 0
2028-09-11 03:00 | -700 | 505 | 510 | 442 | 2028-09-11 03:00 | -700 | 345.93 | 510 | 442 | 2028-09-11 03:00 | -700 | 300 | 245.09 | 300
2028-09-11 04:00 | -700 | 505 | 510 | 442 | 2028-09-11 04:00 | -700 | 505 | 510 | 442 | 2028-09-11 04:00 | -700 | 505 | 510 | 442
2028-09-11 05:00 | -700 | 505 | 510 | 397.96 | 2028-09-11 05:00 | -700 | 252.79 | 210 | 142 | 2028-09-11 05:00 | -700 | 252.79 | 210 | 142
2028-09-11 06:00 | -700 | 205 | 210 | 142 | 2028-09-11 06:00 | -700 | -47.21 | -90 | -158 | 2028-09-11 06:00 | -700 | -47.21 | -90 | -158
2028-09-11 07:00 | -472.62 | 505 | 510 | 442 | 2028-09-11 07:00 | -700 | 252.79 | 210 | 142 | 2028-09-11 07:00 | -700 | 252.79 | 210 | 142
2028-09-11 08:00 | -100.29 | 505 | 510 | 442 | 2028-09-11 08:00 | -700 | 505 | 510 | 442 | 2028-09-11 08:00 | -700 | 505 | 404.21 | 442
2028-09-11 09:00 | -308.44 | 505 | 510 | 442 | 2028-09-11 09:00 | -700 | 250.76 | 210 | 442 | 2028-09-11 09:00 | -700 | 205 | 104.21 | 442
2028-09-11 10:00 | -365.79 | 505 | 510 | 442 | 2028-09-11 10:00 | -700 | -49.24 | -90 | 294.52 | 2028-09-11 10:00 | -700 | -95 | -195.79 | 442
2028-09-11 11:00 | 0 | 205 | 356.49 | 432.3 | 2028-09-11 11:00 | -700 | -349.24 | -390 | -5.48 | 2028-09-11 11:00 | -700 | -395 | -495.79 | 142
2028-09-11 12:00 | 0 | 241.19 | 510 | 442 | 2028-09-11 12:00 | -700 | -179.08 | -510 | 134.12 | 2028-09-11 12:00 | -700 | -113.58 | -510 | 71.04
2028-09-11 13:00 | -331.72 | 505 | 510 | 442 | 2028-09-11 13:00 | -700 | 120.92 | -210 | 434.12 | 2028-09-11 13:00 | -700 | -226 | -210 | 371.04
2028-09-11 14:00 | 106.15 | 205 | 210 | 345.12 | 2028-09-11 14:00 | -700 | 0 | -376.86 | 208.08 | 2028-09-11 14:00 | -700 | -526 | -510 | 71.04
2028-09-11 15:00 | 700 | 0 | 309.84 | 190.13 | 2028-09-11 15:00 | -138.69 | 0 | -76.86 | 71.94 | 2028-09-11 15:00 | -700 | -372.01 | -510 | -137.6
2028-09-11 16:00 | 618.54 | 180.52 | 210 | 442 | 2028-09-11 16:00 | 352.54 | 0 | 210 | 371.94 | 2028-09-11 16:00 | -100 | -72.01 | -210 | 162.4
2028-09-11 17:00 | 700 | 480.52 | 510 | 442 | 2028-09-11 17:00 | 700 | 300 | 510 | 442 | 2028-09-11 17:00 | 500 | 0 | 90 | 212.18
2028-09-11 18:00 | 700 | 180.52 | 394.45 | 424.03 | 2028-09-11 18:00 | 700 | 97.11 | 488.07 | 367.22 | 2028-09-11 18:00 | 700 | 0 | 0 | 0
2028-09-11 19:00 | 700 | 205 | 358.74 | 234.98 | 2028-09-11 19:00 | 700 | 0 | 188.07 | 67.22 | 2028-09-11 19:00 | 700 | 0 | 0 | 0
2028-09-11 20:00 | 700 | 505 | 510 | 442 | 2028-09-11 20:00 | 700 | 205 | 488.07 | 184.8 | 2028-09-11 20:00 | 700 | 0 | 0 | 0
2028-09-11 21:00 | 700 | 462.98 | 510 | 442 | 2028-09-11 21:00 | 700 | 505 | 510 | 442 | 2028-09-11 21:00 | 700 | 300 | 300 | 300
2028-09-11 22:00 | 700 | 287.37 | 510 | 442 | 2028-09-11 22:00 | 700 | 382.44 | 510 | 442 | 2028-09-11 22:00 | 700 | 47.53 | 510 | 442
2028-09-11 23:00 | 700 | 207.24 | 510 | 442 | 2028-09-11 23:00 | 700 | 338.02 | 510 | 442 | 2028-09-11 23:00 | 700 | 0 | 510 | 240.95
2028-09-12 | 700 | 0 | 510 | 382.66 | 2028-09-12 | 700 | 38.02 | 510 | 439 | 2028-09-12 | 700 | 0 | 300 | 93.42
2028-09-12 01:00 | 700 | 0 | 454.91 | 205.25 | 2028-09-12 01:00 | 700 | 0 | 510 | 139 | 2028-09-12 01:00 | 529 | 0 | 0 | 2.98
2028-09-12 02:00 | 700 | 0 | 230.35 | 243.14 | 2028-09-12 02:00 | 700 | 0 | 510 | 192.81 | 2028-09-12 02:00 | 544.15 | 0 | 0 | 142.47
2028-09-12 03:00 | 700 | 0 | 80.7 | 262.65 | 2028-09-12 03:00 | 700 | 0 | 510 | 218.72 | 2028-09-12 03:00 | 100 | 0 | 0 | 174.79
2028-09-12 04:00 | 700 | 0 | 380.7 | 233.11 | 2028-09-12 04:00 | 700 | 0 | 510 | 262.89 | 2028-09-12 04:00 | 700 | 0 | 0 | 134.19
2028-09-12 05:00 | 700 | 0 | 360.64 | 264.78 | 2028-09-12 05:00 | 700 | 0 | 510 | 209.29 | 2028-09-12 05:00 | 700 | 0 | 29.28 | 139.37
2028-09-12 06:00 | 700 | 145.73 | 388.64 | 442 | 2028-09-12 06:00 | 700 | 171.61 | 510 | 442 | 2028-09-12 06:00 | 700 | 0 | 260.67 | 393.51
2028-09-12 07:00 | 700 | 445.73 | 510 | 442 | 2028-09-12 07:00 | 700 | 300 | 379.16 | 442 | 2028-09-12 07:00 | 441.53 | 0 | 0 | 442
2028-09-12 08:00 | 700 | 505 | 510 | 442 | 2028-09-12 08:00 | 100 | 0 | 79.16 | 442 | 2028-09-12 08:00 | -158.47 | -300 | -300 | 306.31
2028-09-12 09:00 | 700 | 205 | 498.44 | 442 | 2028-09-12 09:00 | -500 | -300 | -220.84 | 442 | 2028-09-12 09:00 | -700 | -526 | -510 | 351.91
2028-09-12 10:00 | 700 | 0 | 198.44 | 327.2 | 2028-09-12 10:00 | -700 | -526 | -510 | 142 | 2028-09-12 10:00 | -700 | -526 | -510 | 51.91
2028-09-12 11:00 | 476.68 | 0 | 0 | 196 | 2028-09-12 11:00 | -700 | -526 | -510 | 0 | 2028-09-12 11:00 | -700 | -526 | -510 | 0
2028-09-12 12:00 | 443.34 | 0 | 0 | 152.68 | 2028-09-12 12:00 | -700 | -526 | -510 | 0 | 2028-09-12 12:00 | -700 | -526 | -510 | -119.43
2028-09-12 13:00 | 600 | 0 | 49.88 | 155.58 | 2028-09-12 13:00 | -700 | -526 | -510 | 93.07 | 2028-09-12 13:00 | -700 | -526 | -510 | 0
2028-09-12 14:00 | 0 | 0 | -70.87 | 175.97 | 2028-09-12 14:00 | -700 | -526 | -510 | 393.07 | 2028-09-12 14:00 | -700 | -526 | -510 | 0
2028-09-12 15:00 | -285.43 | 0 | 0 | 363.83 | 2028-09-12 15:00 | -700 | -526 | -510 | 231.34 | 2028-09-12 15:00 | -700 | -526 | -510 | 119.1
2028-09-12 16:00 | -193.15 | 0 | 0 | 274.4 | 2028-09-12 16:00 | -700 | -526 | -510 | 216.44 | 2028-09-12 16:00 | -700 | -526 | -510 | 94.68
2028-09-12 17:00 | 383.48 | 0 | 0 | 442 | 2028-09-12 17:00 | -700 | -526 | -510 | 342.64 | 2028-09-12 17:00 | -700 | -526 | -510 | 191.42
2028-09-12 18:00 | 163.36 | 205 | 0 | 196.6 | 2028-09-12 18:00 | -700 | -526 | -510 | 42.64 | 2028-09-12 18:00 | -700 | -526 | -510 | -108.58
2028-09-12 19:00 | -436.49 | 505 | 0 | 442 | 2028-09-12 19:00 | -700 | -226 | 0 | 342.64 | 2028-09-12 19:00 | -700 | -226 | 0 | 191.42
2028-09-12 20:00 | -643.32 | 505 | 0 | 442 | 2028-09-12 20:00 | -700 | 74 | 0 | 442 | 2028-09-12 20:00 | -700 | 74 | 0 | 442
2028-09-12 21:00 | -700 | 505 | 0 | 442 | 2028-09-12 21:00 | -700 | 374 | 0 | 442 | 2028-09-12 21:00 | -700 | 374 | 0 | 442
2028-09-12 22:00 | -700 | 505 | 0 | 442 | 2028-09-12 22:00 | -700 | 505 | 0 | 442 | 2028-09-12 22:00 | -700 | 505 | 0 | 442
2028-09-12 23:00 | -700 | 505 | 0 | 355.35 | 2028-09-12 23:00 | -700 | 505 | 0 | 348.86 | 2028-09-12 23:00 | -700 | 505 | 0 | 346.97
2028-09-13 | -700 | 505 | 0 | 354.58 | 2028-09-13 | -700 | 505 | 0 | 442 | 2028-09-13 | -700 | 505 | 0 | 442
2028-09-13 01:00 | -700 | 505 | 0 | 264.87 | 2028-09-13 01:00 | -700 | 505 | 0 | 442 | 2028-09-13 01:00 | -700 | 505 | 0 | 442
2028-09-13 02:00 | -700 | 505 | 0 | 435.06 | 2028-09-13 02:00 | -700 | 505 | 0 | 442 | 2028-09-13 02:00 | -700 | 505 | 0 | 442
2028-09-13 03:00 | -700 | 505 | 0 | 442 | 2028-09-13 03:00 | -700 | 374 | 0 | 390 | 2028-09-13 03:00 | -700 | 374 | 0 | 390
2028-09-13 04:00 | -700 | 505 | 0 | 442 | 2028-09-13 04:00 | -700 | 74 | 0 | 90 | 2028-09-13 04:00 | -700 | 74 | 0 | 90
2028-09-13 05:00 | -426.61 | 218.34 | 0 | 312.52 | 2028-09-13 05:00 | -700 | -226 | 0 | -210 | 2028-09-13 05:00 | -700 | -226 | 0 | -210
2028-09-13 06:00 | -136.25 | 205 | 0 | 142 | 2028-09-13 06:00 | -700 | -526 | 0 | -510 | 2028-09-13 06:00 | -700 | -526 | 0 | -510
2028-09-13 07:00 | -136.25 | 505 | 0 | 442 | 2028-09-13 07:00 | -700 | -226 | 0 | -210 | 2028-09-13 07:00 | -700 | -226 | 0 | -210
2028-09-13 08:00 | -700 | 505 | 0 | 442 | 2028-09-13 08:00 | -700 | 74 | 0 | 90 | 2028-09-13 08:00 | -700 | 74 | 0 | 90
2028-09-13 09:00 | -700 | 505 | 0 | 442 | 2028-09-13 09:00 | -700 | 374 | 0 | 390 | 2028-09-13 09:00 | -700 | 374 | 0 | 390
2028-09-13 10:00 | -700 | 505 | 0 | 442 | 2028-09-13 10:00 | -700 | 505 | 0 | 442 | 2028-09-13 10:00 | -700 | 505 | 0 | 442
2028-09-13 11:00 | -700 | 505 | 0 | 442 | 2028-09-13 11:00 | -700 | 505 | 0 | 442 | 2028-09-13 11:00 | -700 | 505 | 0 | 442
2028-09-13 12:00 | -100 | 505 | 0 | 442 | 2028-09-13 12:00 | -100 | 505 | 0 | 442 | 2028-09-13 12:00 | -100 | 505 | 0 | 442
2028-09-13 13:00 | -546.12 | 505 | 0 | 442 | 2028-09-13 13:00 | -546.12 | 505 | 0 | 442 | 2028-09-13 13:00 | -546.12 | 505 | 0 | 442
2028-09-13 14:00 | -700 | 505 | 0 | 442 | 2028-09-13 14:00 | -700 | 505 | 0 | 442 | 2028-09-13 14:00 | -700 | 374 | 0 | 442
2028-09-13 15:00 | -700 | 505 | 0 | 442 | 2028-09-13 15:00 | -700 | 505 | 0 | 442 | 2028-09-13 15:00 | -700 | 74 | 0 | 442
2028-09-13 16:00 | -249.44 | 505 | 0 | 442 | 2028-09-13 16:00 | -700 | 300 | 0 | 442 | 2028-09-13 16:00 | -700 | -226 | 0 | 442
2028-09-13 17:00 | 350.56 | 245.79 | 0 | 442 | 2028-09-13 17:00 | -235.17 | 0 | 0 | 369.72 | 2028-09-13 17:00 | -700 | -526 | 0 | 248.41
2028-09-13 18:00 | 700 | 140.17 | 0 | 442 | 2028-09-13 18:00 | 364.83 | 0 | 0 | 442 | 2028-09-13 18:00 | -100 | -226 | 0 | 442
2028-09-13 19:00 | 700 | 351.62 | 0 | 442 | 2028-09-13 19:00 | 700 | 300 | 0 | 442 | 2028-09-13 19:00 | 500 | 0 | 0 | 442
2028-09-13 20:00 | 700 | 505 | 0 | 442 | 2028-09-13 20:00 | 700 | 428.81 | 0 | 442 | 2028-09-13 20:00 | 700 | 85.72 | 0 | 442
2028-09-13 21:00 | 700 | 505 | 0 | 442 | 2028-09-13 21:00 | 700 | 505 | 0 | 442 | 2028-09-13 21:00 | 700 | 334.88 | 0 | 442
2028-09-13 22:00 | 700 | 505 | 0 | 442 | 2028-09-13 22:00 | 700 | 225.65 | 0 | 442 | 2028-09-13 22:00 | 700 | 300 | 0 | 442
2028-09-13 23:00 | 700 | 304.95 | 0 | 442 | 2028-09-13 23:00 | 700 | 153.69 | 0 | 442 | 2028-09-13 23:00 | 700 | 0 | 0 | 442
2028-09-14 | 700 | 505 | 0 | 442 | 2028-09-14 | 700 | 453.69 | 0 | 442 | 2028-09-14 | 700 | 96.7 | 0 | 442
2028-09-14 01:00 | 700 | 505 | 0 | 442 | 2028-09-14 01:00 | 700 | 488.11 | 0 | 442 | 2028-09-14 01:00 | 700 | 396.7 | 0 | 442
2028-09-14 02:00 | 700 | 237.8 | 0 | 442 | 2028-09-14 02:00 | 700 | 218.26 | 0 | 442 | 2028-09-14 02:00 | 700 | 126.17 | 0 | 442
2028-09-14 03:00 | 700 | 310.34 | 0 | 442 | 2028-09-14 03:00 | 700 | 141.66 | 0 | 442 | 2028-09-14 03:00 | 631.84 | 0 | 0 | 442
2028-09-14 04:00 | 700 | 283.95 | 0 | 442 | 2028-09-14 04:00 | 700 | 213.43 | 0 | 442 | 2028-09-14 04:00 | 700 | 108.36 | 0 | 442
2028-09-14 05:00 | 700 | -16.05 | 0 | 442 | 2028-09-14 05:00 | 700 | 0 | 0 | 442 | 2028-09-14 05:00 | 700 | -10.62 | 0 | 442
2028-09-14 06:00 | 700 | -316.05 | 0 | 221.31 | 2028-09-14 06:00 | 700 | -300 | 0 | 442 | 2028-09-14 06:00 | 700 | -310.62 | 0 | 305.79
2028-09-14 07:00 | 700 | -85.55 | 0 | 425.29 | 2028-09-14 07:00 | 700 | -173.19 | 0 | 442 | 2028-09-14 07:00 | 700 | -526 | 0 | 442
2028-09-14 08:00 | 700 | -126.1 | 0 | 442 | 2028-09-14 08:00 | 700 | -273.16 | 0 | 442 | 2028-09-14 08:00 | 700 | -526 | 0 | 442
2028-09-14 09:00 | 700 | 0 | 0 | 442 | 2028-09-14 09:00 | 700 | -446.19 | 0 | 442 | 2028-09-14 09:00 | 639.69 | -526 | 0 | 442
2028-09-14 10:00 | 700 | -126.94 | 0 | 442 | 2028-09-14 10:00 | 700 | -526 | 0 | 442 | 2028-09-14 10:00 | 39.69 | -526 | 0 | 442
2028-09-14 11:00 | 700 | -127.74 | 0 | 442 | 2028-09-14 11:00 | 700 | -226 | 0 | 442 | 2028-09-14 11:00 | 0 | -226 | 0 | 442
2028-09-14 12:00 | 700 | -427.74 | 0 | 442 | 2028-09-14 12:00 | 700 | -526 | 0 | 442 | 2028-09-14 12:00 | 0 | -526 | 0 | 442
2028-09-14 13:00 | 700 | -353.32 | 0 | 442 | 2028-09-14 13:00 | 700 | -397.41 | 0 | 442 | 2028-09-14 13:00 | 0 | -397.41 | 0 | 442
2028-09-14 14:00 | 700 | -526 | 0 | 434.7 | 2028-09-14 14:00 | 700 | -526 | 0 | 442 | 2028-09-14 14:00 | 0 | -526 | 0 | 442
2028-09-14 15:00 | 700 | -502.02 | 0 | 442 | 2028-09-14 15:00 | 700 | -526 | 0 | 442 | 2028-09-14 15:00 | 311.3 | -526 | 0 | 442
2028-09-14 16:00 | 700 | -298.31 | 0 | 442 | 2028-09-14 16:00 | 700 | -526 | 0 | 442 | 2028-09-14 16:00 | 626.48 | -526 | 0 | 442
2028-09-14 17:00 | 700 | -121.34 | 0 | 442 | 2028-09-14 17:00 | 700 | -469.64 | 0 | 442 | 2028-09-14 17:00 | 700 | -526 | 0 | 442
2028-09-14 18:00 | 700 | 0 | 0 | 442 | 2028-09-14 18:00 | 700 | -526 | 0 | 442 | 2028-09-14 18:00 | 700 | -526 | 0 | 442
2028-09-14 19:00 | 700 | 0 | -510 | 442 | 2028-09-14 19:00 | 700 | -226 | -510 | 442 | 2028-09-14 19:00 | 700 | -526 | -510 | 442
2028-09-14 20:00 | 700 | 0 | -210 | 442 | 2028-09-14 20:00 | 700 | -95.72 | -210 | 442 | 2028-09-14 20:00 | 700 | -300 | -492.51 | 442
2028-09-14 21:00 | 674.29 | 134.84 | 90 | 442 | 2028-09-14 21:00 | 700 | 204.28 | 90 | 442 | 2028-09-14 21:00 | 700 | 0 | -192.51 | 442
2028-09-14 22:00 | 700 | 434.84 | 390 | 442 | 2028-09-14 22:00 | 700 | 332.91 | 390 | 442 | 2028-09-14 22:00 | 700 | 145.93 | 107.49 | 442
2028-09-14 23:00 | 700 | 341.16 | 510 | 442 | 2028-09-14 23:00 | 700 | 144.57 | 510 | 442 | 2028-09-14 23:00 | 700 | 126.78 | 407.49 | 442
2028-09-15 | 700 | 505 | 510 | 442 | 2028-09-15 | 700 | 443.87 | 510 | 442 | 2028-09-15 | 700 | 245.34 | 510 | 442
2028-09-15 01:00 | 700 | 505 | 510 | 442 | 2028-09-15 01:00 | 700 | 323.86 | 510 | 442 | 2028-09-15 01:00 | 700 | 0 | 404.35 | 442
2028-09-15 02:00 | 700 | 505 | 510 | 442 | 2028-09-15 02:00 | 700 | 500.08 | 510 | 442 | 2028-09-15 02:00 | 700 | 0 | 404.35 | 442
2028-09-15 03:00 | 700 | 505 | 510 | 442 | 2028-09-15 03:00 | 700 | 500.08 | 510 | 442 | 2028-09-15 03:00 | 700 | 0 | 404.35 | 442
2028-09-15 04:00 | 700 | 267.52 | 510 | 442 | 2028-09-15 04:00 | 700 | 224.56 | 510 | 442 | 2028-09-15 04:00 | 700 | 0 | 507.11 | 442
2028-09-15 05:00 | 700 | 505 | 510 | 442 | 2028-09-15 05:00 | 669.52 | 197.21 | 210 | 442 | 2028-09-15 05:00 | 700 | 205 | 510 | 442
2028-09-15 06:00 | 700 | 505 | 510 | 442 | 2028-09-15 06:00 | 700 | 497.21 | 510 | 442 | 2028-09-15 06:00 | 700 | 505 | 510 | 442
2028-09-15 07:00 | 700 | 505 | 510 | 442 | 2028-09-15 07:00 | 700 | 505 | 510 | 442 | 2028-09-15 07:00 | 700 | 505 | 510 | 442
2028-09-15 08:00 | 700 | 505 | 510 | 442 | 2028-09-15 08:00 | 700 | 300 | 452.06 | 442 | 2028-09-15 08:00 | 424.14 | 205 | 210 | 442
2028-09-15 09:00 | 700 | 205 | 490.1 | 442 | 2028-09-15 09:00 | 700 | 0 | 152.06 | 442 | 2028-09-15 09:00 | -175.86 | -95 | -90 | 442
2028-09-15 10:00 | 700 | 0 | 190.1 | 344.6 | 2028-09-15 10:00 | 126.16 | 0 | 0 | 426.29 | 2028-09-15 10:00 | -700 | -395 | -390 | 442
2028-09-15 11:00 | 700 | 0 | 0 | 442 | 2028-09-15 11:00 | 136.26 | 0 | 0 | 442 | 2028-09-15 11:00 | -700 | -526 | -510 | 442
2028-09-15 12:00 | 700 | 0 | 0 | 442 | 2028-09-15 12:00 | 57.99 | 0 | 0 | 442 | 2028-09-15 12:00 | -700 | -526 | -510 | 442
2028-09-15 13:00 | 700 | 0 | 0 | 442 | 2028-09-15 13:00 | 145.75 | 0 | 0 | 442 | 2028-09-15 13:00 | -700 | -526 | -510 | 442
2028-09-15 14:00 | 700 | 44.04 | 0 | 442 | 2028-09-15 14:00 | 248.69 | 0 | -78.21 | 442 | 2028-09-15 14:00 | -700 | -526 | -510 | 442
2028-09-15 15:00 | 700 | -255.96 | -300 | 316.59 | 2028-09-15 15:00 | 450.59 | -300 | -378.21 | 435.36 | 2028-09-15 15:00 | -224.17 | -526 | -510 | 442
2028-09-15 16:00 | 700 | -33.6 | 0 | 372.68 | 2028-09-15 16:00 | 573.77 | -526 | -510 | 442 | 2028-09-15 16:00 | 375.83 | -526 | -510 | 363.9
2028-09-15 17:00 | 700 | 0 | 300 | 442 | 2028-09-15 17:00 | 700 | -226 | -210 | 442 | 2028-09-15 17:00 | 700 | -226 | -510 | 363.9
2028-09-15 18:00 | 700 | 146.43 | 510 | 442 | 2028-09-15 18:00 | 700 | 0 | -80.75 | 442 | 2028-09-15 18:00 | 700 | 0 | -510 | 363.9
2028-09-15 19:00 | 700 | 146.43 | 510 | 442 | 2028-09-15 19:00 | 700 | 0 | -80.75 | 442 | 2028-09-15 19:00 | 700 | 0 | -510 | 442
2028-09-15 20:00 | 700 | 446.43 | 510 | 442 | 2028-09-15 20:00 | 700 | 0 | -80.75 | 442 | 2028-09-15 20:00 | 700 | 0 | -510 | 442
2028-09-15 21:00 | 700 | 417.74 | 510 | 442 | 2028-09-15 21:00 | 700 | 0 | -300 | 442 | 2028-09-15 21:00 | 700 | 0 | -476.85 | 304.46
2028-09-15 22:00 | 700 | 117.74 | 510 | 442 | 2028-09-15 22:00 | 700 | 0 | 0 | 442 | 2028-09-15 22:00 | 700 | 0 | -176.85 | 304.46
2028-09-15 23:00 | 700 | 0 | 510 | 294.81 | 2028-09-15 23:00 | 700 | 61.84 | 300 | 442 | 2028-09-15 23:00 | 700 | 236.36 | 123.15 | 442
2028-09-16 | 700 | 300 | 510 | 442 | 2028-09-16 | 700 | 361.84 | 510 | 442 | 2028-09-16 | 700 | 423.76 | 423.15 | 442
2028-09-16 01:00 | 700 | 407.57 | 510 | 442 | 2028-09-16 01:00 | 700 | 260.82 | 510 | 442 | 2028-09-16 01:00 | 700 | 422.29 | 510 | 442
2028-09-16 02:00 | 700 | 288.98 | 510 | 442 | 2028-09-16 02:00 | 700 | 144.44 | 510 | 442 | 2028-09-16 02:00 | 700 | 358.64 | 510 | 442
2028-09-16 03:00 | 700 | 505 | 510 | 442 | 2028-09-16 03:00 | 700 | 168.19 | 510 | 442 | 2028-09-16 03:00 | 700 | 505 | 510 | 442
2028-09-16 04:00 | 700 | 487.26 | 510 | 442 | 2028-09-16 04:00 | 700 | 139.64 | 510 | 442 | 2028-09-16 04:00 | 700 | 382.33 | 510 | 442
2028-09-16 05:00 | 700 | 369.21 | 510 | 442 | 2028-09-16 05:00 | 700 | 258.9 | 510 | 442 | 2028-09-16 05:00 | 700 | 458.86 | 510 | 442
2028-09-16 06:00 | 700 | 294.23 | 510 | 442 | 2028-09-16 06:00 | 700 | 119.14 | 488.05 | 442 | 2028-09-16 06:00 | 700 | 415.63 | 510 | 442
2028-09-16 07:00 | 700 | 366.33 | 510 | 442 | 2028-09-16 07:00 | 700 | 419.14 | 510 | 442 | 2028-09-16 07:00 | 700 | 267.43 | 506.36 | 442
2028-09-16 08:00 | 700 | 264.73 | 510 | 442 | 2028-09-16 08:00 | 700 | 209.66 | 510 | 442 | 2028-09-16 08:00 | 600 | 0 | 206.36 | 355.94
2028-09-16 09:00 | 700 | 462.91 | 510 | 442 | 2028-09-16 09:00 | 590.28 | 0 | 210 | 252.77 | 2028-09-16 09:00 | 0 | -226 | -93.64 | 55.94
2028-09-16 10:00 | 700 | 262.59 | 510 | 442 | 2028-09-16 10:00 | 0 | 0 | 0 | 103.63 | 2028-09-16 10:00 | -600 | -526 | -393.64 | 0
2028-09-16 11:00 | 700 | 156.49 | 510 | 442 | 2028-09-16 11:00 | -515.68 | 0 | 0 | 310.68 | 2028-09-16 11:00 | -700 | -526 | -510 | 200.67
2028-09-16 12:00 | 700 | 97.4 | 510 | 442 | 2028-09-16 12:00 | -669.71 | 0 | 0 | 388.52 | 2028-09-16 12:00 | -700 | -526 | -510 | 264.63
2028-09-16 13:00 | 700 | 97.4 | 510 | 442 | 2028-09-16 13:00 | -690.26 | 0 | 0 | 315.4 | 2028-09-16 13:00 | -700 | -526 | -510 | 216.85
2028-09-16 14:00 | 700 | 317.58 | 510 | 442 | 2028-09-16 14:00 | -202.14 | 0 | 0 | 339.08 | 2028-09-16 14:00 | -700 | -526 | -510 | 235.08
2028-09-16 15:00 | 700 | 505 | 510 | 442 | 2028-09-16 15:00 | 0 | 0 | 0 | 411.49 | 2028-09-16 15:00 | -600 | -300 | -300 | 222.34
2028-09-16 16:00 | 700 | 402.26 | 510 | 442 | 2028-09-16 16:00 | 600 | 0 | 252.61 | 411.2 | 2028-09-16 16:00 | 0 | 0 | 0 | 309.65
2028-09-16 17:00 | 700 | 505 | 510 | 442 | 2028-09-16 17:00 | 700 | 0 | 322.29 | 442 | 2028-09-16 17:00 | 600 | 202.71 | 300 | 442
2028-09-16 18:00 | 700 | 205 | 215.31 | 442 | 2028-09-16 18:00 | 700 | 0 | 91.64 | 142 | 2028-09-16 18:00 | 700 | 0 | 0 | 233.55
2028-09-16 19:00 | 700 | 368.46 | 510 | 442 | 2028-09-16 19:00 | 700 | 300 | 391.64 | 442 | 2028-09-16 19:00 | 700 | 300 | 300 | 442
2028-09-16 20:00 | 700 | 505 | 510 | 442 | 2028-09-16 20:00 | 700 | 505 | 510 | 442 | 2028-09-16 20:00 | 700 | 505 | 510 | 442
2028-09-16 21:00 | 700 | 488.34 | 510 | 442 | 2028-09-16 21:00 | 700 | 214.88 | 510 | 442 | 2028-09-16 21:00 | 700 | 505 | 510 | 442
2028-09-16 22:00 | 700 | 493.13 | 510 | 442 | 2028-09-16 22:00 | 700 | 0 | 510 | 384.04 | 2028-09-16 22:00 | 700 | 359.54 | 510 | 442
2028-09-16 23:00 | 700 | 193.13 | 510 | 400.62 | 2028-09-16 23:00 | 700 | 35.84 | 510 | 442 | 2028-09-16 23:00 | 700 | 59.54 | 510 | 414.03
2028-09-17 | 700 | 18.23 | 510 | 442 | 2028-09-17 | 700 | 255.63 | 510 | 442 | 2028-09-17 | 700 | 0 | 510 | 442
2028-09-17 01:00 | 700 | 242.37 | 510 | 442 | 2028-09-17 01:00 | 700 | 505 | 510 | 442 | 2028-09-17 01:00 | 700 | 167.22 | 510 | 442
2028-09-17 02:00 | 700 | 505 | 510 | 442 | 2028-09-17 02:00 | 700 | 505 | 510 | 442 | 2028-09-17 02:00 | 682.65 | 333.32 | 510 | 442
2028-09-17 03:00 | 700 | 505 | 510 | 442 | 2028-09-17 03:00 | 700 | 305.45 | 510 | 442 | 2028-09-17 03:00 | 700 | 33.32 | 510 | 442
2028-09-17 04:00 | 700 | 474.02 | 510 | 442 | 2028-09-17 04:00 | 700 | 468.17 | 510 | 442 | 2028-09-17 04:00 | 700 | 115.83 | 510 | 442
2028-09-17 05:00 | 700 | 174.02 | 510 | 442 | 2028-09-17 05:00 | 700 | 348.39 | 510 | 442 | 2028-09-17 05:00 | 700 | 0 | 510 | 442
2028-09-17 06:00 | 700 | 161.73 | 510 | 442 | 2028-09-17 06:00 | 700 | 107.03 | 510 | 442 | 2028-09-17 06:00 | 700 | 0 | 390 | 330.23
2028-09-17 07:00 | 700 | 93.43 | 510 | 442 | 2028-09-17 07:00 | 700 | 25.51 | 394.57 | 442 | 2028-09-17 07:00 | 500 | 0 | 90 | 442
2028-09-17 08:00 | 700 | 0 | 300 | 442 | 2028-09-17 08:00 | 100 | 0 | 94.57 | 442 | 2028-09-17 08:00 | -100 | -226 | -210 | 422.44
2028-09-17 09:00 | 700 | 0 | 0 | 408.77 | 2028-09-17 09:00 | -500 | 0 | -205.43 | 442 | 2028-09-17 09:00 | -700 | -526 | -510 | 442
2028-09-17 10:00 | 700 | 0 | 0 | 408.77 | 2028-09-17 10:00 | -700 | 0 | -505.43 | 442 | 2028-09-17 10:00 | -700 | -526 | -510 | 442
2028-09-17 11:00 | 352.5 | 0 | 0 | 442 | 2028-09-17 11:00 | -700 | -144.5 | -510 | 442 | 2028-09-17 11:00 | -700 | -526 | -510 | 442
2028-09-17 12:00 | 610.94 | 0 | 0 | 442 | 2028-09-17 12:00 | -700 | -282.22 | -510 | 442 | 2028-09-17 12:00 | -700 | -526 | -510 | 442
2028-09-17 13:00 | 193.95 | 0 | 0 | 438.24 | 2028-09-17 13:00 | -700 | -312.44 | -510 | 442 | 2028-09-17 13:00 | -700 | -526 | -510 | 442
2028-09-17 14:00 | 700 | -177.21 | -210 | 442 | 2028-09-17 14:00 | -700 | -312.44 | -510 | 442 | 2028-09-17 14:00 | -700 | -526 | -510 | 427.93
2028-09-17 15:00 | 700 | -477.21 | -510 | 319.04 | 2028-09-17 15:00 | -119.28 | -526 | -510 | 442 | 2028-09-17 15:00 | -700 | -526 | -510 | 127.93
2028-09-17 16:00 | 700 | -300 | -312.96 | 377.31 | 2028-09-17 16:00 | 419.24 | -526 | -510 | 442 | 2028-09-17 16:00 | -100 | -526 | -510 | 345.09
2028-09-17 17:00 | 700 | 0 | -12.96 | 442 | 2028-09-17 17:00 | 700 | -526 | -510 | 442 | 2028-09-17 17:00 | 500 | -526 | -510 | 79.32
2028-09-17 18:00 | 700 | 0 | 120.96 | 379.79 | 2028-09-17 18:00 | 700 | -526 | -510 | 442 | 2028-09-17 18:00 | 700 | -526 | -510 | 269.12
2028-09-17 19:00 | 700 | 0 | 336.83 | 371.37 | 2028-09-17 19:00 | 700 | -300 | -283.74 | 442 | 2028-09-17 19:00 | 700 | -300 | -350.45 | 442
2028-09-17 20:00 | 700 | 0 | 510 | 442 | 2028-09-17 20:00 | 700 | 0 | 16.26 | 442 | 2028-09-17 20:00 | 700 | 0 | -50.45 | 442
2028-09-17 21:00 | 700 | 294.76 | 510 | 442 | 2028-09-17 21:00 | 700 | 300 | 316.26 | 442 | 2028-09-17 21:00 | 700 | 300 | 249.55 | 442
2028-09-17 22:00 | 700 | 424.08 | 510 | 442 | 2028-09-17 22:00 | 700 | 341.98 | 510 | 442 | 2028-09-17 22:00 | 700 | 503.44 | 510 | 442
2028-09-17 23:00 | 700 | 226.77 | 510 | 442 | 2028-09-17 23:00 | 700 | 41.98 | 338.7 | 291.41 | 2028-09-17 23:00 | 700 | 203.44 | 373.07 | 259
2028-09-18 | 700 | 224.04 | 510 | 442 | 2028-09-18 | 700 | 0 | 510 | 442 | 2028-09-18 | 700 | 80.67 | 510 | 442
2028-09-18 01:00 | 700 | 281.72 | 510 | 442 | 2028-09-18 01:00 | 700 | 0 | 510 | 442 | 2028-09-18 01:00 | 700 | 83.08 | 510 | 442
2028-09-18 02:00 | 700 | 274.05 | 510 | 442 | 2028-09-18 02:00 | 700 | 147.38 | 510 | 442 | 2028-09-18 02:00 | 700 | 383.08 | 510 | 442
2028-09-18 03:00 | 700 | 274.05 | 510 | 442 | 2028-09-18 03:00 | 700 | 242.4 | 510 | 442 | 2028-09-18 03:00 | 700 | 83.08 | 510 | 442
2028-09-18 04:00 | 700 | 76.34 | 510 | 442 | 2028-09-18 04:00 | 700 | 80.32 | 510 | 442 | 2028-09-18 04:00 | 700 | 73.7 | 510 | 442
2028-09-18 05:00 | 700 | 71.18 | 510 | 442 | 2028-09-18 05:00 | 700 | 121.59 | 510 | 442 | 2028-09-18 05:00 | 700 | 0 | 510 | 442
2028-09-18 06:00 | 700 | 301.75 | 510 | 442 | 2028-09-18 06:00 | 700 | 196.29 | 510 | 442 | 2028-09-18 06:00 | 700 | 0 | 367.64 | 415.25
2028-09-18 07:00 | 700 | 326.56 | 510 | 442 | 2028-09-18 07:00 | 700 | 201.22 | 510 | 442 | 2028-09-18 07:00 | 500 | 74 | 90 | 442
2028-09-18 08:00 | 700 | 389.7 | 510 | 442 | 2028-09-18 08:00 | 600 | 156.64 | 210 | 442 | 2028-09-18 08:00 | -100 | -226 | -210 | 442
2028-09-18 09:00 | 700 | 144.05 | 510 | 442 | 2028-09-18 09:00 | 0 | -143.36 | -90 | 442 | 2028-09-18 09:00 | -700 | -526 | -510 | 442
2028-09-18 10:00 | 543.04 | 0 | 210 | 442 | 2028-09-18 10:00 | -600 | -443.36 | -390 | 442 | 2028-09-18 10:00 | -700 | -526 | -510 | 442
2028-09-18 11:00 | 350.82 | 0 | 0 | 442 | 2028-09-18 11:00 | -700 | -526 | -510 | 442 | 2028-09-18 11:00 | -700 | -526 | -510 | 442
2028-09-18 12:00 | 76.15 | 0 | 0 | 442 | 2028-09-18 12:00 | -700 | -526 | -510 | 442 | 2028-09-18 12:00 | -700 | -526 | -510 | 442
2028-09-18 13:00 | 155.51 | 0 | 0 | 442 | 2028-09-18 13:00 | -700 | -526 | -510 | 442 | 2028-09-18 13:00 | -700 | -526 | -510 | 442
2028-09-18 14:00 | 108.53 | 0 | 0 | 442 | 2028-09-18 14:00 | -700 | -526 | -510 | 442 | 2028-09-18 14:00 | -700 | -526 | -510 | 442
2028-09-18 15:00 | 205.8 | 0 | 0 | 442 | 2028-09-18 15:00 | -700 | -517.43 | -390 | 442 | 2028-09-18 15:00 | -700 | -526 | -510 | 442
2028-09-18 16:00 | 354.79 | 0 | 159.28 | 442 | 2028-09-18 16:00 | -311.87 | -217.43 | -90 | 442 | 2028-09-18 16:00 | -700 | -526 | -510 | 442
2028-09-18 17:00 | 700 | 102.94 | 459.28 | 442 | 2028-09-18 17:00 | 288.13 | 82.57 | 210 | 442 | 2028-09-18 17:00 | -100 | -226 | -210 | 442
2028-09-18 18:00 | 700 | 402.94 | 510 | 442 | 2028-09-18 18:00 | 700 | 382.57 | 510 | 442 | 2028-09-18 18:00 | 500 | 0 | 90 | 442
2028-09-18 19:00 | 700 | 505 | 510 | 442 | 2028-09-18 19:00 | 700 | 505 | 510 | 442 | 2028-09-18 19:00 | 700 | 137.19 | 390 | 442
2028-09-18 20:00 | 700 | 505 | 510 | 442 | 2028-09-18 20:00 | 700 | 505 | 510 | 442 | 2028-09-18 20:00 | 700 | 437.19 | 510 | 442
2028-09-18 21:00 | 700 | 505 | 510 | 442 | 2028-09-18 21:00 | 700 | 505 | 510 | 442 | 2028-09-18 21:00 | 700 | 137.19 | 510 | 442
2028-09-18 22:00 | 700 | 505 | 510 | 442 | 2028-09-18 22:00 | 700 | 505 | 510 | 442 | 2028-09-18 22:00 | 700 | 300 | 510 | 442
2028-09-18 23:00 | 700 | 362.14 | 510 | 442 | 2028-09-18 23:00 | 700 | 205 | 510 | 282.27 | 2028-09-18 23:00 | 700 | 0 | 510 | 442
2028-09-19 | 700 | 62.14 | 510 | 442 | 2028-09-19 | 700 | 0 | 510 | 348.62 | 2028-09-19 | 700 | 0 | 510 | 442
2028-09-19 01:00 | 700 | 205 | 510 | 411.52 | 2028-09-19 01:00 | 700 | 205 | 510 | 249.56 | 2028-09-19 01:00 | 700 | 205 | 510 | 442
2028-09-19 02:00 | 700 | 505 | 510 | 442 | 2028-09-19 02:00 | 506.55 | 505 | 510 | 442 | 2028-09-19 02:00 | 700 | 505 | 510 | 442
2028-09-19 03:00 | 700 | 205 | 510 | 442 | 2028-09-19 03:00 | 700 | 205 | 510 | 292.17 | 2028-09-19 03:00 | 700 | 205 | 510 | 442
2028-09-19 04:00 | 700 | 0 | 510 | 387.58 | 2028-09-19 04:00 | 700 | 0 | 510 | 256.73 | 2028-09-19 04:00 | 700 | 0 | 510 | 442
2028-09-19 05:00 | 700 | 96.57 | 510 | 442 | 2028-09-19 05:00 | 700 | 0 | 510 | 337.58 | 2028-09-19 05:00 | 700 | 0 | 510 | 442
2028-09-19 06:00 | 700 | 396.57 | 510 | 442 | 2028-09-19 06:00 | 700 | 205 | 510 | 327.49 | 2028-09-19 06:00 | 700 | 62.35 | 390 | 442
2028-09-19 07:00 | 700 | 505 | 510 | 442 | 2028-09-19 07:00 | 700 | 505 | 510 | 442 | 2028-09-19 07:00 | 500 | 74 | 90 | 442
2028-09-19 08:00 | 700 | 505 | 510 | 442 | 2028-09-19 08:00 | 623.32 | 300 | 300 | 442 | 2028-09-19 08:00 | -100 | -226 | -210 | 300.29
2028-09-19 09:00 | 700 | 215.49 | 510 | 442 | 2028-09-19 09:00 | 23.32 | 0 | 0 | 288.78 | 2028-09-19 09:00 | -700 | -526 | -510 | 288.37
2028-09-19 10:00 | 700 | 0 | 211.61 | 442 | 2028-09-19 10:00 | -576.68 | -54.08 | -300 | 442 | 2028-09-19 10:00 | -700 | -526 | -510 | 442
2028-09-19 11:00 | 536.1 | 0 | 0 | 442 | 2028-09-19 11:00 | -700 | -354.08 | -510 | 406.57 | 2028-09-19 11:00 | -700 | -526 | -510 | 442
2028-09-19 12:00 | 313.17 | 0 | 0 | 442 | 2028-09-19 12:00 | -700 | -54.08 | -510 | 403.55 | 2028-09-19 12:00 | -700 | -526 | -510 | 442
2028-09-19 13:00 | 420.63 | 0 | 0 | 442 | 2028-09-19 13:00 | -700 | -79.15 | -510 | 369.68 | 2028-09-19 13:00 | -700 | -526 | -510 | 442
2028-09-19 14:00 | 514.17 | 0 | 0 | 442 | 2028-09-19 14:00 | -700 | 0 | -510 | 442 | 2028-09-19 14:00 | -700 | -526 | -510 | 442
2028-09-19 15:00 | 700 | 0 | 67.51 | 442 | 2028-09-19 15:00 | -100 | 0 | -275.3 | 442 | 2028-09-19 15:00 | -700 | -526 | -510 | 442
2028-09-19 16:00 | 700 | 177.05 | 210 | 442 | 2028-09-19 16:00 | 500 | 0 | 24.7 | 442 | 2028-09-19 16:00 | -100 | -284.3 | -210 | 442
2028-09-19 17:00 | 700 | 477.05 | 510 | 442 | 2028-09-19 17:00 | 700 | 205 | 322.03 | 442 | 2028-09-19 17:00 | 500 | 0 | 90 | 442
2028-09-19 18:00 | 700 | 505 | 510 | 442 | 2028-09-19 18:00 | 700 | 505 | 510 | 442 | 2028-09-19 18:00 | 700 | 0 | 390 | 442
2028-09-19 19:00 | 700 | 505 | 510 | 442 | 2028-09-19 19:00 | 700 | 505 | 510 | 442 | 2028-09-19 19:00 | 700 | 0 | 210 | 442
2028-09-19 20:00 | 700 | 505 | 510 | 442 | 2028-09-19 20:00 | 700 | 505 | 510 | 442 | 2028-09-19 20:00 | 700 | 205 | 510 | 442
2028-09-19 21:00 | 700 | 505 | 510 | 442 | 2028-09-19 21:00 | 700 | 505 | 510 | 442 | 2028-09-19 21:00 | 700 | 505 | 510 | 442
2028-09-19 22:00 | 700 | 505 | 510 | 442 | 2028-09-19 22:00 | 700 | 505 | 510 | 442 | 2028-09-19 22:00 | 700 | 205 | 510 | 442
2028-09-19 23:00 | 700 | 489.68 | 510 | 442 | 2028-09-19 23:00 | 700 | 493.69 | 510 | 442 | 2028-09-19 23:00 | 700 | 300 | 510 | 442
2028-09-20 | 700 | 505 | 510 | 442 | 2028-09-20 | 700 | 440.75 | 510 | 442 | 2028-09-20 | 700 | 289.94 | 510 | 442
2028-09-20 01:00 | 700 | 505 | 510 | 442 | 2028-09-20 01:00 | 700 | 252.79 | 510 | 442 | 2028-09-20 01:00 | 700 | 411.13 | 510 | 442
2028-09-20 02:00 | 700 | 505 | 510 | 442 | 2028-09-20 02:00 | 700 | 0 | 510 | 442 | 2028-09-20 02:00 | 700 | 307.43 | 510 | 442
2028-09-20 03:00 | 700 | 505 | 510 | 442 | 2028-09-20 03:00 | 700 | 32.94 | 510 | 442 | 2028-09-20 03:00 | 700 | 60.79 | 510 | 442
2028-09-20 04:00 | 700 | 505 | 510 | 442 | 2028-09-20 04:00 | 700 | 32.94 | 510 | 442 | 2028-09-20 04:00 | 700 | 131.91 | 510 | 442
2028-09-20 05:00 | 700 | 505 | 510 | 442 | 2028-09-20 05:00 | 700 | 150.69 | 510 | 442 | 2028-09-20 05:00 | 700 | 420.85 | 510 | 442
2028-09-20 06:00 | 700 | 505 | 510 | 442 | 2028-09-20 06:00 | 700 | 267.08 | 317.81 | 442 | 2028-09-20 06:00 | 700 | 263.52 | 210 | 442
2028-09-20 07:00 | 700 | 205 | 510 | 442 | 2028-09-20 07:00 | 700 | 0 | 17.81 | 442 | 2028-09-20 07:00 | 600 | -36.48 | -90 | 442
2028-09-20 08:00 | 700 | 505 | 510 | 442 | 2028-09-20 08:00 | 700 | 286.83 | 317.81 | 442 | 2028-09-20 08:00 | 0 | 0 | -45.42 | 442
2028-09-20 09:00 | 700 | 473.81 | 510 | 442 | 2028-09-20 09:00 | 239.8 | 0 | 17.81 | 442 | 2028-09-20 09:00 | -600 | -300 | -345.42 | 442
2028-09-20 10:00 | 700 | 386.61 | 510 | 442 | 2028-09-20 10:00 | -360.2 | 0 | 0 | 442 | 2028-09-20 10:00 | -700 | -526 | -510 | 442
2028-09-20 11:00 | 700 | 86.61 | 510 | 442 | 2028-09-20 11:00 | -700 | 0 | 0 | 442 | 2028-09-20 11:00 | -700 | -526 | -510 | 442
2028-09-20 12:00 | 700 | 0 | 510 | 442 | 2028-09-20 12:00 | -313.58 | 0 | 0 | 442 | 2028-09-20 12:00 | -700 | -526 | -510 | 442
2028-09-20 13:00 | 700 | 0 | 510 | 442 | 2028-09-20 13:00 | -484.2 | 0 | 0 | 442 | 2028-09-20 13:00 | -700 | -526 | -510 | 442
2028-09-20 14:00 | 700 | 0 | 510 | 442 | 2028-09-20 14:00 | 0 | 0 | 0 | 442 | 2028-09-20 14:00 | -700 | -526 | -510 | 442
2028-09-20 15:00 | 700 | 224.88 | 510 | 442 | 2028-09-20 15:00 | 100 | -238.3 | -5.01 | 442 | 2028-09-20 15:00 | -500 | -525.36 | -510 | 442
2028-09-20 16:00 | 700 | 365.52 | 510 | 442 | 2028-09-20 16:00 | 700 | 0 | 294.99 | 442 | 2028-09-20 16:00 | 100 | -225.36 | -210 | 442
2028-09-20 17:00 | 700 | 375.38 | 510 | 442 | 2028-09-20 17:00 | 700 | 0 | 0 | 346.4 | 2028-09-20 17:00 | 700 | -173.77 | -510 | 442
2028-09-20 18:00 | 700 | 505 | 510 | 442 | 2028-09-20 18:00 | 700 | 0 | 38.97 | 346.4 | 2028-09-20 18:00 | 700 | -233.52 | -510 | 442
2028-09-20 19:00 | 700 | 505 | 510 | 442 | 2028-09-20 19:00 | 700 | 0 | 38.97 | 432.27 | 2028-09-20 19:00 | 700 | -233.52 | -510 | 442
2028-09-20 20:00 | 700 | 505 | 510 | 442 | 2028-09-20 20:00 | 700 | 0 | 338.97 | 442 | 2028-09-20 20:00 | 700 | 0 | -510 | 442
2028-09-20 21:00 | 700 | 505 | 510 | 442 | 2028-09-20 21:00 | 700 | 0 | 290.11 | 288.86 | 2028-09-20 21:00 | 700 | 0 | -375.99 | 442
2028-09-20 22:00 | 700 | 505 | 510 | 442 | 2028-09-20 22:00 | 700 | 0 | 290.11 | 188.54 | 2028-09-20 22:00 | 700 | 0 | -75.99 | 376.25
2028-09-20 23:00 | 700 | 205 | 510 | 397.32 | 2028-09-20 23:00 | 700 | 69.45 | 510 | 290.65 | 2028-09-20 23:00 | 700 | 300 | 224.01 | 442
2028-09-21 | 700 | 505 | 510 | 442 | 2028-09-21 | 700 | 369.45 | 510 | 442 | 2028-09-21 | 700 | 193.15 | 510 | 442
2028-09-21 01:00 | 700 | 505 | 510 | 442 | 2028-09-21 01:00 | 700 | 353.89 | 510 | 442 | 2028-09-21 01:00 | 700 | 265.2 | 510 | 442
2028-09-21 02:00 | 700 | 505 | 510 | 442 | 2028-09-21 02:00 | 700 | 505 | 510 | 442 | 2028-09-21 02:00 | 700 | 505 | 510 | 442
2028-09-21 03:00 | 700 | 505 | 510 | 442 | 2028-09-21 03:00 | 700 | 329.21 | 510 | 442 | 2028-09-21 03:00 | 700 | 329.21 | 510 | 442
2028-09-21 04:00 | 700 | 505 | 510 | 442 | 2028-09-21 04:00 | 700 | 329.21 | 510 | 442 | 2028-09-21 04:00 | 700 | 29.21 | 510 | 442
2028-09-21 05:00 | 700 | 300 | 510 | 442 | 2028-09-21 05:00 | 700 | 182.62 | 300 | 442 | 2028-09-21 05:00 | 700 | 0 | 300 | 442
2028-09-21 06:00 | 700 | 0 | 210 | 142 | 2028-09-21 06:00 | 700 | 0 | 0 | 250.71 | 2028-09-21 06:00 | 700 | 0 | 0 | 429.19
2028-09-21 07:00 | 700 | 0 | 0 | 312.55 | 2028-09-21 07:00 | 700 | 0 | -83.05 | 393.49 | 2028-09-21 07:00 | 700 | -162.37 | -276.01 | 442
2028-09-21 08:00 | 700 | 0 | 145.94 | 375.35 | 2028-09-21 08:00 | 700 | 0 | -383.05 | 269.97 | 2028-09-21 08:00 | 176.23 | -462.37 | -510 | 442
2028-09-21 09:00 | 700 | 0 | 0 | 313.8 | 2028-09-21 09:00 | 100 | -86.31 | -510 | 442 | 2028-09-21 09:00 | -423.77 | -526 | -510 | 442
2028-09-21 10:00 | 700 | 0 | 242.51 | 317.69 | 2028-09-21 10:00 | -500 | -147.29 | -510 | 442 | 2028-09-21 10:00 | -700 | -526 | -510 | 442
2028-09-21 11:00 | 700 | 0 | 0 | 441.36 | 2028-09-21 11:00 | -700 | -300 | -510 | 442 | 2028-09-21 11:00 | -700 | -526 | -510 | 442
2028-09-21 12:00 | 700 | 0 | 0 | 374.46 | 2028-09-21 12:00 | -700 | 0 | -299.21 | 442 | 2028-09-21 12:00 | -700 | -526 | -510 | 442
2028-09-21 13:00 | 700 | 0 | 0 | 442 | 2028-09-21 13:00 | -700 | 0 | -400.22 | 442 | 2028-09-21 13:00 | -700 | -526 | -510 | 442
2028-09-21 14:00 | 700 | 0 | 168.27 | 442 | 2028-09-21 14:00 | -700 | 0 | -400.22 | 442 | 2028-09-21 14:00 | -700 | -526 | -510 | 442
2028-09-21 15:00 | 700 | 0 | 166.79 | 351.41 | 2028-09-21 15:00 | -190.79 | -300 | -510 | 442 | 2028-09-21 15:00 | -700 | -526 | -510 | 442
2028-09-21 16:00 | 700 | 91.23 | 466.79 | 442 | 2028-09-21 16:00 | 381.23 | 0 | -210 | 442 | 2028-09-21 16:00 | -100 | -226 | -399.63 | 442
2028-09-21 17:00 | 700 | 0 | 501.58 | 399.48 | 2028-09-21 17:00 | 700 | -54.53 | -510 | 436.05 | 2028-09-21 17:00 | 500 | 0 | -399.63 | 442
2028-09-21 18:00 | 700 | 151.83 | 510 | 442 | 2028-09-21 18:00 | 700 | -54.53 | -390 | 436.05 | 2028-09-21 18:00 | 700 | 0 | -335.32 | 442
2028-09-21 19:00 | 700 | 187.69 | 510 | 442 | 2028-09-21 19:00 | 700 | -95 | -90 | 436.05 | 2028-09-21 19:00 | 700 | 0 | -90 | 442
2028-09-21 20:00 | 700 | 487.69 | 510 | 442 | 2028-09-21 20:00 | 700 | 205 | 210 | 436.05 | 2028-09-21 20:00 | 700 | 205 | 210 | 368.68
2028-09-21 21:00 | 700 | 505 | 510 | 442 | 2028-09-21 21:00 | 700 | 505 | 510 | 442 | 2028-09-21 21:00 | 700 | 505 | 510 | 442
2028-09-21 22:00 | 700 | 505 | 510 | 442 | 2028-09-21 22:00 | 700 | 505 | 510 | 442 | 2028-09-21 22:00 | 700 | 505 | 510 | 442
2028-09-21 23:00 | 700 | 460.02 | 510 | 442 | 2028-09-21 23:00 | 700 | 411.77 | 510 | 442 | 2028-09-21 23:00 | 700 | 505 | 510 | 442
2028-09-22 | 700 | 187.02 | 510 | 442 | 2028-09-22 | 700 | 223.87 | 510 | 442 | 2028-09-22 | 700 | 373.46 | 510 | 442
2028-09-22 01:00 | 700 | 397.44 | 510 | 442 | 2028-09-22 01:00 | 700 | 280.11 | 510 | 442 | 2028-09-22 01:00 | 700 | 348.42 | 510 | 442
2028-09-22 02:00 | 700 | 114.99 | 510 | 442 | 2028-09-22 02:00 | 700 | 413.01 | 510 | 442 | 2028-09-22 02:00 | 700 | 48.42 | 510 | 413.68
2028-09-22 03:00 | 700 | 19.14 | 510 | 442 | 2028-09-22 03:00 | 700 | 113.01 | 510 | 142 | 2028-09-22 03:00 | 438.22 | 0 | 210 | 113.68
2028-09-22 04:00 | 680.51 | 0 | 510 | 221.31 | 2028-09-22 04:00 | 600 | 0 | 286.4 | 123.39 | 2028-09-22 04:00 | 438.22 | 0 | 0 | 0
2028-09-22 05:00 | 80.51 | 247.27 | 510 | 442 | 2028-09-22 05:00 | 0 | 0 | 510 | 423.39 | 2028-09-22 05:00 | 0 | 0 | 170.09 | 0
2028-09-22 06:00 | 438.04 | 0 | 210 | 142 | 2028-09-22 06:00 | 0 | 0 | 210 | 123.39 | 2028-09-22 06:00 | -493.41 | 0 | 0 | -97.56
2028-09-22 07:00 | 700 | 0 | 478.82 | 142 | 2028-09-22 07:00 | 600 | 0 | 68.57 | 0 | 2028-09-22 07:00 | 0 | 0 | 0 | -230.32
2028-09-22 08:00 | 500 | 283.9 | 510 | 442 | 2028-09-22 08:00 | 0 | 0 | 166.71 | 0 | 2028-09-22 08:00 | -222.26 | -226 | -210 | -210
2028-09-22 09:00 | -100 | 205 | 510 | 271.6 | 2028-09-22 09:00 | -600 | -300 | -133.29 | -300 | 2028-09-22 09:00 | -700 | -526 | -510 | -510
2028-09-22 10:00 | -700 | 505 | 510 | 442 | 2028-09-22 10:00 | -700 | 0 | 166.71 | 0 | 2028-09-22 10:00 | -700 | -226 | -210 | -210
2028-09-22 11:00 | -700 | 505 | 510 | 442 | 2028-09-22 11:00 | -700 | 300 | 466.71 | 300 | 2028-09-22 11:00 | -700 | 74 | 90 | 90
2028-09-22 12:00 | -700 | 505 | 510 | 442 | 2028-09-22 12:00 | -700 | 505 | 510 | 442 | 2028-09-22 12:00 | -700 | 374 | 390 | 390
2028-09-22 13:00 | -700 | 505 | 510 | 442 | 2028-09-22 13:00 | -700 | 505 | 510 | 442 | 2028-09-22 13:00 | -700 | 505 | 510 | 442
2028-09-22 14:00 | -700 | 505 | 510 | 442 | 2028-09-22 14:00 | -700 | 505 | 510 | 442 | 2028-09-22 14:00 | -700 | 505 | 510 | 442
2028-09-22 15:00 | -416.76 | 505 | 510 | 442 | 2028-09-22 15:00 | -700 | 505 | 510 | 442 | 2028-09-22 15:00 | -700 | 505 | 510 | 442
2028-09-22 16:00 | 15.52 | 505 | 510 | 442 | 2028-09-22 16:00 | -167.21 | 505 | 510 | 442 | 2028-09-22 16:00 | -700 | 505 | 510 | 442
2028-09-22 17:00 | 615.52 | 353.18 | 510 | 442 | 2028-09-22 17:00 | 432.79 | 205 | 510 | 442 | 2028-09-22 17:00 | -100 | 205 | 510 | 417.27
2028-09-22 18:00 | 700 | 149.81 | 510 | 442 | 2028-09-22 18:00 | 700 | 451.92 | 510 | 442 | 2028-09-22 18:00 | 500 | 0 | 510 | 442
2028-09-22 19:00 | 700 | 449.81 | 510 | 442 | 2028-09-22 19:00 | 700 | 282.34 | 510 | 442 | 2028-09-22 19:00 | 700 | 249.65 | 510 | 442
2028-09-22 20:00 | 700 | 353.21 | 510 | 442 | 2028-09-22 20:00 | 700 | 282.34 | 510 | 442 | 2028-09-22 20:00 | 700 | 365.05 | 510 | 442
2028-09-22 21:00 | 700 | 316.63 | 510 | 442 | 2028-09-22 21:00 | 700 | 505 | 510 | 442 | 2028-09-22 21:00 | 700 | 365.05 | 510 | 442
2028-09-22 22:00 | 700 | 93.01 | 510 | 442 | 2028-09-22 22:00 | 700 | 205 | 510 | 442 | 2028-09-22 22:00 | 700 | 65.05 | 510 | 442
2028-09-22 23:00 | 700 | 0 | 510 | 442 | 2028-09-22 23:00 | 700 | 233.22 | 510 | 442 | 2028-09-22 23:00 | 700 | 282.55 | 510 | 442
2028-09-23 | 700 | 300 | 510 | 442 | 2028-09-23 | 700 | 441.42 | 510 | 442 | 2028-09-23 | 700 | 162.4 | 510 | 442
2028-09-23 01:00 | 700 | 505 | 510 | 442 | 2028-09-23 01:00 | 700 | 141.42 | 510 | 442 | 2028-09-23 01:00 | 700 | 462.4 | 510 | 442
2028-09-23 02:00 | 700 | 505 | 510 | 442 | 2028-09-23 02:00 | 700 | 312.1 | 510 | 442 | 2028-09-23 02:00 | 700 | 462.4 | 510 | 442
2028-09-23 03:00 | 700 | 505 | 510 | 442 | 2028-09-23 03:00 | 700 | 205.2 | 510 | 442 | 2028-09-23 03:00 | 700 | 505 | 510 | 442
2028-09-23 04:00 | 700 | 505 | 510 | 442 | 2028-09-23 04:00 | 700 | 156.79 | 510 | 442 | 2028-09-23 04:00 | 700 | 479.92 | 510 | 442
2028-09-23 05:00 | 700 | 505 | 510 | 442 | 2028-09-23 05:00 | 700 | 0 | 510 | 442 | 2028-09-23 05:00 | 700 | 479.92 | 510 | 442
2028-09-23 06:00 | 700 | 505 | 510 | 442 | 2028-09-23 06:00 | 700 | 122.76 | 510 | 442 | 2028-09-23 06:00 | 700 | 505 | 510 | 442
2028-09-23 07:00 | 700 | 505 | 510 | 442 | 2028-09-23 07:00 | 700 | 329.29 | 510 | 442 | 2028-09-23 07:00 | 700 | 505 | 510 | 442
2028-09-23 08:00 | 700 | 505 | 510 | 442 | 2028-09-23 08:00 | 700 | 285.37 | 510 | 442 | 2028-09-23 08:00 | 700 | 353.41 | 510 | 442
2028-09-23 09:00 | 700 | 505 | 510 | 442 | 2028-09-23 09:00 | 700 | 111.17 | 510 | 442 | 2028-09-23 09:00 | 655 | 53.41 | 210 | 442
2028-09-23 10:00 | 700 | 505 | 510 | 442 | 2028-09-23 10:00 | 700 | 144.44 | 510 | 442 | 2028-09-23 10:00 | 198.46 | 0 | 0 | 442
2028-09-23 11:00 | 700 | 505 | 510 | 442 | 2028-09-23 11:00 | 700 | 0 | 428.54 | 442 | 2028-09-23 11:00 | 0 | 0 | 0 | 442
2028-09-23 12:00 | 700 | 205 | 510 | 442 | 2028-09-23 12:00 | 700 | 0 | 128.54 | 442 | 2028-09-23 12:00 | 0 | 0 | 0 | 442
2028-09-23 13:00 | 700 | 139.91 | 510 | 442 | 2028-09-23 13:00 | 700 | 0 | 0 | 442 | 2028-09-23 13:00 | 0 | 0 | 0 | 442
2028-09-23 14:00 | 700 | 0 | 510 | 442 | 2028-09-23 14:00 | 700 | 0 | 0 | 442 | 2028-09-23 14:00 | 0 | 0 | -110.59 | 442
2028-09-23 15:00 | 700 | 0 | 497.02 | 295.96 | 2028-09-23 15:00 | 700 | 0 | -211.52 | 442 | 2028-09-23 15:00 | 403.07 | -41.91 | -410.59 | 442
2028-09-23 16:00 | 700 | 0 | 204.47 | 200.09 | 2028-09-23 16:00 | 700 | 0 | -399.34 | 442 | 2028-09-23 16:00 | 700 | -341.91 | -510 | 442
2028-09-23 17:00 | 700 | 0 | 504.47 | 229.61 | 2028-09-23 17:00 | 700 | 0 | -399.34 | 395.01 | 2028-09-23 17:00 | 700 | -526 | -510 | 442
2028-09-23 18:00 | 700 | 0 | 510 | 315.95 | 2028-09-23 18:00 | 700 | 0 | -510 | 395.01 | 2028-09-23 18:00 | 700 | -290.37 | -510 | 442
2028-09-23 19:00 | 700 | 0 | 430 | 326.07 | 2028-09-23 19:00 | 700 | 0 | -210 | 395.01 | 2028-09-23 19:00 | 700 | -290.37 | -510 | 442
2028-09-23 20:00 | 700 | 0 | 262.3 | 356.91 | 2028-09-23 20:00 | 700 | 0 | -300 | 395.01 | 2028-09-23 20:00 | 700 | -300 | -374.58 | 442
2028-09-23 21:00 | 700 | 0 | 237.46 | 222.54 | 2028-09-23 21:00 | 700 | 0 | 0 | 410.17 | 2028-09-23 21:00 | 700 | 0 | -74.58 | 442
2028-09-23 22:00 | 700 | 261.28 | 510 | 442 | 2028-09-23 22:00 | 700 | 279.55 | 300 | 442 | 2028-09-23 22:00 | 700 | 300 | 225.42 | 442
2028-09-23 23:00 | 700 | 422.58 | 510 | 442 | 2028-09-23 23:00 | 700 | 58.56 | 510 | 442 | 2028-09-23 23:00 | 700 | 0 | 41.29 | 355.8
2028-09-24 | 700 | 290.99 | 510 | 442 | 2028-09-24 | 500 | 130.63 | 510 | 442 | 2028-09-24 | 330.41 | 0 | 324.09 | 399.83
2028-09-24 01:00 | 387.33 | 55.9 | 510 | 442 | 2028-09-24 01:00 | -100 | 0 | 373.04 | 223.65 | 2028-09-24 01:00 | -269.59 | 0 | 24.09 | 186.52
2028-09-24 02:00 | -212.67 | 205 | 510 | 442 | 2028-09-24 02:00 | -700 | 205 | 510 | 352.45 | 2028-09-24 02:00 | -700 | 300 | 324.09 | 442
2028-09-24 03:00 | -371.11 | 505 | 510 | 442 | 2028-09-24 03:00 | -700 | 505 | 510 | 442 | 2028-09-24 03:00 | -700 | 505 | 510 | 442
2028-09-24 04:00 | 0 | 205 | 218.16 | 142 | 2028-09-24 04:00 | -700 | 205 | 210 | 142 | 2028-09-24 04:00 | -700 | 205 | 210 | 142
2028-09-24 05:00 | 600 | 0 | 94.51 | 0 | 2028-09-24 05:00 | -152.02 | 0 | 0 | 0 | 2028-09-24 05:00 | -700 | 0 | -90 | -158
2028-09-24 06:00 | 400.83 | 0 | 210 | 142 | 2028-09-24 06:00 | -37.75 | 0 | 0 | 0 | 2028-09-24 06:00 | -700 | 0 | -390 | -348.41
2028-09-24 07:00 | 0 | 48.33 | 510 | 442 | 2028-09-24 07:00 | 0 | 0 | 29.79 | 0 | 2028-09-24 07:00 | -700 | 0 | -90 | -48.41
2028-09-24 08:00 | 600 | 19.26 | 510 | 442 | 2028-09-24 08:00 | 0 | 0 | 0 | 0 | 2028-09-24 08:00 | -700 | 0 | -390 | -348.41
2028-09-24 09:00 | 0 | 273.23 | 510 | 408.87 | 2028-09-24 09:00 | -100 | 0 | 0 | 0 | 2028-09-24 09:00 | -700 | 0 | -300 | -210
2028-09-24 10:00 | -600 | 398.56 | 510 | 164.55 | 2028-09-24 10:00 | -700 | 289.68 | 90 | 143.59 | 2028-09-24 10:00 | -700 | 74 | 0 | 90
2028-09-24 11:00 | -700 | 505 | 510 | 335.84 | 2028-09-24 11:00 | -700 | -10.32 | -210 | -156.41 | 2028-09-24 11:00 | -700 | -226 | -210 | -210
2028-09-24 12:00 | -700 | 205 | 210 | 35.84 | 2028-09-24 12:00 | -700 | -310.32 | -510 | -456.41 | 2028-09-24 12:00 | -700 | -526 | -510 | -510
2028-09-24 13:00 | -646.94 | 0 | 0 | 0 | 2028-09-24 13:00 | -700 | -526 | -510 | -286.98 | 2028-09-24 13:00 | -700 | -526 | -510 | -510
2028-09-24 14:00 | -700 | 0 | -149.6 | 0 | 2028-09-24 14:00 | -700 | -526 | -510 | -338.34 | 2028-09-24 14:00 | -700 | -526 | -510 | -510
2028-09-24 15:00 | -700 | 0 | -125.38 | 0 | 2028-09-24 15:00 | -700 | -526 | -510 | -198.47 | 2028-09-24 15:00 | -700 | -526 | -510 | -377.9
2028-09-24 16:00 | -100 | -5.33 | -153.44 | 108.93 | 2028-09-24 16:00 | -700 | -526 | -510 | -19.63 | 2028-09-24 16:00 | -700 | -526 | -510 | -300
2028-09-24 17:00 | 500 | 0 | 146.56 | 408.93 | 2028-09-24 17:00 | -100 | -226 | -210 | 280.37 | 2028-09-24 17:00 | -700 | -226 | -510 | 0
2028-09-24 18:00 | 700 | -228.81 | -90 | 442 | 2028-09-24 18:00 | 500 | -526 | -510 | 70.79 | 2028-09-24 18:00 | -700 | -526 | -510 | -220.31
2028-09-24 19:00 | 700 | 71.19 | 210 | 442 | 2028-09-24 19:00 | 349.55 | -226 | -210 | 370.79 | 2028-09-24 19:00 | -700 | -226 | -510 | 79.69
2028-09-24 20:00 | 700 | 371.19 | 510 | 442 | 2028-09-24 20:00 | 0 | 0 | 0 | 309.1 | 2028-09-24 20:00 | -700 | 0 | -359.82 | 224.47
2028-09-24 21:00 | 700 | 259.07 | 510 | 442 | 2028-09-24 21:00 | 0 | 140.88 | 210 | 442 | 2028-09-24 21:00 | -700 | 0 | -59.82 | 442
2028-09-24 22:00 | 700 | 505 | 510 | 442 | 2028-09-24 22:00 | 0 | 440.88 | 510 | 442 | 2028-09-24 22:00 | -700 | 205 | 240.18 | 442
2028-09-24 23:00 | 224.47 | 505 | 510 | 442 | 2028-09-24 23:00 | -532.84 | 505 | 510 | 442 | 2028-09-24 23:00 | -700 | 505 | 510 | 442
2028-09-25 | 91.71 | 505 | 510 | 442 | 2028-09-25 | -700 | 505 | 510 | 442 | 2028-09-25 | -700 | 505 | 510 | 442
2028-09-25 01:00 | -242.64 | 505 | 510 | 442 | 2028-09-25 01:00 | -700 | 505 | 510 | 442 | 2028-09-25 01:00 | -700 | 505 | 510 | 442
2028-09-25 02:00 | -333.13 | 505 | 510 | 442 | 2028-09-25 02:00 | -700 | 505 | 510 | 442 | 2028-09-25 02:00 | -700 | 374.93 | 390 | 442
2028-09-25 03:00 | -430.24 | 505 | 510 | 442 | 2028-09-25 03:00 | -700 | 505 | 510 | 442 | 2028-09-25 03:00 | -700 | 74.93 | 90 | 442
2028-09-25 04:00 | -700 | 505 | 510 | 442 | 2028-09-25 04:00 | -700 | 505 | 510 | 442 | 2028-09-25 04:00 | -700 | -225.07 | -210 | 442
2028-09-25 05:00 | -100 | 205 | 212.66 | 142 | 2028-09-25 05:00 | -700 | 205 | 210 | 142 | 2028-09-25 05:00 | -700 | -525.07 | -510 | 142
2028-09-25 06:00 | 130.19 | 0 | 0 | 224.81 | 2028-09-25 06:00 | -700 | -9.53 | -90 | 39.8 | 2028-09-25 06:00 | -700 | -526 | -510 | -158
2028-09-25 07:00 | 700 | 0 | 295.62 | 442 | 2028-09-25 07:00 | -700 | 0 | -296.18 | 339.8 | 2028-09-25 07:00 | -700 | -526 | -510 | -117.04
2028-09-25 08:00 | 500 | 0 | 391.9 | 442 | 2028-09-25 08:00 | -700 | -130.02 | -375.94 | 147.19 | 2028-09-25 08:00 | -700 | -526 | -510 | 109.81
2028-09-25 09:00 | -100 | 300 | 510 | 442 | 2028-09-25 09:00 | -700 | -430.02 | -510 | 442 | 2028-09-25 09:00 | -700 | -396.59 | -510 | 409.81
2028-09-25 10:00 | -700 | 505 | 510 | 442 | 2028-09-25 10:00 | -700 | -130.02 | -210 | 442 | 2028-09-25 10:00 | -700 | -96.59 | -210 | 442
2028-09-25 11:00 | -700 | 505 | 510 | 305.66 | 2028-09-25 11:00 | -700 | 169.98 | 90 | 409.08 | 2028-09-25 11:00 | -700 | 203.41 | 90 | 442
2028-09-25 12:00 | -700 | 505 | 510 | 212.68 | 2028-09-25 12:00 | -700 | 469.98 | 390 | 442 | 2028-09-25 12:00 | -700 | 503.41 | 390 | 442
2028-09-25 13:00 | -700 | 505 | 510 | 259.81 | 2028-09-25 13:00 | -700 | 505 | 510 | 442 | 2028-09-25 13:00 | -700 | 505 | 510 | 442
2028-09-25 14:00 | -700 | 505 | 510 | 198.67 | 2028-09-25 14:00 | -700 | 505 | 510 | 431.39 | 2028-09-25 14:00 | -700 | 380.8 | 510 | 442
2028-09-25 15:00 | -700 | 505 | 510 | 298.23 | 2028-09-25 15:00 | -700 | 300 | 510 | 300 | 2028-09-25 15:00 | -700 | 80.8 | 359.74 | 142
2028-09-25 16:00 | -100 | 332.53 | 510 | 442 | 2028-09-25 16:00 | -558.12 | 0 | 306.81 | 0 | 2028-09-25 16:00 | -700 | -219.2 | 59.74 | -158
2028-09-25 17:00 | 500 | 32.53 | 510 | 414.6 | 2028-09-25 17:00 | 41.88 | 0 | 510 | 300 | 2028-09-25 17:00 | -100 | 0 | 359.74 | 142
2028-09-25 18:00 | 700 | 268.03 | 510 | 442 | 2028-09-25 18:00 | 641.88 | 300 | 510 | 414.8 | 2028-09-25 18:00 | 500 | 300 | 510 | 165.94
2028-09-25 19:00 | 700 | 477.49 | 510 | 367.05 | 2028-09-25 19:00 | 700 | 442.46 | 510 | 114.8 | 2028-09-25 19:00 | 700 | 300 | 510 | -134.06
2028-09-25 20:00 | 700 | 505 | 510 | 442 | 2028-09-25 20:00 | 700 | 505 | 510 | 414.8 | 2028-09-25 20:00 | 700 | 326.13 | 510 | 165.94
2028-09-25 21:00 | 700 | 505 | 510 | 442 | 2028-09-25 21:00 | 700 | 505 | 510 | 442 | 2028-09-25 21:00 | 700 | 164.19 | 510 | 442
2028-09-25 22:00 | 700 | 505 | 510 | 442 | 2028-09-25 22:00 | 700 | 505 | 510 | 442 | 2028-09-25 22:00 | 700 | 464.19 | 510 | 442
2028-09-25 23:00 | 700 | 245.74 | 510 | 442 | 2028-09-25 23:00 | 700 | 420.78 | 510 | 442 | 2028-09-25 23:00 | 700 | 464.19 | 510 | 442
2028-09-26 | 700 | 459.19 | 510 | 442 | 2028-09-26 | 700 | 505 | 510 | 442 | 2028-09-26 | 700 | 505 | 510 | 442
2028-09-26 01:00 | 700 | 239.16 | 510 | 442 | 2028-09-26 01:00 | 700 | 505 | 510 | 442 | 2028-09-26 01:00 | 700 | 505 | 510 | 442
2028-09-26 02:00 | 700 | 147.71 | 510 | 442 | 2028-09-26 02:00 | 700 | 248.52 | 510 | 442 | 2028-09-26 02:00 | 700 | 482.25 | 510 | 442
2028-09-26 03:00 | 700 | 0 | 510 | 442 | 2028-09-26 03:00 | 700 | 152.47 | 510 | 442 | 2028-09-26 03:00 | 700 | 394.69 | 510 | 442
2028-09-26 04:00 | 700 | 0 | 510 | 339.47 | 2028-09-26 04:00 | 700 | 0 | 510 | 380.64 | 2028-09-26 04:00 | 700 | 322.8 | 510 | 442
2028-09-26 05:00 | 700 | 0 | 478.43 | 142 | 2028-09-26 05:00 | 700 | 0 | 510 | 195.24 | 2028-09-26 05:00 | 700 | 22.8 | 510 | 442
2028-09-26 06:00 | 700 | 21.17 | 510 | 442 | 2028-09-26 06:00 | 700 | 0 | 510 | 442 | 2028-09-26 06:00 | 700 | 322.8 | 482.19 | 442
2028-09-26 07:00 | 700 | 321.17 | 510 | 442 | 2028-09-26 07:00 | 700 | 285.97 | 510 | 442 | 2028-09-26 07:00 | 500 | 74 | 182.19 | 442
2028-09-26 08:00 | 700 | 505 | 510 | 442 | 2028-09-26 08:00 | 643.69 | 300 | 510 | 442 | 2028-09-26 08:00 | -100 | -226 | -117.81 | 442
2028-09-26 09:00 | 700 | 332.25 | 510 | 442 | 2028-09-26 09:00 | 43.69 | 0 | 210 | 442 | 2028-09-26 09:00 | -700 | -526 | -417.81 | 218.72
2028-09-26 10:00 | 700 | 205 | 210 | 142 | 2028-09-26 10:00 | -556.31 | 205 | 210 | 165.47 | 2028-09-26 10:00 | -700 | -526 | -510 | 442
2028-09-26 11:00 | 100 | 505 | 510 | 442 | 2028-09-26 11:00 | -700 | 505 | 510 | 442 | 2028-09-26 11:00 | -700 | -226 | -210 | 442
2028-09-26 12:00 | 338.15 | 505 | 510 | 442 | 2028-09-26 12:00 | -700 | 205 | 210 | 442 | 2028-09-26 12:00 | -700 | -226 | -210 | 442
2028-09-26 13:00 | 413.87 | 229.91 | 510 | 442 | 2028-09-26 13:00 | -700 | 0 | -90 | 442 | 2028-09-26 13:00 | -700 | -526 | -510 | 442
2028-09-26 14:00 | 700 | 0 | 424.16 | 392.9 | 2028-09-26 14:00 | -700 | 0 | -268.86 | 442 | 2028-09-26 14:00 | -700 | -526 | -510 | 442
2028-09-26 15:00 | 700 | 93.47 | 510 | 442 | 2028-09-26 15:00 | -100 | -59.68 | 0 | 442 | 2028-09-26 15:00 | -500 | -315.84 | -510 | 442
2028-09-26 16:00 | 700 | 359.86 | 510 | 442 | 2028-09-26 16:00 | 500 | 240.32 | 300 | 442 | 2028-09-26 16:00 | 100 | -15.84 | -308.51 | 442
2028-09-26 17:00 | 700 | 505 | 510 | 442 | 2028-09-26 17:00 | 700 | 300 | 488.72 | 442 | 2028-09-26 17:00 | 700 | -64.11 | -210 | 442
2028-09-26 18:00 | 700 | 361.74 | 510 | 442 | 2028-09-26 18:00 | 700 | 0 | 188.72 | 442 | 2028-09-26 18:00 | 700 | -364.11 | -510 | 442
2028-09-26 19:00 | 700 | 436.58 | 510 | 442 | 2028-09-26 19:00 | 700 | -300 | -111.28 | 442 | 2028-09-26 19:00 | 700 | -395 | -468.42 | 442
2028-09-26 20:00 | 700 | 505 | 510 | 442 | 2028-09-26 20:00 | 700 | 0 | 188.72 | 442 | 2028-09-26 20:00 | 700 | -95 | -168.42 | 442
2028-09-26 21:00 | 700 | 505 | 510 | 442 | 2028-09-26 21:00 | 700 | 300 | 488.72 | 442 | 2028-09-26 21:00 | 700 | 205 | 131.58 | 442
2028-09-26 22:00 | 700 | 505 | 510 | 442 | 2028-09-26 22:00 | 700 | 505 | 510 | 442 | 2028-09-26 22:00 | 700 | 505 | 431.58 | 442
2028-09-26 23:00 | 700 | 505 | 510 | 442 | 2028-09-26 23:00 | 700 | 367.93 | 510 | 442 | 2028-09-26 23:00 | 700 | 505 | 510 | 442
2028-09-27 | 700 | 505 | 510 | 442 | 2028-09-27 | 700 | 505 | 510 | 442 | 2028-09-27 | 700 | 505 | 510 | 442
2028-09-27 01:00 | 700 | 505 | 510 | 442 | 2028-09-27 01:00 | 700 | 505 | 510 | 442 | 2028-09-27 01:00 | 700 | 505 | 510 | 442
2028-09-27 02:00 | 700 | 505 | 510 | 442 | 2028-09-27 02:00 | 700 | 505 | 510 | 442 | 2028-09-27 02:00 | 700 | 505 | 510 | 442
2028-09-27 03:00 | 700 | 505 | 510 | 442 | 2028-09-27 03:00 | 700 | 505 | 510 | 442 | 2028-09-27 03:00 | 700 | 505 | 510 | 442
2028-09-27 04:00 | 700 | 505 | 510 | 442 | 2028-09-27 04:00 | 700 | 505 | 510 | 442 | 2028-09-27 04:00 | 700 | 505 | 510 | 442
2028-09-27 05:00 | 700 | 205 | 510 | 442 | 2028-09-27 05:00 | 700 | 205 | 291.16 | 442 | 2028-09-27 05:00 | 700 | 205 | 335.5 | 442
2028-09-27 06:00 | 700 | 0 | 210 | 220.8 | 2028-09-27 06:00 | 700 | 0 | 0 | 218.52 | 2028-09-27 06:00 | 700 | 0 | 35.5 | 442
2028-09-27 07:00 | 700 | 0 | 215.76 | 419.89 | 2028-09-27 07:00 | 700 | 0 | 0 | 419.78 | 2028-09-27 07:00 | 700 | -75.04 | -210 | 442
2028-09-27 08:00 | 700 | 0 | 431.95 | 442 | 2028-09-27 08:00 | 700 | 0 | -67.4 | 442 | 2028-09-27 08:00 | 700 | -375.04 | -510 | 442
2028-09-27 09:00 | 700 | 0 | 290.51 | 442 | 2028-09-27 09:00 | 600 | -280.51 | -367.4 | 442 | 2028-09-27 09:00 | 100 | -526 | -510 | 442
2028-09-27 10:00 | 700 | 0 | 133.37 | 442 | 2028-09-27 10:00 | 0 | 0 | -275.93 | 442 | 2028-09-27 10:00 | -500 | -526 | -510 | 442
2028-09-27 11:00 | 638.14 | 0 | 0 | 442 | 2028-09-27 11:00 | -130.65 | 0 | 0 | 442 | 2028-09-27 11:00 | -700 | -526 | -510 | 442
2028-09-27 12:00 | 700 | 0 | 0 | 442 | 2028-09-27 12:00 | 0 | 0 | -210 | 442 | 2028-09-27 12:00 | -700 | -526 | -510 | 442
2028-09-27 13:00 | 583.84 | 0 | 0 | 442 | 2028-09-27 13:00 | 0 | -300 | -510 | 442 | 2028-09-27 13:00 | -700 | -526 | -510 | 442
2028-09-27 14:00 | 700 | 0 | 0 | 442 | 2028-09-27 14:00 | 5.82 | -496.59 | -510 | 442 | 2028-09-27 14:00 | -700 | -526 | -510 | 442
2028-09-27 15:00 | 700 | -118.25 | -273.32 | 441.37 | 2028-09-27 15:00 | 605.82 | -526 | -510 | 390.63 | 2028-09-27 15:00 | -487.61 | -526 | -510 | 442
2028-09-27 16:00 | 700 | 0 | 26.68 | 442 | 2028-09-27 16:00 | 700 | -226 | -510 | 442 | 2028-09-27 16:00 | 112.39 | -526 | -510 | 442
2028-09-27 17:00 | 700 | 0 | 326.68 | 442 | 2028-09-27 17:00 | 700 | 0 | -315.23 | 442 | 2028-09-27 17:00 | 700 | -526 | -510 | 442
2028-09-27 18:00 | 700 | 0 | 510 | 442 | 2028-09-27 18:00 | 700 | 0 | -510 | 442 | 2028-09-27 18:00 | 700 | -526 | -510 | 442
2028-09-27 19:00 | 700 | 16.9 | 510 | 442 | 2028-09-27 19:00 | 700 | 0 | -286.47 | 442 | 2028-09-27 19:00 | 700 | -526 | -510 | 442
2028-09-27 20:00 | 700 | 0 | 510 | 442 | 2028-09-27 20:00 | 700 | 0 | -300 | 442 | 2028-09-27 20:00 | 700 | -526 | -510 | 442
2028-09-27 21:00 | 700 | 168.53 | 510 | 442 | 2028-09-27 21:00 | 700 | 0 | 0 | 442 | 2028-09-27 21:00 | 700 | -300 | -275.62 | 442
2028-09-27 22:00 | 700 | 420.12 | 510 | 442 | 2028-09-27 22:00 | 700 | 123.12 | 300 | 442 | 2028-09-27 22:00 | 700 | 0 | 24.38 | 442
2028-09-27 23:00 | 700 | 266 | 510 | 442 | 2028-09-27 23:00 | 700 | 66.74 | 510 | 442 | 2028-09-27 23:00 | 700 | 278 | 324.38 | 442
2028-09-28 | 700 | 0 | 510 | 411.22 | 2028-09-28 | 700 | 0 | 330.7 | 442 | 2028-09-28 | 700 | 0 | 324.04 | 442
2028-09-28 01:00 | 700 | 0 | 255.86 | 304.43 | 2028-09-28 01:00 | 600 | 0 | 99.07 | 365.97 | 2028-09-28 01:00 | 600 | 0 | 24.04 | 442
2028-09-28 02:00 | 700 | 0 | 0 | 314.07 | 2028-09-28 02:00 | 0 | 0 | 0 | 321.22 | 2028-09-28 02:00 | 0 | 0 | -179.34 | 442
2028-09-28 03:00 | 700 | 0 | 115.02 | 347.16 | 2028-09-28 03:00 | 558.2 | 0 | 0 | 442 | 2028-09-28 03:00 | 529.82 | 0 | 0 | 442
2028-09-28 04:00 | 700 | 0 | 415.02 | 289.73 | 2028-09-28 04:00 | 700 | 0 | 191.31 | 442 | 2028-09-28 04:00 | 700 | 0 | 300 | 442
2028-09-28 05:00 | 700 | 0 | 493.87 | 334.4 | 2028-09-28 05:00 | 700 | 0 | 491.31 | 442 | 2028-09-28 05:00 | 700 | 0 | 463.65 | 442
2028-09-28 06:00 | 700 | 144.7 | 468.82 | 355.49 | 2028-09-28 06:00 | 700 | 0 | 402.89 | 442 | 2028-09-28 06:00 | 700 | 205 | 473.26 | 442
2028-09-28 07:00 | 700 | 444.7 | 510 | 442 | 2028-09-28 07:00 | 700 | 297.58 | 510 | 442 | 2028-09-28 07:00 | 700 | 505 | 510 | 442
2028-09-28 08:00 | 700 | 423.86 | 510 | 442 | 2028-09-28 08:00 | 700 | 417.59 | 510 | 442 | 2028-09-28 08:00 | 700 | 300 | 401.15 | 442
2028-09-28 09:00 | 700 | 421.95 | 510 | 442 | 2028-09-28 09:00 | 473.27 | 117.59 | 210 | 442 | 2028-09-28 09:00 | 100 | 0 | 101.15 | 442
2028-09-28 10:00 | 700 | 199.33 | 510 | 442 | 2028-09-28 10:00 | 0 | 0 | 0 | 442 | 2028-09-28 10:00 | -500 | -30.65 | -198.85 | 442
2028-09-28 11:00 | 700 | 0 | 323.53 | 442 | 2028-09-28 11:00 | -464.42 | 0 | 0 | 442 | 2028-09-28 11:00 | -700 | -30.65 | -498.85 | 442
2028-09-28 12:00 | 700 | 0 | 23.53 | 442 | 2028-09-28 12:00 | -464.42 | 0 | 0 | 442 | 2028-09-28 12:00 | -700 | -330.65 | -510 | 442
2028-09-28 13:00 | 633.18 | 0 | 0 | 442 | 2028-09-28 13:00 | -700 | 0 | 0 | 428.09 | 2028-09-28 13:00 | -700 | -34.78 | -510 | 442
2028-09-28 14:00 | 428.7 | 0 | 0 | 142 | 2028-09-28 14:00 | -700 | 0 | 0 | 128.09 | 2028-09-28 14:00 | -700 | -334.78 | -510 | 442
2028-09-28 15:00 | 686.67 | 0 | 210 | 208.17 | 2028-09-28 15:00 | -500 | 0 | 0 | 374.6 | 2028-09-28 15:00 | -500 | -136.38 | -510 | 442
2028-09-28 16:00 | 700 | 208.88 | 510 | 442 | 2028-09-28 16:00 | 100 | 0 | 0 | 433.07 | 2028-09-28 16:00 | 100 | -398.45 | -510 | 442
2028-09-28 17:00 | 700 | 205 | 322.13 | 142 | 2028-09-28 17:00 | 700 | 0 | 53.52 | 224.34 | 2028-09-28 17:00 | 700 | -398.45 | -510 | 220.68
2028-09-28 18:00 | 700 | 505 | 510 | 442 | 2028-09-28 18:00 | 700 | 0 | 150.68 | 408.62 | 2028-09-28 18:00 | 700 | -526 | -510 | 421.57
2028-09-28 19:00 | 700 | 505 | 510 | 442 | 2028-09-28 19:00 | 700 | 0 | 450.68 | 385.76 | 2028-09-28 19:00 | 700 | -395 | -390 | 351
2028-09-28 20:00 | 700 | 505 | 510 | 442 | 2028-09-28 20:00 | 700 | 0 | 150.68 | 345.71 | 2028-09-28 20:00 | 700 | -95 | -90 | 432.99
2028-09-28 21:00 | 700 | 505 | 510 | 442 | 2028-09-28 21:00 | 700 | 205 | 354.98 | 286.09 | 2028-09-28 21:00 | 700 | 205 | 210 | 442
2028-09-28 22:00 | 700 | 505 | 510 | 442 | 2028-09-28 22:00 | 700 | 505 | 510 | 442 | 2028-09-28 22:00 | 700 | 505 | 510 | 442
2028-09-28 23:00 | 700 | 348.37 | 510 | 442 | 2028-09-28 23:00 | 700 | 408.41 | 510 | 442 | 2028-09-28 23:00 | 700 | 314.31 | 510 | 442
2028-09-29 | 700 | 505 | 510 | 442 | 2028-09-29 | 700 | 505 | 510 | 442 | 2028-09-29 | 700 | 505 | 510 | 442
2028-09-29 01:00 | 700 | 505 | 510 | 442 | 2028-09-29 01:00 | 700 | 505 | 510 | 442 | 2028-09-29 01:00 | 700 | 320.98 | 510 | 442
2028-09-29 02:00 | 700 | 505 | 510 | 442 | 2028-09-29 02:00 | 700 | 505 | 510 | 442 | 2028-09-29 02:00 | 700 | 414.94 | 510 | 442
2028-09-29 03:00 | 700 | 505 | 510 | 442 | 2028-09-29 03:00 | 700 | 505 | 510 | 442 | 2028-09-29 03:00 | 700 | 483.35 | 510 | 442
2028-09-29 04:00 | 700 | 375.31 | 510 | 442 | 2028-09-29 04:00 | 700 | 505 | 510 | 442 | 2028-09-29 04:00 | 700 | 183.35 | 510 | 442
2028-09-29 05:00 | 700 | 75.31 | 510 | 442 | 2028-09-29 05:00 | 700 | 205 | 510 | 385.35 | 2028-09-29 05:00 | 700 | 0 | 446.81 | 244.03
2028-09-29 06:00 | 700 | 0.57 | 210 | 142 | 2028-09-29 06:00 | 700 | 0 | 210 | 85.35 | 2028-09-29 06:00 | 700 | 0 | 146.81 | 142
2028-09-29 07:00 | 700 | 300.57 | 510 | 442 | 2028-09-29 07:00 | 700 | 17.42 | 510 | 385.35 | 2028-09-29 07:00 | 700 | 29.42 | 300 | 442
2028-09-29 08:00 | 700 | 505 | 510 | 442 | 2028-09-29 08:00 | 700 | 217.11 | 355.08 | 442 | 2028-09-29 08:00 | 500 | 0 | 0 | 442
2028-09-29 09:00 | 700 | 488.95 | 510 | 442 | 2028-09-29 09:00 | 600 | 0 | 55.08 | 442 | 2028-09-29 09:00 | -100 | -231.15 | -300 | 442
2028-09-29 10:00 | 700 | 188.95 | 510 | 442 | 2028-09-29 10:00 | 0 | -177.88 | -244.92 | 442 | 2028-09-29 10:00 | -700 | -526 | -510 | 442
2028-09-29 11:00 | 700 | 290.72 | 510 | 442 | 2028-09-29 11:00 | -600 | 0 | -269.08 | 442 | 2028-09-29 11:00 | -700 | -526 | -510 | 442
2028-09-29 12:00 | 700 | 416.23 | 510 | 442 | 2028-09-29 12:00 | -700 | 0 | -287.58 | 442 | 2028-09-29 12:00 | -700 | -526 | -510 | 442
2028-09-29 13:00 | 700 | 180.26 | 510 | 442 | 2028-09-29 13:00 | -566.39 | 0 | 0 | 442 | 2028-09-29 13:00 | -700 | -526 | -510 | 308.42
2028-09-29 14:00 | 700 | 0 | 510 | 442 | 2028-09-29 14:00 | -463.62 | 0 | 0 | 390.17 | 2028-09-29 14:00 | -700 | -526 | -510 | 216.65
2028-09-29 15:00 | 700 | 0 | 510 | 393.83 | 2028-09-29 15:00 | -137.22 | 0 | 0 | 390.17 | 2028-09-29 15:00 | -700 | -526 | -510 | 227.36
2028-09-29 16:00 | 700 | 0 | 483.8 | 442 | 2028-09-29 16:00 | -14.28 | 0 | 0 | 442 | 2028-09-29 16:00 | -700 | -526 | -510 | 442
2028-09-29 17:00 | 700 | 264.65 | 510 | 442 | 2028-09-29 17:00 | 452.66 | 0 | 0 | 442 | 2028-09-29 17:00 | -700 | -526 | -510 | 442
2028-09-29 18:00 | 581.51 | 0 | 443.78 | 442 | 2028-09-29 18:00 | -68.89 | 0 | 0 | 442 | 2028-09-29 18:00 | -700 | -526 | -510 | 428.53
2028-09-29 19:00 | -18.49 | 300 | 510 | 442 | 2028-09-29 19:00 | -347.91 | 0 | 0 | 442 | 2028-09-29 19:00 | -700 | -526 | -510 | 442
2028-09-29 20:00 | -618.49 | 505 | 510 | 442 | 2028-09-29 20:00 | -700 | 300 | 300 | 442 | 2028-09-29 20:00 | -700 | -226 | -210 | 442
2028-09-29 21:00 | -700 | 505 | 510 | 442 | 2028-09-29 21:00 | -700 | 505 | 510 | 442 | 2028-09-29 21:00 | -700 | 74 | 90 | 442
2028-09-29 22:00 | -700 | 505 | 510 | 442 | 2028-09-29 22:00 | -700 | 505 | 510 | 442 | 2028-09-29 22:00 | -700 | 374 | 390 | 442
2028-09-29 23:00 | -700 | 505 | 510 | 442 | 2028-09-29 23:00 | -700 | 505 | 510 | 442 | 2028-09-29 23:00 | -700 | 505 | 510 | 442
2028-09-30 | -700 | 505 | 510 | 442 | 2028-09-30 | -700 | 505 | 510 | 442 | 2028-09-30 | -700 | 505 | 510 | 442
2028-09-30 01:00 | -700 | 505 | 510 | 269.91 | 2028-09-30 01:00 | -700 | 505 | 510 | 442 | 2028-09-30 01:00 | -700 | 505 | 510 | 442
2028-09-30 02:00 | -161.73 | 505 | 510 | 170.04 | 2028-09-30 02:00 | -700 | 505 | 510 | 442 | 2028-09-30 02:00 | -700 | 505 | 510 | 442
2028-09-30 03:00 | 391.97 | 505 | 510 | 222.78 | 2028-09-30 03:00 | -420.49 | 505 | 510 | 442 | 2028-09-30 03:00 | -700 | 505 | 510 | 442
2028-09-30 04:00 | 646.02 | 505 | 510 | 432.35 | 2028-09-30 04:00 | 1.21 | 505 | 510 | 442 | 2028-09-30 04:00 | -406.22 | 505 | 510 | 442
2028-09-30 05:00 | 376.89 | 505 | 510 | 442 | 2028-09-30 05:00 | 387.46 | 505 | 510 | 442 | 2028-09-30 05:00 | 0 | 505 | 510 | 442
2028-09-30 06:00 | 563.29 | 505 | 510 | 442 | 2028-09-30 06:00 | 348.66 | 505 | 510 | 442 | 2028-09-30 06:00 | 530.98 | 505 | 510 | 442
2028-09-30 07:00 | 700 | 505 | 510 | 442 | 2028-09-30 07:00 | 700 | 505 | 510 | 442 | 2028-09-30 07:00 | 700 | 505 | 510 | 442
2028-09-30 08:00 | 617.98 | 278.67 | 510 | 442 | 2028-09-30 08:00 | 700 | 422.89 | 510 | 442 | 2028-09-30 08:00 | 700 | 300 | 510 | 442
2028-09-30 09:00 | 700 | 316 | 510 | 442 | 2028-09-30 09:00 | 700 | 122.89 | 502.15 | 442 | 2028-09-30 09:00 | 679.57 | 0 | 210 | 442
2028-09-30 10:00 | 700 | 431.27 | 510 | 442 | 2028-09-30 10:00 | 700 | 28.66 | 510 | 442 | 2028-09-30 10:00 | 557.91 | 0 | 0 | 442
2028-09-30 11:00 | 619.23 | 131.27 | 210 | 442 | 2028-09-30 11:00 | 155.68 | 0 | 210 | 442 | 2028-09-30 11:00 | -42.09 | -113.98 | -300 | 384.38
2028-09-30 12:00 | 700 | 0 | 510 | 211.09 | 2028-09-30 12:00 | 700 | 0 | 165.42 | 310.25 | 2028-09-30 12:00 | 43.87 | 0 | 0 | 84.38
2028-09-30 13:00 | 700 | 0 | 510 | 305.96 | 2028-09-30 13:00 | 700 | 0 | 282.33 | 142 | 2028-09-30 13:00 | 225.49 | 0 | 0 | 0
2028-09-30 14:00 | 700 | 0 | 510 | 438.84 | 2028-09-30 14:00 | 700 | 0 | 410.04 | 442 | 2028-09-30 14:00 | 695.2 | 0 | 0 | 198.86
2028-09-30 15:00 | 700 | 0 | 510 | 395.24 | 2028-09-30 15:00 | 700 | 0 | 510 | 275.31 | 2028-09-30 15:00 | 700 | 0 | 125.35 | 142
2028-09-30 16:00 | 700 | 0 | 407.79 | 442 | 2028-09-30 16:00 | 461.46 | 205 | 210 | 358.58 | 2028-09-30 16:00 | 700 | 0 | 425.35 | 442
2028-09-30 17:00 | 700 | 208.57 | 510 | 442 | 2028-09-30 17:00 | 700 | 505 | 510 | 442 | 2028-09-30 17:00 | 700 | 0 | 510 | 442
2028-09-30 18:00 | 700 | 84.36 | 510 | 442 | 2028-09-30 18:00 | 700 | 427.97 | 510 | 442 | 2028-09-30 18:00 | 700 | 0 | 210 | 442
2028-09-30 19:00 | 700 | 84.05 | 510 | 442 | 2028-09-30 19:00 | 700 | 427.97 | 510 | 442 | 2028-09-30 19:00 | 700 | 0 | 210 | 395.86
2028-09-30 20:00 | 700 | 384.05 | 510 | 442 | 2028-09-30 20:00 | 700 | 505 | 510 | 442 | 2028-09-30 20:00 | 700 | 300 | 510 | 442
2028-09-30 21:00 | 700 | 505 | 510 | 442 | 2028-09-30 21:00 | 700 | 505 | 510 | 442 | 2028-09-30 21:00 | 700 | 471.97 | 510 | 442
2028-09-30 22:00 | 700 | 504.99 | 510 | 442 | 2028-09-30 22:00 | 700 | 505 | 510 | 442 | 2028-09-30 22:00 | 700 | 171.97 | 510 | 442
2028-09-30 23:00 | 700 | 428.64 | 510 | 442 | 2028-09-30 23:00 | 700 | 505 | 510 | 442 | 2028-09-30 23:00 | 700 | 324.68 | 510 | 442
2028-10-01 | 700 | 505 | 510 | 442 | 2028-10-01 | 700 | 505 | 510 | 442 | 2028-10-01 | 700 | 229.55 | 510 | 442
2028-10-01 01:00 | 700 | 505 | 510 | 442 | 2028-10-01 01:00 | 700 | 505 | 510 | 442 | 2028-10-01 01:00 | 700 | 229.55 | 510 | 442
2028-10-01 02:00 | 700 | 505 | 510 | 442 | 2028-10-01 02:00 | 700 | 505 | 510 | 442 | 2028-10-01 02:00 | 700 | 429.3 | 510 | 442
2028-10-01 03:00 | 700 | 505 | 510 | 442 | 2028-10-01 03:00 | 700 | 505 | 510 | 442 | 2028-10-01 03:00 | 700 | 231.08 | 510 | 442
2028-10-01 04:00 | 700 | 505 | 510 | 442 | 2028-10-01 04:00 | 700 | 505 | 510 | 442 | 2028-10-01 04:00 | 700 | 75.69 | 390 | 442
2028-10-01 05:00 | 700 | 300 | 329.09 | 410.37 | 2028-10-01 05:00 | 700 | 300 | 510 | 442 | 2028-10-01 05:00 | 700 | 228.77 | 90 | 442
2028-10-01 06:00 | 700 | 0 | 29.09 | 110.37 | 2028-10-01 06:00 | 700 | 0 | 284.04 | 284.44 | 2028-10-01 06:00 | 700 | -71.23 | -210 | 276.23
2028-10-01 07:00 | 700 | 0 | -78.66 | 259.04 | 2028-10-01 07:00 | 700 | 0 | 0 | 441.32 | 2028-10-01 07:00 | 700 | -226 | -510 | 441.32
2028-10-01 08:00 | 700 | 0 | -268.46 | 264.76 | 2028-10-01 08:00 | 700 | -226 | -210 | 394.1 | 2028-10-01 08:00 | 700 | -526 | -510 | 391.8
2028-10-01 09:00 | 700 | 0 | -416.81 | 247.26 | 2028-10-01 09:00 | 700 | -526 | -510 | 394.78 | 2028-10-01 09:00 | 700 | -526 | -510 | 360.02
2028-10-01 10:00 | 700 | -11.25 | -510 | 249.27 | 2028-10-01 10:00 | 700 | -526 | -510 | 380.65 | 2028-10-01 10:00 | 700 | -526 | -510 | 329.76
2028-10-01 11:00 | 700 | 0 | -510 | 179.32 | 2028-10-01 11:00 | 700 | -526 | -510 | 310.83 | 2028-10-01 11:00 | 700 | -526 | -510 | 243.66
2028-10-01 12:00 | 700 | 0 | -408.82 | 194.36 | 2028-10-01 12:00 | 700 | -526 | -510 | 324.74 | 2028-10-01 12:00 | 700 | -526 | -510 | 263.72
2028-10-01 13:00 | 700 | 0 | -227.26 | 189.13 | 2028-10-01 13:00 | 700 | -526 | -510 | 323.58 | 2028-10-01 13:00 | 700 | -526 | -510 | 354.74
2028-10-01 14:00 | 700 | 0 | -128.26 | 175.51 | 2028-10-01 14:00 | 700 | -526 | -510 | 321.09 | 2028-10-01 14:00 | 700 | -526 | -510 | 363.39
2028-10-01 15:00 | 700 | 0 | 171.74 | 191.48 | 2028-10-01 15:00 | 700 | -226 | -210 | 350.65 | 2028-10-01 15:00 | 700 | -526 | -510 | 406.54
2028-10-01 16:00 | 700 | 0 | 366.65 | 214.03 | 2028-10-01 16:00 | 700 | 0 | 0 | 372.69 | 2028-10-01 16:00 | 700 | -526 | -510 | 428.06
2028-10-01 17:00 | 700 | 0 | 510 | 320.33 | 2028-10-01 17:00 | 700 | 0 | 198.4 | 432.61 | 2028-10-01 17:00 | 700 | -315.12 | -510 | 442
2028-10-01 18:00 | 700 | 0 | 510 | 316.53 | 2028-10-01 18:00 | 700 | 0 | 140.45 | 425.65 | 2028-10-01 18:00 | 700 | -315.12 | -420.85 | 442
2028-10-01 19:00 | 700 | 0 | 510 | 386.18 | 2028-10-01 19:00 | 700 | 0 | 140.45 | 425.65 | 2028-10-01 19:00 | 700 | -78.3 | -120.85 | 442
2028-10-01 20:00 | 700 | 39.81 | 510 | 442 | 2028-10-01 20:00 | 700 | 0 | 210 | 381.24 | 2028-10-01 20:00 | 700 | 205 | 179.15 | 442
2028-10-01 21:00 | 700 | 339.81 | 510 | 442 | 2028-10-01 21:00 | 700 | 287.96 | 510 | 442 | 2028-10-01 21:00 | 700 | 505 | 479.15 | 442
2028-10-01 22:00 | 700 | 310.91 | 510 | 442 | 2028-10-01 22:00 | 700 | 116.02 | 510 | 442 | 2028-10-01 22:00 | 700 | 472.12 | 510 | 442
2028-10-01 23:00 | 700 | 329.96 | 510 | 442 | 2028-10-01 23:00 | 700 | 313.46 | 510 | 442 | 2028-10-01 23:00 | 700 | 505 | 510 | 442
2028-10-02 | 700 | 471.44 | 510 | 442 | 2028-10-02 | 700 | 459.63 | 510 | 442 | 2028-10-02 | 313.57 | 505 | 510 | 442
2028-10-02 01:00 | 566.6 | 505 | 510 | 442 | 2028-10-02 01:00 | 387.41 | 505 | 510 | 442 | 2028-10-02 01:00 | -286.43 | 505 | 510 | 442
2028-10-02 02:00 | -22.52 | 505 | 510 | 442 | 2028-10-02 02:00 | -111.71 | 505 | 510 | 442 | 2028-10-02 02:00 | -700 | 505 | 510 | 442
2028-10-02 03:00 | -237.74 | 505 | 510 | 442 | 2028-10-02 03:00 | -461.64 | 505 | 510 | 442 | 2028-10-02 03:00 | -700 | 505 | 510 | 442
2028-10-02 04:00 | -429.67 | 505 | 510 | 442 | 2028-10-02 04:00 | -675.99 | 505 | 510 | 442 | 2028-10-02 04:00 | -700 | 505 | 510 | 442
2028-10-02 05:00 | -61.08 | 505 | 510 | 442 | 2028-10-02 05:00 | -402.48 | 505 | 510 | 442 | 2028-10-02 05:00 | -700 | 505 | 510 | 442
2028-10-02 06:00 | 452.64 | 205 | 210 | 442 | 2028-10-02 06:00 | 72.62 | 205 | 210 | 439.96 | 2028-10-02 06:00 | -668.66 | 205 | 210 | 442
2028-10-02 07:00 | 700 | 0 | 502.65 | 442 | 2028-10-02 07:00 | 580.99 | 20.67 | 300 | 442 | 2028-10-02 07:00 | -668.66 | 0 | 0 | 442
2028-10-02 08:00 | 700 | 170.16 | 510 | 442 | 2028-10-02 08:00 | -19.01 | 0 | 0 | 442 | 2028-10-02 08:00 | -700 | -226 | -210 | 442
2028-10-02 09:00 | 471.98 | 0 | 210 | 442 | 2028-10-02 09:00 | -619.01 | -300 | -300 | 442 | 2028-10-02 09:00 | -700 | -526 | -510 | 442
2028-10-02 10:00 | 0 | 122.66 | 510 | 442 | 2028-10-02 10:00 | -700 | -498.75 | -510 | 442 | 2028-10-02 10:00 | -700 | -498.75 | -510 | 442
2028-10-02 11:00 | -582.5 | 275.31 | 300 | 442 | 2028-10-02 11:00 | -700 | -226 | -210 | 442 | 2028-10-02 11:00 | -700 | -226 | -210 | 442
2028-10-02 12:00 | -243.49 | 0 | 0 | 442 | 2028-10-02 12:00 | -700 | -526 | -510 | 442 | 2028-10-02 12:00 | -700 | -526 | -510 | 442
2028-10-02 13:00 | -243.49 | 0 | 0 | 442 | 2028-10-02 13:00 | -700 | -526 | -510 | 442 | 2028-10-02 13:00 | -700 | -526 | -510 | 442
2028-10-02 14:00 | -97.33 | 0 | 0 | 442 | 2028-10-02 14:00 | -700 | -526 | -510 | 442 | 2028-10-02 14:00 | -700 | -526 | -510 | 442
2028-10-02 15:00 | 111.7 | 0 | 0 | 442 | 2028-10-02 15:00 | -700 | -526 | -435.64 | 381.25 | 2028-10-02 15:00 | -700 | -526 | -510 | 442
2028-10-02 16:00 | 254.89 | 0 | 210 | 442 | 2028-10-02 16:00 | -315.94 | -300 | -135.64 | 442 | 2028-10-02 16:00 | -700 | -448.31 | -510 | 442
2028-10-02 17:00 | 700 | 229.06 | 510 | 442 | 2028-10-02 17:00 | 284.06 | 0 | 164.36 | 442 | 2028-10-02 17:00 | -100 | -148.31 | -210 | 442
2028-10-02 18:00 | 700 | 503.63 | 510 | 442 | 2028-10-02 18:00 | 700 | 36.24 | 464.36 | 442 | 2028-10-02 18:00 | 500 | 0 | 10.24 | 442
2028-10-02 19:00 | 700 | 505 | 510 | 442 | 2028-10-02 19:00 | 700 | 0 | 510 | 442 | 2028-10-02 19:00 | 700 | 0 | 10.24 | 442
2028-10-02 20:00 | 700 | 505 | 510 | 442 | 2028-10-02 20:00 | 700 | 239.39 | 510 | 442 | 2028-10-02 20:00 | 700 | 0 | 310.24 | 442
2028-10-02 21:00 | 700 | 505 | 510 | 442 | 2028-10-02 21:00 | 700 | 374.78 | 510 | 442 | 2028-10-02 21:00 | 700 | 0 | 510 | 442
2028-10-02 22:00 | 700 | 444.61 | 510 | 442 | 2028-10-02 22:00 | 700 | 270.25 | 510 | 442 | 2028-10-02 22:00 | 700 | 0 | 510 | 375.25
2028-10-02 23:00 | 312.85 | 505 | 510 | 442 | 2028-10-02 23:00 | 477.71 | 505 | 510 | 442 | 2028-10-02 23:00 | 700 | 300 | 510 | 442
2028-10-03 | 700 | 505 | 510 | 442 | 2028-10-03 | 700 | 505 | 510 | 442 | 2028-10-03 | 700 | 505 | 510 | 442
2028-10-03 01:00 | 445.29 | 505 | 510 | 442 | 2028-10-03 01:00 | 700 | 505 | 510 | 442 | 2028-10-03 01:00 | 237.26 | 505 | 510 | 442
2028-10-03 02:00 | 667.05 | 505 | 510 | 442 | 2028-10-03 02:00 | 700 | 505 | 510 | 442 | 2028-10-03 02:00 | 237.26 | 505 | 510 | 442
2028-10-03 03:00 | 166.35 | 505 | 510 | 442 | 2028-10-03 03:00 | 607.09 | 505 | 510 | 442 | 2028-10-03 03:00 | 118.36 | 505 | 510 | 442
2028-10-03 04:00 | 317.56 | 505 | 510 | 442 | 2028-10-03 04:00 | 700 | 505 | 510 | 442 | 2028-10-03 04:00 | 609.18 | 505 | 510 | 442
2028-10-03 05:00 | 173.99 | 300 | 510 | 442 | 2028-10-03 05:00 | 290.19 | 505 | 510 | 442 | 2028-10-03 05:00 | 220.86 | 464.34 | 510 | 442
2028-10-03 06:00 | 700 | 0 | 477.84 | 442 | 2028-10-03 06:00 | 700 | 302.35 | 510 | 442 | 2028-10-03 06:00 | 700 | 164.34 | 510 | 442
2028-10-03 07:00 | 700 | 205 | 485.34 | 442 | 2028-10-03 07:00 | 700 | 505 | 510 | 442 | 2028-10-03 07:00 | 700 | 464.34 | 510 | 442
2028-10-03 08:00 | 700 | 505 | 510 | 442 | 2028-10-03 08:00 | 700 | 505 | 510 | 442 | 2028-10-03 08:00 | 500 | 173.34 | 510 | 442
2028-10-03 09:00 | 700 | 505 | 510 | 442 | 2028-10-03 09:00 | 681.5 | 505 | 510 | 442 | 2028-10-03 09:00 | -100 | 201.67 | 210 | 442
2028-10-03 10:00 | 529.24 | 505 | 510 | 442 | 2028-10-03 10:00 | 81.5 | 505 | 510 | 442 | 2028-10-03 10:00 | -700 | 501.67 | 510 | 442
2028-10-03 11:00 | 0 | 505 | 510 | 442 | 2028-10-03 11:00 | -156.4 | 420.13 | 510 | 442 | 2028-10-03 11:00 | -700 | 420.13 | 510 | 442
2028-10-03 12:00 | 0 | 505 | 510 | 442 | 2028-10-03 12:00 | -234.76 | 505 | 510 | 442 | 2028-10-03 12:00 | -700 | 505 | 510 | 442
2028-10-03 13:00 | 243.38 | 505 | 510 | 442 | 2028-10-03 13:00 | 0 | 505 | 510 | 442 | 2028-10-03 13:00 | -700 | 505 | 510 | 442
2028-10-03 14:00 | 646.98 | 505 | 510 | 442 | 2028-10-03 14:00 | 0 | 505 | 510 | 442 | 2028-10-03 14:00 | -700 | 300 | 374.16 | 389.49
2028-10-03 15:00 | 700 | 432.22 | 510 | 442 | 2028-10-03 15:00 | 600 | 205 | 215.12 | 222.42 | 2028-10-03 15:00 | -600 | 0 | 74.16 | 89.49
2028-10-03 16:00 | 700 | 293.03 | 510 | 442 | 2028-10-03 16:00 | 700 | 376.11 | 510 | 442 | 2028-10-03 16:00 | 0 | 0 | 374.16 | 0
2028-10-03 17:00 | 700 | 505 | 510 | 442 | 2028-10-03 17:00 | 700 | 505 | 510 | 442 | 2028-10-03 17:00 | 600 | 0 | 510 | 148.77
2028-10-03 18:00 | 700 | 505 | 510 | 442 | 2028-10-03 18:00 | 700 | 505 | 510 | 442 | 2028-10-03 18:00 | 700 | 0 | 510 | 148.77
2028-10-03 19:00 | 700 | 505 | 510 | 442 | 2028-10-03 19:00 | 700 | 505 | 510 | 442 | 2028-10-03 19:00 | 700 | 0 | 510 | 442
2028-10-03 20:00 | 700 | 505 | 510 | 442 | 2028-10-03 20:00 | 700 | 505 | 510 | 442 | 2028-10-03 20:00 | 700 | 0 | 510 | 147.78
2028-10-03 21:00 | 700 | 395.95 | 510 | 442 | 2028-10-03 21:00 | 700 | 505 | 510 | 326.28 | 2028-10-03 21:00 | 500 | 205 | 510 | 0
2028-10-03 22:00 | 160.86 | 505 | 510 | 255.68 | 2028-10-03 22:00 | 100 | 472.22 | 510 | 26.28 | 2028-10-03 22:00 | -100 | 505 | 510 | -7.08
2028-10-03 23:00 | -98.85 | 505 | 510 | 79.11 | 2028-10-03 23:00 | -332 | 505 | 510 | 73.32 | 2028-10-03 23:00 | -700 | 505 | 510 | 69.97
2028-10-04 | -404.64 | 505 | 510 | -106.41 | 2028-10-04 | -700 | 505 | 510 | 38.66 | 2028-10-04 | -700 | 505 | 510 | 150.55
2028-10-04 01:00 | -700 | 505 | 510 | -13.71 | 2028-10-04 01:00 | -700 | 505 | 510 | 155.42 | 2028-10-04 01:00 | -700 | 505 | 510 | 442
2028-10-04 02:00 | -700 | 505 | 510 | -27 | 2028-10-04 02:00 | -700 | 505 | 510 | 0 | 2028-10-04 02:00 | -700 | 505 | 510 | 142
2028-10-04 03:00 | -700 | 505 | 510 | -123.07 | 2028-10-04 03:00 | -700 | 505 | 510 | -68 | 2028-10-04 03:00 | -700 | 505 | 510 | 0
2028-10-04 04:00 | -700 | 505 | 510 | -149.27 | 2028-10-04 04:00 | -700 | 505 | 510 | 231.66 | 2028-10-04 04:00 | -700 | 505 | 510 | 0
2028-10-04 05:00 | -700 | 505 | 510 | -69.9 | 2028-10-04 05:00 | -700 | 505 | 510 | -68 | 2028-10-04 05:00 | -700 | 505 | 510 | 166.39
2028-10-04 06:00 | -700 | 505 | 510 | 38.55 | 2028-10-04 06:00 | -700 | 505 | 510 | 32.47 | 2028-10-04 06:00 | -700 | 505 | 510 | 166.39
2028-10-04 07:00 | -700 | 505 | 510 | 324.82 | 2028-10-04 07:00 | -700 | 505 | 510 | 315.98 | 2028-10-04 07:00 | -700 | 505 | 510 | 310.12
2028-10-04 08:00 | -700 | 505 | 510 | 442 | 2028-10-04 08:00 | -700 | 505 | 510 | 442 | 2028-10-04 08:00 | -700 | 505 | 510 | 442
2028-10-04 09:00 | -700 | 505 | 510 | 442 | 2028-10-04 09:00 | -700 | 505 | 510 | 442 | 2028-10-04 09:00 | -700 | 505 | 510 | 442
2028-10-04 10:00 | -700 | 505 | 510 | 442 | 2028-10-04 10:00 | -700 | 374 | 390 | 442 | 2028-10-04 10:00 | -700 | 374 | 390 | 442
2028-10-04 11:00 | -700 | 505 | 510 | 442 | 2028-10-04 11:00 | -700 | 74 | 90 | 442 | 2028-10-04 11:00 | -700 | 74 | 90 | 442
2028-10-04 12:00 | -700 | 300 | 300 | 442 | 2028-10-04 12:00 | -700 | -226 | -210 | 442 | 2028-10-04 12:00 | -700 | -226 | -210 | 442
2028-10-04 13:00 | -246.56 | 0 | 0 | 442 | 2028-10-04 13:00 | -700 | -526 | -510 | 442 | 2028-10-04 13:00 | -700 | -526 | -510 | 442
2028-10-04 14:00 | -489.01 | 0 | 0 | 442 | 2028-10-04 14:00 | -700 | -526 | -510 | 442 | 2028-10-04 14:00 | -700 | -526 | -510 | 442
2028-10-04 15:00 | 0 | -226 | -210 | 442 | 2028-10-04 15:00 | -700 | -482.5 | -510 | 442 | 2028-10-04 15:00 | -700 | -526 | -510 | 442
2028-10-04 16:00 | 536.27 | -526 | -510 | 442 | 2028-10-04 16:00 | -491.89 | -526 | -510 | 442 | 2028-10-04 16:00 | -700 | -526 | -510 | 442
2028-10-04 17:00 | 700 | -226 | -510 | 442 | 2028-10-04 17:00 | 0 | -526 | -510 | 442 | 2028-10-04 17:00 | -700 | -526 | -510 | 442
2028-10-04 18:00 | 700 | 0 | -379.71 | 442 | 2028-10-04 18:00 | 458.15 | -526 | -510 | 442 | 2028-10-04 18:00 | -700 | -526 | -510 | 442
2028-10-04 19:00 | 700 | 0 | -79.71 | 442 | 2028-10-04 19:00 | 458.15 | -526 | -510 | 442 | 2028-10-04 19:00 | -700 | -526 | -510 | 232.5
2028-10-04 20:00 | 700 | 0 | -300 | 354.29 | 2028-10-04 20:00 | 395.81 | -526 | -510 | 303.35 | 2028-10-04 20:00 | -325.88 | -526 | -510 | 232.5
2028-10-04 21:00 | 700 | 0 | 0 | 376.31 | 2028-10-04 21:00 | 246.67 | -526 | -510 | 135.52 | 2028-10-04 21:00 | -700 | -526 | -510 | 232.5
2028-10-04 22:00 | 700 | 184.14 | 300 | 442 | 2028-10-04 22:00 | 246.67 | -226 | -210 | 426.39 | 2028-10-04 22:00 | -700 | -226 | -210 | 442
2028-10-04 23:00 | 700 | 0 | 28.75 | 402.78 | 2028-10-04 23:00 | -201.9 | 0 | 0 | 434.83 | 2028-10-04 23:00 | -700 | 0 | -238.52 | 403.08
2028-10-05 | 700 | 0 | 0 | 228.23 | 2028-10-05 | 0 | 0 | 0 | 181.35 | 2028-10-05 | -697.96 | 0 | -210 | 237.49
2028-10-05 01:00 | 284.42 | 0 | 0 | 179.97 | 2028-10-05 01:00 | -6.27 | 0 | 0 | 110.98 | 2028-10-05 01:00 | -700 | 0 | -510 | 42
2028-10-05 02:00 | 259.64 | 0 | 0 | 237.85 | 2028-10-05 02:00 | 0 | 0 | 0 | 180.53 | 2028-10-05 02:00 | -700 | 0 | -510 | 123.21
2028-10-05 03:00 | 0 | 0 | 135.54 | 208.82 | 2028-10-05 03:00 | -547.46 | 0 | 0 | 148.4 | 2028-10-05 03:00 | -700 | 0 | -282.38 | 142
2028-10-05 04:00 | 0 | 0 | 435.54 | 408.03 | 2028-10-05 04:00 | -463.93 | 0 | 17.62 | 442 | 2028-10-05 04:00 | -700 | 0 | 17.62 | 442
2028-10-05 05:00 | 176.95 | 0 | 409.13 | 108.03 | 2028-10-05 05:00 | -301.78 | 0 | 0 | 368.04 | 2028-10-05 05:00 | -700 | 0 | 0 | 442
2028-10-05 06:00 | 324.69 | 0 | 255.55 | 341.71 | 2028-10-05 06:00 | 0 | 0 | 0 | 368.04 | 2028-10-05 06:00 | -700 | 0 | 0 | 442
2028-10-05 07:00 | 700 | 6.85 | 332.8 | 318.27 | 2028-10-05 07:00 | 301.12 | 28.52 | 210 | 205.61 | 2028-10-05 07:00 | -141.75 | 0 | 0 | 142
2028-10-05 08:00 | 700 | 306.85 | 510 | 442 | 2028-10-05 08:00 | 700 | 328.52 | 510 | 442 | 2028-10-05 08:00 | 458.25 | 0 | 300 | 442
2028-10-05 09:00 | 700 | 397.69 | 510 | 442 | 2028-10-05 09:00 | 600 | 205 | 452.75 | 442 | 2028-10-05 09:00 | -141.75 | 205 | 210 | 442
2028-10-05 10:00 | 392.7 | 505 | 510 | 442 | 2028-10-05 10:00 | 0 | 505 | 510 | 442 | 2028-10-05 10:00 | -700 | 505 | 510 | 442
2028-10-05 11:00 | 523.14 | 205 | 210 | 442 | 2028-10-05 11:00 | 0 | 205 | 210 | 442 | 2028-10-05 11:00 | -700 | 205 | 210 | 442
2028-10-05 12:00 | 221.49 | 505 | 510 | 442 | 2028-10-05 12:00 | 0 | 300 | 510 | 442 | 2028-10-05 12:00 | -700 | 167.53 | 300 | 442
2028-10-05 13:00 | 700 | 205 | 487.85 | 330.91 | 2028-10-05 13:00 | 168 | 0 | 210 | 442 | 2028-10-05 13:00 | -700 | 0 | 0 | 442
2028-10-05 14:00 | 700 | 91.23 | 510 | 442 | 2028-10-05 14:00 | 584.62 | 121.1 | 210 | 442 | 2028-10-05 14:00 | -484.12 | 0 | 0 | 442
2028-10-05 15:00 | 700 | 391.23 | 510 | 442 | 2028-10-05 15:00 | 700 | 421.1 | 510 | 442 | 2028-10-05 15:00 | 100 | 0 | -48.52 | 423.23
2028-10-05 16:00 | 700 | 292.94 | 510 | 442 | 2028-10-05 16:00 | 700 | 300 | 483.19 | 442 | 2028-10-05 16:00 | 700 | 260.08 | 90 | 442
2028-10-05 17:00 | 700 | 0 | 397.53 | 358.53 | 2028-10-05 17:00 | 700 | 0 | 183.19 | 442 | 2028-10-05 17:00 | 700 | -39.92 | -210 | 367.44
2028-10-05 18:00 | 700 | 0 | 510 | 264.27 | 2028-10-05 18:00 | 700 | -300 | -116.81 | 442 | 2028-10-05 18:00 | 700 | -339.92 | -510 | 113.23
2028-10-05 19:00 | 700 | 28.06 | 510 | 442 | 2028-10-05 19:00 | 700 | -30.25 | -90 | 442 | 2028-10-05 19:00 | 700 | -300 | -510 | 413.23
2028-10-05 20:00 | 700 | 0 | 510 | 442 | 2028-10-05 20:00 | 700 | 205 | 210 | 442 | 2028-10-05 20:00 | 700 | 0 | -210 | 413.23
2028-10-05 21:00 | 700 | 271.29 | 510 | 442 | 2028-10-05 21:00 | 700 | 505 | 510 | 442 | 2028-10-05 21:00 | 700 | 300 | 90 | 442
2028-10-05 22:00 | 700 | 256.88 | 510 | 442 | 2028-10-05 22:00 | 700 | 417.49 | 510 | 442 | 2028-10-05 22:00 | 700 | 31.86 | 390 | 442
2028-10-05 23:00 | 700 | 90.04 | 510 | 442 | 2028-10-05 23:00 | 693.67 | 117.49 | 210 | 442 | 2028-10-05 23:00 | 231.44 | 0 | 90 | 442
2028-10-06 | 700 | 0 | 458.96 | 442 | 2028-10-06 | 357.35 | 0 | 0 | 442 | 2028-10-06 | -251.62 | 0 | 0 | 386.05
2028-10-06 01:00 | 700 | 0 | 362.4 | 442 | 2028-10-06 01:00 | 228.15 | 0 | 1.03 | 442 | 2028-10-06 01:00 | -398.49 | 0 | 0 | 423.52
2028-10-06 02:00 | 115.59 | 300 | 510 | 442 | 2028-10-06 02:00 | -371.85 | 205 | 210 | 442 | 2028-10-06 02:00 | -700 | 205 | 210 | 405.21
2028-10-06 03:00 | -28.51 | 505 | 510 | 442 | 2028-10-06 03:00 | -700 | 505 | 510 | 442 | 2028-10-06 03:00 | -700 | 505 | 510 | 442
2028-10-06 04:00 | 0 | 505 | 510 | 442 | 2028-10-06 04:00 | -700 | 505 | 510 | 442 | 2028-10-06 04:00 | -700 | 505 | 510 | 442
2028-10-06 05:00 | 0 | 205 | 410.08 | 442 | 2028-10-06 05:00 | -700 | 205 | 210 | 442 | 2028-10-06 05:00 | -700 | 205 | 210 | 436.25
2028-10-06 06:00 | 495.69 | 0 | 110.08 | 442 | 2028-10-06 06:00 | -381.11 | 0 | 0 | 442 | 2028-10-06 06:00 | -700 | -95 | -90 | 442
2028-10-06 07:00 | 700 | 45.62 | 273.34 | 442 | 2028-10-06 07:00 | 0 | 0 | 0 | 442 | 2028-10-06 07:00 | -700 | -395 | -390 | 442
2028-10-06 08:00 | 700 | 345.62 | 510 | 442 | 2028-10-06 08:00 | 282.29 | 0 | 0 | 442 | 2028-10-06 08:00 | -700 | -330.81 | -510 | 442
2028-10-06 09:00 | 699.43 | 219.99 | 510 | 442 | 2028-10-06 09:00 | 0 | 0 | 105.78 | 442 | 2028-10-06 09:00 | -700 | -30.81 | -510 | 442
2028-10-06 10:00 | 500 | 205 | 509.76 | 442 | 2028-10-06 10:00 | -337.97 | 0 | 210 | 382.81 | 2028-10-06 10:00 | -700 | -149.62 | -510 | 414.34
2028-10-06 11:00 | -100 | 505 | 510 | 442 | 2028-10-06 11:00 | -700 | 300 | 510 | 442 | 2028-10-06 11:00 | -700 | 150.38 | -210 | 442
2028-10-06 12:00 | -700 | 505 | 510 | 442 | 2028-10-06 12:00 | -700 | 505 | 305.73 | 442 | 2028-10-06 12:00 | -700 | 450.38 | 90 | 442
2028-10-06 13:00 | -700 | 356.71 | 510 | 442 | 2028-10-06 13:00 | -700 | 205 | 5.73 | 442 | 2028-10-06 13:00 | -700 | 150.38 | -100.97 | 442
2028-10-06 14:00 | -700 | 56.71 | 210 | 368.81 | 2028-10-06 14:00 | -700 | -95 | -294.27 | 142 | 2028-10-06 14:00 | -700 | -149.62 | -400.97 | 298.77
2028-10-06 15:00 | -700 | 356.71 | 510 | 442 | 2028-10-06 15:00 | -700 | 205 | 5.73 | 442 | 2028-10-06 15:00 | -700 | 150.38 | -100.97 | 442
2028-10-06 16:00 | -489.65 | 56.71 | 510 | 442 | 2028-10-06 16:00 | -700 | 0 | -270.48 | 142 | 2028-10-06 16:00 | -700 | 0 | -270.48 | 142
2028-10-06 17:00 | 110.35 | 207.23 | 510 | 442 | 2028-10-06 17:00 | -100 | 0 | 0 | 0 | 2028-10-06 17:00 | -700 | 0 | -46.75 | 0
2028-10-06 18:00 | 700 | 0 | 510 | 437.84 | 2028-10-06 18:00 | 0 | 0 | 300 | 214.82 | 2028-10-06 18:00 | -700 | 0 | 0 | 0
2028-10-06 19:00 | 700 | 300 | 510 | 442 | 2028-10-06 19:00 | 375.94 | 0 | 210 | 142 | 2028-10-06 19:00 | -190.87 | 0 | 0 | 0
2028-10-06 20:00 | 700 | 505 | 510 | 442 | 2028-10-06 20:00 | 134.16 | 300 | 510 | 442 | 2028-10-06 20:00 | -190.87 | 0 | 300 | 10.87
2028-10-06 21:00 | 700 | 505 | 510 | 442 | 2028-10-06 21:00 | 196.48 | 505 | 510 | 412.55 | 2028-10-06 21:00 | -700 | 205 | 210 | 142
2028-10-06 22:00 | 460.88 | 505 | 510 | 442 | 2028-10-06 22:00 | 0 | 505 | 510 | 442 | 2028-10-06 22:00 | -700 | 505 | 510 | 442
2028-10-06 23:00 | 332.5 | 505 | 510 | 442 | 2028-10-06 23:00 | -55.59 | 505 | 510 | 442 | 2028-10-06 23:00 | -700 | 505 | 510 | 442
2028-10-07 | 700 | 413.28 | 510 | 344.03 | 2028-10-07 | 544.41 | 448.17 | 510 | 198.67 | 2028-10-07 | -100 | 487.94 | 510 | 142
2028-10-07 01:00 | 630.83 | 505 | 510 | 442 | 2028-10-07 01:00 | 700 | 505 | 510 | 442 | 2028-10-07 01:00 | 443.03 | 505 | 510 | 442
2028-10-07 02:00 | 662.28 | 505 | 510 | 442 | 2028-10-07 02:00 | 700 | 505 | 510 | 442 | 2028-10-07 02:00 | 298.74 | 505 | 510 | 442
2028-10-07 03:00 | 700 | 233.86 | 510 | 442 | 2028-10-07 03:00 | 700 | 466.8 | 510 | 442 | 2028-10-07 03:00 | 700 | 335.99 | 510 | 442
2028-10-07 04:00 | 700 | 95.73 | 510 | 442 | 2028-10-07 04:00 | 700 | 466.8 | 510 | 442 | 2028-10-07 04:00 | 700 | 81.97 | 510 | 442
2028-10-07 05:00 | 700 | 0.87 | 510 | 442 | 2028-10-07 05:00 | 700 | 419.94 | 510 | 442 | 2028-10-07 05:00 | 700 | 257.45 | 510 | 442
2028-10-07 06:00 | 700 | 212.47 | 510 | 442 | 2028-10-07 06:00 | 700 | 119.94 | 510 | 442 | 2028-10-07 06:00 | 700 | 243.82 | 510 | 442
2028-10-07 07:00 | 700 | 205 | 510 | 442 | 2028-10-07 07:00 | 700 | 393.1 | 510 | 442 | 2028-10-07 07:00 | 700 | 505 | 510 | 442
2028-10-07 08:00 | 700 | 505 | 510 | 442 | 2028-10-07 08:00 | 700 | 505 | 510 | 442 | 2028-10-07 08:00 | 700 | 505 | 510 | 442
2028-10-07 09:00 | 700 | 492.98 | 510 | 442 | 2028-10-07 09:00 | 700 | 205 | 510 | 306.14 | 2028-10-07 09:00 | 600.47 | 205 | 210 | 167.75
2028-10-07 10:00 | 700 | 482.74 | 510 | 442 | 2028-10-07 10:00 | 700 | 0 | 285.66 | 434.94 | 2028-10-07 10:00 | 0.47 | 0 | 0 | 353.75
2028-10-07 11:00 | 700 | 182.74 | 231.09 | 442 | 2028-10-07 11:00 | 700 | 0 | 345.52 | 280.25 | 2028-10-07 11:00 | 0.47 | 0 | 0 | 172.22
2028-10-07 12:00 | 700 | 0 | 510 | 442 | 2028-10-07 12:00 | 700 | 0 | 345.52 | 377.11 | 2028-10-07 12:00 | 600.47 | 0 | 0 | 288.94
2028-10-07 13:00 | 700 | 83.44 | 394.59 | 442 | 2028-10-07 13:00 | 700 | 0 | 122.14 | 442 | 2028-10-07 13:00 | 700 | 0 | -31.58 | 432.28
2028-10-07 14:00 | 700 | 0 | 94.59 | 374.95 | 2028-10-07 14:00 | 700 | 0 | 6.36 | 442 | 2028-10-07 14:00 | 700 | 0 | -81.3 | 442
2028-10-07 15:00 | 700 | 0 | 276.92 | 304.08 | 2028-10-07 15:00 | 700 | 0 | -293.64 | 442 | 2028-10-07 15:00 | 700 | -300 | -381.3 | 442
2028-10-07 16:00 | 700 | 0 | 83.65 | 374.33 | 2028-10-07 16:00 | 700 | 0 | -510 | 442 | 2028-10-07 16:00 | 700 | -526 | -510 | 340.55
2028-10-07 17:00 | 700 | 92.4 | 383.65 | 442 | 2028-10-07 17:00 | 700 | 0 | -461.05 | 442 | 2028-10-07 17:00 | 700 | -515.57 | -510 | 340.55
2028-10-07 18:00 | 700 | 0 | 510 | 442 | 2028-10-07 18:00 | 700 | 0 | -161.05 | 442 | 2028-10-07 18:00 | 700 | -215.57 | -210 | 371.79
2028-10-07 19:00 | 700 | 0 | 510 | 442 | 2028-10-07 19:00 | 700 | 0 | 45.31 | 442 | 2028-10-07 19:00 | 700 | 84.43 | 90 | 442
2028-10-07 20:00 | 700 | 294.49 | 510 | 442 | 2028-10-07 20:00 | 700 | 300 | 345.31 | 442 | 2028-10-07 20:00 | 700 | 384.43 | 390 | 442
2028-10-07 21:00 | 700 | 0 | 490.14 | 442 | 2028-10-07 21:00 | 700 | 27.19 | 501.59 | 442 | 2028-10-07 21:00 | 700 | 125.85 | 510 | 442
2028-10-07 22:00 | 700 | 0.93 | 510 | 442 | 2028-10-07 22:00 | 700 | 327.19 | 510 | 442 | 2028-10-07 22:00 | 700 | 120.79 | 510 | 442
2028-10-07 23:00 | 700 | 91.65 | 510 | 442 | 2028-10-07 23:00 | 700 | 56.03 | 510 | 442 | 2028-10-07 23:00 | 700 | 312.72 | 510 | 442
2028-10-08 | 700 | 0 | 510 | 442 | 2028-10-08 | 700 | 0 | 506.28 | 401.28 | 2028-10-08 | 700 | 12.72 | 253.73 | 442
2028-10-08 01:00 | 700 | 0 | 510 | 442 | 2028-10-08 01:00 | 700 | 0 | 510 | 406.1 | 2028-10-08 01:00 | 700 | 0 | 285.73 | 343.68
2028-10-08 02:00 | 700 | 0 | 510 | 442 | 2028-10-08 02:00 | 700 | 0 | 510 | 406.1 | 2028-10-08 02:00 | 700 | 0 | 300 | 442
2028-10-08 03:00 | 700 | 0 | 301.16 | 247.01 | 2028-10-08 03:00 | 700 | 0 | 210 | 442 | 2028-10-08 03:00 | 535.92 | 0 | 0 | 215.87
2028-10-08 04:00 | 700 | 0 | 191.76 | 352.85 | 2028-10-08 04:00 | 700 | 0 | 57.37 | 442 | 2028-10-08 04:00 | 417.02 | 0 | 0 | 215.87
2028-10-08 05:00 | 700 | 0 | 409.26 | 400.87 | 2028-10-08 05:00 | 700 | 0 | 325.26 | 442 | 2028-10-08 05:00 | 700 | 0 | 0 | 350.66
2028-10-08 06:00 | 700 | 135.26 | 510 | 442 | 2028-10-08 06:00 | 700 | 150.31 | 510 | 430 | 2028-10-08 06:00 | 700 | 0 | 296.04 | 425.95
2028-10-08 07:00 | 700 | 435.26 | 510 | 442 | 2028-10-08 07:00 | 700 | 450.31 | 510 | 442 | 2028-10-08 07:00 | 700 | 196.15 | 510 | 442
2028-10-08 08:00 | 700 | 505 | 510 | 442 | 2028-10-08 08:00 | 700 | 373.3 | 510 | 442 | 2028-10-08 08:00 | 615.88 | 300 | 300 | 442
2028-10-08 09:00 | 700 | 301.08 | 510 | 442 | 2028-10-08 09:00 | 696.33 | 73.3 | 210 | 442 | 2028-10-08 09:00 | 15.88 | 0 | 0 | 442
2028-10-08 10:00 | 700 | 1.08 | 461.65 | 442 | 2028-10-08 10:00 | 412.3 | 0 | 0 | 442 | 2028-10-08 10:00 | -584.12 | -300 | -300 | 442
2028-10-08 11:00 | 700 | 0 | 161.65 | 442 | 2028-10-08 11:00 | 0 | 0 | 0 | 442 | 2028-10-08 11:00 | -700 | -526 | -510 | 442
2028-10-08 12:00 | 700 | 0 | 0 | 281.02 | 2028-10-08 12:00 | 0 | 0 | 0 | 383.56 | 2028-10-08 12:00 | -700 | -526 | -510 | 172.37
2028-10-08 13:00 | 653.88 | 0 | 0 | 350.92 | 2028-10-08 13:00 | 0 | 0 | 0 | 300.36 | 2028-10-08 13:00 | -700 | -526 | -510 | 285.97
2028-10-08 14:00 | 516.8 | 0 | 0 | 235.39 | 2028-10-08 14:00 | 0 | 0 | 0 | 181.67 | 2028-10-08 14:00 | -600 | -526 | -510 | 442
2028-10-08 15:00 | 624.52 | 0 | 0 | 110.59 | 2028-10-08 15:00 | 100 | 0 | -210 | 89.38 | 2028-10-08 15:00 | 0 | -526 | -510 | 442
2028-10-08 16:00 | 700 | 0 | -151.55 | 213.46 | 2028-10-08 16:00 | 700 | -300 | -510 | 236.4 | 2028-10-08 16:00 | 600 | -526 | -510 | 142
2028-10-08 17:00 | 700 | 0 | 0 | 442 | 2028-10-08 17:00 | 700 | -526 | -510 | 442 | 2028-10-08 17:00 | 700 | -526 | -510 | 442
2028-10-08 18:00 | 700 | 0 | 0 | 442 | 2028-10-08 18:00 | 700 | -526 | -510 | 442 | 2028-10-08 18:00 | 700 | -526 | -510 | 300
2028-10-08 19:00 | 700 | 0 | -202.3 | 417.68 | 2028-10-08 19:00 | 700 | -526 | -510 | 442 | 2028-10-08 19:00 | 700 | -526 | -510 | 0
2028-10-08 20:00 | 700 | 0 | 0 | 358.09 | 2028-10-08 20:00 | 700 | -300 | -510 | 368.37 | 2028-10-08 20:00 | 700 | -526 | -510 | 104.06
2028-10-08 21:00 | 700 | 0 | 300 | 342.5 | 2028-10-08 21:00 | 700 | 0 | -210 | 325.82 | 2028-10-08 21:00 | 600 | -226 | -210 | 293.21
2028-10-08 22:00 | 700 | 0 | 510 | 430.96 | 2028-10-08 22:00 | 700 | 0 | 14.52 | 25.82 | 2028-10-08 22:00 | 0 | 0 | -49.39 | 0
2028-10-08 23:00 | 700 | 223.42 | 510 | 442 | 2028-10-08 23:00 | 700 | 0 | 300 | 90.5 | 2028-10-08 23:00 | 556 | 0 | 0 | 0
2028-10-09 | 700 | 0 | 510 | 275.35 | 2028-10-09 | 539.7 | 0 | 0 | 0 | 2028-10-09 | -44 | 0 | -38.83 | 0
2028-10-09 01:00 | 700 | 0 | 510 | 224.74 | 2028-10-09 01:00 | 0 | 0 | 300 | 186.3 | 2028-10-09 01:00 | -232.12 | 0 | 0 | 3.75
2028-10-09 02:00 | 700 | 0 | 510 | 261.32 | 2028-10-09 02:00 | 0 | 0 | 442.44 | 0 | 2028-10-09 02:00 | -363.95 | 0 | 0 | 0
2028-10-09 03:00 | 700 | 300 | 510 | 442 | 2028-10-09 03:00 | 0 | 0 | 510 | 279.59 | 2028-10-09 03:00 | 0 | 0 | 61.7 | 0
2028-10-09 04:00 | 700 | 15.67 | 510 | 442 | 2028-10-09 04:00 | 0 | 0 | 510 | 196.19 | 2028-10-09 04:00 | -19.04 | 0 | 0 | 0
2028-10-09 05:00 | 700 | 0 | 510 | 407.98 | 2028-10-09 05:00 | 600 | 0 | 275.18 | 22.75 | 2028-10-09 05:00 | 242.69 | 0 | 0 | 0
2028-10-09 06:00 | 700 | 151 | 510 | 442 | 2028-10-09 06:00 | 700 | 0 | 510 | 322.75 | 2028-10-09 06:00 | 700 | 0 | 300 | 8.39
2028-10-09 07:00 | 700 | 5.52 | 510 | 378.74 | 2028-10-09 07:00 | 700 | 205 | 510 | 363.67 | 2028-10-09 07:00 | 700 | 0 | 409.43 | 127.6
2028-10-09 08:00 | 700 | 305.52 | 510 | 442 | 2028-10-09 08:00 | 700 | 505 | 510 | 442 | 2028-10-09 08:00 | 700 | 0 | 390 | 427.6
2028-10-09 09:00 | 700 | 505 | 510 | 442 | 2028-10-09 09:00 | 700 | 491.65 | 510 | 442 | 2028-10-09 09:00 | 261.5 | 0 | 90 | 442
2028-10-09 10:00 | 700 | 205 | 412.25 | 442 | 2028-10-09 10:00 | 144.53 | 191.65 | 210 | 142 | 2028-10-09 10:00 | -338.5 | -300 | -210 | 142
2028-10-09 11:00 | 209.47 | 0 | 112.25 | 313.93 | 2028-10-09 11:00 | -455.47 | 0 | -90 | 156.08 | 2028-10-09 11:00 | -700 | -526 | -510 | 0
2028-10-09 12:00 | 383.92 | 0 | 0 | 13.93 | 2028-10-09 12:00 | -700 | 0 | -390 | 0 | 2028-10-09 12:00 | -700 | -526 | -510 | -210
2028-10-09 13:00 | 700 | 0 | 0 | 0 | 2028-10-09 13:00 | -700 | 0 | -479.86 | 0 | 2028-10-09 13:00 | -700 | -526 | -510 | -510
2028-10-09 14:00 | 343.69 | 0 | 0 | 89.97 | 2028-10-09 14:00 | -700 | 0 | -345.62 | 0 | 2028-10-09 14:00 | -700 | -526 | -510 | -260.59
2028-10-09 15:00 | 700 | 0 | 8.39 | 0.71 | 2028-10-09 15:00 | -500 | 0 | -45.62 | 0 | 2028-10-09 15:00 | -700 | -526 | -510 | -285.45
2028-10-09 16:00 | 700 | 0 | 282.87 | 300.71 | 2028-10-09 16:00 | 100 | 0 | 0 | 157.63 | 2028-10-09 16:00 | -100 | -226 | -210 | 14.55
2028-10-09 17:00 | 700 | 0 | 210 | 403.79 | 2028-10-09 17:00 | 700 | 0 | 0 | 335.14 | 2028-10-09 17:00 | 500 | -526 | -510 | 142
2028-10-09 18:00 | 700 | 300 | 510 | 442 | 2028-10-09 18:00 | 700 | 300 | 300 | 442 | 2028-10-09 18:00 | 700 | -226 | -210 | 442
2028-10-09 19:00 | 700 | 505 | 510 | 442 | 2028-10-09 19:00 | 700 | 505 | 510 | 442 | 2028-10-09 19:00 | 700 | 0 | 0 | 442
2028-10-09 20:00 | 700 | 505 | 510 | 442 | 2028-10-09 20:00 | 700 | 505 | 510 | 442 | 2028-10-09 20:00 | 700 | 0 | 259.04 | 442
2028-10-09 21:00 | 700 | 505 | 510 | 442 | 2028-10-09 21:00 | 700 | 505 | 510 | 442 | 2028-10-09 21:00 | 700 | 0 | 510 | 389.44
2028-10-09 22:00 | 700 | 205 | 510 | 401.94 | 2028-10-09 22:00 | 700 | 312.1 | 510 | 442 | 2028-10-09 22:00 | 700 | 0 | 468.51 | 245.45
2028-10-09 23:00 | 700 | 175.54 | 510 | 288.28 | 2028-10-09 23:00 | 700 | 246.49 | 510 | 442 | 2028-10-09 23:00 | 700 | 0 | 168.51 | 158.14
2028-10-10 | 700 | 71.85 | 510 | 442 | 2028-10-10 | 600 | 0 | 510 | 348.93 | 2028-10-10 | 500 | 0 | 38.67 | 0
2028-10-10 01:00 | 170.72 | 0 | 510 | 355.34 | 2028-10-10 01:00 | 0 | 0 | 510 | 142 | 2028-10-10 01:00 | -100 | 0 | 0 | 0
2028-10-10 02:00 | -429.28 | 300 | 510 | 212.06 | 2028-10-10 02:00 | -600 | 0 | 510 | 442 | 2028-10-10 02:00 | -700 | 0 | 231.52 | 120.35
2028-10-10 03:00 | -700 | 300 | 510 | 420.35 | 2028-10-10 03:00 | -700 | 278.61 | 510 | 442 | 2028-10-10 03:00 | -700 | 300 | 510 | 420.35
2028-10-10 04:00 | -588.83 | 0 | 300 | 267.14 | 2028-10-10 04:00 | -700 | 0 | 300 | 261.62 | 2028-10-10 04:00 | -700 | 0 | 210 | 120.35
2028-10-10 05:00 | -10.52 | 0 | 0 | 0 | 2028-10-10 05:00 | -636.77 | 0 | 0 | -38.38 | 2028-10-10 05:00 | -700 | -300 | -90 | -179.65
2028-10-10 06:00 | 187.87 | 0 | 0 | 0 | 2028-10-10 06:00 | -69.73 | 0 | -176.88 | -23.71 | 2028-10-10 06:00 | -700 | 0 | -302.41 | -300
2028-10-10 07:00 | 700 | 127.51 | 240.8 | 142 | 2028-10-10 07:00 | 530.27 | 0 | 123.12 | 142 | 2028-10-10 07:00 | -100 | 0 | -2.41 | 0
2028-10-10 08:00 | 700 | 427.51 | 510 | 442 | 2028-10-10 08:00 | 700 | 0 | 423.12 | 442 | 2028-10-10 08:00 | 0 | 0 | 0 | 201.62
2028-10-10 09:00 | 700 | 296.95 | 510 | 442 | 2028-10-10 09:00 | 250.35 | 0 | 297.59 | 280.74 | 2028-10-10 09:00 | -600 | 0 | -133.97 | 0
2028-10-10 10:00 | 540.87 | 0 | 510 | 243.08 | 2028-10-10 10:00 | -349.65 | 0 | 0 | 33.36 | 2028-10-10 10:00 | -700 | -300 | -298.91 | -137.17
2028-10-10 11:00 | -59.13 | 300 | 510 | 442 | 2028-10-10 11:00 | -700 | 248.69 | 300 | 333.36 | 2028-10-10 11:00 | -700 | 0 | 1.09 | 142
2028-10-10 12:00 | -461.59 | 505 | 510 | 442 | 2028-10-10 12:00 | -700 | 505 | 510 | 442 | 2028-10-10 12:00 | -700 | 300 | 301.09 | 442
2028-10-10 13:00 | 66.41 | 205 | 210 | 361.48 | 2028-10-10 13:00 | -700 | 205 | 210 | 228.98 | 2028-10-10 13:00 | -700 | 0 | 1.09 | 142
2028-10-10 14:00 | 666.41 | 0 | 24.05 | 382.46 | 2028-10-10 14:00 | -481.54 | 0 | -39.85 | 259.31 | 2028-10-10 14:00 | -700 | -300 | -298.91 | 136.15
2028-10-10 15:00 | 598.38 | 0 | 90.98 | 175.91 | 2028-10-10 15:00 | 118.46 | 0 | 50.62 | 10.14 | 2028-10-10 15:00 | -500 | -190.1 | -300 | -151.79
2028-10-10 16:00 | 700 | 0 | 390.98 | 442 | 2028-10-10 16:00 | 700 | 0 | 350.62 | 144.94 | 2028-10-10 16:00 | 100 | 0 | 0 | 0
2028-10-10 17:00 | 700 | 123.8 | 510 | 442 | 2028-10-10 17:00 | 700 | 291.9 | 510 | 442 | 2028-10-10 17:00 | 700 | 0 | 0 | 76.82
2028-10-10 18:00 | 700 | 205 | 346.46 | 442 | 2028-10-10 18:00 | 700 | 205 | 494.83 | 293.77 | 2028-10-10 18:00 | 700 | 0 | 0 | 37.28
2028-10-10 19:00 | 700 | 505 | 510 | 442 | 2028-10-10 19:00 | 700 | 505 | 510 | 442 | 2028-10-10 19:00 | 700 | 300 | 300 | 337.28
2028-10-10 20:00 | 700 | 505 | 510 | 442 | 2028-10-10 20:00 | 700 | 505 | 510 | 442 | 2028-10-10 20:00 | 700 | 505 | 510 | 442
2028-10-10 21:00 | 700 | 460.21 | 510 | 442 | 2028-10-10 21:00 | 700 | 505 | 510 | 442 | 2028-10-10 21:00 | 700 | 505 | 510 | 442
2028-10-10 22:00 | 700 | 452.65 | 510 | 442 | 2028-10-10 22:00 | 700 | 505 | 510 | 442 | 2028-10-10 22:00 | 700 | 505 | 510 | 442
2028-10-10 23:00 | 700 | 152.65 | 510 | 280.64 | 2028-10-10 23:00 | 700 | 205 | 510 | 432.41 | 2028-10-10 23:00 | 700 | 205 | 510 | 442
2028-10-11 | 700 | 452.65 | 510 | 442 | 2028-10-11 | 700 | 505 | 510 | 442 | 2028-10-11 | 700 | 408.35 | 510 | 442
2028-10-11 01:00 | 700 | 501.98 | 510 | 442 | 2028-10-11 01:00 | 700 | 378.51 | 510 | 442 | 2028-10-11 01:00 | 700 | 187.77 | 510 | 442
2028-10-11 02:00 | 700 | 505 | 510 | 442 | 2028-10-11 02:00 | 700 | 505 | 510 | 442 | 2028-10-11 02:00 | 700 | 108.48 | 510 | 442
2028-10-11 03:00 | 700 | 412.58 | 510 | 442 | 2028-10-11 03:00 | 700 | 505 | 510 | 442 | 2028-10-11 03:00 | 700 | 181.96 | 510 | 442
2028-10-11 04:00 | 700 | 364.46 | 510 | 442 | 2028-10-11 04:00 | 700 | 505 | 510 | 442 | 2028-10-11 04:00 | 700 | 300 | 510 | 442
2028-10-11 05:00 | 700 | 303.47 | 510 | 442 | 2028-10-11 05:00 | 700 | 505 | 510 | 442 | 2028-10-11 05:00 | 700 | 0 | 510 | 442
2028-10-11 06:00 | 700 | 481.05 | 510 | 442 | 2028-10-11 06:00 | 700 | 332.38 | 510 | 442 | 2028-10-11 06:00 | 700 | 205 | 510 | 442
2028-10-11 07:00 | 700 | 505 | 510 | 442 | 2028-10-11 07:00 | 700 | 505 | 510 | 442 | 2028-10-11 07:00 | 700 | 505 | 510 | 442
2028-10-11 08:00 | 700 | 505 | 510 | 442 | 2028-10-11 08:00 | 700 | 505 | 510 | 442 | 2028-10-11 08:00 | 700 | 505 | 510 | 442
2028-10-11 09:00 | 700 | 505 | 510 | 442 | 2028-10-11 09:00 | 700 | 257.08 | 510 | 442 | 2028-10-11 09:00 | 700 | 205 | 510 | 442
2028-10-11 10:00 | 700 | 505 | 510 | 442 | 2028-10-11 10:00 | 700 | 257.08 | 510 | 442 | 2028-10-11 10:00 | 700 | 0 | 447.18 | 442
2028-10-11 11:00 | 700 | 505 | 510 | 442 | 2028-10-11 11:00 | 700 | 0 | 510 | 442 | 2028-10-11 11:00 | 700 | 0 | 147.18 | 442
2028-10-11 12:00 | 700 | 470.36 | 510 | 442 | 2028-10-11 12:00 | 700 | 216.36 | 390 | 442 | 2028-10-11 12:00 | 700 | 0 | 0 | 442
2028-10-11 13:00 | 700 | 176.1 | 460.68 | 442 | 2028-10-11 13:00 | 700 | 0 | 90 | 442 | 2028-10-11 13:00 | 700 | 0 | 0 | 442
2028-10-11 14:00 | 700 | 0 | 160.68 | 394.88 | 2028-10-11 14:00 | 700 | -205.19 | -210 | 442 | 2028-10-11 14:00 | 700 | -230.05 | -300 | 442
2028-10-11 15:00 | 700 | 0 | -139.32 | 94.88 | 2028-10-11 15:00 | 700 | -505.19 | -510 | 438.33 | 2028-10-11 15:00 | 700 | -526 | -510 | 400.95
2028-10-11 16:00 | 700 | 0 | 160.68 | 314.42 | 2028-10-11 16:00 | 700 | -219.46 | -210 | 282.28 | 2028-10-11 16:00 | 700 | -226 | -488.73 | 100.95
2028-10-11 17:00 | 700 | 0 | 460.68 | 55.7 | 2028-10-11 17:00 | 700 | -519.46 | -510 | -17.72 | 2028-10-11 17:00 | 700 | -526 | -510 | -199.05
2028-10-11 18:00 | 700 | 0 | 510 | 0 | 2028-10-11 18:00 | 700 | -526 | -510 | -231.82 | 2028-10-11 18:00 | 700 | -526 | -510 | -499.05
2028-10-11 19:00 | 700 | 0 | 447.65 | 142 | 2028-10-11 19:00 | 700 | -226 | -210 | 68.18 | 2028-10-11 19:00 | 700 | -526 | -510 | -199.05
2028-10-11 20:00 | 700 | 263.41 | 510 | 442 | 2028-10-11 20:00 | 700 | 74 | 90 | 368.18 | 2028-10-11 20:00 | 700 | -226 | -510 | 100.95
2028-10-11 21:00 | 700 | 0 | 462.53 | 142 | 2028-10-11 21:00 | 700 | 0 | 191.48 | 100.28 | 2028-10-11 21:00 | 700 | 0 | -210 | 13.35
2028-10-11 22:00 | 700 | 104.36 | 210 | 142 | 2028-10-11 22:00 | 700 | -111.61 | -90 | 142 | 2028-10-11 22:00 | 700 | 0 | 0 | 173.1
2028-10-11 23:00 | 700 | 404.36 | 510 | 442 | 2028-10-11 23:00 | 700 | 137.9 | 210 | 442 | 2028-10-11 23:00 | 700 | 150.52 | 300 | 442
2028-10-12 | 700 | 345.36 | 510 | 442 | 2028-10-12 | 700 | 263.78 | 510 | 442 | 2028-10-12 | 700 | 395.93 | 510 | 442
2028-10-12 01:00 | 700 | 113.16 | 510 | 442 | 2028-10-12 01:00 | 700 | 487.95 | 510 | 442 | 2028-10-12 01:00 | 700 | 119.14 | 510 | 442
2028-10-12 02:00 | 700 | 265.51 | 510 | 442 | 2028-10-12 02:00 | 700 | 187.95 | 510 | 370.02 | 2028-10-12 02:00 | 700 | 144.89 | 510 | 442
2028-10-12 03:00 | 700 | 309.05 | 510 | 442 | 2028-10-12 03:00 | 700 | 72.5 | 510 | 442 | 2028-10-12 03:00 | 600 | 37.18 | 300 | 300
2028-10-12 04:00 | 697.15 | 9.05 | 210 | 260.41 | 2028-10-12 04:00 | 500.16 | 0 | 210 | 187.06 | 2028-10-12 04:00 | 0 | 0 | 0 | 0
2028-10-12 05:00 | 486.99 | 0 | 0 | 200.08 | 2028-10-12 05:00 | 0 | 0 | 0 | 132.55 | 2028-10-12 05:00 | -600 | 0 | 0 | 65.01
2028-10-12 06:00 | 630.13 | 0 | 0 | 353.28 | 2028-10-12 06:00 | 195.53 | 0 | 0 | 290.88 | 2028-10-12 06:00 | -513.89 | 0 | 0 | 228.48
2028-10-12 07:00 | 700 | 0 | 0 | 71.63 | 2028-10-12 07:00 | 365.87 | 0 | -210 | -9.12 | 2028-10-12 07:00 | -324.15 | -226 | -210 | -71.52
2028-10-12 08:00 | 700 | -95 | -90 | -46.16 | 2028-10-12 08:00 | 500 | -300 | -510 | -309.12 | 2028-10-12 08:00 | -51.71 | -526 | -510 | -371.52
2028-10-12 09:00 | 100 | 205 | 210 | 175.65 | 2028-10-12 09:00 | -100 | 0 | -397.27 | -9.12 | 2028-10-12 09:00 | -651.71 | -526 | -510 | -323.18
2028-10-12 10:00 | -500 | 505 | 510 | 289.45 | 2028-10-12 10:00 | -700 | 0 | -300 | -70.24 | 2028-10-12 10:00 | -700 | -226 | -213.97 | -23.18
2028-10-12 11:00 | -700 | 505 | 510 | 442 | 2028-10-12 11:00 | -700 | 300 | 0 | 229.76 | 2028-10-12 11:00 | -700 | 74 | 86.03 | 276.82
2028-10-12 12:00 | -700 | 505 | 510 | 352.35 | 2028-10-12 12:00 | -700 | 74 | 90 | 90 | 2028-10-12 12:00 | -700 | 74 | 90 | 90
2028-10-12 13:00 | -700 | 205 | 210 | 52.35 | 2028-10-12 13:00 | -700 | -226 | -210 | -210 | 2028-10-12 13:00 | -700 | -226 | -210 | -210
2028-10-12 14:00 | -263.33 | 0 | 0 | 0 | 2028-10-12 14:00 | -700 | -526 | -510 | -510 | 2028-10-12 14:00 | -700 | -526 | -510 | -510
2028-10-12 15:00 | 85.6 | 0 | 0 | 0 | 2028-10-12 15:00 | -700 | -520.95 | -510 | -245.48 | 2028-10-12 15:00 | -700 | -526 | -510 | -510
2028-10-12 16:00 | 235.33 | 0 | 64.59 | 141.55 | 2028-10-12 16:00 | -668.25 | -300 | -300 | 54.52 | 2028-10-12 16:00 | -700 | -526 | -510 | -272.72
2028-10-12 17:00 | 700 | 0 | 364.59 | 441.55 | 2028-10-12 17:00 | -68.25 | 0 | 0 | 354.52 | 2028-10-12 17:00 | -588.89 | -226 | -210 | 5.44
2028-10-12 18:00 | 700 | 6.2 | 510 | 442 | 2028-10-12 18:00 | 487.65 | 0 | 0 | 442 | 2028-10-12 18:00 | -700 | 0 | 0 | 305.44
2028-10-12 19:00 | 700 | 306.2 | 510 | 442 | 2028-10-12 19:00 | 700 | 0 | 0 | 442 | 2028-10-12 19:00 | -100 | 0 | 0 | 442
2028-10-12 20:00 | 700 | 505 | 510 | 442 | 2028-10-12 20:00 | 700 | 0 | 0 | 442 | 2028-10-12 20:00 | 0 | 0 | 0 | 442
2028-10-12 21:00 | 700 | 505 | 510 | 442 | 2028-10-12 21:00 | 700 | 0 | 0 | 442 | 2028-10-12 21:00 | -21.52 | 0 | 0 | 442
2028-10-12 22:00 | 700 | 230.57 | 510 | 442 | 2028-10-12 22:00 | 700 | 0 | 0 | 442 | 2028-10-12 22:00 | 0 | 0 | 0 | 442
2028-10-12 23:00 | 700 | 443.28 | 510 | 442 | 2028-10-12 23:00 | 332.23 | 0 | 210 | 303.89 | 2028-10-12 23:00 | -600 | 0 | 0 | 257.22
2028-10-13 | 700 | 385.91 | 510 | 442 | 2028-10-13 | 162.43 | 34.15 | 510 | 442 | 2028-10-13 | 0 | 0 | 300 | 326.88
2028-10-13 01:00 | 375.23 | 505 | 510 | 442 | 2028-10-13 01:00 | 0 | 91.79 | 510 | 442 | 2028-10-13 01:00 | 0 | 0 | 0 | 298.33
2028-10-13 02:00 | 528.6 | 505 | 510 | 442 | 2028-10-13 02:00 | 0 | 0 | 510 | 442 | 2028-10-13 02:00 | -42.1 | 0 | 122.86 | 344.5
2028-10-13 03:00 | 433.85 | 505 | 510 | 442 | 2028-10-13 03:00 | 0 | 133.89 | 510 | 442 | 2028-10-13 03:00 | -390.22 | 0 | 422.86 | 442
2028-10-13 04:00 | 359.88 | 505 | 510 | 442 | 2028-10-13 04:00 | -64.15 | 300 | 510 | 442 | 2028-10-13 04:00 | -600 | 300 | 452.56 | 442
2028-10-13 05:00 | 700 | 205 | 490.15 | 359.95 | 2028-10-13 05:00 | 404.82 | 0 | 210 | 340.41 | 2028-10-13 05:00 | 0 | 0 | 152.56 | 320.87
2028-10-13 06:00 | 700 | 62.1 | 510 | 442 | 2028-10-13 06:00 | 395.53 | 0 | 205.42 | 442 | 2028-10-13 06:00 | 0 | 0 | 0 | 442
2028-10-13 07:00 | 700 | 227.26 | 510 | 442 | 2028-10-13 07:00 | 700 | 0 | 505.42 | 442 | 2028-10-13 07:00 | 0 | 0 | 0 | 336.13
2028-10-13 08:00 | 700 | 382.71 | 510 | 442 | 2028-10-13 08:00 | 700 | 0 | 510 | 379.97 | 2028-10-13 08:00 | 0 | 0 | 0 | 60.08
2028-10-13 09:00 | 700 | 505 | 510 | 405.06 | 2028-10-13 09:00 | 500 | 0 | 300 | 79.97 | 2028-10-13 09:00 | -100 | -226 | -210 | -210
2028-10-13 10:00 | 600 | 205 | 301.48 | 105.06 | 2028-10-13 10:00 | -100 | -150 | 0 | -220.03 | 2028-10-13 10:00 | -700 | -526 | -510 | -510
2028-10-13 11:00 | 0 | 0 | 348.85 | 0 | 2028-10-13 11:00 | -700 | -95 | -90 | -209.21 | 2028-10-13 11:00 | -700 | -395 | -510 | -475.51
2028-10-13 12:00 | 0 | 205 | 210 | 142 | 2028-10-13 12:00 | -700 | 205 | 210 | 90.79 | 2028-10-13 12:00 | -700 | -95 | -210 | -175.51
2028-10-13 13:00 | -278.82 | 505 | 510 | 442 | 2028-10-13 13:00 | -700 | 505 | 510 | 390.79 | 2028-10-13 13:00 | -700 | 205 | 90 | 124.49
2028-10-13 14:00 | -252.71 | 505 | 510 | 442 | 2028-10-13 14:00 | -700 | 505 | 510 | 442 | 2028-10-13 14:00 | -700 | 505 | 390 | 424.49
2028-10-13 15:00 | 347.29 | 505 | 510 | 442 | 2028-10-13 15:00 | -666.2 | 505 | 510 | 442 | 2028-10-13 15:00 | -700 | 505 | 510 | 442
2028-10-13 16:00 | 700 | 207.01 | 510 | 442 | 2028-10-13 16:00 | -66.2 | 205 | 510 | 442 | 2028-10-13 16:00 | -100 | 205 | 210 | 142
2028-10-13 17:00 | 700 | 235.62 | 510 | 442 | 2028-10-13 17:00 | 533.8 | 293.66 | 510 | 442 | 2028-10-13 17:00 | 0 | 0 | 0 | 0
2028-10-13 18:00 | 700 | 505 | 510 | 442 | 2028-10-13 18:00 | 700 | 505 | 510 | 442 | 2028-10-13 18:00 | 222.06 | 0 | 0 | 0
2028-10-13 19:00 | 700 | 505 | 510 | 442 | 2028-10-13 19:00 | 700 | 505 | 510 | 224.46 | 2028-10-13 19:00 | 0 | 0 | 0 | -48.34
2028-10-13 20:00 | 700 | 505 | 510 | 202.24 | 2028-10-13 20:00 | 700 | 505 | 510 | -75.54 | 2028-10-13 20:00 | 0 | 205 | 210 | -348.34
2028-10-13 21:00 | 579.9 | 505 | 510 | 345.63 | 2028-10-13 21:00 | 700 | 505 | 510 | 224.46 | 2028-10-13 21:00 | 0 | 505 | 510 | -48.34
2028-10-13 22:00 | 351.81 | 505 | 510 | 432.96 | 2028-10-13 22:00 | 628.87 | 505 | 510 | 442 | 2028-10-13 22:00 | 0 | 505 | 510 | 251.66
2028-10-13 23:00 | 256.38 | 505 | 510 | 442 | 2028-10-13 23:00 | 119.17 | 505 | 510 | 442 | 2028-10-13 23:00 | -351.61 | 505 | 510 | 442
2028-10-14 | 700 | 505 | 510 | 442 | 2028-10-14 | 700 | 505 | 510 | 442 | 2028-10-14 | 173.11 | 505 | 510 | 442
2028-10-14 01:00 | 700 | 505 | 510 | 322.92 | 2028-10-14 01:00 | 700 | 505 | 510 | 390 | 2028-10-14 01:00 | 0 | 505 | 510 | 390
2028-10-14 02:00 | 700 | 505 | 510 | 22.92 | 2028-10-14 02:00 | 700 | 505 | 510 | 90 | 2028-10-14 02:00 | 526.38 | 505 | 510 | 90
2028-10-14 03:00 | 700 | 505 | 510 | -171.47 | 2028-10-14 03:00 | 700 | 505 | 510 | -210 | 2028-10-14 03:00 | 100 | 505 | 510 | -210
2028-10-14 04:00 | 700 | 505 | 510 | -313.71 | 2028-10-14 04:00 | 700 | 505 | 510 | -510 | 2028-10-14 04:00 | 700 | 505 | 510 | -510
2028-10-14 05:00 | 700 | 224.78 | 510 | -13.71 | 2028-10-14 05:00 | 700 | 205 | 510 | -210 | 2028-10-14 05:00 | 677.05 | 205 | 210 | -322.85
2028-10-14 06:00 | 700 | 200.85 | 510 | -10.64 | 2028-10-14 06:00 | 700 | 0 | 510 | -238.76 | 2028-10-14 06:00 | 700 | 0.86 | 210 | -473.89
2028-10-14 07:00 | 700 | 263.89 | 510 | 196.7 | 2028-10-14 07:00 | 700 | 160.91 | 510 | -18.95 | 2028-10-14 07:00 | 700 | 300.86 | 510 | -221.08
2028-10-14 08:00 | 700 | 82.18 | 510 | 437.42 | 2028-10-14 08:00 | 700 | 460.91 | 510 | 258.17 | 2028-10-14 08:00 | 700 | 505 | 510 | 78.92
2028-10-14 09:00 | 700 | 173.53 | 510 | 442 | 2028-10-14 09:00 | 700 | 486.56 | 510 | 347.6 | 2028-10-14 09:00 | 700 | 205 | 210 | 0
2028-10-14 10:00 | 700 | 180.16 | 510 | 442 | 2028-10-14 10:00 | 700 | 443.84 | 510 | 442 | 2028-10-14 10:00 | 700 | 0 | 0 | 10.37
2028-10-14 11:00 | 700 | 36.1 | 510 | 442 | 2028-10-14 11:00 | 700 | 143.84 | 510 | 442 | 2028-10-14 11:00 | 105.86 | 0 | 0 | 10.46
2028-10-14 12:00 | 700 | 85.9 | 510 | 442 | 2028-10-14 12:00 | 700 | 0 | 510 | 442 | 2028-10-14 12:00 | 0 | 0 | 0 | 310.46
2028-10-14 13:00 | 700 | 85.9 | 510 | 442 | 2028-10-14 13:00 | 700 | 221.88 | 510 | 442 | 2028-10-14 13:00 | 0 | 0 | 0 | 352.47
2028-10-14 14:00 | 700 | 123.03 | 510 | 442 | 2028-10-14 14:00 | 700 | 291.13 | 510 | 442 | 2028-10-14 14:00 | 387.32 | 0 | 0 | 433.87
2028-10-14 15:00 | 700 | 173.53 | 510 | 442 | 2028-10-14 15:00 | 700 | 261.68 | 510 | 442 | 2028-10-14 15:00 | 100 | 0 | 0 | 442
2028-10-14 16:00 | 700 | 378.02 | 510 | 442 | 2028-10-14 16:00 | 700 | 362.08 | 510 | 442 | 2028-10-14 16:00 | 700 | 300 | 295.51 | 403.08
2028-10-14 17:00 | 700 | 201.82 | 510 | 442 | 2028-10-14 17:00 | 700 | 62.08 | 210 | 142 | 2028-10-14 17:00 | 700 | 0 | -4.49 | 103.08
2028-10-14 18:00 | 700 | 501.82 | 510 | 428.19 | 2028-10-14 18:00 | 700 | 205 | 210 | 142 | 2028-10-14 18:00 | 700 | 0 | 210 | -10.31
2028-10-14 19:00 | 700 | 505 | 510 | 442 | 2028-10-14 19:00 | 700 | 505 | 510 | 442 | 2028-10-14 19:00 | 700 | 300 | 510 | 289.69
2028-10-14 20:00 | 700 | 505 | 510 | 442 | 2028-10-14 20:00 | 700 | 505 | 510 | 442 | 2028-10-14 20:00 | 700 | 505 | 510 | 305.52
2028-10-14 21:00 | 700 | 505 | 510 | 442 | 2028-10-14 21:00 | 700 | 505 | 510 | 442 | 2028-10-14 21:00 | 700 | 505 | 510 | 345.12
2028-10-14 22:00 | 700 | 505 | 510 | 442 | 2028-10-14 22:00 | 700 | 505 | 510 | 442 | 2028-10-14 22:00 | 700 | 505 | 510 | 442
2028-10-14 23:00 | 700 | 443.56 | 510 | 442 | 2028-10-14 23:00 | 700 | 296.3 | 510 | 442 | 2028-10-14 23:00 | 700 | 383.05 | 510 | 442
2028-10-15 | 700 | 505 | 510 | 442 | 2028-10-15 | 700 | 505 | 510 | 442 | 2028-10-15 | 700 | 505 | 510 | 442
2028-10-15 01:00 | 700 | 505 | 510 | 442 | 2028-10-15 01:00 | 700 | 505 | 510 | 442 | 2028-10-15 01:00 | 700 | 505 | 510 | 442
2028-10-15 02:00 | 700 | 505 | 510 | 442 | 2028-10-15 02:00 | 700 | 505 | 510 | 442 | 2028-10-15 02:00 | 700 | 505 | 510 | 442
2028-10-15 03:00 | 700 | 505 | 510 | 442 | 2028-10-15 03:00 | 700 | 505 | 510 | 442 | 2028-10-15 03:00 | 700 | 505 | 510 | 442
2028-10-15 04:00 | 700 | 505 | 510 | 442 | 2028-10-15 04:00 | 700 | 505 | 510 | 442 | 2028-10-15 04:00 | 700 | 505 | 510 | 442
2028-10-15 05:00 | 700 | 205 | 431.97 | 321.67 | 2028-10-15 05:00 | 700 | 205 | 300 | 234.21 | 2028-10-15 05:00 | 700 | 205 | 300 | 234.21
2028-10-15 06:00 | 700 | 0 | 131.97 | 127.89 | 2028-10-15 06:00 | 700 | 0 | 0 | 203.15 | 2028-10-15 06:00 | 700 | 0 | 0 | 175.12
2028-10-15 07:00 | 700 | 0 | 12.38 | 175.24 | 2028-10-15 07:00 | 700 | 0 | 0 | 337.89 | 2028-10-15 07:00 | 700 | 0 | -28.57 | 219.8
2028-10-15 08:00 | 700 | 0 | 92.68 | 238.21 | 2028-10-15 08:00 | 700 | 0 | -182.97 | 407.33 | 2028-10-15 08:00 | 700 | -170.74 | -292.7 | 343.54
2028-10-15 09:00 | 700 | 0 | 0 | 192.25 | 2028-10-15 09:00 | 700 | -226 | -482.97 | 331.42 | 2028-10-15 09:00 | 700 | -470.74 | -510 | 191.13
2028-10-15 10:00 | 700 | 0 | -178.4 | 234.69 | 2028-10-15 10:00 | 700 | -526 | -510 | 361.84 | 2028-10-15 10:00 | 700 | -526 | -510 | 306.7
2028-10-15 11:00 | 700 | 0 | -349.41 | 274.47 | 2028-10-15 11:00 | 700 | -475.85 | -510 | 402.03 | 2028-10-15 11:00 | 700 | -517.36 | -510 | 442
2028-10-15 12:00 | 700 | 0 | -413.94 | 320.97 | 2028-10-15 12:00 | 700 | -526 | -510 | 427.04 | 2028-10-15 12:00 | 700 | -526 | -510 | 401.47
2028-10-15 13:00 | 700 | 0 | -274.55 | 290.44 | 2028-10-15 13:00 | 700 | -526 | -510 | 419.99 | 2028-10-15 13:00 | 700 | -526 | -510 | 283.81
2028-10-15 14:00 | 700 | 0 | -271.61 | 290.33 | 2028-10-15 14:00 | 700 | -444.55 | -510 | 430.41 | 2028-10-15 14:00 | 700 | -526 | -510 | 388.21
2028-10-15 15:00 | 700 | 0 | -298.59 | 275.59 | 2028-10-15 15:00 | 700 | -526 | -510 | 373.45 | 2028-10-15 15:00 | 700 | -526 | -510 | 383.2
2028-10-15 16:00 | 700 | 0 | -185.55 | 359.22 | 2028-10-15 16:00 | 700 | -226 | -407.25 | 177.43 | 2028-10-15 16:00 | 700 | -526 | -510 | 389.82
2028-10-15 17:00 | 700 | -151.16 | -300 | 262.01 | 2028-10-15 17:00 | 700 | 0 | -413.71 | 227.46 | 2028-10-15 17:00 | 700 | -526 | -510 | 101.4
2028-10-15 18:00 | 700 | 0 | 0 | 302.46 | 2028-10-15 18:00 | 700 | 0 | -113.71 | 429.07 | 2028-10-15 18:00 | 700 | -526 | -510 | 101.4
2028-10-15 19:00 | 700 | 0 | 281.22 | 356.43 | 2028-10-15 19:00 | 700 | 0 | 0 | 429.07 | 2028-10-15 19:00 | 700 | -526 | -510 | 0
2028-10-15 20:00 | 700 | 0 | 291.1 | 148.43 | 2028-10-15 20:00 | 700 | 0 | 0 | 245.4 | 2028-10-15 20:00 | 700 | -526 | -510 | 143.68
2028-10-15 21:00 | 700 | 0 | 54.03 | 285.41 | 2028-10-15 21:00 | 700 | 0 | -68.48 | 406.62 | 2028-10-15 21:00 | 700 | -253.95 | -210 | 396.2
2028-10-15 22:00 | 700 | 0 | 272.06 | 442 | 2028-10-15 22:00 | 700 | 0 | 135.16 | 442 | 2028-10-15 22:00 | 700 | 9.16 | 90 | 426.61
2028-10-15 23:00 | 700 | 176.34 | 510 | 442 | 2028-10-15 23:00 | 700 | 201.9 | 435.16 | 442 | 2028-10-15 23:00 | 700 | 309.16 | 390 | 442
2028-10-16 | 700 | 476.34 | 510 | 442 | 2028-10-16 | 700 | 486.14 | 510 | 442 | 2028-10-16 | 700 | 505 | 510 | 442
2028-10-16 01:00 | 700 | 505 | 510 | 442 | 2028-10-16 01:00 | 700 | 426.32 | 510 | 442 | 2028-10-16 01:00 | 700 | 505 | 510 | 442
2028-10-16 02:00 | 700 | 433.72 | 510 | 442 | 2028-10-16 02:00 | 700 | 505 | 510 | 442 | 2028-10-16 02:00 | 700 | 505 | 510 | 442
2028-10-16 03:00 | 700 | 505 | 510 | 442 | 2028-10-16 03:00 | 700 | 205 | 510 | 442 | 2028-10-16 03:00 | 700 | 388.28 | 510 | 442
2028-10-16 04:00 | 700 | 299.49 | 510 | 442 | 2028-10-16 04:00 | 700 | 415.86 | 390 | 442 | 2028-10-16 04:00 | 700 | 505 | 390 | 442
2028-10-16 05:00 | 700 | 46.5 | 210 | 442 | 2028-10-16 05:00 | 700 | 129.62 | 90 | 415.23 | 2028-10-16 05:00 | 700 | 262.12 | 90 | 442
2028-10-16 06:00 | 700 | -253.5 | -90 | 222.92 | 2028-10-16 06:00 | 700 | -170.38 | -210 | 115.23 | 2028-10-16 06:00 | 700 | -37.88 | -210 | 268.81
2028-10-16 07:00 | 700 | 0 | -390 | 276.56 | 2028-10-16 07:00 | 700 | 0 | -510 | 0 | 2028-10-16 07:00 | 700 | 0 | -510 | 263.62
2028-10-16 08:00 | 700 | 0 | -350.59 | 442 | 2028-10-16 08:00 | 700 | 0 | -510 | 300 | 2028-10-16 08:00 | 700 | -217.99 | -510 | 442
2028-10-16 09:00 | 700 | 0 | -50.59 | 442 | 2028-10-16 09:00 | 700 | -83.08 | -510 | 391.36 | 2028-10-16 09:00 | 700 | -517.99 | -510 | 442
2028-10-16 10:00 | 700 | 298.13 | 249.41 | 442 | 2028-10-16 10:00 | 700 | 0 | -210 | 442 | 2028-10-16 10:00 | 100 | -217.99 | -210 | 442
2028-10-16 11:00 | 700 | 0 | 510 | 417.68 | 2028-10-16 11:00 | 600 | 0 | 0 | 442 | 2028-10-16 11:00 | 0 | 0 | 0 | 442
2028-10-16 12:00 | 700 | 0 | 390 | 409.3 | 2028-10-16 12:00 | 0 | 0 | 0 | 442 | 2028-10-16 12:00 | 0 | 0 | 0 | 442
2028-10-16 13:00 | 700 | 67.49 | 90 | 442 | 2028-10-16 13:00 | 88.04 | 0 | -17.57 | 442 | 2028-10-16 13:00 | 0 | 0 | -95.14 | 442
2028-10-16 14:00 | 700 | -226 | -210 | 250.84 | 2028-10-16 14:00 | 406.8 | -300 | -317.57 | 442 | 2028-10-16 14:00 | 0 | -300 | -395.14 | 442
2028-10-16 15:00 | 700 | -526 | -510 | 207.71 | 2028-10-16 15:00 | 424.88 | -526 | -510 | 235.22 | 2028-10-16 15:00 | 100 | -526 | -510 | 159.43
2028-10-16 16:00 | 700 | -226 | -341.14 | 440.11 | 2028-10-16 16:00 | 700 | -526 | -510 | 442 | 2028-10-16 16:00 | 700 | -526 | -510 | 442
2028-10-16 17:00 | 700 | -65.76 | -210 | 442 | 2028-10-16 17:00 | 700 | -526 | -510 | 442 | 2028-10-16 17:00 | 700 | -526 | -510 | 442
2028-10-16 18:00 | 700 | -365.76 | -510 | 442 | 2028-10-16 18:00 | 700 | -526 | -510 | 333.27 | 2028-10-16 18:00 | 700 | -526 | -510 | 333.27
2028-10-16 19:00 | 700 | -65.76 | -210 | 442 | 2028-10-16 19:00 | 700 | -300 | -411.27 | 442 | 2028-10-16 19:00 | 700 | -300 | -318.53 | 442
2028-10-16 20:00 | 700 | 0 | 20.28 | 415.31 | 2028-10-16 20:00 | 700 | 0 | -111.27 | 442 | 2028-10-16 20:00 | 700 | 0 | -18.53 | 442
2028-10-16 21:00 | 700 | 296.64 | 320.28 | 442 | 2028-10-16 21:00 | 700 | 300 | 188.73 | 442 | 2028-10-16 21:00 | 700 | 300 | 281.47 | 442
2028-10-16 22:00 | 700 | 463.13 | 510 | 442 | 2028-10-16 22:00 | 700 | 295.81 | 488.73 | 442 | 2028-10-16 22:00 | 700 | 400.49 | 510 | 442
2028-10-16 23:00 | 700 | 257.5 | 510 | 442 | 2028-10-16 23:00 | 700 | 195.83 | 510 | 442 | 2028-10-16 23:00 | 700 | 100.49 | 294.54 | 387.67
2028-10-17 | 700 | 400.84 | 510 | 442 | 2028-10-17 | 700 | 495.83 | 510 | 442 | 2028-10-17 | 700 | 400.49 | 510 | 442
2028-10-17 01:00 | 700 | 260.21 | 510 | 442 | 2028-10-17 01:00 | 700 | 195.83 | 510 | 442 | 2028-10-17 01:00 | 700 | 505 | 510 | 442
2028-10-17 02:00 | 700 | 324.46 | 510 | 442 | 2028-10-17 02:00 | 700 | 0 | 510 | 442 | 2028-10-17 02:00 | 700 | 505 | 510 | 442
2028-10-17 03:00 | 700 | 376.83 | 510 | 442 | 2028-10-17 03:00 | 700 | 0 | 510 | 442 | 2028-10-17 03:00 | 700 | 505 | 510 | 442
2028-10-17 04:00 | 700 | 76.83 | 510 | 442 | 2028-10-17 04:00 | 700 | 0 | 510 | 442 | 2028-10-17 04:00 | 700 | 211.45 | 510 | 442
2028-10-17 05:00 | 700 | 179.15 | 510 | 442 | 2028-10-17 05:00 | 700 | 208.73 | 390 | 442 | 2028-10-17 05:00 | 700 | 211.45 | 306.86 | 442
2028-10-17 06:00 | 700 | 38.62 | 300 | 442 | 2028-10-17 06:00 | 700 | 175.04 | 90 | 442 | 2028-10-17 06:00 | 700 | 0 | 6.86 | 442
2028-10-17 07:00 | 700 | 0 | 0 | 366.21 | 2028-10-17 07:00 | 700 | -124.96 | -210 | 402.54 | 2028-10-17 07:00 | 700 | 0 | -293.14 | 442
2028-10-17 08:00 | 700 | 0 | -99.51 | 258.04 | 2028-10-17 08:00 | 700 | 0 | -510 | 210.2 | 2028-10-17 08:00 | 700 | -38.39 | -510 | 442
2028-10-17 09:00 | 700 | 0 | 0 | 442 | 2028-10-17 09:00 | 700 | 0 | -510 | 437.77 | 2028-10-17 09:00 | 700 | -338.39 | -510 | 442
2028-10-17 10:00 | 700 | 0 | 300 | 442 | 2028-10-17 10:00 | 700 | 0 | -210 | 442 | 2028-10-17 10:00 | 700 | -38.39 | -210 | 442
2028-10-17 11:00 | 700 | 0 | 90 | 442 | 2028-10-17 11:00 | 700 | 0 | 0 | 442 | 2028-10-17 11:00 | 700 | 0 | 0 | 442
2028-10-17 12:00 | 700 | -40.91 | -210 | 442 | 2028-10-17 12:00 | 700 | -226 | -210 | 442 | 2028-10-17 12:00 | 700 | -226 | -210 | 442
2028-10-17 13:00 | 700 | -340.91 | -510 | 240.06 | 2028-10-17 13:00 | 700 | -526 | -510 | 365.86 | 2028-10-17 13:00 | 700 | -526 | -510 | 442
2028-10-17 14:00 | 700 | -233.19 | -510 | 207.22 | 2028-10-17 14:00 | 700 | -526 | -510 | 332.78 | 2028-10-17 14:00 | 697.4 | -526 | -510 | 442
2028-10-17 15:00 | 700 | -56.26 | -510 | 218.28 | 2028-10-17 15:00 | 700 | -526 | -510 | 348.46 | 2028-10-17 15:00 | 697.4 | -526 | -510 | 442
2028-10-17 16:00 | 700 | 0 | -259.48 | 333.24 | 2028-10-17 16:00 | 700 | -226 | -510 | 374.78 | 2028-10-17 16:00 | 700 | -526 | -510 | 442
2028-10-17 17:00 | 700 | 0 | -97.75 | 442 | 2028-10-17 17:00 | 700 | 0 | -510 | 442 | 2028-10-17 17:00 | 700 | -526 | -510 | 442
2028-10-17 18:00 | 700 | 0 | 0 | 442 | 2028-10-17 18:00 | 700 | 0 | -510 | 442 | 2028-10-17 18:00 | 700 | -526 | -510 | 442
2028-10-17 19:00 | 700 | 0 | 0 | 442 | 2028-10-17 19:00 | 700 | 0 | -510 | 442 | 2028-10-17 19:00 | 700 | -526 | -510 | 442
2028-10-17 20:00 | 700 | 0 | 0 | 402.67 | 2028-10-17 20:00 | 700 | 0 | -510 | 426.92 | 2028-10-17 20:00 | 700 | -526 | -510 | 442
2028-10-17 21:00 | 700 | 0 | 0 | 244.85 | 2028-10-17 21:00 | 700 | 0 | -491.47 | 388.62 | 2028-10-17 21:00 | 700 | -300 | -370 | 442
2028-10-17 22:00 | 700 | 0 | -90.07 | 142 | 2028-10-17 22:00 | 700 | 0 | -191.47 | 238.52 | 2028-10-17 22:00 | 700 | 0 | -70 | 379.8
2028-10-17 23:00 | 700 | 189.62 | 209.93 | 442 | 2028-10-17 23:00 | 700 | 300 | 108.53 | 442 | 2028-10-17 23:00 | 700 | 300 | 230 | 442
2028-10-18 | 700 | 0 | 509.93 | 442 | 2028-10-18 | 700 | 0 | 408.53 | 442 | 2028-10-18 | 700 | 0 | 0 | 442
2028-10-18 01:00 | 700 | 0 | 510 | 442 | 2028-10-18 01:00 | 700 | 0 | 510 | 442 | 2028-10-18 01:00 | 700 | 0 | 178.59 | 442
2028-10-18 02:00 | 700 | 0 | 510 | 442 | 2028-10-18 02:00 | 700 | 0 | 510 | 442 | 2028-10-18 02:00 | 700 | 0 | 478.59 | 442
2028-10-18 03:00 | 700 | 0 | 426.32 | 442 | 2028-10-18 03:00 | 700 | 245.68 | 390 | 442 | 2028-10-18 03:00 | 700 | 0 | 390 | 442
2028-10-18 04:00 | 700 | 17.8 | 126.32 | 397.4 | 2028-10-18 04:00 | 700 | 59.5 | 90 | 369.76 | 2028-10-18 04:00 | 700 | 0 | 90 | 442
2028-10-18 05:00 | 700 | -282.2 | -173.68 | 97.4 | 2028-10-18 05:00 | 700 | -240.5 | -210 | 69.76 | 2028-10-18 05:00 | 700 | -123.24 | -210 | 175.02
2028-10-18 06:00 | 700 | 0 | -473.68 | 122.79 | 2028-10-18 06:00 | 700 | -53.99 | -510 | 112.94 | 2028-10-18 06:00 | 700 | 0 | -510 | 103.1
2028-10-18 07:00 | 700 | 0 | -340.83 | 299.26 | 2028-10-18 07:00 | 700 | 0 | -480.2 | 282.91 | 2028-10-18 07:00 | 700 | 0 | -510 | 266.56
2028-10-18 08:00 | 700 | 0 | -40.83 | 417.83 | 2028-10-18 08:00 | 700 | 0 | -480.2 | 402.06 | 2028-10-18 08:00 | 700 | -262.4 | -510 | 339.92
2028-10-18 09:00 | 700 | 0 | -49.32 | 442 | 2028-10-18 09:00 | 700 | -226 | -510 | 383.87 | 2028-10-18 09:00 | 299.23 | -526 | -510 | 442
2028-10-18 10:00 | 700 | 0 | -188.82 | 421.55 | 2028-10-18 10:00 | 700 | -526 | -510 | 397.4 | 2028-10-18 10:00 | 0 | -526 | -510 | 373.42
2028-10-18 11:00 | 700 | 0 | -209.29 | 371.24 | 2028-10-18 11:00 | 700 | -526 | -510 | 336.95 | 2028-10-18 11:00 | 0 | -526 | -510 | 286.25
2028-10-18 12:00 | 700 | -106.46 | -300 | 328.7 | 2028-10-18 12:00 | 700 | -526 | -510 | 170.94 | 2028-10-18 12:00 | 0 | -526 | -510 | 210.65
2028-10-18 13:00 | 700 | 0 | 0 | 307.81 | 2028-10-18 13:00 | 700 | -226 | -210 | 442 | 2028-10-18 13:00 | 0 | -226 | -411.24 | 442
2028-10-18 14:00 | 700 | 0 | 290.7 | 386.73 | 2028-10-18 14:00 | 700 | 0 | -53.33 | 442 | 2028-10-18 14:00 | 0 | -226 | -210 | 442
2028-10-18 15:00 | 700 | 0 | -9.3 | 327.68 | 2028-10-18 15:00 | 700 | -300 | -353.33 | 291.09 | 2028-10-18 15:00 | 363.88 | -526 | -510 | 254.49
2028-10-18 16:00 | 700 | 0 | -47.71 | 442 | 2028-10-18 16:00 | 700 | 0 | -510 | 329.79 | 2028-10-18 16:00 | 700 | -526 | -510 | 303.13
2028-10-18 17:00 | 700 | 0 | 173.53 | 442 | 2028-10-18 17:00 | 700 | 0 | -510 | 369.73 | 2028-10-18 17:00 | 700 | -526 | -510 | 442
2028-10-18 18:00 | 700 | 0 | 224.21 | 442 | 2028-10-18 18:00 | 700 | 0 | -477.88 | 434.87 | 2028-10-18 18:00 | 700 | -526 | -510 | 330.77
2028-10-18 19:00 | 700 | 0 | 224.21 | 442 | 2028-10-18 19:00 | 700 | 0 | -177.88 | 434.87 | 2028-10-18 19:00 | 700 | -300 | -279.36 | 128.81
2028-10-18 20:00 | 700 | 0 | 224.21 | 442 | 2028-10-18 20:00 | 700 | 21.54 | 122.12 | 442 | 2028-10-18 20:00 | 700 | 0 | 20.64 | 421.04
2028-10-18 21:00 | 700 | 83.51 | 510 | 442 | 2028-10-18 21:00 | 700 | 230.51 | 422.12 | 442 | 2028-10-18 21:00 | 700 | 300 | 320.64 | 442
2028-10-18 22:00 | 700 | 278.1 | 510 | 442 | 2028-10-18 22:00 | 700 | 474.14 | 510 | 442 | 2028-10-18 22:00 | 570.2 | 119.51 | 510 | 442
2028-10-18 23:00 | 452.44 | 205 | 268.04 | 402.35 | 2028-10-18 23:00 | 130.83 | 205 | 256.19 | 362.05 | 2028-10-18 23:00 | -29.8 | 205 | 248.2 | 321.75
2028-10-19 | -42.65 | 505 | 510 | 442 | 2028-10-19 | -406.8 | 505 | 510 | 442 | 2028-10-19 | -567.42 | 505 | 510 | 442
2028-10-19 01:00 | -394.02 | 505 | 510 | 442 | 2028-10-19 01:00 | -700 | 505 | 510 | 442 | 2028-10-19 01:00 | -700 | 505 | 510 | 442
2028-10-19 02:00 | -700 | 505 | 510 | 442 | 2028-10-19 02:00 | -700 | 505 | 510 | 442 | 2028-10-19 02:00 | -700 | 505 | 510 | 442
2028-10-19 03:00 | -700 | 505 | 510 | 442 | 2028-10-19 03:00 | -700 | 505 | 510 | 442 | 2028-10-19 03:00 | -700 | 505 | 510 | 442
2028-10-19 04:00 | -700 | 505 | 510 | 442 | 2028-10-19 04:00 | -700 | 505 | 510 | 442 | 2028-10-19 04:00 | -700 | 505 | 510 | 442
2028-10-19 05:00 | -700 | 505 | 510 | 442 | 2028-10-19 05:00 | -700 | 505 | 510 | 442 | 2028-10-19 05:00 | -700 | 505 | 510 | 442
2028-10-19 06:00 | -700 | 505 | 510 | 442 | 2028-10-19 06:00 | -700 | 505 | 510 | 442 | 2028-10-19 06:00 | -700 | 505 | 510 | 442
2028-10-19 07:00 | -691.26 | 505 | 510 | 442 | 2028-10-19 07:00 | -700 | 505 | 510 | 442 | 2028-10-19 07:00 | -700 | 505 | 510 | 442
2028-10-19 08:00 | -202.43 | 505 | 510 | 442 | 2028-10-19 08:00 | -700 | 505 | 510 | 442 | 2028-10-19 08:00 | -700 | 505 | 510 | 442
2028-10-19 09:00 | 24.1 | 505 | 510 | 442 | 2028-10-19 09:00 | -700 | 205 | 294.5 | 142 | 2028-10-19 09:00 | -700 | 205 | 294.5 | 142
2028-10-19 10:00 | -25.91 | 505 | 510 | 442 | 2028-10-19 10:00 | -700 | 505 | 510 | 442 | 2028-10-19 10:00 | -700 | 505 | 510 | 442
2028-10-19 11:00 | -276.82 | 505 | 510 | 442 | 2028-10-19 11:00 | -700 | 505 | 510 | 442 | 2028-10-19 11:00 | -700 | 505 | 510 | 442
2028-10-19 12:00 | 270.6 | 505 | 510 | 442 | 2028-10-19 12:00 | -700 | 505 | 510 | 442 | 2028-10-19 12:00 | -700 | 505 | 510 | 442
2028-10-19 13:00 | 700 | 505 | 510 | 442 | 2028-10-19 13:00 | -700 | 505 | 510 | 442 | 2028-10-19 13:00 | -700 | 505 | 510 | 442
2028-10-19 14:00 | 601.01 | 505 | 510 | 442 | 2028-10-19 14:00 | -700 | 505 | 510 | 442 | 2028-10-19 14:00 | -700 | 505 | 510 | 442
2028-10-19 15:00 | 697.82 | 505 | 510 | 442 | 2028-10-19 15:00 | -700 | 505 | 510 | 442 | 2028-10-19 15:00 | -700 | 362.6 | 210 | 247.82
2028-10-19 16:00 | 450.38 | 505 | 510 | 442 | 2028-10-19 16:00 | -700 | 505 | 510 | 442 | 2028-10-19 16:00 | -700 | 62.6 | -90 | -52.18
2028-10-19 17:00 | 700 | 505 | 510 | 442 | 2028-10-19 17:00 | -100 | 205 | 210 | 142 | 2028-10-19 17:00 | -700 | -237.4 | -390 | -352.18
2028-10-19 18:00 | 700 | 504.5 | 510 | 442 | 2028-10-19 18:00 | -100 | 0 | 0 | 0 | 2028-10-19 18:00 | -700 | -526 | -510 | -458.15
2028-10-19 19:00 | 700 | 505 | 510 | 442 | 2028-10-19 19:00 | -107.68 | 0 | 0 | 142.36 | 2028-10-19 19:00 | -700 | -526 | -510 | -158.15
2028-10-19 20:00 | 700 | 205 | 510 | 442 | 2028-10-19 20:00 | -700 | 16.31 | 210 | 442 | 2028-10-19 20:00 | -700 | -319.78 | -510 | 141.85
2028-10-19 21:00 | 109.81 | 505 | 510 | 442 | 2028-10-19 21:00 | -700 | 316.31 | 510 | 442 | 2028-10-19 21:00 | -700 | -19.78 | -210 | 441.85
2028-10-19 22:00 | -334.64 | 505 | 510 | 442 | 2028-10-19 22:00 | -700 | 505 | 510 | 442 | 2028-10-19 22:00 | -700 | 280.22 | 90 | 442
2028-10-19 23:00 | -700 | 505 | 510 | 442 | 2028-10-19 23:00 | -700 | 505 | 510 | 442 | 2028-10-19 23:00 | -700 | 505 | 390 | 442
2028-10-20 | -700 | 505 | 510 | 442 | 2028-10-20 | -700 | 505 | 510 | 442 | 2028-10-20 | -700 | 505 | 510 | 442
2028-10-20 01:00 | -700 | 505 | 510 | 276.82 | 2028-10-20 01:00 | -700 | 505 | 510 | 442 | 2028-10-20 01:00 | -700 | 505 | 510 | 442
2028-10-20 02:00 | -700 | 505 | 510 | 389.36 | 2028-10-20 02:00 | -700 | 505 | 510 | 442 | 2028-10-20 02:00 | -700 | 505 | 510 | 442
2028-10-20 03:00 | -700 | 505 | 510 | 208.42 | 2028-10-20 03:00 | -700 | 505 | 510 | 442 | 2028-10-20 03:00 | -700 | 505 | 510 | 442
2028-10-20 04:00 | -700 | 505 | 510 | 385.09 | 2028-10-20 04:00 | -700 | 505 | 510 | 442 | 2028-10-20 04:00 | -700 | 505 | 510 | 442
2028-10-20 05:00 | -700 | 505 | 510 | 442 | 2028-10-20 05:00 | -700 | 505 | 510 | 442 | 2028-10-20 05:00 | -700 | 505 | 510 | 442
2028-10-20 06:00 | -700 | 505 | 510 | 442 | 2028-10-20 06:00 | -700 | 505 | 510 | 442 | 2028-10-20 06:00 | -700 | 505 | 510 | 442
2028-10-20 07:00 | -700 | 505 | 510 | 442 | 2028-10-20 07:00 | -700 | 505 | 510 | 442 | 2028-10-20 07:00 | -700 | 505 | 510 | 442
2028-10-20 08:00 | -700 | 505 | 510 | 442 | 2028-10-20 08:00 | -700 | 505 | 510 | 442 | 2028-10-20 08:00 | -700 | 505 | 510 | 442
2028-10-20 09:00 | -700 | 505 | 510 | 442 | 2028-10-20 09:00 | -700 | 505 | 510 | 442 | 2028-10-20 09:00 | -700 | 505 | 510 | 442
2028-10-20 10:00 | -700 | 505 | 510 | 442 | 2028-10-20 10:00 | -700 | 505 | 510 | 442 | 2028-10-20 10:00 | -700 | 505 | 510 | 442
2028-10-20 11:00 | -700 | 505 | 510 | 442 | 2028-10-20 11:00 | -700 | 505 | 510 | 442 | 2028-10-20 11:00 | -700 | 505 | 510 | 442
2028-10-20 12:00 | -700 | 505 | 510 | 442 | 2028-10-20 12:00 | -700 | 505 | 510 | 442 | 2028-10-20 12:00 | -700 | 505 | 510 | 442
2028-10-20 13:00 | -700 | 505 | 510 | 442 | 2028-10-20 13:00 | -700 | 505 | 510 | 442 | 2028-10-20 13:00 | -700 | 505 | 510 | 442
2028-10-20 14:00 | -700 | 505 | 510 | 442 | 2028-10-20 14:00 | -700 | 505 | 510 | 442 | 2028-10-20 14:00 | -700 | 505 | 510 | 442
2028-10-20 15:00 | -700 | 505 | 510 | 442 | 2028-10-20 15:00 | -700 | 505 | 510 | 442 | 2028-10-20 15:00 | -700 | 505 | 510 | 442
2028-10-20 16:00 | -700 | 505 | 510 | 442 | 2028-10-20 16:00 | -700 | 505 | 510 | 442 | 2028-10-20 16:00 | -700 | 505 | 510 | 442
2028-10-20 17:00 | -279.9 | 505 | 510 | 442 | 2028-10-20 17:00 | -700 | 505 | 510 | 442 | 2028-10-20 17:00 | -700 | 505 | 510 | 442
2028-10-20 18:00 | 320.1 | 505 | 510 | 442 | 2028-10-20 18:00 | -700 | 505 | 510 | 442 | 2028-10-20 18:00 | -700 | 505 | 510 | 442
2028-10-20 19:00 | 494.8 | 505 | 510 | 442 | 2028-10-20 19:00 | -700 | 505 | 510 | 442 | 2028-10-20 19:00 | -700 | 505 | 510 | 442
2028-10-20 20:00 | 700 | 505 | 510 | 442 | 2028-10-20 20:00 | -100 | 505 | 510 | 442 | 2028-10-20 20:00 | -700 | 505 | 510 | 442
2028-10-20 21:00 | 700 | 505 | 510 | 442 | 2028-10-20 21:00 | 361.56 | 505 | 510 | 442 | 2028-10-20 21:00 | -150.32 | 505 | 510 | 442
2028-10-20 22:00 | 624.68 | 505 | 510 | 442 | 2028-10-20 22:00 | 189.76 | 505 | 510 | 442 | 2028-10-20 22:00 | -375.34 | 505 | 510 | 442
2028-10-20 23:00 | 425.19 | 505 | 510 | 442 | 2028-10-20 23:00 | 0 | 505 | 510 | 442 | 2028-10-20 23:00 | -700 | 505 | 510 | 442
2028-10-21 | 700 | 505 | 510 | 392.38 | 2028-10-21 | 597.28 | 505 | 510 | 239.92 | 2028-10-21 | -100 | 505 | 510 | 239.92
2028-10-21 01:00 | 700 | 505 | 510 | 438.85 | 2028-10-21 01:00 | 700 | 505 | 510 | 297.65 | 2028-10-21 01:00 | 0 | 505 | 510 | 156.45
2028-10-21 02:00 | 700 | 505 | 510 | 442 | 2028-10-21 02:00 | 700 | 205 | 510 | 308.22 | 2028-10-21 02:00 | 476.1 | 205 | 210 | 0
2028-10-21 03:00 | 700 | 505 | 510 | 442 | 2028-10-21 03:00 | 700 | 0 | 510 | 333.04 | 2028-10-21 03:00 | 600 | 0 | 0 | 0
2028-10-21 04:00 | 700 | 505 | 510 | 442 | 2028-10-21 04:00 | 700 | 0 | 510 | 279.98 | 2028-10-21 04:00 | 0 | 0 | 0 | 0
2028-10-21 05:00 | 700 | 346.57 | 510 | 442 | 2028-10-21 05:00 | 700 | 0 | 510 | 442 | 2028-10-21 05:00 | 600 | 0 | 0 | 0
2028-10-21 06:00 | 700 | 494.97 | 510 | 442 | 2028-10-21 06:00 | 700 | 0 | 510 | 442 | 2028-10-21 06:00 | 0 | 0 | 0 | 134.17
2028-10-21 07:00 | 700 | 505 | 510 | 442 | 2028-10-21 07:00 | 700 | 0 | 300 | 442 | 2028-10-21 07:00 | 600 | 0 | 0 | 309.33
2028-10-21 08:00 | 700 | 430.36 | 510 | 442 | 2028-10-21 08:00 | 700 | 0 | 0 | 442 | 2028-10-21 08:00 | 600 | 0 | 0 | 168.68
2028-10-21 09:00 | 700 | 130.36 | 510 | 442 | 2028-10-21 09:00 | 700 | 0 | 0 | 442 | 2028-10-21 09:00 | 0 | 0 | -210 | 0
2028-10-21 10:00 | 700 | 0 | 510 | 442 | 2028-10-21 10:00 | 165.88 | 0 | -126.55 | 326.61 | 2028-10-21 10:00 | -574.35 | -300 | -510 | 0
2028-10-21 11:00 | 700 | 0 | 510 | 442 | 2028-10-21 11:00 | 0 | 0 | -426.55 | 78.67 | 2028-10-21 11:00 | -700 | -526 | -510 | 287.33
2028-10-21 12:00 | 690.14 | 0 | 210 | 380 | 2028-10-21 12:00 | -600 | 0 | -413.67 | 261.23 | 2028-10-21 12:00 | -700 | -526 | -510 | 142.45
2028-10-21 13:00 | 700 | 0 | 70.95 | 403.02 | 2028-10-21 13:00 | -700 | 0 | -427.51 | 193.34 | 2028-10-21 13:00 | -700 | -526 | -510 | -6.8
2028-10-21 14:00 | 436.8 | 0 | 0 | 103.02 | 2028-10-21 14:00 | -700 | -139.66 | -510 | -106.66 | 2028-10-21 14:00 | -700 | -526 | -510 | -306.8
2028-10-21 15:00 | 123.37 | 0 | 0 | 0 | 2028-10-21 15:00 | -700 | 0 | -510 | -406.66 | 2028-10-21 15:00 | -700 | -526 | -510 | -510
2028-10-21 16:00 | 454.21 | 0 | 0 | 0 | 2028-10-21 16:00 | -551.88 | 0 | -210 | -217.47 | 2028-10-21 16:00 | -700 | -497.02 | -510 | -510
2028-10-21 17:00 | 700 | 0 | 232.19 | 0 | 2028-10-21 17:00 | 0 | 0 | -300 | -6.66 | 2028-10-21 17:00 | -306.41 | -197.02 | -452.65 | -387.78
2028-10-21 18:00 | 700 | 0 | 510 | 285.59 | 2028-10-21 18:00 | 276.48 | 0 | 0 | 0 | 2028-10-21 18:00 | -502.42 | 0 | -152.65 | -87.78
2028-10-21 19:00 | 700 | 206.95 | 510 | 329.99 | 2028-10-21 19:00 | 700 | 0 | 300 | 0 | 2028-10-21 19:00 | 0 | 0 | 0 | -195.22
2028-10-21 20:00 | 700 | 505 | 510 | 95.63 | 2028-10-21 20:00 | 700 | 0 | 510 | -192.38 | 2028-10-21 20:00 | 0 | 0 | 0 | -478.03
2028-10-21 21:00 | 700 | 440.82 | 510 | -30.4 | 2028-10-21 21:00 | 700 | 0 | 510 | -319.39 | 2028-10-21 21:00 | 0 | 0 | 0 | -510
2028-10-21 22:00 | 700 | 201.56 | 510 | -73.4 | 2028-10-21 22:00 | 700 | 0 | 510 | -348.47 | 2028-10-21 22:00 | 0 | 0 | 0 | -510
2028-10-21 23:00 | 700 | 495.23 | 510 | -182.83 | 2028-10-21 23:00 | 700 | 0 | 277.69 | -462.61 | 2028-10-21 23:00 | 0 | 0 | 0 | -510
2028-10-22 | 700 | 205 | 347.19 | -252.74 | 2028-10-22 | 700 | 205 | 510 | -286.83 | 2028-10-22 | 600 | 205 | 210 | -356.8
2028-10-22 01:00 | 698.76 | 505 | 510 | 47.26 | 2028-10-22 01:00 | 700 | 505 | 510 | 13.17 | 2028-10-22 01:00 | 297.62 | 505 | 510 | -56.8
2028-10-22 02:00 | 685.31 | 505 | 510 | -227.48 | 2028-10-22 02:00 | 700 | 505 | 510 | -286.83 | 2028-10-22 02:00 | 0 | 505 | 510 | -356.8
2028-10-22 03:00 | 700 | 505 | 510 | -43.6 | 2028-10-22 03:00 | 700 | 505 | 510 | -271.18 | 2028-10-22 03:00 | 0 | 505 | 510 | -510
2028-10-22 04:00 | 635.02 | 505 | 510 | -182.5 | 2028-10-22 04:00 | 700 | 505 | 510 | -435.8 | 2028-10-22 04:00 | 287.56 | 482.88 | 510 | -510
2028-10-22 05:00 | 700 | 262.63 | 510 | -92.96 | 2028-10-22 05:00 | 700 | 247.92 | 510 | -316.85 | 2028-10-22 05:00 | 700 | 182.88 | 210 | -510
2028-10-22 06:00 | 700 | 261.88 | 510 | 207.04 | 2028-10-22 06:00 | 700 | 309.49 | 510 | -16.85 | 2028-10-22 06:00 | 700 | 482.88 | 510 | -210
2028-10-22 07:00 | 700 | 0 | 469.11 | 57.61 | 2028-10-22 07:00 | 700 | 9.49 | 510 | 211.76 | 2028-10-22 07:00 | 700 | 185.08 | 510 | 90
2028-10-22 08:00 | 700 | 0 | 279.24 | 142 | 2028-10-22 08:00 | 700 | 0 | 283.55 | 137.69 | 2028-10-22 08:00 | 700 | 0 | 421.38 | 0
2028-10-22 09:00 | 700 | 251.5 | 510 | 442 | 2028-10-22 09:00 | 700 | 0 | 510 | 437.69 | 2028-10-22 09:00 | 700 | 0 | 300 | 276.78
2028-10-22 10:00 | 700 | 386.73 | 510 | 442 | 2028-10-22 10:00 | 700 | 0 | 510 | 442 | 2028-10-22 10:00 | 354.97 | 0 | 0 | 150.06
2028-10-22 11:00 | 700 | 86.73 | 510 | 442 | 2028-10-22 11:00 | 700 | 0 | 510 | 442 | 2028-10-22 11:00 | 354.97 | 0 | 0 | 263.97
2028-10-22 12:00 | 700 | 206.89 | 510 | 442 | 2028-10-22 12:00 | 700 | 0 | 510 | 442 | 2028-10-22 12:00 | 42.53 | 0 | 0 | 135.53
2028-10-22 13:00 | 700 | 225.05 | 510 | 442 | 2028-10-22 13:00 | 700 | 0 | 377.24 | 442 | 2028-10-22 13:00 | 222.49 | 0 | 0 | 295.78
2028-10-22 14:00 | 700 | 135.89 | 510 | 442 | 2028-10-22 14:00 | 700 | 0 | 77.24 | 442 | 2028-10-22 14:00 | 680.16 | -226 | -210 | 296.29
2028-10-22 15:00 | 700 | 0 | 284.79 | 356.03 | 2028-10-22 15:00 | 700 | 0 | -222.76 | 385.67 | 2028-10-22 15:00 | 700 | -526 | -510 | 442
2028-10-22 16:00 | 700 | 0 | 221.58 | 442 | 2028-10-22 16:00 | 700 | 0 | -510 | 442 | 2028-10-22 16:00 | 700 | -526 | -510 | 442
2028-10-22 17:00 | 700 | -300 | -78.42 | 255.58 | 2028-10-22 17:00 | 700 | 0 | -510 | 319.08 | 2028-10-22 17:00 | 700 | -526 | -510 | 442
2028-10-22 18:00 | 700 | 0 | 221.58 | 442 | 2028-10-22 18:00 | 700 | 0 | -510 | 442 | 2028-10-22 18:00 | 700 | -526 | -510 | 442
2028-10-22 19:00 | 700 | 0 | 190.21 | 425.9 | 2028-10-22 19:00 | 700 | 0 | -510 | 442 | 2028-10-22 19:00 | 700 | -526 | -510 | 442
2028-10-22 20:00 | 700 | -148 | -109.79 | 306.52 | 2028-10-22 20:00 | 700 | 0 | -300 | 422.53 | 2028-10-22 20:00 | 640.81 | -300 | -503.73 | 442
2028-10-22 21:00 | 700 | 67.95 | 190.21 | 442 | 2028-10-22 21:00 | 473.13 | 0 | 0 | 378.27 | 2028-10-22 21:00 | 338.12 | 0 | -203.73 | 314.35
2028-10-22 22:00 | 423.89 | 0 | 490.21 | 442 | 2028-10-22 22:00 | -100 | 0 | 184.39 | 126.12 | 2028-10-22 22:00 | -261.88 | -95 | -420.16 | 39.28
2028-10-22 23:00 | -176.11 | 205 | 210 | 142 | 2028-10-22 23:00 | -700 | -95 | -90 | 58.22 | 2028-10-22 23:00 | -700 | -395 | -390 | -21.27
2028-10-23 | -158.88 | 505 | 510 | 442 | 2028-10-23 | -100 | 205 | 210 | 358.22 | 2028-10-23 | -700 | -95 | -90 | 278.73
2028-10-23 01:00 | -158.88 | 505 | 510 | 442 | 2028-10-23 01:00 | 8.49 | 505 | 510 | 442 | 2028-10-23 01:00 | -700 | 205 | 210 | 442
2028-10-23 02:00 | 0 | 505 | 510 | 442 | 2028-10-23 02:00 | 282.83 | 505 | 510 | 442 | 2028-10-23 02:00 | -700 | 505 | 510 | 442
2028-10-23 03:00 | 196.73 | 505 | 510 | 442 | 2028-10-23 03:00 | 358.2 | 505 | 510 | 442 | 2028-10-23 03:00 | -700 | 505 | 510 | 442
2028-10-23 04:00 | 423.28 | 505 | 510 | 442 | 2028-10-23 04:00 | 523.12 | 505 | 510 | 442 | 2028-10-23 04:00 | -234.56 | 505 | 510 | 442
2028-10-23 05:00 | 700 | 205 | 510 | 385.74 | 2028-10-23 05:00 | 700 | 205 | 378.78 | 142 | 2028-10-23 05:00 | 365.44 | 205 | 210 | 142
2028-10-23 06:00 | 700 | 0 | 507.97 | 376.11 | 2028-10-23 06:00 | 700 | 225.39 | 510 | 442 | 2028-10-23 06:00 | 700 | 323.06 | 510 | 442
2028-10-23 07:00 | 700 | 205 | 251.27 | 442 | 2028-10-23 07:00 | 700 | 205 | 416.33 | 442 | 2028-10-23 07:00 | 700 | 205 | 442.97 | 442
2028-10-23 08:00 | 700 | 505 | 510 | 442 | 2028-10-23 08:00 | 700 | 505 | 510 | 442 | 2028-10-23 08:00 | 700 | 505 | 510 | 442
2028-10-23 09:00 | 700 | 505 | 510 | 442 | 2028-10-23 09:00 | 700 | 495.14 | 510 | 442 | 2028-10-23 09:00 | 580.16 | 205 | 300 | 442
2028-10-23 10:00 | 700 | 394.34 | 510 | 442 | 2028-10-23 10:00 | 700 | 195.14 | 262.82 | 442 | 2028-10-23 10:00 | -19.84 | 0 | 0 | 442
2028-10-23 11:00 | 700 | 271.89 | 510 | 442 | 2028-10-23 11:00 | 700 | 0 | 81.87 | 442 | 2028-10-23 11:00 | -619.84 | 0 | -300 | 442
2028-10-23 12:00 | 700 | 0 | 510 | 442 | 2028-10-23 12:00 | 406.27 | 0 | 0 | 442 | 2028-10-23 12:00 | -700 | 0 | -436.4 | 442
2028-10-23 13:00 | 700 | 0 | 510 | 442 | 2028-10-23 13:00 | 591.53 | 0 | 0 | 421.81 | 2028-10-23 13:00 | -500 | 0 | -136.4 | 442
2028-10-23 14:00 | 700 | 80.52 | 510 | 442 | 2028-10-23 14:00 | 700 | 0 | 0 | 418.64 | 2028-10-23 14:00 | 100 | 0 | 0 | 442
2028-10-23 15:00 | 700 | 380.52 | 510 | 442 | 2028-10-23 15:00 | 700 | 300 | 90.08 | 442 | 2028-10-23 15:00 | 700 | 0 | -162.48 | 442
2028-10-23 16:00 | 700 | 80.52 | 510 | 279.46 | 2028-10-23 16:00 | 700 | 0 | -209.92 | 317.41 | 2028-10-23 16:00 | 700 | -300 | -462.48 | 142
2028-10-23 17:00 | 700 | 0 | 510 | 442 | 2028-10-23 17:00 | 700 | -300 | -509.92 | 201.99 | 2028-10-23 17:00 | 700 | -526 | -510 | 312.15
2028-10-23 18:00 | 700 | 81.03 | 510 | 442 | 2028-10-23 18:00 | 700 | -106.96 | -300 | 256.31 | 2028-10-23 18:00 | 700 | -500.07 | -510 | 442
2028-10-23 19:00 | 500 | 381.03 | 510 | 442 | 2028-10-23 19:00 | 500 | 193.04 | 0 | 442 | 2028-10-23 19:00 | 100 | -200.07 | -210 | 442
2028-10-23 20:00 | -100 | 248.9 | 510 | 442 | 2028-10-23 20:00 | -100 | 0 | -126.15 | 420.92 | 2028-10-23 20:00 | -500 | -388.07 | -510 | 398.25
2028-10-23 21:00 | -700 | 505 | 510 | 442 | 2028-10-23 21:00 | -700 | 300 | 173.85 | 442 | 2028-10-23 21:00 | -700 | -88.07 | -210 | 442
2028-10-23 22:00 | -700 | 505 | 510 | 442 | 2028-10-23 22:00 | -700 | 505 | 473.85 | 442 | 2028-10-23 22:00 | -700 | 211.93 | 90 | 442
2028-10-23 23:00 | -700 | 505 | 510 | 214.35 | 2028-10-23 23:00 | -700 | 505 | 510 | 209.67 | 2028-10-23 23:00 | -700 | 505 | 390 | 267.22
2028-10-24 | -700 | 505 | 510 | 173.03 | 2028-10-24 | -700 | 505 | 510 | 286.07 | 2028-10-24 | -700 | 505 | 510 | 365.89
2028-10-24 01:00 | -700 | 505 | 510 | -68 | 2028-10-24 01:00 | -700 | 505 | 510 | 210.25 | 2028-10-24 01:00 | -700 | 505 | 510 | 442
2028-10-24 02:00 | -700 | 505 | 510 | -118.48 | 2028-10-24 02:00 | -700 | 505 | 510 | 0 | 2028-10-24 02:00 | -700 | 505 | 510 | 250.87
2028-10-24 03:00 | -700 | 505 | 510 | -125.68 | 2028-10-24 03:00 | -700 | 505 | 510 | 0 | 2028-10-24 03:00 | -700 | 505 | 510 | 78.13
2028-10-24 04:00 | -700 | 505 | 510 | 77.79 | 2028-10-24 04:00 | -700 | 505 | 467.86 | 208.25 | 2028-10-24 04:00 | -700 | 374 | 390 | 378.13
2028-10-24 05:00 | -700 | 300 | 510 | 315.16 | 2028-10-24 05:00 | -700 | 300 | 167.86 | 0 | 2028-10-24 05:00 | -700 | 74 | 90 | 90
2028-10-24 06:00 | -600 | 0 | 510 | 323.59 | 2028-10-24 06:00 | -700 | 0 | -132.14 | -300 | 2028-10-24 06:00 | -700 | -226 | -210 | -210
2028-10-24 07:00 | 0 | 0 | 334.26 | 340.4 | 2028-10-24 07:00 | -355.51 | 0 | 0 | 0 | 2028-10-24 07:00 | -700 | -526 | -510 | -510
2028-10-24 08:00 | 600 | 300 | 510 | 442 | 2028-10-24 08:00 | 244.49 | 0 | 0 | 62.16 | 2028-10-24 08:00 | -700 | -367.09 | -510 | -336.92
2028-10-24 09:00 | 700 | 505 | 510 | 442 | 2028-10-24 09:00 | 172.46 | 0 | 210 | 142 | 2028-10-24 09:00 | -700 | -67.09 | -210 | -36.92
2028-10-24 10:00 | 394.19 | 505 | 510 | 442 | 2028-10-24 10:00 | -427.54 | 300 | 510 | 442 | 2028-10-24 10:00 | -700 | 232.91 | 90 | 263.08
2028-10-24 11:00 | 515.17 | 505 | 510 | 442 | 2028-10-24 11:00 | -700 | 92.1 | 510 | 309.91 | 2028-10-24 11:00 | -700 | 131.4 | 390 | 390
2028-10-24 12:00 | 215.89 | 505 | 510 | 426.22 | 2028-10-24 12:00 | -700 | 392.1 | 510 | 359.82 | 2028-10-24 12:00 | -700 | 104.64 | 90 | 90
2028-10-24 13:00 | 700 | 205 | 510 | 130.23 | 2028-10-24 13:00 | -700 | 92.1 | 210 | 59.82 | 2028-10-24 13:00 | -700 | -195.36 | -210 | -210
2028-10-24 14:00 | 700 | 0 | 510 | 61.04 | 2028-10-24 14:00 | -700 | 0 | 0 | 0 | 2028-10-24 14:00 | -700 | -495.36 | -510 | -510
2028-10-24 15:00 | 700 | 0 | 510 | 255.14 | 2028-10-24 15:00 | -475.94 | 0 | 0 | 0 | 2028-10-24 15:00 | -700 | -526 | -510 | -382.09
2028-10-24 16:00 | 700 | 112.24 | 510 | 442 | 2028-10-24 16:00 | 100 | 0 | 0 | 205.19 | 2028-10-24 16:00 | -700 | -226 | -510 | -82.09
2028-10-24 17:00 | 700 | 412.24 | 510 | 442 | 2028-10-24 17:00 | 700 | 0 | 0 | 442 | 2028-10-24 17:00 | -700 | 0 | -510 | 112.91
2028-10-24 18:00 | 700 | 505 | 510 | 442 | 2028-10-24 18:00 | 700 | 0 | 0 | 442 | 2028-10-24 18:00 | -700 | 0 | -510 | 368.03
2028-10-24 19:00 | 700 | 505 | 510 | 442 | 2028-10-24 19:00 | 700 | 0 | 0 | 415.15 | 2028-10-24 19:00 | -700 | 0 | -510 | 68.03
2028-10-24 20:00 | 700 | 212.16 | 510 | 442 | 2028-10-24 20:00 | 305.3 | 0 | 0 | 128.41 | 2028-10-24 20:00 | -700 | 0 | -510 | 0
2028-10-24 21:00 | 500 | 271.91 | 510 | 393.1 | 2028-10-24 21:00 | -100 | 0 | 0 | 0 | 2028-10-24 21:00 | -700 | 0 | -510 | -71.34
2028-10-24 22:00 | -100 | 35.04 | 510 | 93.1 | 2028-10-24 22:00 | -700 | 0 | -145.23 | -165.85 | 2028-10-24 22:00 | -700 | -95 | -294.2 | -158
2028-10-24 23:00 | -700 | 335.04 | 510 | 393.1 | 2028-10-24 23:00 | -700 | 300 | 154.77 | 134.15 | 2028-10-24 23:00 | -700 | 205 | 5.8 | 142
2028-10-25 | -700 | 505 | 510 | 442 | 2028-10-25 | -700 | 505 | 454.77 | 434.15 | 2028-10-25 | -700 | 505 | 305.8 | 442
2028-10-25 01:00 | -700 | 505 | 510 | 442 | 2028-10-25 01:00 | -700 | 505 | 510 | 442 | 2028-10-25 01:00 | -700 | 505 | 510 | 442
2028-10-25 02:00 | -700 | 505 | 510 | 442 | 2028-10-25 02:00 | -700 | 505 | 510 | 442 | 2028-10-25 02:00 | -700 | 505 | 510 | 442
2028-10-25 03:00 | -700 | 505 | 510 | 442 | 2028-10-25 03:00 | -700 | 505 | 510 | 442 | 2028-10-25 03:00 | -700 | 505 | 510 | 442
2028-10-25 04:00 | -700 | 505 | 510 | 442 | 2028-10-25 04:00 | -700 | 374 | 390 | 440.34 | 2028-10-25 04:00 | -700 | 374 | 390 | 390
2028-10-25 05:00 | -700 | 318.53 | 510 | 400.46 | 2028-10-25 05:00 | -700 | 74 | 90 | 140.34 | 2028-10-25 05:00 | -700 | 74 | 90 | 90
2028-10-25 06:00 | -600 | 18.53 | 300.41 | 100.46 | 2028-10-25 06:00 | -700 | -226 | -210 | -159.66 | 2028-10-25 06:00 | -700 | -226 | -210 | -210
2028-10-25 07:00 | 0 | 0 | 494.5 | 147.58 | 2028-10-25 07:00 | -700 | -526 | -510 | -459.66 | 2028-10-25 07:00 | -700 | -526 | -510 | -510
2028-10-25 08:00 | 600 | 0 | 510 | 197.15 | 2028-10-25 08:00 | -700 | -300 | -491.34 | -159.66 | 2028-10-25 08:00 | -700 | -526 | -510 | -510
2028-10-25 09:00 | 464.22 | 300 | 510 | 442 | 2028-10-25 09:00 | -700 | 0 | -191.34 | 140.34 | 2028-10-25 09:00 | -700 | -226 | -331.35 | -300
2028-10-25 10:00 | -103.27 | 505 | 510 | 442 | 2028-10-25 10:00 | -700 | 300 | 108.66 | 440.34 | 2028-10-25 10:00 | -700 | 74 | -31.35 | 0
2028-10-25 11:00 | -700 | 505 | 510 | 442 | 2028-10-25 11:00 | -700 | 74 | 90 | 247.42 | 2028-10-25 11:00 | -700 | -226 | -210 | -210
2028-10-25 12:00 | -623.22 | 205 | 210 | 142 | 2028-10-25 12:00 | -700 | -226 | -210 | -52.58 | 2028-10-25 12:00 | -700 | -526 | -510 | -510
2028-10-25 13:00 | -23.22 | 0 | 17.99 | 0 | 2028-10-25 13:00 | -700 | -526 | -510 | -352.58 | 2028-10-25 13:00 | -700 | -526 | -510 | -510
2028-10-25 14:00 | 0 | 0 | 317.99 | 63.28 | 2028-10-25 14:00 | -700 | -405.97 | -510 | -412.93 | 2028-10-25 14:00 | -700 | -526 | -510 | -510
2028-10-25 15:00 | 600 | 0 | 459.07 | 142 | 2028-10-25 15:00 | -700 | -105.97 | -210 | -112.93 | 2028-10-25 15:00 | -700 | -526 | -510 | -510
2028-10-25 16:00 | 700 | 0 | 510 | 442 | 2028-10-25 16:00 | -148.89 | 0 | 0 | 0 | 2028-10-25 16:00 | -700 | -526 | -510 | -451.88
2028-10-25 17:00 | 700 | 2.83 | 510 | 442 | 2028-10-25 17:00 | -447.21 | 0 | 0 | 0 | 2028-10-25 17:00 | -700 | -526 | -510 | -380.98
2028-10-25 18:00 | 700 | 74.2 | 510 | 442 | 2028-10-25 18:00 | 0 | 0 | 0 | 0 | 2028-10-25 18:00 | -700 | -526 | -510 | -259.02
2028-10-25 19:00 | 700 | 182.01 | 510 | 442 | 2028-10-25 19:00 | 0 | 0 | 0 | 0 | 2028-10-25 19:00 | -700 | -517.68 | -510 | -464.09
2028-10-25 20:00 | 700 | 251.59 | 510 | 442 | 2028-10-25 20:00 | 0 | 0 | 0 | 0 | 2028-10-25 20:00 | -700 | -370.05 | -510 | -196.53
2028-10-25 21:00 | 500 | 33.2 | 510 | 442 | 2028-10-25 21:00 | -305.01 | 0 | 0 | 0 | 2028-10-25 21:00 | -700 | -70.05 | -435.45 | -250.17
2028-10-25 22:00 | -100 | 333.2 | 510 | 442 | 2028-10-25 22:00 | -700 | 0 | 300 | 170.42 | 2028-10-25 22:00 | -700 | 205 | -135.45 | 49.83
2028-10-25 23:00 | -700 | 505 | 510 | 442 | 2028-10-25 23:00 | -700 | 300 | 510 | 442 | 2028-10-25 23:00 | -700 | 505 | 164.55 | 349.83
2028-10-26 | -700 | 505 | 510 | 442 | 2028-10-26 | -700 | 505 | 510 | 442 | 2028-10-26 | -700 | 505 | 464.55 | 442
2028-10-26 01:00 | -700 | 505 | 510 | 442 | 2028-10-26 01:00 | -700 | 505 | 510 | 442 | 2028-10-26 01:00 | -700 | 505 | 510 | 442
2028-10-26 02:00 | -700 | 505 | 510 | 442 | 2028-10-26 02:00 | -700 | 505 | 510 | 442 | 2028-10-26 02:00 | -700 | 505 | 510 | 442
2028-10-26 03:00 | -700 | 505 | 510 | 442 | 2028-10-26 03:00 | -700 | 505 | 390 | 426.48 | 2028-10-26 03:00 | -700 | 374.67 | 390 | 390
2028-10-26 04:00 | -700 | 505 | 510 | 249.19 | 2028-10-26 04:00 | -700 | 374 | 90 | 126.48 | 2028-10-26 04:00 | -700 | 74.67 | 90 | 90
2028-10-26 05:00 | -700 | 300 | 379.91 | -41.49 | 2028-10-26 05:00 | -700 | 74 | -210 | -173.52 | 2028-10-26 05:00 | -700 | -225.33 | -210 | -210
2028-10-26 06:00 | -700 | 0 | 79.91 | 0 | 2028-10-26 06:00 | -700 | -226 | -510 | -473.52 | 2028-10-26 06:00 | -700 | -525.33 | -510 | -510
2028-10-26 07:00 | -100 | 0 | 6.38 | 0 | 2028-10-26 07:00 | -700 | -526 | -510 | -510 | 2028-10-26 07:00 | -700 | -526 | -510 | -510
2028-10-26 08:00 | 500 | 0 | 306.38 | 0 | 2028-10-26 08:00 | -700 | -526 | -510 | -510 | 2028-10-26 08:00 | -700 | -526 | -510 | -510
2028-10-26 09:00 | 700 | 0 | 220.68 | 220.11 | 2028-10-26 09:00 | -700 | -504.21 | -510 | -344.31 | 2028-10-26 09:00 | -700 | -526 | -510 | -510
2028-10-26 10:00 | 500 | 0 | 0 | 0 | 2028-10-26 10:00 | -700 | -204.21 | -210 | -158 | 2028-10-26 10:00 | -700 | -526 | -510 | -510
2028-10-26 11:00 | -100 | 205 | 210 | 4.69 | 2028-10-26 11:00 | -700 | 72.61 | 90 | 142 | 2028-10-26 11:00 | -700 | -526 | -510 | -510
2028-10-26 12:00 | -700 | 505 | 510 | 304.69 | 2028-10-26 12:00 | -700 | 372.61 | 390 | 442 | 2028-10-26 12:00 | -700 | -226 | -210 | -210
2028-10-26 13:00 | -326.91 | 205 | 415.05 | 4.69 | 2028-10-26 13:00 | -700 | 72.61 | 90 | 142 | 2028-10-26 13:00 | -700 | -226 | -210 | -210
2028-10-26 14:00 | 0 | 0 | 510 | 118.21 | 2028-10-26 14:00 | -700 | -227.39 | -210 | -158 | 2028-10-26 14:00 | -700 | -526 | -510 | -510
2028-10-26 15:00 | 600 | 0 | 510 | 212.22 | 2028-10-26 15:00 | -100 | -67.26 | 0 | -40.01 | 2028-10-26 15:00 | -636.54 | -300 | -300 | -300
2028-10-26 16:00 | 700 | 36 | 510 | 442 | 2028-10-26 16:00 | 500 | 0 | 300 | 259.99 | 2028-10-26 16:00 | -36.54 | 0 | 0 | 0
2028-10-26 17:00 | 700 | 133.11 | 510 | 442 | 2028-10-26 17:00 | 700 | 160.88 | 478.81 | 442 | 2028-10-26 17:00 | 563.46 | 300 | 300 | 300
2028-10-26 18:00 | 700 | 205 | 406.95 | 327.91 | 2028-10-26 18:00 | 700 | 0 | 178.81 | 154.27 | 2028-10-26 18:00 | 700 | 94.64 | 210 | 142
2028-10-26 19:00 | 700 | 505 | 510 | 442 | 2028-10-26 19:00 | 700 | 300 | 478.81 | 442 | 2028-10-26 19:00 | 700 | 394.64 | 510 | 442
2028-10-26 20:00 | 700 | 505 | 510 | 442 | 2028-10-26 20:00 | 700 | 0 | 510 | 442 | 2028-10-26 20:00 | 700 | 505 | 510 | 442
2028-10-26 21:00 | 700 | 505 | 510 | 442 | 2028-10-26 21:00 | 700 | 0 | 510 | 442 | 2028-10-26 21:00 | 700 | 505 | 510 | 442
2028-10-26 22:00 | 700 | 355.95 | 510 | 442 | 2028-10-26 22:00 | 700 | 300 | 510 | 442 | 2028-10-26 22:00 | 700 | 505 | 510 | 442
2028-10-26 23:00 | 700 | 55.95 | 510 | 442 | 2028-10-26 23:00 | 700 | 0 | 476.19 | 364.36 | 2028-10-26 23:00 | 500 | 300 | 286.78 | 442
2028-10-27 | 676.28 | 0 | 210 | 328.24 | 2028-10-27 | 320.15 | 0 | 176.19 | 281.98 | 2028-10-27 | -100 | 0 | -13.22 | 235.71
2028-10-27 01:00 | 230.33 | 0 | 0 | 412.48 | 2028-10-27 01:00 | -279.85 | 0 | 0 | 391.43 | 2028-10-27 01:00 | -700 | -213.28 | -313.22 | 370.38
2028-10-27 02:00 | -16.24 | 0 | 0 | 396.39 | 2028-10-27 02:00 | -700 | 0 | 0 | 371.78 | 2028-10-27 02:00 | -700 | -428.04 | -510 | 347.16
2028-10-27 03:00 | 129.84 | 0 | 0 | 428.41 | 2028-10-27 03:00 | -603.4 | 0 | 0 | 413.65 | 2028-10-27 03:00 | -700 | -278.68 | -210 | 398.89
2028-10-27 04:00 | -318.27 | 205 | 210 | 354.88 | 2028-10-27 04:00 | -700 | 205 | 210 | 325.61 | 2028-10-27 04:00 | -700 | 21.32 | 90 | 296.34
2028-10-27 05:00 | -453.03 | 505 | 510 | 442 | 2028-10-27 05:00 | -700 | 505 | 510 | 442 | 2028-10-27 05:00 | -700 | 321.32 | 390 | 442
2028-10-27 06:00 | -433.04 | 505 | 510 | 442 | 2028-10-27 06:00 | -700 | 505 | 510 | 442 | 2028-10-27 06:00 | -700 | 505 | 510 | 442
2028-10-27 07:00 | 166.96 | 505 | 510 | 442 | 2028-10-27 07:00 | -136.65 | 505 | 510 | 442 | 2028-10-27 07:00 | -700 | 505 | 510 | 442
2028-10-27 08:00 | 700 | 505 | 510 | 442 | 2028-10-27 08:00 | 463.35 | 205 | 377.1 | 330.91 | 2028-10-27 08:00 | -700 | 205 | 210 | 219.6
2028-10-27 09:00 | 700 | 485 | 510 | 442 | 2028-10-27 09:00 | 500 | 0 | 77.1 | 442 | 2028-10-27 09:00 | -700 | -95 | -90 | 92.8
2028-10-27 10:00 | 554.11 | 239.65 | 510 | 442 | 2028-10-27 10:00 | -100 | 0 | 377.1 | 442 | 2028-10-27 10:00 | -700 | -395 | -390 | 316.99
2028-10-27 11:00 | -45.89 | 505 | 510 | 442 | 2028-10-27 11:00 | -700 | 205 | 279.36 | 442 | 2028-10-27 11:00 | -700 | -95 | -90 | 442
2028-10-27 12:00 | -645.89 | 505 | 510 | 442 | 2028-10-27 12:00 | -700 | 505 | 510 | 442 | 2028-10-27 12:00 | -700 | 205 | 210 | 442
2028-10-27 13:00 | -700 | 505 | 510 | 442 | 2028-10-27 13:00 | -700 | 505 | 213.07 | 442 | 2028-10-27 13:00 | -700 | 74 | 90 | 442
2028-10-27 14:00 | -700 | 505 | 510 | 442 | 2028-10-27 14:00 | -700 | 300 | -86.93 | 442 | 2028-10-27 14:00 | -700 | -226 | -210 | 338.84
2028-10-27 15:00 | -100 | 205 | 430.94 | 299.23 | 2028-10-27 15:00 | -700 | 0 | -386.93 | 162.28 | 2028-10-27 15:00 | -700 | -526 | -510 | 38.84
2028-10-27 16:00 | 500 | 0 | 505.61 | 442 | 2028-10-27 16:00 | -700 | 0 | -86.93 | 442 | 2028-10-27 16:00 | -700 | -526 | -510 | 127.64
2028-10-27 17:00 | 700 | 0 | 510 | 442 | 2028-10-27 17:00 | -700 | 0 | 0 | 442 | 2028-10-27 17:00 | -700 | -526 | -510 | 142
2028-10-27 18:00 | 700 | 300 | 510 | 442 | 2028-10-27 18:00 | -221.45 | 0 | 0 | 442 | 2028-10-27 18:00 | -700 | -526 | -510 | 442
2028-10-27 19:00 | 698.23 | 484.21 | 510 | 442 | 2028-10-27 19:00 | -700 | 205 | 210 | 442 | 2028-10-27 19:00 | -700 | -526 | -510 | 442
2028-10-27 20:00 | 700 | 505 | 510 | 442 | 2028-10-27 20:00 | -700 | 505 | 510 | 442 | 2028-10-27 20:00 | -700 | -226 | -210 | 442
2028-10-27 21:00 | 443.2 | 505 | 510 | 442 | 2028-10-27 21:00 | -700 | 505 | 510 | 442 | 2028-10-27 21:00 | -700 | 74 | 90 | 442
2028-10-27 22:00 | -156.8 | 505 | 510 | 442 | 2028-10-27 22:00 | -700 | 505 | 510 | 442 | 2028-10-27 22:00 | -700 | 374 | 390 | 442
2028-10-27 23:00 | -700 | 505 | 510 | 442 | 2028-10-27 23:00 | -700 | 505 | 510 | 442 | 2028-10-27 23:00 | -700 | 505 | 510 | 442
2028-10-28 | -563.17 | 505 | 510 | 442 | 2028-10-28 | -700 | 505 | 510 | 442 | 2028-10-28 | -700 | 505 | 510 | 442
2028-10-28 01:00 | -700 | 505 | 510 | 442 | 2028-10-28 01:00 | -700 | 505 | 510 | 442 | 2028-10-28 01:00 | -700 | 505 | 510 | 442
2028-10-28 02:00 | -700 | 505 | 510 | 442 | 2028-10-28 02:00 | -700 | 505 | 510 | 442 | 2028-10-28 02:00 | -700 | 505 | 510 | 442
2028-10-28 03:00 | -700 | 505 | 510 | 442 | 2028-10-28 03:00 | -700 | 505 | 510 | 442 | 2028-10-28 03:00 | -700 | 505 | 510 | 442
2028-10-28 04:00 | -700 | 505 | 510 | 442 | 2028-10-28 04:00 | -700 | 505 | 510 | 442 | 2028-10-28 04:00 | -700 | 505 | 510 | 442
2028-10-28 05:00 | -700 | 505 | 510 | 442 | 2028-10-28 05:00 | -700 | 505 | 510 | 442 | 2028-10-28 05:00 | -700 | 505 | 510 | 442
2028-10-28 06:00 | -700 | 505 | 510 | 442 | 2028-10-28 06:00 | -700 | 505 | 510 | 442 | 2028-10-28 06:00 | -700 | 505 | 510 | 442
2028-10-28 07:00 | -700 | 505 | 510 | 442 | 2028-10-28 07:00 | -700 | 505 | 510 | 442 | 2028-10-28 07:00 | -700 | 505 | 510 | 442
2028-10-28 08:00 | -700 | 505 | 510 | 442 | 2028-10-28 08:00 | -700 | 505 | 510 | 442 | 2028-10-28 08:00 | -700 | 505 | 510 | 442
2028-10-28 09:00 | -700 | 505 | 510 | 442 | 2028-10-28 09:00 | -700 | 505 | 510 | 442 | 2028-10-28 09:00 | -700 | 505 | 510 | 442
2028-10-28 10:00 | -700 | 505 | 510 | 442 | 2028-10-28 10:00 | -700 | 505 | 510 | 442 | 2028-10-28 10:00 | -700 | 505 | 510 | 442
2028-10-28 11:00 | -700 | 505 | 510 | 442 | 2028-10-28 11:00 | -700 | 505 | 510 | 442 | 2028-10-28 11:00 | -700 | 505 | 510 | 442
2028-10-28 12:00 | -700 | 505 | 510 | 442 | 2028-10-28 12:00 | -700 | 505 | 510 | 442 | 2028-10-28 12:00 | -700 | 374 | 390 | 442
2028-10-28 13:00 | -700 | 505 | 510 | 442 | 2028-10-28 13:00 | -700 | 505 | 210 | 442 | 2028-10-28 13:00 | -700 | 74 | 90 | 442
2028-10-28 14:00 | -700 | 482.65 | 510 | 442 | 2028-10-28 14:00 | -700 | 230.76 | -90 | 442 | 2028-10-28 14:00 | -700 | -226 | -210 | 442
2028-10-28 15:00 | -100 | 182.65 | 334.97 | 442 | 2028-10-28 15:00 | -700 | -69.24 | -390 | 293.04 | 2028-10-28 15:00 | -700 | -526 | -510 | 148.29
2028-10-28 16:00 | 0 | 0 | 34.97 | 296.66 | 2028-10-28 16:00 | -700 | -48.92 | -510 | 0 | 2028-10-28 16:00 | -700 | -526 | -510 | -151.71
2028-10-28 17:00 | 600 | 0 | 334.97 | 398.16 | 2028-10-28 17:00 | -100 | 0 | -210 | 0 | 2028-10-28 17:00 | -700 | -526 | -510 | -451.71
2028-10-28 18:00 | 700 | 0 | 510 | 315.77 | 2028-10-28 18:00 | 0 | 0 | 0 | 0 | 2028-10-28 18:00 | -700 | -526 | -510 | -510
2028-10-28 19:00 | 465.73 | 300 | 510 | 442 | 2028-10-28 19:00 | -230.07 | 0 | 203.04 | 0 | 2028-10-28 19:00 | -700 | -526 | -510 | -280.69
2028-10-28 20:00 | 25.91 | 344.86 | 510 | 209.52 | 2028-10-28 20:00 | -550.91 | 0 | 0 | -53.35 | 2028-10-28 20:00 | -700 | -300 | -510 | -346.18
2028-10-28 21:00 | 81.72 | 505 | 510 | 442 | 2028-10-28 21:00 | -282.29 | 0 | 241.86 | 0 | 2028-10-28 21:00 | -700 | 0 | -210 | -46.18
2028-10-28 22:00 | 117.91 | 505 | 510 | 442 | 2028-10-28 22:00 | -422.82 | 205 | 210 | 142 | 2028-10-28 22:00 | -700 | 74 | 90 | 142
2028-10-28 23:00 | 237.26 | 505 | 510 | 442 | 2028-10-28 23:00 | -700 | 505 | 510 | 442 | 2028-10-28 23:00 | -700 | 374 | 390 | 442
2028-10-29 | 0 | 332.81 | 510 | 442 | 2028-10-29 | -700 | 205 | 300 | 237.74 | 2028-10-29 | -700 | 74 | 90 | 295.65
2028-10-29 01:00 | 448.18 | 32.81 | 300 | 210.52 | 2028-10-29 01:00 | -545.94 | 0 | 0 | 0 | 2028-10-29 01:00 | -700 | -226 | -210 | -4.35
2028-10-29 02:00 | 423.96 | 0 | 0 | 145.5 | 2028-10-29 02:00 | -700 | 0 | 0 | 0 | 2028-10-29 02:00 | -700 | -526 | -510 | -304.35
2028-10-29 03:00 | 0 | 0 | 50.75 | 111.41 | 2028-10-29 03:00 | -700 | 0 | -244.34 | 43.12 | 2028-10-29 03:00 | -700 | -526 | -510 | -510
2028-10-29 04:00 | -360.77 | 0 | 0 | 185.72 | 2028-10-29 04:00 | -700 | -251.07 | -510 | 132.07 | 2028-10-29 04:00 | -700 | -526 | -510 | -277.56
2028-10-29 05:00 | -700 | 0 | -127.17 | 221.65 | 2028-10-29 05:00 | -700 | -526 | -510 | 209.77 | 2028-10-29 05:00 | -700 | -526 | -510 | 0
2028-10-29 06:00 | -700 | 300 | 172.83 | 442 | 2028-10-29 06:00 | -700 | -226 | -210 | 442 | 2028-10-29 06:00 | -700 | -226 | -210 | 300
2028-10-29 07:00 | -700 | 0 | 90 | 335.06 | 2028-10-29 07:00 | -700 | 0 | 90 | 335.06 | 2028-10-29 07:00 | -700 | 0 | 90 | 335.06
2028-10-29 08:00 | -700 | 97.61 | -210 | 442 | 2028-10-29 08:00 | -700 | -226 | -210 | 372.31 | 2028-10-29 08:00 | -700 | -226 | -210 | 372.31
2028-10-29 09:00 | -700 | -202.39 | -510 | 218.46 | 2028-10-29 09:00 | -700 | -526 | -510 | 72.31 | 2028-10-29 09:00 | -700 | -526 | -510 | 72.31
2028-10-29 10:00 | -700 | 97.61 | -210 | 442 | 2028-10-29 10:00 | -700 | -226 | -210 | 372.31 | 2028-10-29 10:00 | -700 | -226 | -210 | 372.31
2028-10-29 11:00 | -700 | 397.61 | 90 | 442 | 2028-10-29 11:00 | -700 | 74 | 90 | 442 | 2028-10-29 11:00 | -700 | 74 | 90 | 442
2028-10-29 12:00 | -700 | 505 | 390 | 442 | 2028-10-29 12:00 | -700 | 374 | 390 | 442 | 2028-10-29 12:00 | -700 | 374 | 390 | 442
2028-10-29 13:00 | -700 | 505 | 510 | 442 | 2028-10-29 13:00 | -700 | 505 | 510 | 442 | 2028-10-29 13:00 | -700 | 505 | 510 | 442
2028-10-29 14:00 | -700 | 505 | 390 | 442 | 2028-10-29 14:00 | -700 | 505 | 510 | 442 | 2028-10-29 14:00 | -700 | 505 | 510 | 442
2028-10-29 15:00 | -700 | 275.31 | 90 | 442 | 2028-10-29 15:00 | -700 | 320.78 | 210 | 276.98 | 2028-10-29 15:00 | -700 | 457.49 | 210 | 142
2028-10-29 16:00 | -700 | -24.69 | -210 | 142 | 2028-10-29 16:00 | -700 | 20.78 | -90 | -23.02 | 2028-10-29 16:00 | -700 | 157.49 | -90 | -158
2028-10-29 17:00 | -700 | -324.69 | -510 | -158 | 2028-10-29 17:00 | -700 | -279.22 | -390 | -323.02 | 2028-10-29 17:00 | -700 | -142.51 | -390 | -458
2028-10-29 18:00 | -700 | -95 | -485.06 | -94.65 | 2028-10-29 18:00 | -700 | -526 | -510 | -313.99 | 2028-10-29 18:00 | -700 | -395 | -495.34 | -458
2028-10-29 19:00 | -700 | 205 | -185.06 | 205.35 | 2028-10-29 19:00 | -700 | -226 | -210 | -13.99 | 2028-10-29 19:00 | -700 | -95 | -195.34 | -158
2028-10-29 20:00 | -700 | 505 | 114.94 | 442 | 2028-10-29 20:00 | -700 | 74 | 90 | 286.01 | 2028-10-29 20:00 | -700 | 205 | 104.66 | 142
2028-10-29 21:00 | -700 | 505 | 414.94 | 230.45 | 2028-10-29 21:00 | -700 | 374 | 390 | 442 | 2028-10-29 21:00 | -700 | 505 | 404.66 | 442
2028-10-29 22:00 | -700 | 505 | 510 | 286.39 | 2028-10-29 22:00 | -700 | 505 | 510 | 442 | 2028-10-29 22:00 | -700 | 505 | 510 | 442
2028-10-29 23:00 | -700 | 505 | 510 | 368.6 | 2028-10-29 23:00 | -700 | 505 | 510 | 442 | 2028-10-29 23:00 | -700 | 505 | 510 | 442
2028-10-30 | -105.29 | 505 | 510 | 218.75 | 2028-10-30 | -700 | 505 | 510 | 442 | 2028-10-30 | -700 | 505 | 510 | 442
2028-10-30 01:00 | 236.91 | 505 | 510 | 442 | 2028-10-30 01:00 | -210.14 | 505 | 510 | 442 | 2028-10-30 01:00 | -700 | 505 | 510 | 442
2028-10-30 02:00 | 551.97 | 505 | 510 | 442 | 2028-10-30 02:00 | 216.45 | 505 | 510 | 442 | 2028-10-30 02:00 | -100 | 505 | 510 | 442
2028-10-30 03:00 | 430.68 | 413.61 | 510 | 442 | 2028-10-30 03:00 | 264.32 | 300 | 510 | 442 | 2028-10-30 03:00 | 150.3 | 300 | 510 | 442
2028-10-30 04:00 | 700 | 113.61 | 510 | 442 | 2028-10-30 04:00 | 700 | 0 | 510 | 356.67 | 2028-10-30 04:00 | 700 | 0 | 390 | 430.34
2028-10-30 05:00 | 700 | 0 | 377.92 | 442 | 2028-10-30 05:00 | 700 | 0 | 300 | 240.39 | 2028-10-30 05:00 | 700 | 74 | 90 | 442
2028-10-30 06:00 | 700 | 0 | 77.92 | 371.79 | 2028-10-30 06:00 | 700 | 0 | 0 | 290.17 | 2028-10-30 06:00 | 700 | -226 | -210 | 224.12
2028-10-30 07:00 | 700 | -300 | -222.08 | 71.79 | 2028-10-30 07:00 | 700 | -70.01 | -300 | 158.66 | 2028-10-30 07:00 | 700 | -526 | -510 | 71.49
2028-10-30 08:00 | 700 | 0 | -353.45 | 371.79 | 2028-10-30 08:00 | 700 | -70.01 | -510 | 442 | 2028-10-30 08:00 | 700 | -526 | -510 | 353.81
2028-10-30 09:00 | 700 | 0 | -354.02 | 442 | 2028-10-30 09:00 | 700 | -228.8 | -510 | 442 | 2028-10-30 09:00 | 700 | -526 | -510 | 442
2028-10-30 10:00 | 700 | 0 | -510 | 442 | 2028-10-30 10:00 | 700 | -526 | -510 | 442 | 2028-10-30 10:00 | 151.68 | -526 | -510 | 442
2028-10-30 11:00 | 700 | -110.4 | -510 | 284.57 | 2028-10-30 11:00 | 700 | -481.44 | -510 | 442 | 2028-10-30 11:00 | -448.32 | -526 | -510 | 442
2028-10-30 12:00 | 700 | 0 | -210 | 376.46 | 2028-10-30 12:00 | 700 | -226 | -210 | 442 | 2028-10-30 12:00 | -600 | -526 | -510 | 433.67
2028-10-30 13:00 | 700 | -218.69 | -510 | 76.46 | 2028-10-30 13:00 | 700 | -526 | -510 | 218.07 | 2028-10-30 13:00 | 0 | -526 | -510 | 133.67
2028-10-30 14:00 | 700 | 0 | -347.33 | 0 | 2028-10-30 14:00 | 700 | -314.86 | -510 | -81.93 | 2028-10-30 14:00 | 600 | -526 | -510 | 85
2028-10-30 15:00 | 700 | 0 | -133.18 | 0 | 2028-10-30 15:00 | 700 | -259.53 | -510 | -75.32 | 2028-10-30 15:00 | 700 | -526 | -510 | 96.41
2028-10-30 16:00 | 700 | -252.79 | -433.18 | 75.95 | 2028-10-30 16:00 | 408.3 | -526 | -510 | -45.32 | 2028-10-30 16:00 | 277.44 | -526 | -510 | -45.32
2028-10-30 17:00 | 700 | -526 | -510 | 81.48 | 2028-10-30 17:00 | 19.23 | -526 | -510 | -318.12 | 2028-10-30 17:00 | -322.56 | -526 | -510 | -17.94
2028-10-30 18:00 | 700 | -391.14 | -510 | 291.64 | 2028-10-30 18:00 | 619.23 | -526 | -510 | -18.12 | 2028-10-30 18:00 | 277.44 | -526 | -510 | 282.06
2028-10-30 19:00 | 634.79 | -526 | 0 | 288.24 | 2028-10-30 19:00 | 676.32 | -526 | 0 | 268.4 | 2028-10-30 19:00 | -135.77 | -526 | 0 | 442
2028-10-30 20:00 | 312.66 | -226 | 0 | 442 | 2028-10-30 20:00 | 76.32 | -226 | 0 | 442 | 2028-10-30 20:00 | -700 | -245.82 | 0 | 442
2028-10-30 21:00 | 475.14 | 0 | 0 | 442 | 2028-10-30 21:00 | -523.68 | -6.88 | 0 | 432.48 | 2028-10-30 21:00 | -700 | -526 | 0 | 321.36
2028-10-30 22:00 | -100 | 158 | 0 | 442 | 2028-10-30 22:00 | -700 | -33.78 | 0 | 132.48 | 2028-10-30 22:00 | -700 | -526 | 0 | 21.36
2028-10-30 23:00 | -700 | 458 | 0 | 442 | 2028-10-30 23:00 | -700 | 266.22 | 0 | 432.48 | 2028-10-30 23:00 | -700 | -226 | 0 | 321.36
2028-10-31 | -700 | 505 | 0 | 411.82 | 2028-10-31 | -700 | 505 | 0 | 406.29 | 2028-10-31 | -700 | 74 | 0 | 442
2028-10-31 01:00 | -700 | 505 | 0 | 111.82 | 2028-10-31 01:00 | -700 | 505 | 0 | 232 | 2028-10-31 01:00 | -700 | 374 | 0 | 142
2028-10-31 02:00 | -700 | 505 | 0 | -164.41 | 2028-10-31 02:00 | -700 | 505 | 0 | -68 | 2028-10-31 02:00 | -700 | 505 | 0 | -68
2028-10-31 03:00 | -700 | 505 | 0 | -68 | 2028-10-31 03:00 | -700 | 505 | 0 | -68 | 2028-10-31 03:00 | -700 | 505 | 0 | 217.6
2028-10-31 04:00 | -700 | 505 | 0 | -52.14 | 2028-10-31 04:00 | -700 | 505 | 0 | 0 | 2028-10-31 04:00 | -700 | 505 | 0 | 5.76
2028-10-31 05:00 | -700 | 505 | 0 | -147.3 | 2028-10-31 05:00 | -700 | 505 | 0 | 0 | 2028-10-31 05:00 | -700 | 505 | 0 | -68
2028-10-31 06:00 | -700 | 505 | 0 | -62.4 | 2028-10-31 06:00 | -700 | 505 | 0 | -10.05 | 2028-10-31 06:00 | -700 | 505 | 0 | 98.19
2028-10-31 07:00 | -700 | 505 | 0 | 130.2 | 2028-10-31 07:00 | -700 | 505 | 0 | 195.66 | 2028-10-31 07:00 | -700 | 505 | 0 | 398.19
2028-10-31 08:00 | -700 | 505 | 0 | 259.7 | 2028-10-31 08:00 | -700 | 505 | 0 | 258.78 | 2028-10-31 08:00 | -700 | 505 | 0 | 442
2028-10-31 09:00 | -700 | 505 | 0 | 326.86 | 2028-10-31 09:00 | -700 | 505 | 0 | 338.71 | 2028-10-31 09:00 | -700 | 505 | 0 | 442
2028-10-31 10:00 | -700 | 505 | 0 | 442 | 2028-10-31 10:00 | -700 | 505 | 0 | 442 | 2028-10-31 10:00 | -700 | 505 | 0 | 442
2028-10-31 11:00 | -700 | 505 | 0 | 331.62 | 2028-10-31 11:00 | -700 | 505 | 0 | 442 | 2028-10-31 11:00 | -700 | 505 | 0 | 357.57
2028-10-31 12:00 | -700 | 505 | 0 | 303.46 | 2028-10-31 12:00 | -700 | 505 | 0 | 295.92 | 2028-10-31 12:00 | -700 | 505 | 0 | 442
2028-10-31 13:00 | -700 | 505 | 0 | 278.46 | 2028-10-31 13:00 | -700 | 505 | 0 | 291.95 | 2028-10-31 13:00 | -700 | 505 | 0 | 258.95
2028-10-31 14:00 | -700 | 505 | 0 | 259.49 | 2028-10-31 14:00 | -700 | 505 | 0 | 289.26 | 2028-10-31 14:00 | -700 | 374 | 0 | 239.48
2028-10-31 15:00 | -700 | 505 | 0 | 270.31 | 2028-10-31 15:00 | -700 | 505 | 0 | 258.81 | 2028-10-31 15:00 | -700 | 74 | 0 | 90
2028-10-31 16:00 | -361.8 | 505 | 0 | 348.46 | 2028-10-31 16:00 | -700 | 300 | 0 | 280.32 | 2028-10-31 16:00 | -700 | -226 | 0 | -210
2028-10-31 17:00 | 238.2 | 298.81 | 0 | 281.13 | 2028-10-31 17:00 | -667.56 | 0 | 0 | -19.68 | 2028-10-31 17:00 | -700 | -526 | 0 | -510
2028-10-31 18:00 | 700 | 335.31 | 0 | 442 | 2028-10-31 18:00 | -67.56 | 0 | 0 | 0 | 2028-10-31 18:00 | -700 | -526 | 0 | -510
2028-10-31 19:00 | 700 | 50.15 | 0 | 442 | 2028-10-31 19:00 | -667.56 | 0 | 0 | 0 | 2028-10-31 19:00 | -700 | -526 | 0 | -510
2028-10-31 20:00 | 500 | 350.15 | 0 | 442 | 2028-10-31 20:00 | -681.46 | 0 | 0 | 0 | 2028-10-31 20:00 | -700 | -526 | 0 | -504.86
2028-10-31 21:00 | -100 | 205 | 0 | 442 | 2028-10-31 21:00 | -700 | 0 | 0 | 0 | 2028-10-31 21:00 | -700 | -526 | 0 | -204.86
2028-10-31 22:00 | -700 | 505 | 0 | 442 | 2028-10-31 22:00 | -700 | 300 | 0 | 300 | 2028-10-31 22:00 | -700 | -226 | 0 | 95.14
2028-10-31 23:00 | -700 | 505 | 0 | 442 | 2028-10-31 23:00 | -700 | 505 | 0 | 442 | 2028-10-31 23:00 | -700 | 74 | 0 | 395.14
2028-11-01 | -700 | 505 | 0 | 442 | 2028-11-01 | -700 | 505 | 0 | 442 | 2028-11-01 | -700 | 374 | 0 | 442
2028-11-01 01:00 | -700 | 505 | 0 | 208.06 | 2028-11-01 01:00 | -700 | 505 | 0 | 313.29 | 2028-11-01 01:00 | -700 | 505 | 0 | 442
2028-11-01 02:00 | -700 | 505 | 0 | 51.05 | 2028-11-01 02:00 | -700 | 505 | 0 | 284.32 | 2028-11-01 02:00 | -700 | 505 | 0 | 442
2028-11-01 03:00 | -700 | 505 | 0 | -36.25 | 2028-11-01 03:00 | -700 | 505 | 0 | 290.9 | 2028-11-01 03:00 | -700 | 505 | 0 | 205.48
2028-11-01 04:00 | -700 | 505 | 0 | 8.95 | 2028-11-01 04:00 | -700 | 505 | 0 | 0 | 2028-11-01 04:00 | -700 | 505 | 0 | 442
2028-11-01 05:00 | -700 | 505 | 0 | 187.08 | 2028-11-01 05:00 | -700 | 505 | 0 | 300 | 2028-11-01 05:00 | -700 | 505 | 0 | 442
2028-11-01 06:00 | -700 | 505 | 0 | 442 | 2028-11-01 06:00 | -700 | 505 | 0 | 442 | 2028-11-01 06:00 | -700 | 505 | 0 | 442
2028-11-01 07:00 | -700 | 505 | 0 | 442 | 2028-11-01 07:00 | -700 | 505 | 0 | 442 | 2028-11-01 07:00 | -700 | 505 | 0 | 442
2028-11-01 08:00 | -446.08 | 205 | 0 | 439.63 | 2028-11-01 08:00 | -700 | 205 | 0 | 439.63 | 2028-11-01 08:00 | -700 | 205 | 0 | 439.63
2028-11-01 09:00 | -700 | 505 | 0 | 442 | 2028-11-01 09:00 | -700 | 505 | 0 | 442 | 2028-11-01 09:00 | -700 | 505 | 0 | 442
2028-11-01 10:00 | -700 | 505 | 0 | 442 | 2028-11-01 10:00 | -700 | 505 | 0 | 442 | 2028-11-01 10:00 | -700 | 505 | 0 | 442
2028-11-01 11:00 | -700 | 505 | 0 | 442 | 2028-11-01 11:00 | -700 | 505 | 0 | 442 | 2028-11-01 11:00 | -700 | 505 | 0 | 442
2028-11-01 12:00 | -700 | 505 | 0 | 442 | 2028-11-01 12:00 | -700 | 505 | 0 | 442 | 2028-11-01 12:00 | -700 | 374 | 0 | 442
2028-11-01 13:00 | -700 | 505 | 0 | 442 | 2028-11-01 13:00 | -700 | 505 | 0 | 442 | 2028-11-01 13:00 | -700 | 74 | 0 | 442
2028-11-01 14:00 | -619.97 | 505 | 0 | 442 | 2028-11-01 14:00 | -700 | 300 | 0 | 442 | 2028-11-01 14:00 | -700 | -226 | 0 | 169.18
2028-11-01 15:00 | -19.97 | 205 | 0 | 341.1 | 2028-11-01 15:00 | -563.65 | 0 | 0 | 142 | 2028-11-01 15:00 | -700 | -526 | 0 | -130.82
2028-11-01 16:00 | 554.69 | 0 | 0 | 348.02 | 2028-11-01 16:00 | -74.44 | -73.51 | 0 | 183.81 | 2028-11-01 16:00 | -700 | -348.65 | 0 | 19.6
2028-11-01 17:00 | 700 | 12.89 | 0 | 442 | 2028-11-01 17:00 | 525.56 | 0 | 0 | 442 | 2028-11-01 17:00 | -100 | -48.65 | 0 | 319.6
2028-11-01 18:00 | 700 | 109.36 | 0 | 442 | 2028-11-01 18:00 | 700 | 251.92 | 0 | 442 | 2028-11-01 18:00 | 168.34 | 0 | 0 | 442
2028-11-01 19:00 | 700 | 198.64 | 300 | 442 | 2028-11-01 19:00 | 700 | 475.42 | 300 | 442 | 2028-11-01 19:00 | 700 | 0 | 0 | 442
2028-11-01 20:00 | 700 | 0 | 504.35 | 442 | 2028-11-01 20:00 | 700 | 175.42 | 510 | 442 | 2028-11-01 20:00 | 546.22 | 0 | 0 | 432.68
2028-11-01 21:00 | 700 | 54.72 | 510 | 442 | 2028-11-01 21:00 | 700 | 175.42 | 510 | 442 | 2028-11-01 21:00 | 700 | 0 | 0 | 432.68
2028-11-01 22:00 | 700 | 354.72 | 510 | 442 | 2028-11-01 22:00 | 700 | 475.42 | 510 | 442 | 2028-11-01 22:00 | 700 | 0 | 210 | 432.68
2028-11-01 23:00 | 700 | 498.27 | 510 | 442 | 2028-11-01 23:00 | 700 | 475.42 | 510 | 442 | 2028-11-01 23:00 | 380.77 | 116.73 | 510 | 442
2028-11-02 | 700 | 305.34 | 510 | 442 | 2028-11-02 | 700 | 505 | 510 | 442 | 2028-11-02 | 700 | 0 | 210 | 442
2028-11-02 01:00 | 700 | 444.62 | 510 | 442 | 2028-11-02 01:00 | 700 | 505 | 510 | 442 | 2028-11-02 01:00 | 700 | 0 | 0 | 214.93
2028-11-02 02:00 | 700 | 144.62 | 324.11 | 424.77 | 2028-11-02 02:00 | 433.71 | 205 | 210 | 367.68 | 2028-11-02 02:00 | 100 | 0 | 0 | 423.53
2028-11-02 03:00 | 700 | 0 | 284.18 | 347.36 | 2028-11-02 03:00 | 626.08 | 0 | 0 | 367.68 | 2028-11-02 03:00 | -18.63 | 0 | 0 | 423.53
2028-11-02 04:00 | 700 | 0 | 494.83 | 217.95 | 2028-11-02 04:00 | 638.29 | 0 | 0 | 356.45 | 2028-11-02 04:00 | 20.16 | 0 | 0 | 423.53
2028-11-02 05:00 | 700 | 0 | 342.59 | 106.82 | 2028-11-02 05:00 | 659.22 | 0 | 0 | 103.08 | 2028-11-02 05:00 | 3.56 | 0 | 0 | 337.32
2028-11-02 06:00 | 700 | 0 | 346.92 | 256 | 2028-11-02 06:00 | 700 | 0 | 0 | 262.38 | 2028-11-02 06:00 | 3.56 | 0 | 0 | 142
2028-11-02 07:00 | 700 | 0 | 346.65 | 421.4 | 2028-11-02 07:00 | 700 | 0 | 0 | 442 | 2028-11-02 07:00 | 144.65 | 0 | 0 | 442
2028-11-02 08:00 | 700 | 133.23 | 510 | 442 | 2028-11-02 08:00 | 695.04 | 0 | 187.67 | 442 | 2028-11-02 08:00 | 308.26 | 0 | 0 | 442
2028-11-02 09:00 | 700 | 433.23 | 510 | 442 | 2028-11-02 09:00 | 700 | 0 | 487.67 | 442 | 2028-11-02 09:00 | 0 | 0 | 0 | 442
2028-11-02 10:00 | 700 | 133.23 | 504.58 | 442 | 2028-11-02 10:00 | 211.01 | 0 | 187.67 | 442 | 2028-11-02 10:00 | -586.82 | 0 | -154.41 | 442
2028-11-02 11:00 | 700 | 0 | 254.76 | 442 | 2028-11-02 11:00 | -22.14 | 0 | 0 | 442 | 2028-11-02 11:00 | -700 | -147.08 | -454.41 | 442
2028-11-02 12:00 | 700 | 0 | 31.52 | 442 | 2028-11-02 12:00 | -365.82 | 0 | 0 | 442 | 2028-11-02 12:00 | -700 | -447.08 | -510 | 442
2028-11-02 13:00 | 655.09 | 0 | 0 | 442 | 2028-11-02 13:00 | -602.54 | 0 | 0 | 442 | 2028-11-02 13:00 | -700 | -526 | -510 | 442
2028-11-02 14:00 | 377.49 | 0 | 0 | 442 | 2028-11-02 14:00 | -700 | 0 | -218.32 | 442 | 2028-11-02 14:00 | -700 | -526 | -510 | 442
2028-11-02 15:00 | 166.2 | 0 | 0 | 442 | 2028-11-02 15:00 | -700 | 0 | -206.34 | 442 | 2028-11-02 15:00 | -700 | -526 | -510 | 442
2028-11-02 16:00 | 627.32 | 0 | 0 | 442 | 2028-11-02 16:00 | -192.48 | 0 | 0 | 442 | 2028-11-02 16:00 | -700 | -226 | -319.51 | 442
2028-11-02 17:00 | 700 | 0 | 230.68 | 442 | 2028-11-02 17:00 | 15.66 | 0 | 0 | 442 | 2028-11-02 17:00 | -600 | -47.61 | -300 | 442
2028-11-02 18:00 | 700 | 300 | 510 | 442 | 2028-11-02 18:00 | 615.66 | 82.55 | 227.46 | 412.09 | 2028-11-02 18:00 | 0 | 0 | 0 | 442
2028-11-02 19:00 | 700 | 505 | 510 | 442 | 2028-11-02 19:00 | 700 | 382.55 | 510 | 442 | 2028-11-02 19:00 | 600 | 0 | 0 | 442
2028-11-02 20:00 | 700 | 392.92 | 510 | 442 | 2028-11-02 20:00 | 700 | 82.55 | 510 | 382.32 | 2028-11-02 20:00 | 330.66 | 0 | 0 | 142
2028-11-02 21:00 | 700 | 92.92 | 510 | 375.82 | 2028-11-02 21:00 | 700 | 0 | 426.59 | 139.44 | 2028-11-02 21:00 | 103.56 | 0 | 0 | 0
2028-11-02 22:00 | 700 | 190.63 | 510 | 442 | 2028-11-02 22:00 | 600 | 158.33 | 510 | 439.44 | 2028-11-02 22:00 | -91.27 | 0 | 0 | 288.39
2028-11-02 23:00 | 266.23 | 300 | 510 | 442 | 2028-11-02 23:00 | 0 | 0 | 210 | 139.44 | 2028-11-02 23:00 | -691.27 | 0 | 0 | 0
2028-11-03 | 656.35 | 0 | 510 | 236.46 | 2028-11-03 | 375.63 | 0 | 306.82 | 439.44 | 2028-11-03 | -91.27 | 0 | 7.78 | 300
2028-11-03 01:00 | 700 | 0 | 355.79 | 386.94 | 2028-11-03 01:00 | 512.27 | 0 | 210 | 442 | 2028-11-03 01:00 | 0 | 0 | 31.1 | 442
2028-11-03 02:00 | 148.73 | 300 | 510 | 442 | 2028-11-03 02:00 | 0 | 105.15 | 510 | 442 | 2028-11-03 02:00 | -134.71 | 281.69 | 331.1 | 442
2028-11-03 03:00 | 0 | 505 | 510 | 442 | 2028-11-03 03:00 | 0 | 300 | 510 | 442 | 2028-11-03 03:00 | -588.54 | 300 | 419.05 | 442
2028-11-03 04:00 | 0 | 205 | 210 | 405.46 | 2028-11-03 04:00 | 0 | 0 | 210 | 442 | 2028-11-03 04:00 | -700 | 0 | 119.05 | 442
2028-11-03 05:00 | 415.33 | 0 | 210 | 430.66 | 2028-11-03 05:00 | 0 | 0 | 210 | 442 | 2028-11-03 05:00 | -133.58 | 0 | 0 | 442
2028-11-03 06:00 | 8.54 | 300 | 510 | 442 | 2028-11-03 06:00 | 0 | 0 | 510 | 442 | 2028-11-03 06:00 | -700 | 0 | 0 | 442
2028-11-03 07:00 | 608.54 | 205 | 210 | 442 | 2028-11-03 07:00 | 0 | 205 | 210 | 442 | 2028-11-03 07:00 | -147.45 | 0 | 210 | 442
2028-11-03 08:00 | 700 | 505 | 510 | 442 | 2028-11-03 08:00 | 232.1 | 505 | 510 | 442 | 2028-11-03 08:00 | 0 | 300 | 510 | 442
2028-11-03 09:00 | 700 | 505 | 510 | 442 | 2028-11-03 09:00 | 700 | 364.25 | 510 | 442 | 2028-11-03 09:00 | 600 | 300 | 343.5 | 442
2028-11-03 10:00 | 700 | 504.95 | 510 | 442 | 2028-11-03 10:00 | 447.92 | 64.25 | 210 | 442 | 2028-11-03 10:00 | 0 | 0 | 43.5 | 442
2028-11-03 11:00 | 700 | 300 | 510 | 442 | 2028-11-03 11:00 | 0 | 0 | 503.27 | 442 | 2028-11-03 11:00 | -600 | 0 | 0 | 442
2028-11-03 12:00 | 700 | 0 | 282.36 | 442 | 2028-11-03 12:00 | 0 | 0 | 203.27 | 442 | 2028-11-03 12:00 | -144.29 | 0 | 0 | 442
2028-11-03 13:00 | 700 | 0 | 309.76 | 228.48 | 2028-11-03 13:00 | 0 | 0 | 0 | 442 | 2028-11-03 13:00 | -319.31 | 0 | 0 | 442
2028-11-03 14:00 | 700 | 175.67 | 510 | 442 | 2028-11-03 14:00 | 238.38 | 0 | 210 | 442 | 2028-11-03 14:00 | 0 | 0 | 0 | 442
2028-11-03 15:00 | 700 | 179.4 | 510 | 442 | 2028-11-03 15:00 | 700 | 116.43 | 510 | 442 | 2028-11-03 15:00 | 600 | 114.98 | 300 | 442
2028-11-03 16:00 | 700 | 273.85 | 510 | 442 | 2028-11-03 16:00 | 700 | 300 | 362.86 | 442 | 2028-11-03 16:00 | 700 | 300 | 300 | 442
2028-11-03 17:00 | 700 | 0 | 210 | 442 | 2028-11-03 17:00 | 700 | 0 | 62.86 | 442 | 2028-11-03 17:00 | 700 | 0 | 0 | 442
2028-11-03 18:00 | 700 | 0 | 510 | 442 | 2028-11-03 18:00 | 700 | -30.95 | -90 | 442 | 2028-11-03 18:00 | 700 | -30.95 | -90 | 442
2028-11-03 19:00 | 700 | 205 | 496.68 | 442 | 2028-11-03 19:00 | 700 | 269.05 | 210 | 442 | 2028-11-03 19:00 | 700 | 269.05 | 210 | 442
2028-11-03 20:00 | 700 | 505 | 510 | 442 | 2028-11-03 20:00 | 700 | 505 | 510 | 442 | 2028-11-03 20:00 | 700 | 505 | 510 | 442
2028-11-03 21:00 | 700 | 315.34 | 510 | 442 | 2028-11-03 21:00 | 700 | 505 | 510 | 442 | 2028-11-03 21:00 | 700 | 505 | 510 | 442
2028-11-03 22:00 | 700 | 386.94 | 510 | 442 | 2028-11-03 22:00 | 700 | 329.35 | 510 | 442 | 2028-11-03 22:00 | 700 | 505 | 510 | 442
2028-11-03 23:00 | 700 | 248.09 | 510 | 442 | 2028-11-03 23:00 | 700 | 244.66 | 510 | 442 | 2028-11-03 23:00 | 700 | 305.49 | 510 | 442
2028-11-04 | 700 | 505 | 510 | 442 | 2028-11-04 | 700 | 368.39 | 510 | 442 | 2028-11-04 | 700 | 505 | 510 | 442
2028-11-04 01:00 | 700 | 353.86 | 510 | 442 | 2028-11-04 01:00 | 700 | 279.78 | 510 | 442 | 2028-11-04 01:00 | 700 | 378.3 | 510 | 442
2028-11-04 02:00 | 700 | 283.07 | 510 | 442 | 2028-11-04 02:00 | 700 | 474.91 | 510 | 442 | 2028-11-04 02:00 | 700 | 78.3 | 510 | 442
2028-11-04 03:00 | 700 | 444.26 | 300 | 442 | 2028-11-04 03:00 | 700 | 308.4 | 300 | 442 | 2028-11-04 03:00 | 700 | 10.59 | 300 | 442
2028-11-04 04:00 | 700 | 505 | 0 | 442 | 2028-11-04 04:00 | 700 | 308.4 | 0 | 442 | 2028-11-04 04:00 | 700 | 310.59 | 0 | 442
2028-11-04 05:00 | 700 | 420.82 | 0 | 442 | 2028-11-04 05:00 | 700 | 308.4 | 0 | 442 | 2028-11-04 05:00 | 700 | 310.59 | 0 | 442
2028-11-04 06:00 | 700 | 505 | 0 | 442 | 2028-11-04 06:00 | 700 | 251.43 | 0 | 442 | 2028-11-04 06:00 | 700 | 505 | 0 | 442
2028-11-04 07:00 | 700 | 238.27 | 0 | 442 | 2028-11-04 07:00 | 700 | 216.99 | 0 | 442 | 2028-11-04 07:00 | 700 | 350.3 | 0 | 442
2028-11-04 08:00 | 700 | 332.29 | 0 | 442 | 2028-11-04 08:00 | 700 | 315.19 | 0 | 442 | 2028-11-04 08:00 | 700 | 422.2 | 0 | 442
2028-11-04 09:00 | 700 | 487.5 | 0 | 442 | 2028-11-04 09:00 | 700 | 342.47 | 0 | 442 | 2028-11-04 09:00 | 700 | 259.76 | 0 | 442
2028-11-04 10:00 | 700 | 497.06 | 0 | 442 | 2028-11-04 10:00 | 700 | 412.96 | 0 | 442 | 2028-11-04 10:00 | 700 | 0 | 0 | 442
2028-11-04 11:00 | 700 | 242.73 | 0 | 442 | 2028-11-04 11:00 | 700 | 112.96 | 0 | 442 | 2028-11-04 11:00 | 700 | 0 | 0 | 442
2028-11-04 12:00 | 700 | 0 | 0 | 319.58 | 2028-11-04 12:00 | 700 | 0 | 0 | 442 | 2028-11-04 12:00 | 700 | 0 | 0 | 442
2028-11-04 13:00 | 700 | -93.09 | 0 | 442 | 2028-11-04 13:00 | 700 | -226 | 0 | 442 | 2028-11-04 13:00 | 700 | -226 | 0 | 442
2028-11-04 14:00 | 700 | -393.09 | 0 | 169.77 | 2028-11-04 14:00 | 700 | -526 | 0 | 234.33 | 2028-11-04 14:00 | 700 | -526 | 0 | 314.86
2028-11-04 15:00 | 700 | -151.21 | 0 | -130.23 | 2028-11-04 15:00 | 700 | -526 | 0 | 382.56 | 2028-11-04 15:00 | 700 | -526 | 0 | 296.28
2028-11-04 16:00 | 700 | 0 | 0 | 130.27 | 2028-11-04 16:00 | 700 | -226 | 0 | 216.16 | 2028-11-04 16:00 | 700 | -226 | 0 | -3.72
2028-11-04 17:00 | 700 | 0 | 0 | 0 | 2028-11-04 17:00 | 700 | -526 | 0 | -83.84 | 2028-11-04 17:00 | 700 | -526 | 0 | -303.72
2028-11-04 18:00 | 700 | 22.06 | 0 | 115.23 | 2028-11-04 18:00 | 700 | -526 | 0 | -54.62 | 2028-11-04 18:00 | 700 | -526 | 0 | -300
2028-11-04 19:00 | 700 | 322.06 | 0 | 405.08 | 2028-11-04 19:00 | 700 | -226 | 0 | 245.38 | 2028-11-04 19:00 | 700 | -226 | 0 | 0
2028-11-04 20:00 | 700 | 185.32 | 0 | 413.01 | 2028-11-04 20:00 | 700 | 39.32 | 0 | 442 | 2028-11-04 20:00 | 700 | 0 | 0 | 160.15
2028-11-04 21:00 | 700 | 0 | 0 | 314.49 | 2028-11-04 21:00 | 700 | 39.32 | 0 | 442 | 2028-11-04 21:00 | 700 | 0 | 0 | 81.91
2028-11-04 22:00 | 700 | 0 | 0 | 59.88 | 2028-11-04 22:00 | 700 | 0 | 0 | 420.75 | 2028-11-04 22:00 | 700 | 0 | 0 | 198.75
2028-11-04 23:00 | 700 | -85.15 | 0 | 202.55 | 2028-11-04 23:00 | 700 | -234.96 | 0 | 234.2 | 2028-11-04 23:00 | 700 | -1.37 | 0 | 186.86
2028-11-05 | 700 | 0 | 0 | 417.4 | 2028-11-05 | 700 | 0 | 0 | 419.31 | 2028-11-05 | 700 | 0 | 0 | 442
2028-11-05 01:00 | 700 | 0 | 0 | 429.78 | 2028-11-05 01:00 | 700 | 0 | 0 | 233.14 | 2028-11-05 01:00 | 700 | 0 | 0 | 442
2028-11-05 02:00 | 700 | 300 | 0 | 442 | 2028-11-05 02:00 | 700 | 0 | 0 | 442 | 2028-11-05 02:00 | 700 | 0 | 0 | 442
2028-11-05 03:00 | 700 | 250.57 | 0 | 442 | 2028-11-05 03:00 | 700 | 0 | 0 | 442 | 2028-11-05 03:00 | 700 | 0 | 0 | 442
2028-11-05 04:00 | 700 | 38.86 | 0 | 442 | 2028-11-05 04:00 | 700 | 0 | 0 | 442 | 2028-11-05 04:00 | 700 | 0 | 0 | 442
2028-11-05 05:00 | 700 | -226 | 0 | 357.15 | 2028-11-05 05:00 | 700 | -226 | 0 | 208.67 | 2028-11-05 05:00 | 700 | -226 | 0 | 442
2028-11-05 06:00 | 700 | -526 | 0 | 57.15 | 2028-11-05 06:00 | 700 | -526 | 0 | 193.19 | 2028-11-05 06:00 | 700 | -526 | 0 | 188.64
2028-11-05 07:00 | 700 | -526 | 0 | 29.67 | 2028-11-05 07:00 | 700 | -526 | 0 | 31.12 | 2028-11-05 07:00 | 700 | -526 | 0 | 25.16
2028-11-05 08:00 | 700 | -526 | 0 | -270.33 | 2028-11-05 08:00 | 700 | -305.54 | 0 | -268.88 | 2028-11-05 08:00 | 700 | -526 | 0 | -135.88
2028-11-05 09:00 | 700 | -348.29 | 0 | -175.06 | 2028-11-05 09:00 | 700 | -445.33 | 0 | -182.12 | 2028-11-05 09:00 | 700 | -526 | 0 | -90.42
2028-11-05 10:00 | 700 | -382.84 | 0 | -75.31 | 2028-11-05 10:00 | 700 | -526 | 0 | -88.11 | 2028-11-05 10:00 | 558.48 | -526 | 0 | -100.91
2028-11-05 11:00 | 700 | -526 | 0 | -62.71 | 2028-11-05 11:00 | 700 | -526 | 0 | -164.12 | 2028-11-05 11:00 | 558.48 | -526 | 0 | -111.46
2028-11-05 12:00 | 700 | -526 | 0 | -9.23 | 2028-11-05 12:00 | 700 | -526 | 0 | -107.4 | 2028-11-05 12:00 | 576.52 | -526 | 0 | -128.54
2028-11-05 13:00 | 700 | -526 | 0 | 21.26 | 2028-11-05 13:00 | 700 | -526 | 0 | -75.8 | 2028-11-05 13:00 | 683.82 | -526 | 0 | -95.3
2028-11-05 14:00 | 700 | -526 | 0 | -6.23 | 2028-11-05 14:00 | 700 | -526 | 0 | -98 | 2028-11-05 14:00 | 672.22 | -526 | 0 | -112.74
2028-11-05 15:00 | 700 | -526 | 0 | -219.2 | 2028-11-05 15:00 | 700 | -526 | 0 | -210 | 2028-11-05 15:00 | 700 | -526 | 0 | -210
2028-11-05 16:00 | 700 | -526 | 0 | -510 | 2028-11-05 16:00 | 290.94 | -526 | 0 | -510 | 2028-11-05 16:00 | 100 | -526 | 0 | -510
2028-11-05 17:00 | 700 | -526 | 0 | -510 | 2028-11-05 17:00 | 700 | -526 | 0 | -510 | 2028-11-05 17:00 | 700 | -526 | 0 | -510
2028-11-05 18:00 | 700 | -526 | 0 | -510 | 2028-11-05 18:00 | 700 | -526 | 0 | -510 | 2028-11-05 18:00 | 304.75 | -526 | 0 | -510
2028-11-05 19:00 | 700 | -526 | 0 | -510 | 2028-11-05 19:00 | 700 | -526 | 0 | -510 | 2028-11-05 19:00 | 700 | -526 | 0 | -510
2028-11-05 20:00 | 700 | -526 | 0 | -510 | 2028-11-05 20:00 | 700 | -526 | 0 | -510 | 2028-11-05 20:00 | 700 | -526 | 0 | -510
2028-11-05 21:00 | 700 | -314.18 | 0 | -358.62 | 2028-11-05 21:00 | 700 | -526 | 0 | -460.38 | 2028-11-05 21:00 | 700 | -526 | 0 | -471.61
2028-11-05 22:00 | 700 | -14.18 | 0 | -58.62 | 2028-11-05 22:00 | 700 | -270.39 | 0 | -160.38 | 2028-11-05 22:00 | 700 | -226 | 0 | -171.61
2028-11-05 23:00 | 700 | -314.18 | 0 | -155.94 | 2028-11-05 23:00 | 700 | -526 | 0 | -239.64 | 2028-11-05 23:00 | 700 | -239.92 | 0 | -246.3
2028-11-06 | 700 | -14.18 | 0 | -124.82 | 2028-11-06 | 700 | -226 | 0 | -261.48 | 2028-11-06 | 700 | 0 | 0 | -120.25
2028-11-06 01:00 | 700 | -314.02 | 0 | -242.42 | 2028-11-06 01:00 | 700 | -493.98 | 0 | -9.75 | 2028-11-06 01:00 | 700 | -142.27 | 0 | -19.43
2028-11-06 02:00 | 700 | -356.03 | 0 | 57.58 | 2028-11-06 02:00 | 700 | -526 | 0 | -32.01 | 2028-11-06 02:00 | 700 | -364.69 | 0 | 138.04
2028-11-06 03:00 | 700 | -406.97 | 0 | 6.16 | 2028-11-06 03:00 | 700 | -482.81 | 0 | -30.03 | 2028-11-06 03:00 | 700 | -464.14 | 0 | 78.26
2028-11-06 04:00 | 700 | -106.97 | -60.04 | 96.71 | 2028-11-06 04:00 | 700 | -182.81 | -3.01 | 269.97 | 2028-11-06 04:00 | 700 | -164.14 | -151.76 | 378.26
2028-11-06 05:00 | 700 | -406.97 | -360.04 | -17.79 | 2028-11-06 05:00 | 700 | -482.81 | -303.01 | 0 | 2028-11-06 05:00 | 603.87 | -464.14 | -451.76 | 127.24
2028-11-06 06:00 | 100 | -368.99 | -510 | -116.15 | 2028-11-06 06:00 | 100 | -299.64 | -510 | -233.71 | 2028-11-06 06:00 | 3.87 | -451.55 | -510 | -96.46
2028-11-06 07:00 | 0 | -104.06 | -510 | 112.5 | 2028-11-06 07:00 | 0 | -57.57 | -510 | 10.31 | 2028-11-06 07:00 | 0 | -252.89 | -510 | 169.38
2028-11-06 08:00 | 100 | 0 | -510 | 339.26 | 2028-11-06 08:00 | 100 | -175.98 | -508.51 | 240.01 | 2028-11-06 08:00 | -102.28 | -226 | -510 | 402.03
2028-11-06 09:00 | 700 | -146.96 | -510 | 433.92 | 2028-11-06 09:00 | 700 | -475.98 | -510 | 442 | 2028-11-06 09:00 | 497.72 | -526 | -510 | 442
2028-11-06 10:00 | 700 | -446.96 | -510 | 442 | 2028-11-06 10:00 | 419.24 | -526 | -510 | 442 | 2028-11-06 10:00 | 0 | -526 | -510 | 333.25
2028-11-06 11:00 | 700 | -402.54 | -510 | 391.93 | 2028-11-06 11:00 | 419.24 | -526 | -510 | 442 | 2028-11-06 11:00 | 0 | -526 | -510 | 300.53
2028-11-06 12:00 | 700 | -102.54 | -210 | 357.9 | 2028-11-06 12:00 | 419.24 | -226 | -210 | 442 | 2028-11-06 12:00 | 0 | -226 | -456.23 | 442
2028-11-06 13:00 | 700 | 0 | 0 | 234.79 | 2028-11-06 13:00 | 0 | 0 | 0 | 442 | 2028-11-06 13:00 | 0 | 0 | -256.06 | 442
2028-11-06 14:00 | 700 | -109.94 | -210 | 269.92 | 2028-11-06 14:00 | 437.57 | -226 | -210 | 442 | 2028-11-06 14:00 | 0 | -226 | -380 | 442
2028-11-06 15:00 | 700 | -409.94 | -510 | 358.48 | 2028-11-06 15:00 | 700 | -526 | -510 | 300 | 2028-11-06 15:00 | 217.31 | -526 | -510 | 170.32
2028-11-06 16:00 | 392.66 | -109.94 | -210 | 107.43 | 2028-11-06 16:00 | 100 | -226 | -510 | 0 | 2028-11-06 16:00 | -382.69 | -526 | -510 | -129.68
2028-11-06 17:00 | 460.55 | 0 | 0 | 407.43 | 2028-11-06 17:00 | 100 | -300 | -510 | 91.86 | 2028-11-06 17:00 | 100 | -526 | -510 | 142
2028-11-06 18:00 | 700 | 0 | 57.26 | 442 | 2028-11-06 18:00 | 700 | 0 | -403.28 | 391.86 | 2028-11-06 18:00 | 700 | -526 | -510 | 442
2028-11-06 19:00 | 700 | 0 | 357.26 | 442 | 2028-11-06 19:00 | 700 | 0 | -103.28 | 442 | 2028-11-06 19:00 | 700 | -526 | -510 | 442
2028-11-06 20:00 | 700 | 0 | 330.19 | 385.28 | 2028-11-06 20:00 | 700 | 0 | -124.7 | 175.83 | 2028-11-06 20:00 | 700 | -526 | -510 | 278.28
2028-11-06 21:00 | 700 | 0 | 30.19 | 442 | 2028-11-06 21:00 | 700 | 0 | 0 | 284.07 | 2028-11-06 21:00 | 700 | -300 | -215.84 | 420.8
2028-11-06 22:00 | 700 | 0 | 270.14 | 256.2 | 2028-11-06 22:00 | 700 | 0 | 277.27 | 249.08 | 2028-11-06 22:00 | 700 | 0 | 84.16 | 442
2028-11-06 23:00 | 700 | 300 | 510 | 442 | 2028-11-06 23:00 | 700 | 300 | 510 | 442 | 2028-11-06 23:00 | 700 | 182.08 | 384.16 | 442
2028-11-07 | 700 | 505 | 510 | 442 | 2028-11-07 | 700 | 505 | 510 | 442 | 2028-11-07 | 700 | 212.29 | 510 | 442
2028-11-07 01:00 | 700 | 505 | 510 | 442 | 2028-11-07 01:00 | 700 | 505 | 510 | 442 | 2028-11-07 01:00 | 700 | 314.04 | 510 | 442
2028-11-07 02:00 | 700 | 453.14 | 510 | 442 | 2028-11-07 02:00 | 700 | 382.09 | 510 | 442 | 2028-11-07 02:00 | 700 | 196.37 | 510 | 442
2028-11-07 03:00 | 700 | 153.14 | 438 | 442 | 2028-11-07 03:00 | 700 | 82.09 | 510 | 442 | 2028-11-07 03:00 | 700 | 0 | 510 | 442
2028-11-07 04:00 | 700 | 300 | 300 | 442 | 2028-11-07 04:00 | 700 | 200.25 | 210 | 442 | 2028-11-07 04:00 | 700 | 0 | 210 | 442
2028-11-07 05:00 | 107.8 | 0 | 0 | 428.77 | 2028-11-07 05:00 | 414.9 | -99.75 | -90 | 318.35 | 2028-11-07 05:00 | 600 | -268.81 | -90 | 303.75
2028-11-07 06:00 | -323.48 | 0 | 0 | 128.77 | 2028-11-07 06:00 | -185.1 | 0 | -390 | 77.54 | 2028-11-07 06:00 | 0 | 0 | -384.2 | 46.87
2028-11-07 07:00 | 100 | 0 | -11.54 | 145.4 | 2028-11-07 07:00 | 0 | 0 | -327.16 | 219.44 | 2028-11-07 07:00 | 0 | 0 | -159.35 | 190.2
2028-11-07 08:00 | 700 | 0 | 94.16 | 369.77 | 2028-11-07 08:00 | 100 | 0 | -210 | 442 | 2028-11-07 08:00 | 100 | -127.13 | -210 | 425.82
2028-11-07 09:00 | 700 | 0 | 10.29 | 442 | 2028-11-07 09:00 | 700 | -226 | -510 | 442 | 2028-11-07 09:00 | 700 | -427.13 | -510 | 442
2028-11-07 10:00 | 700 | 0 | -289.59 | 423.91 | 2028-11-07 10:00 | 700 | -526 | -510 | 442 | 2028-11-07 10:00 | 700 | -526 | -510 | 411.52
2028-11-07 11:00 | 700 | 0 | -338.88 | 365.36 | 2028-11-07 11:00 | 700 | -526 | -510 | 348.35 | 2028-11-07 11:00 | 700 | -526 | -510 | 317.12
2028-11-07 12:00 | 700 | -291.25 | -510 | 346.93 | 2028-11-07 12:00 | 700 | -526 | -510 | 343.55 | 2028-11-07 12:00 | 700 | -526 | -510 | 218.49
2028-11-07 13:00 | 700 | -245.89 | -510 | 83.47 | 2028-11-07 13:00 | 700 | -526 | -510 | 51.59 | 2028-11-07 13:00 | 700 | -526 | -510 | -81.51
2028-11-07 14:00 | 700 | -238.52 | -510 | 133.82 | 2028-11-07 14:00 | 681.88 | -526 | -510 | 122.05 | 2028-11-07 14:00 | 673.63 | -526 | -510 | 6.98
2028-11-07 15:00 | 100 | 0 | -210.35 | 261.3 | 2028-11-07 15:00 | 81.88 | -526 | -510 | 102.22 | 2028-11-07 15:00 | 73.63 | -526 | -510 | 204.4
2028-11-07 16:00 | 89.69 | 0 | 0 | 197.77 | 2028-11-07 16:00 | 0 | -226 | -510 | 0 | 2028-11-07 16:00 | -526.37 | -521.49 | -510 | -53.31
2028-11-07 17:00 | 533.82 | 0 | 0 | 9.91 | 2028-11-07 17:00 | 0 | 0 | -510 | -300 | 2028-11-07 17:00 | -700 | -526 | -510 | -353.31
2028-11-07 18:00 | 700 | 0 | -113.77 | 309.91 | 2028-11-07 18:00 | 0 | 0 | -510 | 0 | 2028-11-07 18:00 | -500 | -526 | -510 | -53.31
2028-11-07 19:00 | 700 | 0 | -111.62 | 268.25 | 2028-11-07 19:00 | 100 | 0 | -399.97 | 0 | 2028-11-07 19:00 | 100 | -226 | -510 | 140.14
2028-11-07 20:00 | 700 | 0 | 188.38 | 419.8 | 2028-11-07 20:00 | 700 | 0 | -99.97 | 0 | 2028-11-07 20:00 | 700 | -33.14 | -510 | -43.95
2028-11-07 21:00 | 700 | 0 | 324.16 | 187.28 | 2028-11-07 21:00 | 700 | -174.55 | -147.16 | 14.17 | 2028-11-07 21:00 | 700 | -300 | -448.12 | 102.34
2028-11-07 22:00 | 700 | 52.32 | 510 | 419.25 | 2028-11-07 22:00 | 700 | 0 | 152.84 | 314.17 | 2028-11-07 22:00 | 700 | 0 | -148.12 | 402.34
2028-11-07 23:00 | 700 | 352.32 | 510 | 442 | 2028-11-07 23:00 | 700 | 205.63 | 452.84 | 278.5 | 2028-11-07 23:00 | 666.89 | 105.29 | 151.88 | 102.34
2028-11-08 | 700 | 443.4 | 510 | 411.74 | 2028-11-08 | 700 | 370.02 | 510 | 225.06 | 2028-11-08 | 700 | 0 | 451.88 | 402.34
2028-11-08 01:00 | 700 | 167.83 | 510 | 182.22 | 2028-11-08 01:00 | 700 | 70.02 | 510 | 225.06 | 2028-11-08 01:00 | 700 | 0 | 510 | 177.99
2028-11-08 02:00 | 700 | 0 | 510 | 288.25 | 2028-11-08 02:00 | 700 | 0 | 510 | 442 | 2028-11-08 02:00 | 700 | 0 | 510 | 300
2028-11-08 03:00 | 700 | 0 | 510 | 297.04 | 2028-11-08 03:00 | 700 | 0 | 510 | 142 | 2028-11-08 03:00 | 700 | 0 | 510 | 0
2028-11-08 04:00 | 700 | 0 | 510 | 442 | 2028-11-08 04:00 | 700 | 0 | 510 | 442 | 2028-11-08 04:00 | 700 | 0 | 510 | 300
2028-11-08 05:00 | 700 | 0 | 510 | 442 | 2028-11-08 05:00 | 700 | 0 | 510 | 442 | 2028-11-08 05:00 | 700 | 0 | 510 | 442
2028-11-08 06:00 | 700 | 0 | 210 | 442 | 2028-11-08 06:00 | 700 | 119.89 | 210 | 417.98 | 2028-11-08 06:00 | 700 | 0 | 210 | 442
2028-11-08 07:00 | 700 | 0 | -90 | 436.68 | 2028-11-08 07:00 | 700 | 0 | -90 | 384.51 | 2028-11-08 07:00 | 700 | 0 | -90 | 332.35
2028-11-08 08:00 | 700 | -279.73 | -390 | 136.68 | 2028-11-08 08:00 | 700 | -0.34 | -390 | 84.51 | 2028-11-08 08:00 | 700 | -40.26 | -390 | 142
2028-11-08 09:00 | 700 | 0 | -495.6 | 190.73 | 2028-11-08 09:00 | 700 | 0 | -510 | 375.84 | 2028-11-08 09:00 | 700 | -271.14 | -510 | 442
2028-11-08 10:00 | 700 | 0 | -510 | 303.53 | 2028-11-08 10:00 | 700 | 0 | -510 | 442 | 2028-11-08 10:00 | 700 | -526 | -510 | 442
2028-11-08 11:00 | 700 | -44.63 | -510 | 291.52 | 2028-11-08 11:00 | 700 | -242.06 | -510 | 442 | 2028-11-08 11:00 | 700 | -526 | -510 | 442
2028-11-08 12:00 | 700 | -183.61 | -510 | 261.55 | 2028-11-08 12:00 | 700 | -371 | -510 | 442 | 2028-11-08 12:00 | 700 | -371 | -510 | 442
2028-11-08 13:00 | 700 | -369.98 | -510 | 264.69 | 2028-11-08 13:00 | 700 | -526 | -510 | 289.98 | 2028-11-08 13:00 | 700 | -526 | -510 | 442
2028-11-08 14:00 | 700 | -148.68 | -510 | 332.8 | 2028-11-08 14:00 | 700 | -526 | -510 | 359.1 | 2028-11-08 14:00 | 700 | -526 | -510 | 442
2028-11-08 15:00 | 700 | -5.22 | -510 | 344.61 | 2028-11-08 15:00 | 700 | -316.64 | -510 | 375.94 | 2028-11-08 15:00 | 700 | -526 | -510 | 442
2028-11-08 16:00 | 700 | -63.18 | -510 | 442 | 2028-11-08 16:00 | 700 | -312.34 | -510 | 442 | 2028-11-08 16:00 | 700 | -526 | -510 | 442
2028-11-08 17:00 | 100 | 0 | -470.79 | 442 | 2028-11-08 17:00 | 100 | -526 | -510 | 442 | 2028-11-08 17:00 | 100 | -526 | -510 | 442
2028-11-08 18:00 | 700 | 0 | -236.53 | 442 | 2028-11-08 18:00 | 700 | -226 | -510 | 442 | 2028-11-08 18:00 | 700 | -526 | -510 | 442
2028-11-08 19:00 | 700 | 0 | -342.49 | 442 | 2028-11-08 19:00 | 700 | -119.28 | -510 | 442 | 2028-11-08 19:00 | 700 | -300 | -510 | 442
2028-11-08 20:00 | 700 | -68.85 | -90 | 442 | 2028-11-08 20:00 | 700 | -235.91 | -222.36 | 442 | 2028-11-08 20:00 | 700 | -300 | -415.87 | 442
2028-11-08 21:00 | 700 | 170.41 | 210 | 442 | 2028-11-08 21:00 | 700 | 0 | 77.64 | 442 | 2028-11-08 21:00 | 700 | 0 | -115.87 | 442
2028-11-08 22:00 | 700 | 136.41 | 510 | 442 | 2028-11-08 22:00 | 700 | 300 | 377.64 | 442 | 2028-11-08 22:00 | 673.04 | 0 | 0 | 442
2028-11-08 23:00 | 700 | 356.05 | 510 | 442 | 2028-11-08 23:00 | 700 | 0 | 462.5 | 425.27 | 2028-11-08 23:00 | 490.98 | 0 | 0 | 442
2028-11-09 | 700 | 56.05 | 477.53 | 442 | 2028-11-09 | 700 | 300 | 510 | 442 | 2028-11-09 | 700 | 300 | 300 | 442
2028-11-09 01:00 | 700 | 0 | 510 | 396.76 | 2028-11-09 01:00 | 700 | 249.27 | 510 | 442 | 2028-11-09 01:00 | 700 | 300 | 510 | 442
2028-11-09 02:00 | 700 | 249.27 | 510 | 442 | 2028-11-09 02:00 | 700 | 249.27 | 510 | 442 | 2028-11-09 02:00 | 700 | 249.27 | 510 | 442
2028-11-09 03:00 | 306.49 | 505 | 510 | 442 | 2028-11-09 03:00 | 700 | 505 | 510 | 442 | 2028-11-09 03:00 | 700 | 505 | 510 | 442
2028-11-09 04:00 | 619.1 | 505 | 510 | 442 | 2028-11-09 04:00 | 700 | 505 | 510 | 442 | 2028-11-09 04:00 | 700 | 505 | 510 | 442
2028-11-09 05:00 | 700 | 339.27 | 510 | 442 | 2028-11-09 05:00 | 700 | 339.27 | 510 | 442 | 2028-11-09 05:00 | 700 | 505 | 510 | 442
2028-11-09 06:00 | 700 | 115.28 | 510 | 442 | 2028-11-09 06:00 | 700 | 339.27 | 510 | 442 | 2028-11-09 06:00 | 700 | 505 | 510 | 442
2028-11-09 07:00 | 700 | 118.52 | 510 | 442 | 2028-11-09 07:00 | 700 | 155.64 | 510 | 442 | 2028-11-09 07:00 | 700 | 231.63 | 510 | 442
2028-11-09 08:00 | 700 | 146.48 | 510 | 442 | 2028-11-09 08:00 | 700 | 420.73 | 510 | 442 | 2028-11-09 08:00 | 700 | 396.66 | 510 | 442
2028-11-09 09:00 | 700 | 54.32 | 510 | 442 | 2028-11-09 09:00 | 700 | 120.73 | 510 | 442 | 2028-11-09 09:00 | 700 | 96.66 | 510 | 442
2028-11-09 10:00 | 700 | 8.34 | 510 | 442 | 2028-11-09 10:00 | 700 | 298.23 | 510 | 442 | 2028-11-09 10:00 | 700 | 396.66 | 510 | 442
2028-11-09 11:00 | 700 | 175.1 | 510 | 442 | 2028-11-09 11:00 | 700 | 135.25 | 510 | 442 | 2028-11-09 11:00 | 700 | 485.25 | 510 | 442
2028-11-09 12:00 | 700 | 33.15 | 510 | 442 | 2028-11-09 12:00 | 700 | 56.38 | 510 | 442 | 2028-11-09 12:00 | 700 | 262.44 | 510 | 442
2028-11-09 13:00 | 700 | 160.46 | 510 | 442 | 2028-11-09 13:00 | 700 | 0 | 502.68 | 442 | 2028-11-09 13:00 | 700 | 126.19 | 510 | 442
2028-11-09 14:00 | 700 | 151.41 | 510 | 442 | 2028-11-09 14:00 | 700 | 227.82 | 510 | 442 | 2028-11-09 14:00 | 700 | 259.92 | 300 | 442
2028-11-09 15:00 | 700 | 0 | 405.77 | 442 | 2028-11-09 15:00 | 700 | 0 | 341.39 | 331.41 | 2028-11-09 15:00 | 700 | 0 | 0 | 408.15
2028-11-09 16:00 | 700 | 29.19 | 510 | 442 | 2028-11-09 16:00 | 700 | 0 | 341.39 | 342.95 | 2028-11-09 16:00 | 700 | 0 | 0 | 408.15
2028-11-09 17:00 | 700 | 329.19 | 510 | 442 | 2028-11-09 17:00 | 700 | 0 | 510 | 442 | 2028-11-09 17:00 | 700 | 0 | -275.78 | 442
2028-11-09 18:00 | 700 | 505 | 510 | 442 | 2028-11-09 18:00 | 700 | 0 | 510 | 375.94 | 2028-11-09 18:00 | 700 | 0 | 0 | 431
2028-11-09 19:00 | 700 | 205 | 510 | 442 | 2028-11-09 19:00 | 700 | 0 | 510 | 375.94 | 2028-11-09 19:00 | 700 | 0 | 0 | 442
2028-11-09 20:00 | 700 | 396.01 | 510 | 442 | 2028-11-09 20:00 | 700 | 0 | 510 | 375.94 | 2028-11-09 20:00 | 700 | 0 | 0 | 442
2028-11-09 21:00 | 700 | 302.04 | 510 | 442 | 2028-11-09 21:00 | 700 | 0 | 510 | 364.38 | 2028-11-09 21:00 | 700 | 0 | -26.36 | 368.28
2028-11-09 22:00 | 700 | 18.1 | 478.09 | 442 | 2028-11-09 22:00 | 700 | 0 | 427.78 | 238.12 | 2028-11-09 22:00 | 700 | 0 | -26.36 | 380.39
2028-11-09 23:00 | 700 | 0 | 178.09 | 270.92 | 2028-11-09 23:00 | 700 | 0 | 127.78 | 162.37 | 2028-11-09 23:00 | 700 | 0 | -26.36 | 316.55
2028-11-10 | 700 | 0 | 18.73 | 143.71 | 2028-11-10 | 700 | 0 | 0 | 43.6 | 2028-11-10 | 700 | 0 | -326.36 | 204.74
2028-11-10 01:00 | 700 | 0 | -144.8 | 0 | 2028-11-10 01:00 | 700 | 0 | 0 | 0 | 2028-11-10 01:00 | 700 | 0 | -187.37 | 1.5
2028-11-10 02:00 | 700 | 0 | -444.8 | 106.38 | 2028-11-10 02:00 | 700 | 0 | -203.07 | 0 | 2028-11-10 02:00 | 700 | 0 | -394.22 | 177.2
2028-11-10 03:00 | 700 | 0 | -223.16 | 48.95 | 2028-11-10 03:00 | 700 | 0 | -203.07 | 0 | 2028-11-10 03:00 | 700 | 0 | -410.22 | 107.61
2028-11-10 04:00 | 700 | 0 | -199.21 | 29.92 | 2028-11-10 04:00 | 700 | 0 | -168.56 | 0 | 2028-11-10 04:00 | 700 | 0 | -110.22 | 89.1
2028-11-10 05:00 | 700 | 0 | -440.74 | 58.31 | 2028-11-10 05:00 | 700 | 0 | -372.98 | 0 | 2028-11-10 05:00 | 700 | 0 | -410.22 | 131.89
2028-11-10 06:00 | 700 | 0 | -510 | 57.96 | 2028-11-10 06:00 | 700 | 0 | -209.51 | 0 | 2028-11-10 06:00 | 700 | 0 | -417.36 | 114.89
2028-11-10 07:00 | 700 | 0 | -459.01 | 77.12 | 2028-11-10 07:00 | 700 | 0 | -413.5 | 0 | 2028-11-10 07:00 | 700 | 0 | -501.45 | 43.13
2028-11-10 08:00 | 700 | 0 | -303.27 | 293.78 | 2028-11-10 08:00 | 700 | 0 | -113.5 | 167.89 | 2028-11-10 08:00 | 700 | -146.78 | -369.56 | 303.27
2028-11-10 09:00 | 700 | -1.05 | -510 | 397.18 | 2028-11-10 09:00 | 700 | -226 | -384.5 | 272.26 | 2028-11-10 09:00 | 700 | -446.78 | -510 | 408.6
2028-11-10 10:00 | 700 | -226 | -510 | 373.53 | 2028-11-10 10:00 | 700 | -526 | -510 | 231.8 | 2028-11-10 10:00 | 524.27 | -526 | -510 | 351.33
2028-11-10 11:00 | 700 | -526 | -510 | 364.45 | 2028-11-10 11:00 | 484.44 | -526 | -510 | 313.59 | 2028-11-10 11:00 | 281.1 | -526 | -510 | 442
2028-11-10 12:00 | 700 | -526 | -510 | 398.23 | 2028-11-10 12:00 | 450.37 | -526 | -510 | 310.97 | 2028-11-10 12:00 | 85.56 | -526 | -510 | 442
2028-11-10 13:00 | 560.66 | -300 | -495.78 | 442 | 2028-11-10 13:00 | 455.51 | -258.42 | -510 | 415.84 | 2028-11-10 13:00 | -92.44 | -526 | -510 | 347.83
2028-11-10 14:00 | 277.95 | 0 | -195.78 | 442 | 2028-11-10 14:00 | 274.73 | 0 | -210 | 404.47 | 2028-11-10 14:00 | -234.48 | -292.43 | -510 | 341.6
2028-11-10 15:00 | 700 | 171.98 | 104.22 | 442 | 2028-11-10 15:00 | 332.27 | 0 | 0 | 433.72 | 2028-11-10 15:00 | -329.84 | 0 | -210 | 350.24
2028-11-10 16:00 | 700 | 0 | 404.22 | 442 | 2028-11-10 16:00 | 128.31 | 0 | 0 | 418.03 | 2028-11-10 16:00 | -595.2 | 0 | -174.03 | 206.91
2028-11-10 17:00 | 700 | 160.56 | 381.96 | 196.17 | 2028-11-10 17:00 | 0 | 0 | 0 | 148.45 | 2028-11-10 17:00 | -700 | 0 | -474.03 | 142
2028-11-10 18:00 | 700 | 460.56 | 510 | 442 | 2028-11-10 18:00 | 556.01 | 0 | 0 | 442 | 2028-11-10 18:00 | -445.81 | 0 | -174.03 | 442
2028-11-10 19:00 | 700 | 341.21 | 510 | 442 | 2028-11-10 19:00 | 465.86 | 0 | 0 | 361.23 | 2028-11-10 19:00 | -700 | 0 | 0 | 236.79
2028-11-10 20:00 | 700 | 440.05 | 510 | 442 | 2028-11-10 20:00 | 353.6 | 0 | 0 | 301.06 | 2028-11-10 20:00 | -667.81 | 0 | 0 | 183.72
2028-11-10 21:00 | 329 | 362.09 | 510 | 442 | 2028-11-10 21:00 | -100 | 0 | 210 | 182.18 | 2028-11-10 21:00 | -700 | 0 | -189.65 | 61.1
2028-11-10 22:00 | -271 | 505 | 510 | 442 | 2028-11-10 22:00 | -700 | 300 | 510 | 442 | 2028-11-10 22:00 | -700 | 300 | 110.35 | 361.1
2028-11-10 23:00 | -700 | 505 | 510 | 442 | 2028-11-10 23:00 | -700 | 505 | 510 | 442 | 2028-11-10 23:00 | -700 | 505 | 410.35 | 442
2028-11-11 | -700 | 505 | 510 | 442 | 2028-11-11 | -700 | 505 | 510 | 442 | 2028-11-11 | -700 | 505 | 510 | 442
2028-11-11 01:00 | -700 | 505 | 510 | 381.65 | 2028-11-11 01:00 | -700 | 505 | 510 | 442 | 2028-11-11 01:00 | -700 | 505 | 510 | 442
2028-11-11 02:00 | -700 | 505 | 510 | 260.05 | 2028-11-11 02:00 | -700 | 505 | 510 | 281.01 | 2028-11-11 02:00 | -700 | 505 | 510 | 442
2028-11-11 03:00 | -700 | 505 | 510 | 219.25 | 2028-11-11 03:00 | -700 | 505 | 510 | 214.86 | 2028-11-11 03:00 | -700 | 505 | 510 | 329.64
2028-11-11 04:00 | -700 | 505 | 510 | 75.39 | 2028-11-11 04:00 | -700 | 505 | 510 | 219.75 | 2028-11-11 04:00 | -700 | 505 | 510 | 329.64
2028-11-11 05:00 | -700 | 505 | 510 | -3.63 | 2028-11-11 05:00 | -700 | 505 | 510 | 84.63 | 2028-11-11 05:00 | -700 | 505 | 510 | 29.64
2028-11-11 06:00 | -700 | 505 | 510 | -41.61 | 2028-11-11 06:00 | -700 | 505 | 510 | 0 | 2028-11-11 06:00 | -700 | 505 | 510 | 44.17
2028-11-11 07:00 | -700 | 505 | 510 | 57.4 | 2028-11-11 07:00 | -700 | 505 | 510 | 150.96 | 2028-11-11 07:00 | -700 | 505 | 510 | 344.17
2028-11-11 08:00 | -700 | 505 | 510 | 102.67 | 2028-11-11 08:00 | -700 | 505 | 510 | 338.04 | 2028-11-11 08:00 | -700 | 505 | 510 | 354.24
2028-11-11 09:00 | -700 | 505 | 510 | 144.12 | 2028-11-11 09:00 | -700 | 505 | 510 | 239.15 | 2028-11-11 09:00 | -700 | 505 | 510 | 278.49
2028-11-11 10:00 | -700 | 505 | 510 | 201.67 | 2028-11-11 10:00 | -700 | 505 | 510 | 195.01 | 2028-11-11 10:00 | -700 | 505 | 510 | 188.34
2028-11-11 11:00 | -700 | 505 | 510 | 200.13 | 2028-11-11 11:00 | -700 | 505 | 510 | 199.34 | 2028-11-11 11:00 | -700 | 505 | 510 | 186.27
2028-11-11 12:00 | -700 | 505 | 510 | 215.85 | 2028-11-11 12:00 | -700 | 505 | 510 | 214.72 | 2028-11-11 12:00 | -700 | 505 | 510 | 202.08
2028-11-11 13:00 | -700 | 505 | 510 | 298.32 | 2028-11-11 13:00 | -700 | 505 | 510 | 323.72 | 2028-11-11 13:00 | -700 | 505 | 510 | 335.03
2028-11-11 14:00 | -700 | 505 | 510 | 291.68 | 2028-11-11 14:00 | -700 | 505 | 510 | 281.58 | 2028-11-11 14:00 | -700 | 505 | 510 | 442
2028-11-11 15:00 | -331.68 | 505 | 510 | 395.06 | 2028-11-11 15:00 | -700 | 505 | 510 | 296.83 | 2028-11-11 15:00 | -700 | 505 | 510 | 361.81
2028-11-11 16:00 | 14.01 | 505 | 510 | 393.64 | 2028-11-11 16:00 | -495.81 | 505 | 510 | 442 | 2028-11-11 16:00 | -700 | 300 | 323.32 | 229.74
2028-11-11 17:00 | 600.46 | 505 | 510 | 405.43 | 2028-11-11 17:00 | 0 | 205 | 510 | 149.89 | 2028-11-11 17:00 | -700 | 0 | 23.32 | -70.26
2028-11-11 18:00 | 700 | 505 | 510 | 442 | 2028-11-11 18:00 | 0 | 300 | 510 | 300 | 2028-11-11 18:00 | -700 | 0 | 170.57 | 81.31
2028-11-11 19:00 | 700 | 205 | 510 | 254.69 | 2028-11-11 19:00 | 0 | 0 | 210 | 0 | 2028-11-11 19:00 | -700 | 0 | -129.43 | -218.69
2028-11-11 20:00 | 700 | 0 | 510 | 243.87 | 2028-11-11 20:00 | 0 | 0 | 0 | 0 | 2028-11-11 20:00 | -700 | 0 | -390 | -458
2028-11-11 21:00 | 700 | 0 | 510 | 442 | 2028-11-11 21:00 | 0 | 0 | 126.49 | 13.5 | 2028-11-11 21:00 | -700 | 0 | -90 | -158
2028-11-11 22:00 | 700 | 300 | 510 | 442 | 2028-11-11 22:00 | 0 | 300 | 426.49 | 313.5 | 2028-11-11 22:00 | -700 | 205 | 210 | 142
2028-11-11 23:00 | 452.43 | 505 | 510 | 442 | 2028-11-11 23:00 | -457.83 | 505 | 510 | 442 | 2028-11-11 23:00 | -700 | 505 | 510 | 442
2028-11-12 | 700 | 505 | 510 | 353.02 | 2028-11-12 | 0 | 505 | 510 | 390.05 | 2028-11-12 | -700 | 505 | 510 | 424.97
2028-11-12 01:00 | 501.39 | 505 | 510 | 244.47 | 2028-11-12 01:00 | 0 | 205 | 432.1 | 90.05 | 2028-11-12 01:00 | -700 | 205 | 210 | 124.97
2028-11-12 02:00 | 562.9 | 505 | 510 | 310.49 | 2028-11-12 02:00 | -218.32 | 505 | 510 | 119.96 | 2028-11-12 02:00 | -700 | 505 | 510 | 0
2028-11-12 03:00 | 700 | 205 | 299.49 | 10.49 | 2028-11-12 03:00 | 0 | 205 | 210 | -180.04 | 2028-11-12 03:00 | -700 | 205 | 210 | -300
2028-11-12 04:00 | 700 | 0 | 510 | 107.93 | 2028-11-12 04:00 | 153.77 | 0 | 0 | 0 | 2028-11-12 04:00 | -700 | 0 | -90 | 0
2028-11-12 05:00 | 700 | 0 | 276.64 | 0 | 2028-11-12 05:00 | 17.61 | 0 | 0 | 0 | 2028-11-12 05:00 | -700 | 0 | -337.28 | -57.68
2028-11-12 06:00 | 635.7 | 0 | 0 | 0 | 2028-11-12 06:00 | -320.78 | 0 | 0 | 0 | 2028-11-12 06:00 | -700 | 0 | -510 | 0
2028-11-12 07:00 | 700 | 0 | 300 | 275.25 | 2028-11-12 07:00 | 252.24 | 0 | 0 | 0 | 2028-11-12 07:00 | -700 | 0 | -282.12 | 0
2028-11-12 08:00 | 700 | 0 | 81.79 | 47.25 | 2028-11-12 08:00 | -100 | 0 | -134.51 | 0 | 2028-11-12 08:00 | -700 | -226 | -510 | 0
2028-11-12 09:00 | 100 | 0 | 0 | 338.29 | 2028-11-12 09:00 | -700 | -300 | -434.51 | 0 | 2028-11-12 09:00 | -700 | -526 | -510 | 0
2028-11-12 10:00 | -45.52 | 0 | 0 | 381.2 | 2028-11-12 10:00 | -700 | -526 | -510 | 0 | 2028-11-12 10:00 | -700 | -526 | -510 | 0
2028-11-12 11:00 | -504.12 | 0 | 0 | 171.18 | 2028-11-12 11:00 | -700 | -526 | -510 | 0 | 2028-11-12 11:00 | -700 | -526 | -510 | -156.34
2028-11-12 12:00 | -684.98 | 0 | 0 | 0 | 2028-11-12 12:00 | -700 | -526 | -510 | -263.23 | 2028-11-12 12:00 | -700 | -526 | -510 | -456.34
2028-11-12 13:00 | -700 | 0 | 62.28 | 0 | 2028-11-12 13:00 | -700 | -226 | -432.6 | -208.13 | 2028-11-12 13:00 | -700 | -437.08 | -510 | -397.17
2028-11-12 14:00 | -700 | 300 | 362.28 | 300 | 2028-11-12 14:00 | -700 | 74 | -132.6 | 91.87 | 2028-11-12 14:00 | -700 | -137.08 | -210 | -97.17
2028-11-12 15:00 | -700 | 300 | 300 | 300 | 2028-11-12 15:00 | -700 | 74 | 0 | 0 | 2028-11-12 15:00 | -700 | -226 | -210 | -210
2028-11-12 16:00 | -570.99 | 0 | 0 | 0 | 2028-11-12 16:00 | -700 | -226 | -300 | -300 | 2028-11-12 16:00 | -700 | -526 | -510 | -510
2028-11-12 17:00 | -615.83 | 0 | 0 | 0 | 2028-11-12 17:00 | -700 | -526 | -510 | -510 | 2028-11-12 17:00 | -700 | -526 | -510 | -510
2028-11-12 18:00 | -15.83 | 0 | 0 | 0 | 2028-11-12 18:00 | -700 | -526 | -510 | -510 | 2028-11-12 18:00 | -700 | -526 | -510 | -510
2028-11-12 19:00 | 48.6 | 0 | 210 | 0 | 2028-11-12 19:00 | -700 | -226 | -210 | -404.26 | 2028-11-12 19:00 | -700 | -526 | -510 | -510
2028-11-12 20:00 | -385.41 | 300 | 510 | 240.3 | 2028-11-12 20:00 | -700 | 74 | 90 | -104.26 | 2028-11-12 20:00 | -700 | -226 | -210 | -210
2028-11-12 21:00 | 15.07 | 505 | 510 | 442 | 2028-11-12 21:00 | -700 | 374 | 390 | 195.74 | 2028-11-12 21:00 | -700 | -226 | -210 | -210
2028-11-12 22:00 | 615.07 | 205 | 210 | 142 | 2028-11-12 22:00 | -700 | 102.19 | 210 | 0 | 2028-11-12 22:00 | -700 | -526 | -510 | -510
2028-11-12 23:00 | 15.07 | 505 | 510 | 442 | 2028-11-12 23:00 | -700 | 402.19 | 510 | 300 | 2028-11-12 23:00 | -700 | -226 | -210 | -210
2028-11-13 | 615.07 | 505 | 510 | 442 | 2028-11-13 | -100 | 505 | 510 | 442 | 2028-11-13 | -100 | 74 | 90 | 90
2028-11-13 01:00 | 332.55 | 505 | 510 | 442 | 2028-11-13 01:00 | -624.25 | 505 | 510 | 442 | 2028-11-13 01:00 | -700 | 374 | 390 | 390
2028-11-13 02:00 | 41.73 | 350.53 | 510 | 442 | 2028-11-13 02:00 | -304.28 | 205 | 210 | 224.01 | 2028-11-13 02:00 | -700 | 74 | 90 | 174.74
2028-11-13 03:00 | 0 | 50.53 | 510 | 442 | 2028-11-13 03:00 | -321.38 | 0 | 0 | 10.56 | 2028-11-13 03:00 | -700 | 0 | -90 | -70.12
2028-11-13 04:00 | 0 | 205 | 510 | 442 | 2028-11-13 04:00 | -700 | 205 | 300 | 236.15 | 2028-11-13 04:00 | -700 | 300 | 210 | 229.88
2028-11-13 05:00 | -121.58 | 505 | 510 | 442 | 2028-11-13 05:00 | -700 | 505 | 510 | 442 | 2028-11-13 05:00 | -700 | 505 | 510 | 442
2028-11-13 06:00 | 0 | 205 | 210 | 142 | 2028-11-13 06:00 | -700 | 205 | 210 | 142 | 2028-11-13 06:00 | -700 | 205 | 210 | 142
2028-11-13 07:00 | 0 | 0 | 510 | 442 | 2028-11-13 07:00 | -412.81 | 0 | 0 | 0 | 2028-11-13 07:00 | -700 | -95 | -90 | -112.22
2028-11-13 08:00 | 600 | 205 | 275.08 | 172.57 | 2028-11-13 08:00 | 157.74 | 0 | 210 | 142 | 2028-11-13 08:00 | -433.54 | 0 | 0 | 0
2028-11-13 09:00 | 700 | 505 | 510 | 442 | 2028-11-13 09:00 | 600 | 108.01 | 510 | 442 | 2028-11-13 09:00 | 0 | 0 | 0 | 197.86
2028-11-13 10:00 | 700 | 505 | 510 | 442 | 2028-11-13 10:00 | 0 | 0 | 510 | 432.73 | 2028-11-13 10:00 | -600 | 0 | -70.36 | 176.39
2028-11-13 11:00 | 688.57 | 505 | 510 | 442 | 2028-11-13 11:00 | -600 | 253.17 | 510 | 401.59 | 2028-11-13 11:00 | -700 | 0 | 0 | 76.25
2028-11-13 12:00 | 700 | 205 | 510 | 278.32 | 2028-11-13 12:00 | 0 | 0 | 210 | 101.59 | 2028-11-13 12:00 | -700 | -138.02 | -300 | -121.82
2028-11-13 13:00 | 700 | 0 | 472.38 | 269.49 | 2028-11-13 13:00 | 108.94 | 0 | 0 | 102.28 | 2028-11-13 13:00 | -700 | 0 | -510 | -7.02
2028-11-13 14:00 | 700 | 129.57 | 510 | 442 | 2028-11-13 14:00 | 244.49 | 0 | 0 | 402.28 | 2028-11-13 14:00 | -600 | -150.17 | -300 | 289.72
2028-11-13 15:00 | 700 | 76.07 | 510 | 436.77 | 2028-11-13 15:00 | 700 | 0 | 300 | 226.56 | 2028-11-13 15:00 | 0 | 0 | 0 | 65.38
2028-11-13 16:00 | 700 | 376.07 | 510 | 442 | 2028-11-13 16:00 | 700 | 102.95 | 210 | 365.28 | 2028-11-13 16:00 | 0 | 0 | 0 | 3.9
2028-11-13 17:00 | 700 | 76.07 | 287.81 | 329.39 | 2028-11-13 17:00 | 700 | -197.05 | -90 | 65.28 | 2028-11-13 17:00 | 100 | -300 | -300 | -296.1
2028-11-13 18:00 | 700 | 205 | 510 | 337.54 | 2028-11-13 18:00 | 700 | 102.95 | 210 | 365.28 | 2028-11-13 18:00 | 700 | -208.92 | -300 | 0
2028-11-13 19:00 | 700 | 505 | 510 | 442 | 2028-11-13 19:00 | 700 | 402.95 | 510 | 442 | 2028-11-13 19:00 | 674.89 | 0 | 0 | 300
2028-11-13 20:00 | 700 | 429.66 | 510 | 442 | 2028-11-13 20:00 | 700 | 505 | 510 | 442 | 2028-11-13 20:00 | 74.89 | 0 | 0 | 408.13
2028-11-13 21:00 | 700 | 129.66 | 489.99 | 379.56 | 2028-11-13 21:00 | 700 | 205 | 295.45 | 249.03 | 2028-11-13 21:00 | 0 | 0 | 0 | 118.5
2028-11-13 22:00 | 503.15 | 76.62 | 510 | 442 | 2028-11-13 22:00 | 418.68 | 0 | 70.98 | 289.41 | 2028-11-13 22:00 | -251.04 | 0 | -125.79 | 186.16
2028-11-13 23:00 | -96.85 | 162.3 | 510 | 421.25 | 2028-11-13 23:00 | -181.32 | 0 | 0 | 106.65 | 2028-11-13 23:00 | -700 | -95 | -425.79 | -4.28
2028-11-14 | -659.22 | 462.3 | 510 | 442 | 2028-11-14 | -700 | 300 | 300 | 406.65 | 2028-11-14 | -700 | 205 | -125.79 | 295.72
2028-11-14 01:00 | -700 | 505 | 510 | 442 | 2028-11-14 01:00 | -700 | 505 | 510 | 442 | 2028-11-14 01:00 | -700 | 505 | 174.21 | 442
2028-11-14 02:00 | -700 | 505 | 510 | 442 | 2028-11-14 02:00 | -700 | 505 | 510 | 442 | 2028-11-14 02:00 | -700 | 505 | 474.21 | 442
2028-11-14 03:00 | -700 | 505 | 510 | 442 | 2028-11-14 03:00 | -700 | 374 | 390 | 442 | 2028-11-14 03:00 | -700 | 374 | 390 | 442
2028-11-14 04:00 | -700 | 505 | 510 | 442 | 2028-11-14 04:00 | -700 | 74 | 90 | 323.1 | 2028-11-14 04:00 | -700 | 74 | 90 | 191.99
2028-11-14 05:00 | -700 | 300 | 448.21 | 300 | 2028-11-14 05:00 | -700 | -226 | -210 | 23.1 | 2028-11-14 05:00 | -700 | -226 | -210 | -108.01
2028-11-14 06:00 | -644.68 | 0 | 148.21 | 0 | 2028-11-14 06:00 | -700 | -526 | -510 | -276.9 | 2028-11-14 06:00 | -700 | -526 | -510 | -408.01
2028-11-14 07:00 | -211.73 | 0 | 0 | 200.98 | 2028-11-14 07:00 | -700 | -526 | -510 | -78.01 | 2028-11-14 07:00 | -700 | -526 | -510 | -367.19
2028-11-14 08:00 | 0 | 0 | 46.31 | 361.17 | 2028-11-14 08:00 | -700 | -526 | -510 | 221.99 | 2028-11-14 08:00 | -700 | -526 | -510 | -67.19
2028-11-14 09:00 | 254.93 | 0 | 0 | 411.72 | 2028-11-14 09:00 | -700 | -526 | -510 | -78.01 | 2028-11-14 09:00 | -700 | -526 | -510 | -367.19
2028-11-14 10:00 | 124.58 | 205 | 210 | 378.26 | 2028-11-14 10:00 | -700 | -505.19 | -510 | 142 | 2028-11-14 10:00 | -700 | -526 | -510 | -67.19
2028-11-14 11:00 | -475.42 | 505 | 510 | 442 | 2028-11-14 11:00 | -700 | -205.19 | -210 | 442 | 2028-11-14 11:00 | -700 | -226 | -210 | 232.81
2028-11-14 12:00 | -662.92 | 505 | 510 | 442 | 2028-11-14 12:00 | -700 | 94.81 | 90 | 442 | 2028-11-14 12:00 | -700 | 74 | 90 | 442
2028-11-14 13:00 | -700 | 505 | 510 | 442 | 2028-11-14 13:00 | -700 | 394.81 | 390 | 442 | 2028-11-14 13:00 | -700 | 374 | 390 | 390
2028-11-14 14:00 | -700 | 505 | 510 | 442 | 2028-11-14 14:00 | -700 | 505 | 500.68 | 442 | 2028-11-14 14:00 | -700 | 74 | 90 | 90
2028-11-14 15:00 | -600 | 205 | 510 | 397.58 | 2028-11-14 15:00 | -700 | 205 | 200.68 | 142 | 2028-11-14 15:00 | -700 | -226 | -210 | -210
2028-11-14 16:00 | 0 | 0 | 210 | 97.58 | 2028-11-14 16:00 | -700 | -95 | -99.32 | -158 | 2028-11-14 16:00 | -700 | -526 | -510 | -510
2028-11-14 17:00 | 600 | 0 | 0 | 100.41 | 2028-11-14 17:00 | -700 | -10.44 | -399.32 | -458 | 2028-11-14 17:00 | -700 | -526 | -510 | -510
2028-11-14 18:00 | 700 | 0 | 210 | 400.41 | 2028-11-14 18:00 | -700 | 0 | -399.71 | -199.02 | 2028-11-14 18:00 | -700 | -526 | -510 | -510
2028-11-14 19:00 | 522.47 | 253.81 | 510 | 442 | 2028-11-14 19:00 | -700 | 0 | -99.71 | -300 | 2028-11-14 19:00 | -700 | -526 | -510 | -510
2028-11-14 20:00 | 529.64 | 505 | 510 | 442 | 2028-11-14 20:00 | -700 | 0 | 200.29 | 0 | 2028-11-14 20:00 | -700 | -226 | -210 | -210
2028-11-14 21:00 | 36.33 | 505 | 510 | 442 | 2028-11-14 21:00 | -700 | 300 | 500.29 | 300 | 2028-11-14 21:00 | -700 | 74 | 90 | 90
2028-11-14 22:00 | -138.8 | 505 | 510 | 442 | 2028-11-14 22:00 | -700 | 505 | 510 | 440.3 | 2028-11-14 22:00 | -700 | 374 | 390 | 390
2028-11-14 23:00 | 0 | 505 | 510 | 442 | 2028-11-14 23:00 | -700 | 505 | 510 | 442 | 2028-11-14 23:00 | -700 | 505 | 510 | 442
2028-11-15 | 0 | 505 | 510 | 442 | 2028-11-15 | -700 | 505 | 510 | 442 | 2028-11-15 | -700 | 505 | 510 | 442
2028-11-15 01:00 | 0 | 505 | 510 | 442 | 2028-11-15 01:00 | -700 | 505 | 510 | 442 | 2028-11-15 01:00 | -700 | 505 | 510 | 442
2028-11-15 02:00 | -83.77 | 505 | 510 | 442 | 2028-11-15 02:00 | -700 | 505 | 510 | 442 | 2028-11-15 02:00 | -700 | 505 | 510 | 442
2028-11-15 03:00 | 147.3 | 505 | 510 | 442 | 2028-11-15 03:00 | -700 | 505 | 510 | 442 | 2028-11-15 03:00 | -700 | 505 | 510 | 442
2028-11-15 04:00 | 57.12 | 505 | 510 | 442 | 2028-11-15 04:00 | -700 | 505 | 510 | 442 | 2028-11-15 04:00 | -700 | 505 | 510 | 442
2028-11-15 05:00 | 128.96 | 505 | 510 | 442 | 2028-11-15 05:00 | -600 | 300 | 502.02 | 442 | 2028-11-15 05:00 | -700 | 205 | 210 | 293.9
2028-11-15 06:00 | 653.37 | 205 | 210 | 442 | 2028-11-15 06:00 | 0 | 0 | 202.02 | 433.01 | 2028-11-15 06:00 | -430.74 | 0 | 0 | 412.15
2028-11-15 07:00 | 384.03 | 0 | 210 | 442 | 2028-11-15 07:00 | 75.7 | 0 | 0 | 442 | 2028-11-15 07:00 | -614.75 | 0 | 0 | 442
2028-11-15 08:00 | 700 | 32.43 | 510 | 442 | 2028-11-15 08:00 | 675.7 | 0 | 252.75 | 442 | 2028-11-15 08:00 | -32.34 | 0 | 0 | 442
2028-11-15 09:00 | 700 | 121.29 | 510 | 442 | 2028-11-15 09:00 | 700 | 0 | 484.53 | 442 | 2028-11-15 09:00 | 0 | 0 | 0 | 442
2028-11-15 10:00 | 700 | 0 | 505.9 | 442 | 2028-11-15 10:00 | 700 | 0 | 184.53 | 442 | 2028-11-15 10:00 | -581.81 | 0 | 0 | 442
2028-11-15 11:00 | 700 | 300 | 510 | 442 | 2028-11-15 11:00 | 700 | 0 | 9.88 | 442 | 2028-11-15 11:00 | -644.14 | 0 | 0 | 442
2028-11-15 12:00 | 700 | 379.48 | 510 | 442 | 2028-11-15 12:00 | 700 | 0 | 0 | 442 | 2028-11-15 12:00 | -126.06 | 0 | 0 | 442
2028-11-15 13:00 | 700 | 79.48 | 510 | 442 | 2028-11-15 13:00 | 380.68 | 0 | 0 | 442 | 2028-11-15 13:00 | -700 | 0 | -32.12 | 280.67
2028-11-15 14:00 | 700 | 49.39 | 510 | 442 | 2028-11-15 14:00 | 559.05 | 0 | 0 | 249.25 | 2028-11-15 14:00 | -700 | 0 | -95.4 | 131.47
2028-11-15 15:00 | 569.02 | 0 | 210 | 442 | 2028-11-15 15:00 | -40.95 | 0 | -25.18 | 442 | 2028-11-15 15:00 | -700 | 0 | -395.4 | 431.47
2028-11-15 16:00 | 700 | 0 | 347.18 | 348.84 | 2028-11-15 16:00 | 373.09 | 0 | 0 | 350.65 | 2028-11-15 16:00 | -380.69 | 0 | -95.4 | 131.47
2028-11-15 17:00 | 700 | 0 | 367.86 | 442 | 2028-11-15 17:00 | 403.69 | 0 | 0 | 442 | 2028-11-15 17:00 | -614.79 | 0 | 0 | 371.29
2028-11-15 18:00 | 700 | 258.59 | 510 | 442 | 2028-11-15 18:00 | 700 | 0 | 134.52 | 442 | 2028-11-15 18:00 | -459.98 | 0 | 0 | 390
2028-11-15 19:00 | 700 | 296.77 | 510 | 442 | 2028-11-15 19:00 | 276.06 | 0 | 0 | 442 | 2028-11-15 19:00 | -700 | 0 | -186.09 | 90
2028-11-15 20:00 | 647.84 | 0 | 445.41 | 442 | 2028-11-15 20:00 | -129.21 | 0 | -136.37 | 306.37 | 2028-11-15 20:00 | -700 | -226 | -486.09 | -210
2028-11-15 21:00 | 47.84 | 0 | 275.05 | 142 | 2028-11-15 21:00 | -700 | 0 | -436.37 | 6.37 | 2028-11-15 21:00 | -700 | -526 | -510 | -510
2028-11-15 22:00 | -552.16 | 205 | 424.26 | 0 | 2028-11-15 22:00 | -700 | -95 | -510 | -293.63 | 2028-11-15 22:00 | -700 | -226 | -390 | -391.77
2028-11-15 23:00 | -700 | 505 | 510 | 296.4 | 2028-11-15 23:00 | -700 | 205 | -210 | 6.37 | 2028-11-15 23:00 | -700 | 74 | -90 | -91.77
2028-11-16 | -623.77 | 505 | 510 | 391.47 | 2028-11-16 | -700 | 505 | 90 | 306.37 | 2028-11-16 | -700 | 374 | 210 | 208.23
2028-11-16 01:00 | -203.67 | 505 | 510 | 110.76 | 2028-11-16 01:00 | -700 | 505 | 390 | 106.82 | 2028-11-16 01:00 | -700 | 505 | 510 | 106.82
2028-11-16 02:00 | -400.32 | 505 | 510 | -11.32 | 2028-11-16 02:00 | -700 | 505 | 510 | -193.18 | 2028-11-16 02:00 | -700 | 505 | 510 | -193.18
2028-11-16 03:00 | -432.04 | 329.8 | 510 | -311.32 | 2028-11-16 03:00 | -700 | 505 | 510 | -493.18 | 2028-11-16 03:00 | -700 | 505 | 510 | -493.18
2028-11-16 04:00 | -233.4 | 505 | 510 | -55.09 | 2028-11-16 04:00 | -700 | 505 | 510 | -193.18 | 2028-11-16 04:00 | -700 | 505 | 510 | -193.18
2028-11-16 05:00 | -11.32 | 505 | 510 | -20.46 | 2028-11-16 05:00 | -530.58 | 505 | 510 | 106.82 | 2028-11-16 05:00 | -700 | 505 | 510 | 106.82
2028-11-16 06:00 | 560.9 | 205 | 210 | 0 | 2028-11-16 06:00 | 69.42 | 205 | 510 | 268.38 | 2028-11-16 06:00 | -100 | 205 | 210 | 0
2028-11-16 07:00 | 700 | 205 | 381.51 | 262.08 | 2028-11-16 07:00 | 669.42 | 0 | 510 | 341.25 | 2028-11-16 07:00 | 0 | 0 | -10.74 | 86.91
2028-11-16 08:00 | 700 | 505 | 510 | 442 | 2028-11-16 08:00 | 700 | 228.65 | 426.47 | 442 | 2028-11-16 08:00 | 0 | -17.72 | -210 | 365.77
2028-11-16 09:00 | 700 | 205 | 249.83 | 442 | 2028-11-16 09:00 | 700 | 0 | 126.47 | 442 | 2028-11-16 09:00 | 0 | -317.72 | -510 | 442
2028-11-16 10:00 | 700 | 0 | 437.18 | 442 | 2028-11-16 10:00 | 700 | 0 | 290.42 | 442 | 2028-11-16 10:00 | 0 | -17.72 | -210 | 442
2028-11-16 11:00 | 700 | 295.7 | 510 | 442 | 2028-11-16 11:00 | 600 | 0 | 145.2 | 442 | 2028-11-16 11:00 | -100 | 0 | -190.01 | 442
2028-11-16 12:00 | 700 | 56.95 | 510 | 442 | 2028-11-16 12:00 | 0 | 0 | -19.27 | 442 | 2028-11-16 12:00 | -700 | 0 | -490.01 | 442
2028-11-16 13:00 | 700 | 0 | 390.97 | 442 | 2028-11-16 13:00 | -266.93 | 0 | 0 | 442 | 2028-11-16 13:00 | -700 | -186.48 | -510 | 442
2028-11-16 14:00 | 700 | 0 | 230.85 | 442 | 2028-11-16 14:00 | -391.1 | 0 | 0 | 442 | 2028-11-16 14:00 | -700 | -294.99 | -510 | 442
2028-11-16 15:00 | 700 | 0 | 104.78 | 442 | 2028-11-16 15:00 | -503.36 | 0 | 0 | 442 | 2028-11-16 15:00 | -700 | -395.61 | -510 | 442
2028-11-16 16:00 | 700 | 0 | 180.88 | 442 | 2028-11-16 16:00 | -364.91 | 0 | 0 | 442 | 2028-11-16 16:00 | -700 | -194.53 | -510 | 442
2028-11-16 17:00 | 700 | 0 | 281 | 442 | 2028-11-16 17:00 | -360.38 | 0 | 0 | 442 | 2028-11-16 17:00 | -700 | -278.23 | -510 | 442
2028-11-16 18:00 | 700 | 157.44 | 510 | 442 | 2028-11-16 18:00 | 0 | 0 | 0 | 442 | 2028-11-16 18:00 | -700 | 0 | -459.81 | 442
2028-11-16 19:00 | 700 | 99.44 | 510 | 442 | 2028-11-16 19:00 | -45.41 | 0 | 0 | 442 | 2028-11-16 19:00 | -700 | -47.95 | -510 | 442
2028-11-16 20:00 | 435.24 | 205 | 471.76 | 442 | 2028-11-16 20:00 | -336.45 | 0 | 0 | 442 | 2028-11-16 20:00 | -700 | -325.73 | -510 | 442
2028-11-16 21:00 | -164.76 | 505 | 510 | 442 | 2028-11-16 21:00 | -700 | 300 | 300 | 442 | 2028-11-16 21:00 | -700 | -25.73 | -210 | 442
2028-11-16 22:00 | -572.96 | 505 | 510 | 442 | 2028-11-16 22:00 | -700 | 505 | 510 | 442 | 2028-11-16 22:00 | -700 | 274.27 | 90 | 442
2028-11-16 23:00 | -700 | 505 | 510 | 442 | 2028-11-16 23:00 | -700 | 505 | 510 | 442 | 2028-11-16 23:00 | -700 | 505 | 390 | 442
2028-11-17 | -700 | 505 | 510 | 442 | 2028-11-17 | -700 | 505 | 510 | 442 | 2028-11-17 | -700 | 505 | 510 | 442
2028-11-17 01:00 | -700 | 505 | 510 | 442 | 2028-11-17 01:00 | -700 | 505 | 510 | 442 | 2028-11-17 01:00 | -700 | 505 | 510 | 442
2028-11-17 02:00 | -700 | 505 | 510 | 348.59 | 2028-11-17 02:00 | -700 | 505 | 510 | 442 | 2028-11-17 02:00 | -700 | 505 | 510 | 442
2028-11-17 03:00 | -700 | 505 | 510 | 442 | 2028-11-17 03:00 | -700 | 505 | 510 | 442 | 2028-11-17 03:00 | -700 | 505 | 510 | 442
2028-11-17 04:00 | -700 | 505 | 510 | 442 | 2028-11-17 04:00 | -700 | 505 | 510 | 442 | 2028-11-17 04:00 | -700 | 505 | 510 | 442
2028-11-17 05:00 | -700 | 505 | 510 | 442 | 2028-11-17 05:00 | -700 | 505 | 510 | 442 | 2028-11-17 05:00 | -700 | 505 | 510 | 442
2028-11-17 06:00 | -700 | 505 | 510 | 442 | 2028-11-17 06:00 | -700 | 505 | 510 | 442 | 2028-11-17 06:00 | -700 | 505 | 510 | 442
2028-11-17 07:00 | -700 | 505 | 510 | 442 | 2028-11-17 07:00 | -700 | 505 | 510 | 442 | 2028-11-17 07:00 | -700 | 505 | 510 | 442
2028-11-17 08:00 | -460.82 | 505 | 510 | 442 | 2028-11-17 08:00 | -700 | 505 | 510 | 442 | 2028-11-17 08:00 | -700 | 505 | 510 | 442
2028-11-17 09:00 | -149.04 | 505 | 510 | 442 | 2028-11-17 09:00 | -700 | 505 | 510 | 442 | 2028-11-17 09:00 | -700 | 505 | 510 | 442
2028-11-17 10:00 | 253.85 | 505 | 510 | 442 | 2028-11-17 10:00 | -700 | 505 | 510 | 442 | 2028-11-17 10:00 | -700 | 505 | 510 | 442
2028-11-17 11:00 | 40.73 | 505 | 510 | 442 | 2028-11-17 11:00 | -700 | 505 | 510 | 442 | 2028-11-17 11:00 | -700 | 505 | 510 | 442
2028-11-17 12:00 | 165.97 | 505 | 510 | 442 | 2028-11-17 12:00 | -700 | 505 | 510 | 442 | 2028-11-17 12:00 | -700 | 505 | 510 | 442
2028-11-17 13:00 | -5.56 | 505 | 510 | 442 | 2028-11-17 13:00 | -700 | 374 | 390 | 442 | 2028-11-17 13:00 | -700 | 374 | 390 | 442
2028-11-17 14:00 | -87.98 | 303.99 | 510 | 442 | 2028-11-17 14:00 | -700 | 74 | 90 | 442 | 2028-11-17 14:00 | -700 | 74 | 90 | 442
2028-11-17 15:00 | -211.07 | 300 | 510 | 442 | 2028-11-17 15:00 | -700 | -226 | -210 | 442 | 2028-11-17 15:00 | -700 | -226 | -210 | 442
2028-11-17 16:00 | 166.33 | 0 | 210 | 190.58 | 2028-11-17 16:00 | -700 | -526 | -510 | 442 | 2028-11-17 16:00 | -700 | -526 | -510 | 409.05
2028-11-17 17:00 | 166.33 | 0 | 210 | 291.89 | 2028-11-17 17:00 | -700 | -526 | -510 | 442 | 2028-11-17 17:00 | -700 | -526 | -510 | 442
2028-11-17 18:00 | 203.85 | 300 | 510 | 442 | 2028-11-17 18:00 | -700 | -410.37 | -510 | 442 | 2028-11-17 18:00 | -700 | -526 | -510 | 442
2028-11-17 19:00 | 0 | 505 | 510 | 442 | 2028-11-17 19:00 | -700 | -110.37 | -210 | 442 | 2028-11-17 19:00 | -700 | -226 | -210 | 442
2028-11-17 20:00 | -100 | 505 | 510 | 442 | 2028-11-17 20:00 | -700 | 189.63 | 90 | 442 | 2028-11-17 20:00 | -700 | 74 | 90 | 442
2028-11-17 21:00 | -700 | 505 | 510 | 442 | 2028-11-17 21:00 | -700 | 489.63 | 390 | 442 | 2028-11-17 21:00 | -700 | 374 | 390 | 442
2028-11-17 22:00 | -700 | 505 | 510 | 442 | 2028-11-17 22:00 | -700 | 505 | 510 | 442 | 2028-11-17 22:00 | -700 | 505 | 510 | 442
2028-11-17 23:00 | -700 | 505 | 510 | 442 | 2028-11-17 23:00 | -700 | 505 | 510 | 442 | 2028-11-17 23:00 | -700 | 505 | 510 | 442
2028-11-18 | -700 | 505 | 510 | 442 | 2028-11-18 | -700 | 505 | 510 | 442 | 2028-11-18 | -700 | 505 | 510 | 442
2028-11-18 01:00 | -700 | 505 | 510 | 291.79 | 2028-11-18 01:00 | -700 | 505 | 510 | 361.41 | 2028-11-18 01:00 | -700 | 505 | 510 | 442
2028-11-18 02:00 | -700 | 505 | 510 | 189.03 | 2028-11-18 02:00 | -700 | 505 | 510 | 388.14 | 2028-11-18 02:00 | -700 | 505 | 510 | 273.91
2028-11-18 03:00 | -700 | 505 | 510 | 22.84 | 2028-11-18 03:00 | -700 | 505 | 510 | 279.1 | 2028-11-18 03:00 | -700 | 505 | 510 | 173
2028-11-18 04:00 | -700 | 505 | 510 | 8.05 | 2028-11-18 04:00 | -700 | 505 | 510 | 0 | 2028-11-18 04:00 | -700 | 505 | 510 | 90.07
2028-11-18 05:00 | -700 | 505 | 510 | 130.7 | 2028-11-18 05:00 | -700 | 505 | 510 | 191.33 | 2028-11-18 05:00 | -700 | 505 | 510 | 390.07
2028-11-18 06:00 | -700 | 505 | 510 | -22.95 | 2028-11-18 06:00 | -700 | 414.39 | 390 | 0 | 2028-11-18 06:00 | -700 | 388.55 | 390 | 442
2028-11-18 07:00 | -700 | 505 | 510 | 102.22 | 2028-11-18 07:00 | -700 | 114.39 | 90 | 250.07 | 2028-11-18 07:00 | -700 | 88.55 | 90 | 442
2028-11-18 08:00 | -700 | 461.03 | 510 | 402.22 | 2028-11-18 08:00 | -700 | -185.61 | -210 | 365.12 | 2028-11-18 08:00 | -700 | -211.45 | -210 | 390
2028-11-18 09:00 | -649.94 | 161.03 | 210 | 417.33 | 2028-11-18 09:00 | -700 | -485.61 | -510 | 65.12 | 2028-11-18 09:00 | -700 | -511.45 | -510 | 90
2028-11-18 10:00 | -533.16 | 0 | 46.55 | 230.32 | 2028-11-18 10:00 | -700 | -226 | -210 | -210 | 2028-11-18 10:00 | -700 | -226 | -210 | -210
2028-11-18 11:00 | -700 | 0 | 64.48 | 0 | 2028-11-18 11:00 | -700 | -526 | -510 | -510 | 2028-11-18 11:00 | -700 | -526 | -510 | -510
2028-11-18 12:00 | -700 | 300 | 364.48 | 300 | 2028-11-18 12:00 | -700 | -226 | -210 | -210 | 2028-11-18 12:00 | -700 | -226 | -210 | -210
2028-11-18 13:00 | -700 | 505 | 421.12 | 442 | 2028-11-18 13:00 | -700 | 74 | 90 | 90 | 2028-11-18 13:00 | -700 | 74 | 90 | 90
2028-11-18 14:00 | -700 | 300 | 121.12 | 142 | 2028-11-18 14:00 | -700 | 74 | 90 | 377.31 | 2028-11-18 14:00 | -700 | 74 | 90 | 377.31
2028-11-18 15:00 | -700 | 0 | -178.88 | -158 | 2028-11-18 15:00 | -700 | -226 | -210 | 77.31 | 2028-11-18 15:00 | -700 | -226 | -210 | 77.31
2028-11-18 16:00 | -700 | 0 | 0 | 77.71 | 2028-11-18 16:00 | -700 | -526 | -510 | 0 | 2028-11-18 16:00 | -700 | -526 | -510 | -222.69
2028-11-18 17:00 | -672.65 | 0 | 0 | 377.71 | 2028-11-18 17:00 | -700 | -526 | -510 | 300 | 2028-11-18 17:00 | -700 | -526 | -510 | 0
2028-11-18 18:00 | -72.65 | 0 | 0 | 342.8 | 2028-11-18 18:00 | -700 | -526 | -510 | 0 | 2028-11-18 18:00 | -700 | -526 | -510 | -82.37
2028-11-18 19:00 | 0 | 0 | 0 | 416.04 | 2028-11-18 19:00 | -700 | -526 | -510 | 1.32 | 2028-11-18 19:00 | -700 | -526 | -510 | -344.21
2028-11-18 20:00 | -36.1 | 0 | 0 | 116.04 | 2028-11-18 20:00 | -700 | -526 | -510 | -90.92 | 2028-11-18 20:00 | -700 | -526 | -510 | -510
2028-11-18 21:00 | -636.1 | 0 | 210 | 105.36 | 2028-11-18 21:00 | -700 | -526 | -510 | -215.27 | 2028-11-18 21:00 | -700 | -526 | -510 | -402.97
2028-11-18 22:00 | -700 | 300 | 510 | 405.36 | 2028-11-18 22:00 | -700 | -226 | -210 | 84.73 | 2028-11-18 22:00 | -700 | -226 | -210 | -102.97
2028-11-18 23:00 | -700 | 505 | 510 | 442 | 2028-11-18 23:00 | -700 | 74 | 90 | 384.73 | 2028-11-18 23:00 | -700 | 74 | 90 | 197.03
2028-11-19 | -700 | 505 | 510 | 442 | 2028-11-19 | -700 | 374 | 390 | 442 | 2028-11-19 | -700 | 374 | 390 | 442
2028-11-19 01:00 | -700 | 505 | 510 | 349.6 | 2028-11-19 01:00 | -700 | 505 | 510 | 442 | 2028-11-19 01:00 | -700 | 505 | 510 | 442
2028-11-19 02:00 | -700 | 505 | 510 | 182.65 | 2028-11-19 02:00 | -700 | 505 | 510 | 442 | 2028-11-19 02:00 | -700 | 505 | 510 | 442
2028-11-19 03:00 | -700 | 505 | 510 | 165.3 | 2028-11-19 03:00 | -700 | 505 | 510 | 442 | 2028-11-19 03:00 | -700 | 505 | 510 | 442
2028-11-19 04:00 | -700 | 505 | 510 | 291.79 | 2028-11-19 04:00 | -700 | 505 | 510 | 442 | 2028-11-19 04:00 | -700 | 505 | 510 | 442
2028-11-19 05:00 | -700 | 504.23 | 510 | 338.72 | 2028-11-19 05:00 | -700 | 300 | 510 | 349.09 | 2028-11-19 05:00 | -700 | 300 | 300 | 300
2028-11-19 06:00 | -100 | 204.23 | 510 | 392.81 | 2028-11-19 06:00 | -100 | 0 | 452.92 | 49.09 | 2028-11-19 06:00 | -190.97 | 0 | 0 | 0
2028-11-19 07:00 | 390.95 | 0 | 300 | 267.72 | 2028-11-19 07:00 | -48.94 | 0 | 233.43 | 276.53 | 2028-11-19 07:00 | -68.99 | 0 | 260.66 | 172.6
2028-11-19 08:00 | -209.05 | 0 | 0 | 329.27 | 2028-11-19 08:00 | -648.94 | 0 | -66.57 | 381.68 | 2028-11-19 08:00 | -668.99 | 0 | -39.34 | 355.1
2028-11-19 09:00 | 390.95 | 0 | 65.78 | 442 | 2028-11-19 09:00 | -48.94 | 0 | 0 | 442 | 2028-11-19 09:00 | -68.99 | 0 | 0 | 442
2028-11-19 10:00 | 700 | 91.29 | 175.34 | 391.39 | 2028-11-19 10:00 | 391.84 | 0 | -210 | 408.29 | 2028-11-19 10:00 | 89.79 | 0 | -210 | 442
2028-11-19 11:00 | 100 | 0 | -124.66 | 91.39 | 2028-11-19 11:00 | -208.16 | -300 | -510 | 108.29 | 2028-11-19 11:00 | -107.44 | -300 | -510 | 148.64
2028-11-19 12:00 | 0 | 0 | -293.62 | 0 | 2028-11-19 12:00 | -483.98 | -153.44 | -510 | -156.21 | 2028-11-19 12:00 | -600 | -473.5 | -510 | 196.46
2028-11-19 13:00 | 600 | -140.03 | -510 | -170.22 | 2028-11-19 13:00 | 116.02 | -453.44 | -510 | -224.3 | 2028-11-19 13:00 | 0 | -526 | -510 | 125.1
2028-11-19 14:00 | 203.87 | 0 | -210 | 0 | 2028-11-19 14:00 | -65.48 | -226 | -257.85 | 0 | 2028-11-19 14:00 | -550.94 | -226 | -210 | 0
2028-11-19 15:00 | 700 | -6.61 | -510 | -226.24 | 2028-11-19 15:00 | 534.52 | -526 | -510 | -250.27 | 2028-11-19 15:00 | -700 | -526 | -510 | -300
2028-11-19 16:00 | 100 | 0 | -228.52 | 0 | 2028-11-19 16:00 | -65.48 | -526 | -510 | -510 | 2028-11-19 16:00 | -700 | -526 | -510 | -456.93
2028-11-19 17:00 | 20.2 | -235.83 | -510 | -174.08 | 2028-11-19 17:00 | -665.48 | -526 | -510 | -446.36 | 2028-11-19 17:00 | -700 | -526 | -510 | -510
2028-11-19 18:00 | 498.33 | -109.1 | -510 | -38.72 | 2028-11-19 18:00 | -65.48 | -526 | -510 | -146.36 | 2028-11-19 18:00 | -700 | -526 | -510 | -510
2028-11-19 19:00 | 700 | -36.79 | -510 | 26.14 | 2028-11-19 19:00 | 534.52 | -526 | -510 | 0 | 2028-11-19 19:00 | -387.96 | -526 | -510 | -349.33
2028-11-19 20:00 | 100 | 0 | -348.85 | 3.84 | 2028-11-19 20:00 | 0 | -226 | -475.56 | 0 | 2028-11-19 20:00 | 0 | -419.4 | -510 | -49.33
2028-11-19 21:00 | -32.9 | -300 | -510 | -53.72 | 2028-11-19 21:00 | -353.77 | -526 | -510 | -73.69 | 2028-11-19 21:00 | -548.21 | -526 | -510 | -93.66
2028-11-19 22:00 | 462.5 | -460.34 | -510 | 122.96 | 2028-11-19 22:00 | 246.23 | -370.78 | -510 | 75.71 | 2028-11-19 22:00 | 51.79 | -460.93 | -510 | 28.45
2028-11-19 23:00 | 700 | -160.34 | -210 | 422.96 | 2028-11-19 23:00 | 174.57 | -70.78 | -210 | 322.14 | 2028-11-19 23:00 | 0 | -160.93 | -210 | 271.8
2028-11-20 | 700 | 139.66 | 90 | 442 | 2028-11-20 | 700 | 123.29 | 90 | 442 | 2028-11-20 | 316.94 | 0 | 0 | 295.62
2028-11-20 01:00 | 600 | 0 | 330.49 | 156.42 | 2028-11-20 01:00 | 351.36 | 0 | 0 | 159.65 | 2028-11-20 01:00 | -283.06 | 0 | -182.09 | 99.07
2028-11-20 02:00 | 0 | 215.36 | 510 | 442 | 2028-11-20 02:00 | 0 | 0 | 255.6 | 199.84 | 2028-11-20 02:00 | -700 | 0 | 0 | 130.28
2028-11-20 03:00 | 600 | 205 | 387.95 | 239.6 | 2028-11-20 03:00 | 151.92 | 205 | 210 | 268.45 | 2028-11-20 03:00 | -558.79 | 205 | 210 | 233.5
2028-11-20 04:00 | 0 | 505 | 510 | 442 | 2028-11-20 04:00 | -357.91 | 505 | 510 | 442 | 2028-11-20 04:00 | -700 | 505 | 510 | 442
2028-11-20 05:00 | -165.88 | 312.99 | 510 | 442 | 2028-11-20 05:00 | -443.57 | 312.99 | 510 | 442 | 2028-11-20 05:00 | -700 | 312.99 | 510 | 442
2028-11-20 06:00 | 0 | 12.99 | 490.82 | 151.9 | 2028-11-20 06:00 | -296.49 | 12.99 | 210 | 158.19 | 2028-11-20 06:00 | -700 | 12.99 | 210 | 142
2028-11-20 07:00 | 100 | 244.15 | 510 | 442 | 2028-11-20 07:00 | 0 | 0 | 424.65 | 262.7 | 2028-11-20 07:00 | -583.9 | 0 | 0 | 197.89
2028-11-20 08:00 | 700 | 251.06 | 510 | 442 | 2028-11-20 08:00 | 600 | 0 | 231.7 | 439.81 | 2028-11-20 08:00 | 0 | 0 | 0 | 366.93
2028-11-20 09:00 | 700 | 332.07 | 510 | 442 | 2028-11-20 09:00 | 700 | 0 | 183.42 | 331.15 | 2028-11-20 09:00 | -62.66 | 0 | 0 | 218.14
2028-11-20 10:00 | 700 | 32.07 | 431.31 | 442 | 2028-11-20 10:00 | 310.67 | 0 | 0 | 442 | 2028-11-20 10:00 | -662.66 | 0 | -81.26 | 438.17
2028-11-20 11:00 | 700 | 0 | 383.35 | 442 | 2028-11-20 11:00 | 85.95 | 0 | 0 | 442 | 2028-11-20 11:00 | -700 | -7.68 | -378.54 | 442
2028-11-20 12:00 | 700 | 0 | 83.35 | 442 | 2028-11-20 12:00 | -174.61 | 0 | 0 | 442 | 2028-11-20 12:00 | -700 | -307.68 | -510 | 317.15
2028-11-20 13:00 | 682.54 | 0 | 0 | 409.61 | 2028-11-20 13:00 | -408.33 | 0 | 0 | 250.06 | 2028-11-20 13:00 | -700 | -526 | -510 | 114.09
2028-11-20 14:00 | 557.75 | 0 | 0 | 442 | 2028-11-20 14:00 | -544.23 | 0 | 0 | 252.23 | 2028-11-20 14:00 | -700 | -526 | -510 | 119.88
2028-11-20 15:00 | 700 | 0 | 36.16 | 231.91 | 2028-11-20 15:00 | -97.79 | 0 | 0 | 37.65 | 2028-11-20 15:00 | -700 | -240.41 | -510 | -127.85
2028-11-20 16:00 | 700 | 0 | 265.64 | 3.11 | 2028-11-20 16:00 | -7.01 | 0 | 0 | 0 | 2028-11-20 16:00 | -700 | 0 | -510 | -254.98
2028-11-20 17:00 | 700 | 0 | 405.99 | 303.11 | 2028-11-20 17:00 | 86.18 | 0 | 0 | 114.51 | 2028-11-20 17:00 | -667.55 | -40.4 | -300 | -72.26
2028-11-20 18:00 | 700 | 158.4 | 510 | 442 | 2028-11-20 18:00 | 686.18 | 0 | 239.21 | 410.71 | 2028-11-20 18:00 | -67.55 | 0 | 0 | 50.03
2028-11-20 19:00 | 700 | 324 | 510 | 442 | 2028-11-20 19:00 | 700 | 2.92 | 510 | 442 | 2028-11-20 19:00 | 0 | 0 | 0 | 165.37
2028-11-20 20:00 | 700 | 135.18 | 510 | 442 | 2028-11-20 20:00 | 700 | 0 | 496.68 | 142 | 2028-11-20 20:00 | 115.9 | 0 | 0 | 0
2028-11-20 21:00 | 700 | 128.88 | 510 | 442 | 2028-11-20 21:00 | 500 | 0 | 510 | 215.86 | 2028-11-20 21:00 | -36.23 | 0 | 0 | 18.97
2028-11-20 22:00 | 432.91 | 428.88 | 510 | 442 | 2028-11-20 22:00 | -100 | 73.82 | 510 | 442 | 2028-11-20 22:00 | -636.23 | 0 | 210 | 318.97
2028-11-20 23:00 | -100 | 505 | 510 | 442 | 2028-11-20 23:00 | -700 | 373.82 | 510 | 442 | 2028-11-20 23:00 | -700 | 300 | 510 | 442
2028-11-21 | -700 | 505 | 510 | 442 | 2028-11-21 | -700 | 505 | 510 | 442 | 2028-11-21 | -700 | 505 | 510 | 442
2028-11-21 01:00 | -700 | 505 | 510 | 442 | 2028-11-21 01:00 | -700 | 505 | 510 | 442 | 2028-11-21 01:00 | -700 | 505 | 510 | 442
2028-11-21 02:00 | -700 | 505 | 510 | 442 | 2028-11-21 02:00 | -700 | 505 | 510 | 442 | 2028-11-21 02:00 | -700 | 505 | 510 | 442
2028-11-21 03:00 | -700 | 505 | 510 | 442 | 2028-11-21 03:00 | -700 | 505 | 510 | 442 | 2028-11-21 03:00 | -700 | 505 | 510 | 442
2028-11-21 04:00 | -700 | 505 | 510 | 442 | 2028-11-21 04:00 | -700 | 505 | 510 | 442 | 2028-11-21 04:00 | -700 | 505 | 510 | 442
2028-11-21 05:00 | -700 | 505 | 510 | 442 | 2028-11-21 05:00 | -700 | 463.59 | 510 | 442 | 2028-11-21 05:00 | -700 | 505 | 510 | 442
2028-11-21 06:00 | -100 | 317.85 | 510 | 442 | 2028-11-21 06:00 | -562.57 | 163.59 | 510 | 442 | 2028-11-21 06:00 | -700 | 300 | 364.91 | 442
2028-11-21 07:00 | 500 | 153.6 | 510 | 442 | 2028-11-21 07:00 | 37.43 | 67.01 | 510 | 442 | 2028-11-21 07:00 | -100 | 0 | 64.91 | 375.43
2028-11-21 08:00 | 700 | 211.24 | 510 | 442 | 2028-11-21 08:00 | 637.43 | 6.87 | 438.08 | 442 | 2028-11-21 08:00 | 500 | 0 | 216.54 | 442
2028-11-21 09:00 | 700 | 165.03 | 510 | 442 | 2028-11-21 09:00 | 700 | 306.87 | 510 | 442 | 2028-11-21 09:00 | 700 | 77.3 | 510 | 442
2028-11-21 10:00 | 700 | 465.03 | 510 | 442 | 2028-11-21 10:00 | 700 | 431.1 | 510 | 442 | 2028-11-21 10:00 | 700 | 218.7 | 510 | 442
2028-11-21 11:00 | 700 | 240.51 | 335.07 | 442 | 2028-11-21 11:00 | 700 | 264.05 | 210 | 442 | 2028-11-21 11:00 | 700 | 300 | 232.23 | 415.88
2028-11-21 12:00 | 700 | 0 | 35.07 | 163.1 | 2028-11-21 12:00 | 689.8 | -35.95 | -90 | 237.86 | 2028-11-21 12:00 | 322.15 | 0 | -67.77 | 115.88
2028-11-21 13:00 | 700 | 0 | 335.07 | 372.7 | 2028-11-21 13:00 | 700 | 0 | 6.54 | 442 | 2028-11-21 13:00 | 508.11 | 0 | 0 | 176.77
2028-11-21 14:00 | 700 | 0 | 360.41 | 372.7 | 2028-11-21 14:00 | 700 | 128.3 | 44.01 | 442 | 2028-11-21 14:00 | 373.26 | 0 | 0 | 442
2028-11-21 15:00 | 700 | 0 | 60.41 | 244.75 | 2028-11-21 15:00 | 700 | 0 | -255.99 | 349.89 | 2028-11-21 15:00 | 700 | 0 | -287.83 | 399.43
2028-11-21 16:00 | 700 | 0 | 294.91 | 16.07 | 2028-11-21 16:00 | 700 | 0 | 0 | 241.71 | 2028-11-21 16:00 | 700 | 0 | -510 | 354.32
2028-11-21 17:00 | 700 | 0 | 510 | 316.07 | 2028-11-21 17:00 | 700 | 0 | -67.37 | 364.72 | 2028-11-21 17:00 | 700 | 0 | -510 | 350.87
2028-11-21 18:00 | 700 | 0 | 510 | 442 | 2028-11-21 18:00 | 700 | 0 | -67.37 | 364.72 | 2028-11-21 18:00 | 700 | 0 | -510 | 350.87
2028-11-21 19:00 | 700 | 0 | 510 | 442 | 2028-11-21 19:00 | 700 | 0 | -67.37 | 350.14 | 2028-11-21 19:00 | 700 | 0 | -380.42 | 416.01
2028-11-21 20:00 | 700 | 0 | 510 | 442 | 2028-11-21 20:00 | 700 | 0 | -67.37 | 310.85 | 2028-11-21 20:00 | 700 | 0 | -80.42 | 416.01
2028-11-21 21:00 | 700 | 97.94 | 510 | 442 | 2028-11-21 21:00 | 700 | 0 | 101.45 | 339.23 | 2028-11-21 21:00 | 700 | 160.93 | 210 | 416.01
2028-11-21 22:00 | 700 | 397.94 | 510 | 442 | 2028-11-21 22:00 | 700 | 300 | 401.45 | 442 | 2028-11-21 22:00 | 700 | 460.93 | 510 | 442
2028-11-21 23:00 | 700 | 425.91 | 510 | 442 | 2028-11-21 23:00 | 700 | 239.83 | 510 | 442 | 2028-11-21 23:00 | 700 | 168.37 | 510 | 442
2028-11-22 | 700 | 505 | 510 | 442 | 2028-11-22 | 700 | 505 | 510 | 442 | 2028-11-22 | 700 | 468.37 | 510 | 442
2028-11-22 01:00 | 700 | 505 | 510 | 442 | 2028-11-22 01:00 | 700 | 505 | 510 | 442 | 2028-11-22 01:00 | 700 | 505 | 510 | 442
2028-11-22 02:00 | 700 | 505 | 510 | 442 | 2028-11-22 02:00 | 700 | 505 | 510 | 442 | 2028-11-22 02:00 | 700 | 505 | 510 | 442
2028-11-22 03:00 | 700 | 469.19 | 510 | 442 | 2028-11-22 03:00 | 700 | 505 | 510 | 442 | 2028-11-22 03:00 | 700 | 505 | 510 | 442
2028-11-22 04:00 | 700 | 505 | 510 | 442 | 2028-11-22 04:00 | 700 | 505 | 510 | 442 | 2028-11-22 04:00 | 700 | 505 | 510 | 442
2028-11-22 05:00 | 700 | 505 | 510 | 442 | 2028-11-22 05:00 | 700 | 505 | 510 | 442 | 2028-11-22 05:00 | 700 | 505 | 510 | 442
2028-11-22 06:00 | 700 | 227.6 | 300 | 324.1 | 2028-11-22 06:00 | 700 | 300 | 510 | 353.7 | 2028-11-22 06:00 | 700 | 300 | 510 | 442
2028-11-22 07:00 | 291.86 | 0 | 0 | 24.1 | 2028-11-22 07:00 | 100 | 0 | 210 | 53.7 | 2028-11-22 07:00 | 151.76 | 0 | 210 | 240.05
2028-11-22 08:00 | 700 | 0 | 300 | 209.24 | 2028-11-22 08:00 | 700 | 0 | 433.31 | 142 | 2028-11-22 08:00 | 700 | 0 | 158.44 | 442
2028-11-22 09:00 | 700 | 0 | 510 | 360.5 | 2028-11-22 09:00 | 700 | 79.29 | 207.2 | 442 | 2028-11-22 09:00 | 700 | 0 | -141.56 | 442
2028-11-22 10:00 | 700 | 0 | 300 | 422.08 | 2028-11-22 10:00 | 700 | 0 | -92.8 | 304.31 | 2028-11-22 10:00 | 700 | -300 | -441.56 | 442
2028-11-22 11:00 | 700 | 0 | 0 | 244.6 | 2028-11-22 11:00 | 700 | -300 | -392.8 | 75.95 | 2028-11-22 11:00 | 700 | -526 | -510 | 442
2028-11-22 12:00 | 700 | -20.75 | -300 | -54.03 | 2028-11-22 12:00 | 700 | -526 | -510 | -210 | 2028-11-22 12:00 | 700 | -526 | -510 | 270.81
2028-11-22 13:00 | 700 | 0 | -390 | -343.85 | 2028-11-22 13:00 | 700 | -526 | -510 | -510 | 2028-11-22 13:00 | 700 | -526 | -510 | -10.34
2028-11-22 14:00 | 700 | 0 | -90 | -65.53 | 2028-11-22 14:00 | 700 | -275.83 | -210 | -210 | 2028-11-22 14:00 | 700 | -510.81 | -510 | -10.34
2028-11-22 15:00 | 700 | 0 | 210 | 125.39 | 2028-11-22 15:00 | 700 | 0 | 90 | 90 | 2028-11-22 15:00 | 700 | -210.81 | -210 | 166.42
2028-11-22 16:00 | 700 | 0 | 510 | 148.19 | 2028-11-22 16:00 | 700 | 0 | 0 | 0 | 2028-11-22 16:00 | 700 | 0 | 0 | 232.2
2028-11-22 17:00 | 700 | 0 | 510 | 442 | 2028-11-22 17:00 | 700 | 0 | 0 | 0 | 2028-11-22 17:00 | 700 | 0 | -236.42 | 442
2028-11-22 18:00 | 700 | 205 | 510 | 322.63 | 2028-11-22 18:00 | 700 | 0 | 210 | 113.47 | 2028-11-22 18:00 | 700 | 0 | -121.62 | 442
2028-11-22 19:00 | 700 | 505 | 510 | 442 | 2028-11-22 19:00 | 700 | 81.45 | 510 | 413.47 | 2028-11-22 19:00 | 700 | 0 | 178.38 | 442
2028-11-22 20:00 | 700 | 505 | 510 | 442 | 2028-11-22 20:00 | 700 | 300 | 510 | 442 | 2028-11-22 20:00 | 700 | 0 | 409.78 | 442
2028-11-22 21:00 | 700 | 300 | 318.04 | 442 | 2028-11-22 21:00 | 700 | 0 | 300 | 442 | 2028-11-22 21:00 | 700 | 0 | 109.78 | 442
2028-11-22 22:00 | 700 | 0 | 18.04 | 142 | 2028-11-22 22:00 | 700 | -15.99 | 0 | 322.2 | 2028-11-22 22:00 | 700 | -248.57 | -190.22 | 356.28
2028-11-22 23:00 | 700 | 133.71 | 318.04 | 442 | 2028-11-22 23:00 | 700 | 281.99 | 300 | 442 | 2028-11-22 23:00 | 700 | 0 | 109.78 | 442
2028-11-23 | 700 | 27.5 | 510 | 442 | 2028-11-23 | 700 | 247.88 | 510 | 442 | 2028-11-23 | 700 | 230.91 | 409.78 | 442
2028-11-23 01:00 | 700 | 313.53 | 510 | 442 | 2028-11-23 01:00 | 700 | 4.09 | 510 | 442 | 2028-11-23 01:00 | 700 | 0 | 346.38 | 442
2028-11-23 02:00 | 700 | 242.37 | 510 | 442 | 2028-11-23 02:00 | 700 | 0 | 467.31 | 388.1 | 2028-11-23 02:00 | 528.76 | 0 | 46.38 | 344.43
2028-11-23 03:00 | 700 | 0 | 510 | 427.26 | 2028-11-23 03:00 | 700 | 0 | 201.32 | 323.69 | 2028-11-23 03:00 | 222.54 | 0 | 0 | 274.31
2028-11-23 04:00 | 700 | 0 | 300 | 344.88 | 2028-11-23 04:00 | 173.24 | 0 | 0 | 159.78 | 2028-11-23 04:00 | -169.76 | -206.79 | -210 | 84.19
2028-11-23 05:00 | 406.05 | 0 | 0 | 68.99 | 2028-11-23 05:00 | -426.76 | 0 | -300 | -81.57 | 2028-11-23 05:00 | -700 | -506.79 | -510 | -215.81
2028-11-23 06:00 | 544.76 | 0 | 0 | 150.61 | 2028-11-23 06:00 | -570.19 | 0 | 0 | 54.76 | 2028-11-23 06:00 | -700 | -269.03 | -510 | -40.08
2028-11-23 07:00 | 517.03 | 0 | 0 | 0 | 2028-11-23 07:00 | -700 | 0 | -53.33 | 0 | 2028-11-23 07:00 | -700 | -446.06 | -510 | -242.15
2028-11-23 08:00 | 700 | 0 | 175.57 | 252.23 | 2028-11-23 08:00 | -367.03 | 0 | 0 | 142 | 2028-11-23 08:00 | -700 | -183.58 | -510 | 57.85
2028-11-23 09:00 | 566.05 | 0 | 210 | 442 | 2028-11-23 09:00 | -540.15 | 0 | 0 | 442 | 2028-11-23 09:00 | -700 | -477.29 | -510 | 357.85
2028-11-23 10:00 | 700 | 97.96 | 510 | 442 | 2028-11-23 10:00 | -120.76 | 0 | 0 | 245.53 | 2028-11-23 10:00 | -700 | -177.29 | -477.52 | 89.71
2028-11-23 11:00 | 427.73 | 205 | 260.99 | 142 | 2028-11-23 11:00 | -700 | 205 | 210 | 142 | 2028-11-23 11:00 | -700 | -380.15 | -510 | 0
2028-11-23 12:00 | -172.27 | 505 | 510 | 442 | 2028-11-23 12:00 | -700 | 505 | 510 | 442 | 2028-11-23 12:00 | -700 | -80.15 | -210 | 300
2028-11-23 13:00 | 427.73 | 505 | 510 | 442 | 2028-11-23 13:00 | -100 | 205 | 210 | 238.37 | 2028-11-23 13:00 | -700 | -226 | -440.01 | 99.01
2028-11-23 14:00 | 0 | 205 | 510 | 352.36 | 2028-11-23 14:00 | -700 | 0 | 141.41 | 196.3 | 2028-11-23 14:00 | -700 | 74 | -140.01 | 399.01
2028-11-23 15:00 | -148.63 | 300 | 510 | 402.24 | 2028-11-23 15:00 | -700 | 0 | -136.48 | 239.64 | 2028-11-23 15:00 | -700 | -226 | -210 | 99.01
2028-11-23 16:00 | 0 | 0 | 210 | 102.24 | 2028-11-23 16:00 | -700 | -285.16 | -318.72 | -60.36 | 2028-11-23 16:00 | -700 | -526 | -510 | -200.99
2028-11-23 17:00 | 600 | 0 | 346.47 | 142 | 2028-11-23 17:00 | -517.46 | 0 | -18.72 | 0 | 2028-11-23 17:00 | -700 | -526 | -510 | -500.99
2028-11-23 18:00 | 700 | 205 | 502.59 | 442 | 2028-11-23 18:00 | -597.13 | 0 | 0 | 78.89 | 2028-11-23 18:00 | -700 | -526 | -510 | -510
2028-11-23 19:00 | 430.16 | 505 | 510 | 442 | 2028-11-23 19:00 | -105.67 | 0 | 210 | 142 | 2028-11-23 19:00 | -700 | -526 | -510 | -510
2028-11-23 20:00 | -169.84 | 505 | 510 | 442 | 2028-11-23 20:00 | -700 | 300 | 510 | 442 | 2028-11-23 20:00 | -700 | -226 | -210 | -210
2028-11-23 21:00 | -52.99 | 505 | 510 | 442 | 2028-11-23 21:00 | -700 | 505 | 510 | 442 | 2028-11-23 21:00 | -700 | 74 | 90 | 90
2028-11-23 22:00 | -288.48 | 505 | 510 | 442 | 2028-11-23 22:00 | -700 | 505 | 510 | 442 | 2028-11-23 22:00 | -700 | 374 | 390 | 390
2028-11-23 23:00 | -614.24 | 505 | 510 | 442 | 2028-11-23 23:00 | -700 | 505 | 510 | 442 | 2028-11-23 23:00 | -700 | 505 | 510 | 442
2028-11-24 | -189.55 | 505 | 510 | 442 | 2028-11-24 | -700 | 505 | 510 | 442 | 2028-11-24 | -700 | 505 | 510 | 442
2028-11-24 01:00 | 0 | 505 | 510 | 442 | 2028-11-24 01:00 | -700 | 505 | 510 | 442 | 2028-11-24 01:00 | -700 | 505 | 510 | 442
2028-11-24 02:00 | 0 | 505 | 510 | 442 | 2028-11-24 02:00 | -700 | 505 | 510 | 442 | 2028-11-24 02:00 | -700 | 505 | 510 | 442
2028-11-24 03:00 | 146.56 | 505 | 510 | 442 | 2028-11-24 03:00 | -700 | 505 | 510 | 442 | 2028-11-24 03:00 | -700 | 505 | 510 | 442
2028-11-24 04:00 | 94.55 | 505 | 510 | 442 | 2028-11-24 04:00 | -700 | 505 | 510 | 442 | 2028-11-24 04:00 | -700 | 505 | 510 | 442
2028-11-24 05:00 | 0 | 505 | 510 | 442 | 2028-11-24 05:00 | -700 | 505 | 510 | 442 | 2028-11-24 05:00 | -700 | 505 | 510 | 442
2028-11-24 06:00 | -181.73 | 505 | 510 | 442 | 2028-11-24 06:00 | -700 | 505 | 510 | 442 | 2028-11-24 06:00 | -700 | 505 | 510 | 442
2028-11-24 07:00 | -181.73 | 505 | 510 | 442 | 2028-11-24 07:00 | -700 | 505 | 510 | 442 | 2028-11-24 07:00 | -700 | 505 | 510 | 442
2028-11-24 08:00 | -23.97 | 505 | 510 | 442 | 2028-11-24 08:00 | -700 | 505 | 510 | 442 | 2028-11-24 08:00 | -700 | 505 | 510 | 442
2028-11-24 09:00 | 87.66 | 505 | 510 | 442 | 2028-11-24 09:00 | -700 | 505 | 510 | 442 | 2028-11-24 09:00 | -700 | 505 | 510 | 442
2028-11-24 10:00 | 181.28 | 505 | 510 | 442 | 2028-11-24 10:00 | -700 | 505 | 510 | 442 | 2028-11-24 10:00 | -700 | 505 | 510 | 442
2028-11-24 11:00 | 94 | 505 | 510 | 442 | 2028-11-24 11:00 | -700 | 505 | 510 | 442 | 2028-11-24 11:00 | -700 | 505 | 510 | 442
2028-11-24 12:00 | 694 | 505 | 510 | 442 | 2028-11-24 12:00 | -342.28 | 505 | 510 | 442 | 2028-11-24 12:00 | -700 | 505 | 510 | 442
2028-11-24 13:00 | 613.23 | 505 | 510 | 442 | 2028-11-24 13:00 | -213.47 | 505 | 510 | 442 | 2028-11-24 13:00 | -700 | 505 | 510 | 442
2028-11-24 14:00 | 700 | 235.62 | 510 | 442 | 2028-11-24 14:00 | 386.53 | 505 | 510 | 442 | 2028-11-24 14:00 | -100 | 291.79 | 510 | 442
2028-11-24 15:00 | 700 | 103.73 | 510 | 442 | 2028-11-24 15:00 | 700 | 205 | 510 | 398.64 | 2028-11-24 15:00 | 500 | 43.79 | 476.73 | 207.54
2028-11-24 16:00 | 700 | 403.73 | 510 | 442 | 2028-11-24 16:00 | 700 | 336.87 | 510 | 442 | 2028-11-24 16:00 | 700 | 343.79 | 510 | 442
2028-11-24 17:00 | 700 | 505 | 510 | 442 | 2028-11-24 17:00 | 700 | 480.27 | 510 | 442 | 2028-11-24 17:00 | 700 | 253.05 | 210 | 442
2028-11-24 18:00 | 700 | 376.17 | 510 | 442 | 2028-11-24 18:00 | 700 | 180.27 | 210 | 442 | 2028-11-24 18:00 | 700 | -46.95 | -90 | 442
2028-11-24 19:00 | 700 | 490.86 | 510 | 442 | 2028-11-24 19:00 | 700 | 0 | 0 | 442 | 2028-11-24 19:00 | 700 | -346.95 | -390 | 442
2028-11-24 20:00 | 700 | 190.86 | 510 | 442 | 2028-11-24 20:00 | 700 | 0 | 0 | 442 | 2028-11-24 20:00 | 700 | -370.73 | -425.41 | 442
2028-11-24 21:00 | 700 | 0 | 510 | 419.21 | 2028-11-24 21:00 | 700 | 0 | 49.93 | 442 | 2028-11-24 21:00 | 700 | -70.73 | -125.41 | 442
2028-11-24 22:00 | 700 | 0 | 510 | 314.45 | 2028-11-24 22:00 | 700 | 31.97 | 349.93 | 442 | 2028-11-24 22:00 | 700 | 205 | 174.59 | 442
2028-11-24 23:00 | 700 | 300 | 510 | 442 | 2028-11-24 23:00 | 700 | 331.97 | 510 | 442 | 2028-11-24 23:00 | 700 | 505 | 474.59 | 442
2028-11-25 | 700 | 302.02 | 510 | 442 | 2028-11-25 | 700 | 31.97 | 510 | 442 | 2028-11-25 | 700 | 505 | 510 | 442
2028-11-25 01:00 | 700 | 172.01 | 510 | 442 | 2028-11-25 01:00 | 700 | 0 | 510 | 442 | 2028-11-25 01:00 | 700 | 429.7 | 510 | 442
2028-11-25 02:00 | 700 | 292.52 | 510 | 442 | 2028-11-25 02:00 | 700 | 300 | 510 | 442 | 2028-11-25 02:00 | 700 | 505 | 510 | 442
2028-11-25 03:00 | 700 | 177.77 | 510 | 442 | 2028-11-25 03:00 | 700 | 505 | 510 | 442 | 2028-11-25 03:00 | 700 | 505 | 510 | 442
2028-11-25 04:00 | 700 | 477.77 | 510 | 442 | 2028-11-25 04:00 | 700 | 505 | 510 | 442 | 2028-11-25 04:00 | 700 | 505 | 510 | 442
2028-11-25 05:00 | 700 | 177.77 | 510 | 442 | 2028-11-25 05:00 | 700 | 505 | 510 | 442 | 2028-11-25 05:00 | 700 | 505 | 510 | 442
2028-11-25 06:00 | 700 | 376.64 | 510 | 442 | 2028-11-25 06:00 | 700 | 505 | 510 | 442 | 2028-11-25 06:00 | 700 | 453.64 | 510 | 442
2028-11-25 07:00 | 700 | 272.55 | 399.38 | 442 | 2028-11-25 07:00 | 700 | 311.5 | 510 | 442 | 2028-11-25 07:00 | 700 | 216.2 | 371.17 | 442
2028-11-25 08:00 | 700 | 0 | 99.38 | 442 | 2028-11-25 08:00 | 700 | 11.5 | 210 | 442 | 2028-11-25 08:00 | 700 | 0 | 71.17 | 442
2028-11-25 09:00 | 700 | 0 | -184.51 | 396.86 | 2028-11-25 09:00 | 700 | 0 | -90 | 384.82 | 2028-11-25 09:00 | 700 | 0 | -228.83 | 293.79
2028-11-25 10:00 | 700 | 62.27 | 115.49 | 442 | 2028-11-25 10:00 | 700 | 212.93 | 134.2 | 442 | 2028-11-25 10:00 | 700 | 0 | 0 | 442
2028-11-25 11:00 | 700 | 0 | -184.51 | 442 | 2028-11-25 11:00 | 700 | 0 | -165.8 | 442 | 2028-11-25 11:00 | 700 | -240.65 | -300 | 442
2028-11-25 12:00 | 700 | 0 | 0 | 442 | 2028-11-25 12:00 | 700 | -226 | -210 | 442 | 2028-11-25 12:00 | 700 | -226 | -210 | 442
2028-11-25 13:00 | 700 | -276.35 | -300 | 142 | 2028-11-25 13:00 | 700 | -526 | -510 | 429.4 | 2028-11-25 13:00 | 700 | -526 | -510 | 316.55
2028-11-25 14:00 | 700 | -69.68 | -510 | -65.28 | 2028-11-25 14:00 | 700 | -517.32 | -510 | 293.24 | 2028-11-25 14:00 | 700 | -526 | -510 | 163.88
2028-11-25 15:00 | 700 | 0 | -461.67 | 0 | 2028-11-25 15:00 | 700 | -217.32 | -510 | 233.39 | 2028-11-25 15:00 | 700 | -374.34 | -510 | 50.23
2028-11-25 16:00 | 700 | 0 | -395.25 | -5.85 | 2028-11-25 16:00 | 700 | 0 | -510 | 281.22 | 2028-11-25 16:00 | 700 | -74.34 | -510 | 153.57
2028-11-25 17:00 | 700 | 0 | -95.25 | 67.62 | 2028-11-25 17:00 | 700 | 0 | -510 | 432.96 | 2028-11-25 17:00 | 700 | 0 | -510 | 250.69
2028-11-25 18:00 | 700 | 0 | 0 | 274.12 | 2028-11-25 18:00 | 700 | 0 | -510 | 442 | 2028-11-25 18:00 | 700 | 0 | -510 | 442
2028-11-25 19:00 | 700 | 0 | 0 | 304.93 | 2028-11-25 19:00 | 700 | 0 | -355.38 | 442 | 2028-11-25 19:00 | 700 | 0 | -510 | 442
2028-11-25 20:00 | 700 | 0 | 110.43 | 231.29 | 2028-11-25 20:00 | 700 | 0 | -55.38 | 442 | 2028-11-25 20:00 | 700 | 0 | -210 | 163.62
2028-11-25 21:00 | 700 | 0 | 410.43 | 276.36 | 2028-11-25 21:00 | 700 | 0 | 244.62 | 442 | 2028-11-25 21:00 | 700 | 152.59 | 90 | 442
2028-11-25 22:00 | 700 | 233.97 | 510 | 442 | 2028-11-25 22:00 | 700 | 289.33 | 510 | 442 | 2028-11-25 22:00 | 700 | 452.59 | 390 | 442
2028-11-25 23:00 | 700 | 441.32 | 510 | 442 | 2028-11-25 23:00 | 700 | 215.7 | 510 | 442 | 2028-11-25 23:00 | 700 | 434.92 | 510 | 442
2028-11-26 | 700 | 334.25 | 510 | 442 | 2028-11-26 | 700 | 505 | 510 | 442 | 2028-11-26 | 700 | 505 | 510 | 442
2028-11-26 01:00 | 700 | 326.28 | 510 | 442 | 2028-11-26 01:00 | 700 | 505 | 510 | 442 | 2028-11-26 01:00 | 700 | 505 | 510 | 442
2028-11-26 02:00 | 700 | 26.28 | 510 | 442 | 2028-11-26 02:00 | 700 | 505 | 510 | 442 | 2028-11-26 02:00 | 700 | 505 | 510 | 442
2028-11-26 03:00 | 700 | 300 | 510 | 442 | 2028-11-26 03:00 | 700 | 505 | 510 | 442 | 2028-11-26 03:00 | 700 | 505 | 510 | 442
2028-11-26 04:00 | 700 | 0 | 479.48 | 238.39 | 2028-11-26 04:00 | 700 | 505 | 510 | 442 | 2028-11-26 04:00 | 700 | 505 | 510 | 442
2028-11-26 05:00 | 700 | 0 | 179.48 | 205.89 | 2028-11-26 05:00 | 700 | 337.73 | 510 | 442 | 2028-11-26 05:00 | 700 | 505 | 510 | 442
2028-11-26 06:00 | 100 | 0 | -120.52 | -27.76 | 2028-11-26 06:00 | 100 | 37.73 | 210 | 142 | 2028-11-26 06:00 | 100 | 205 | 210 | 142
2028-11-26 07:00 | 22.8 | 0 | 0 | 0 | 2028-11-26 07:00 | -26.66 | -238.91 | -90 | -158 | 2028-11-26 07:00 | -43.94 | 0 | -90 | -158
2028-11-26 08:00 | 622.8 | -100.34 | -300 | -215.14 | 2028-11-26 08:00 | 573.34 | -158.54 | -390 | -257.62 | 2028-11-26 08:00 | 556.06 | -189.09 | -390 | -258.86
2028-11-26 09:00 | 700 | -400.34 | -510 | -365.12 | 2028-11-26 09:00 | 700 | -458.54 | -510 | -344.84 | 2028-11-26 09:00 | 700 | -489.09 | -510 | -314.69
2028-11-26 10:00 | 700 | -100.34 | -210 | -65.12 | 2028-11-26 10:00 | 524.29 | -158.54 | -210 | -44.84 | 2028-11-26 10:00 | 264.75 | -189.09 | -210 | -14.69
2028-11-26 11:00 | 700 | 0 | 0 | 51.44 | 2028-11-26 11:00 | 0 | 0 | -266.9 | 0 | 2028-11-26 11:00 | 0 | -292.12 | -510 | -43.65
2028-11-26 12:00 | 700 | 0 | 0 | 46.63 | 2028-11-26 12:00 | 190.76 | 0 | -210 | 0 | 2028-11-26 12:00 | 0 | -279.92 | -510 | 0
2028-11-26 13:00 | 700 | 0 | 0 | 10.72 | 2028-11-26 13:00 | 0 | -35.52 | -510 | 0 | 2028-11-26 13:00 | 0 | -331.24 | -510 | 0
2028-11-26 14:00 | 700 | 0 | -300 | -2.69 | 2028-11-26 14:00 | 100 | 0 | -441.27 | -133.02 | 2028-11-26 14:00 | 0 | -284.67 | -510 | -83.18
2028-11-26 15:00 | 700 | -226 | -504.34 | -259.5 | 2028-11-26 15:00 | 700 | -226 | -510 | -433.02 | 2028-11-26 15:00 | 600 | -526 | -510 | -383.18
2028-11-26 16:00 | 570.93 | -526 | -510 | -510 | 2028-11-26 16:00 | 700 | -526 | -510 | -510 | 2028-11-26 16:00 | 0 | -526 | -510 | -510
2028-11-26 17:00 | 314.32 | -526 | -510 | -510 | 2028-11-26 17:00 | 314.32 | -526 | -510 | -510 | 2028-11-26 17:00 | -600 | -526 | -510 | -510
2028-11-26 18:00 | 700 | -526 | -510 | -510 | 2028-11-26 18:00 | 593.23 | -526 | -510 | -510 | 2028-11-26 18:00 | 0 | -526 | -510 | -510
2028-11-26 19:00 | 700 | -526 | -510 | -510 | 2028-11-26 19:00 | 700 | -526 | -510 | -510 | 2028-11-26 19:00 | 600 | -526 | -510 | -510
2028-11-26 20:00 | 700 | -226 | -242.42 | -210 | 2028-11-26 20:00 | 700 | -226 | -210 | -210 | 2028-11-26 20:00 | 700 | -300 | -476.16 | -300
2028-11-26 21:00 | 700 | 0 | 2.09 | 0 | 2028-11-26 21:00 | 700 | 0 | 2.09 | 0 | 2028-11-26 21:00 | 700 | 0 | -176.16 | 0
2028-11-26 22:00 | 700 | 0 | 183.49 | 0 | 2028-11-26 22:00 | 524.38 | 0 | 0 | 0 | 2028-11-26 22:00 | 375.24 | 0 | 0 | 0
2028-11-26 23:00 | 314.17 | 0 | 0 | 0 | 2028-11-26 23:00 | 100 | 0 | -185.63 | 0 | 2028-11-26 23:00 | 100 | 0 | -300 | -152.85
2028-11-27 | 700 | 0 | 91.02 | 0 | 2028-11-27 | 700 | 0 | 0 | 0 | 2028-11-27 | 700 | 0 | 0 | 147.15
2028-11-27 01:00 | 700 | 0 | -43.66 | 0 | 2028-11-27 01:00 | 700 | 0 | 0 | 0 | 2028-11-27 01:00 | 700 | 0 | 300 | 110.33
2028-11-27 02:00 | 700 | 0 | -143.17 | 0 | 2028-11-27 02:00 | 700 | 0 | 0 | 0 | 2028-11-27 02:00 | 700 | 0 | 510 | 62.92
2028-11-27 03:00 | 700 | 0 | -39.85 | 0 | 2028-11-27 03:00 | 700 | 0 | 0 | 0 | 2028-11-27 03:00 | 700 | 0 | 510 | 362.92
2028-11-27 04:00 | 700 | 0 | -320.31 | 0 | 2028-11-27 04:00 | 700 | 0 | 0 | 0 | 2028-11-27 04:00 | 700 | 0 | 510 | 62.92
2028-11-27 05:00 | 100 | 0 | -20.31 | 0 | 2028-11-27 05:00 | 625.01 | 0 | 0 | 0 | 2028-11-27 05:00 | 700 | 0 | 300 | 300
2028-11-27 06:00 | 0 | 0 | -170.95 | 0 | 2028-11-27 06:00 | 700 | 0 | 0 | 0 | 2028-11-27 06:00 | 700 | 0 | 0 | 0
2028-11-27 07:00 | 600 | 0 | -470.95 | -70.8 | 2028-11-27 07:00 | 700 | -192.26 | -300 | -187.84 | 2028-11-27 07:00 | 700 | -176.6 | -300 | -203.3
2028-11-27 08:00 | 473.35 | 0 | -170.95 | -152.36 | 2028-11-27 08:00 | 473.35 | 0 | -510 | -180.13 | 2028-11-27 08:00 | 473.35 | 0 | -510 | -503.3
2028-11-27 09:00 | 700 | 0 | -19.09 | -32.89 | 2028-11-27 09:00 | 700 | 0 | -354 | -42.94 | 2028-11-27 09:00 | 700 | 0 | -510 | -510
2028-11-27 10:00 | 700 | 0 | 160.4 | 0 | 2028-11-27 10:00 | 700 | 0 | -396.14 | 0 | 2028-11-27 10:00 | 700 | -193.61 | -510 | -510
2028-11-27 11:00 | 700 | 0 | 79.37 | 0 | 2028-11-27 11:00 | 700 | 0 | -492.95 | -210 | 2028-11-27 11:00 | 700 | -285.43 | -510 | -510
2028-11-27 12:00 | 700 | 0 | -130.27 | 0 | 2028-11-27 12:00 | 700 | -51.09 | -510 | -510 | 2028-11-27 12:00 | 700 | -526 | -510 | -510
2028-11-27 13:00 | 700 | 0 | -56.71 | 0 | 2028-11-27 13:00 | 700 | 0 | -510 | -446.52 | 2028-11-27 13:00 | 700 | -526 | -510 | -510
2028-11-27 14:00 | 700 | 0 | -8.2 | 0 | 2028-11-27 14:00 | 700 | 0 | -510 | -299.64 | 2028-11-27 14:00 | 700 | -369.02 | -510 | -510
2028-11-27 15:00 | 700 | -183.95 | -308.2 | -267.85 | 2028-11-27 15:00 | 700 | -226 | -293.48 | -210 | 2028-11-27 15:00 | 700 | -369.02 | -510 | -510
2028-11-27 16:00 | 700 | -483.95 | -510 | -510 | 2028-11-27 16:00 | 697.32 | -526 | -510 | -510 | 2028-11-27 16:00 | 100 | -526 | -510 | -510
2028-11-27 17:00 | 700 | -526 | -510 | -487.31 | 2028-11-27 17:00 | 540.44 | -526 | -510 | -510 | 2028-11-27 17:00 | 100 | -526 | -510 | -510
2028-11-27 18:00 | 700 | -478.23 | -510 | -364.42 | 2028-11-27 18:00 | 700 | -428.42 | -510 | -510 | 2028-11-27 18:00 | 700 | -428.42 | -510 | -510
2028-11-27 19:00 | 700 | -178.23 | -210 | -198.8 | 2028-11-27 19:00 | 700 | -128.42 | -210 | -210 | 2028-11-27 19:00 | 700 | -261.7 | -510 | -418.26
2028-11-27 20:00 | 700 | 52.38 | 90 | 29.38 | 2028-11-27 20:00 | 700 | 0 | -213.03 | 0 | 2028-11-27 20:00 | 700 | -205.98 | -300 | -118.26
2028-11-27 21:00 | 700 | 352.38 | 390 | 329.38 | 2028-11-27 21:00 | 700 | 229.9 | 86.97 | 300 | 2028-11-27 21:00 | 700 | 94.02 | 0 | 181.74
2028-11-27 22:00 | 700 | 52.38 | 510 | 324.21 | 2028-11-27 22:00 | 700 | 0 | 302.12 | 277.13 | 2028-11-27 22:00 | 700 | 0 | 67.62 | 142
2028-11-27 23:00 | 700 | 122.51 | 510 | 442 | 2028-11-27 23:00 | 700 | 95.24 | 510 | 442 | 2028-11-27 23:00 | 700 | 0 | 367.62 | 442
2028-11-28 | 700 | 399.8 | 510 | 442 | 2028-11-28 | 700 | 395.24 | 510 | 442 | 2028-11-28 | 700 | 300 | 510 | 442
2028-11-28 01:00 | 700 | 399.23 | 510 | 442 | 2028-11-28 01:00 | 700 | 432.67 | 510 | 442 | 2028-11-28 01:00 | 700 | 505 | 510 | 442
2028-11-28 02:00 | 700 | 99.23 | 510 | 442 | 2028-11-28 02:00 | 700 | 269.56 | 510 | 442 | 2028-11-28 02:00 | 700 | 505 | 510 | 442
2028-11-28 03:00 | 700 | 232.76 | 510 | 442 | 2028-11-28 03:00 | 700 | 505 | 510 | 442 | 2028-11-28 03:00 | 700 | 505 | 510 | 442
2028-11-28 04:00 | 700 | 219.27 | 510 | 442 | 2028-11-28 04:00 | 700 | 505 | 510 | 442 | 2028-11-28 04:00 | 700 | 505 | 510 | 442
2028-11-28 05:00 | 700 | 219.27 | 510 | 442 | 2028-11-28 05:00 | 700 | 300 | 510 | 442 | 2028-11-28 05:00 | 700 | 505 | 510 | 442
2028-11-28 06:00 | 700 | 273.99 | 210 | 360.69 | 2028-11-28 06:00 | 700 | 0 | 210 | 282.38 | 2028-11-28 06:00 | 700 | 341.79 | 510 | 442
2028-11-28 07:00 | 312.63 | 0 | -90 | 60.69 | 2028-11-28 07:00 | 662.95 | -300 | -90 | -17.62 | 2028-11-28 07:00 | 100 | 41.79 | 210 | 142
2028-11-28 08:00 | 297.34 | 0 | 0 | 0 | 2028-11-28 08:00 | 62.95 | 0 | -44.41 | 0 | 2028-11-28 08:00 | 0 | -2.21 | -90 | -75.57
2028-11-28 09:00 | 304.02 | 0 | 0 | 0 | 2028-11-28 09:00 | 30.13 | 0 | 0 | 0 | 2028-11-28 09:00 | 0 | 0 | -236.03 | 0
2028-11-28 10:00 | 700 | 0 | 134.79 | 0 | 2028-11-28 10:00 | 128.91 | 0 | 0 | 0 | 2028-11-28 10:00 | 255.95 | 0 | 0 | 0
2028-11-28 11:00 | 700 | 0 | 33.9 | 0 | 2028-11-28 11:00 | -35.59 | 0 | -51.64 | 0 | 2028-11-28 11:00 | -268.78 | 0 | -210 | 0
2028-11-28 12:00 | 474.8 | 0 | 0 | 0 | 2028-11-28 12:00 | 0 | 0 | -351.64 | -172.35 | 2028-11-28 12:00 | -65.68 | -300 | -510 | -248.11
2028-11-28 13:00 | 571.63 | 0 | 0 | 0 | 2028-11-28 13:00 | 0 | 0 | -288.69 | 0 | 2028-11-28 13:00 | 0 | -11.88 | -510 | -212.62
2028-11-28 14:00 | 700 | 0 | 70.61 | 0 | 2028-11-28 14:00 | 104.11 | 0 | 0 | 0 | 2028-11-28 14:00 | 100 | 0 | -233.98 | 0
2028-11-28 15:00 | 700 | 0 | 259.34 | 0 | 2028-11-28 15:00 | 700 | -226 | 17.3 | -24.28 | 2028-11-28 15:00 | 700 | -226 | 36.3 | -118.38
2028-11-28 16:00 | 700 | 0 | 0 | -196.86 | 2028-11-28 16:00 | 700 | -526 | 0 | -324.28 | 2028-11-28 16:00 | 700 | -526 | 0 | -418.38
2028-11-28 17:00 | 700 | 0 | 0 | 91.15 | 2028-11-28 17:00 | 700 | -526 | 0 | -428.59 | 2028-11-28 17:00 | 700 | -526 | 0 | -510
2028-11-28 18:00 | 700 | 240.17 | 0 | 391.15 | 2028-11-28 18:00 | 700 | -440.75 | 0 | -177.36 | 2028-11-28 18:00 | 700 | -526 | 0 | -510
2028-11-28 19:00 | 700 | 505 | 0 | 396.57 | 2028-11-28 19:00 | 700 | -140.75 | 0 | 0 | 2028-11-28 19:00 | 700 | -526 | 0 | -340.78
2028-11-28 20:00 | 700 | 505 | 0 | 307.5 | 2028-11-28 20:00 | 700 | 159.25 | 0 | 142 | 2028-11-28 20:00 | 700 | -526 | 0 | -40.78
2028-11-28 21:00 | 700 | 505 | 0 | 442 | 2028-11-28 21:00 | 700 | 459.25 | 0 | 442 | 2028-11-28 21:00 | 700 | -226 | 0 | 259.22
2028-11-28 22:00 | 700 | 505 | 0 | 431.56 | 2028-11-28 22:00 | 700 | 309.62 | 0 | 442 | 2028-11-28 22:00 | 700 | 74 | 0 | 442
2028-11-28 23:00 | 700 | 395.77 | 0 | 442 | 2028-11-28 23:00 | 700 | 39.23 | 0 | 442 | 2028-11-28 23:00 | 700 | 112.42 | 0 | 442
2028-11-29 | 700 | 462.5 | 0 | 442 | 2028-11-29 | 700 | 339.23 | 0 | 442 | 2028-11-29 | 700 | 412.42 | 0 | 442
2028-11-29 01:00 | 700 | 162.5 | 0 | 351.68 | 2028-11-29 01:00 | 700 | 505 | 0 | 442 | 2028-11-29 01:00 | 700 | 505 | 0 | 442
2028-11-29 02:00 | 700 | 30.32 | 0 | 366.09 | 2028-11-29 02:00 | 700 | 505 | 0 | 442 | 2028-11-29 02:00 | 700 | 505 | 0 | 442
2028-11-29 03:00 | 700 | 0 | 0 | 343.7 | 2028-11-29 03:00 | 700 | 505 | 0 | 442 | 2028-11-29 03:00 | 700 | 505 | 0 | 442
2028-11-29 04:00 | 700 | 0 | 0 | 339.06 | 2028-11-29 04:00 | 700 | 505 | 0 | 442 | 2028-11-29 04:00 | 700 | 505 | 0 | 442
2028-11-29 05:00 | 700 | 61.83 | 0 | 313.46 | 2028-11-29 05:00 | 700 | 505 | 0 | 442 | 2028-11-29 05:00 | 700 | 505 | 0 | 442
2028-11-29 06:00 | 700 | 361.83 | 0 | 350.44 | 2028-11-29 06:00 | 700 | 505 | 0 | 442 | 2028-11-29 06:00 | 700 | 505 | 0 | 442
2028-11-29 07:00 | 700 | 205 | 0 | 220.06 | 2028-11-29 07:00 | 700 | 205 | 0 | 280.8 | 2028-11-29 07:00 | 700 | 505 | 0 | 204.94
2028-11-29 08:00 | 700 | 505 | 0 | 284.07 | 2028-11-29 08:00 | 700 | 505 | 0 | 281.07 | 2028-11-29 08:00 | 700 | 505 | 0 | 342.58
2028-11-29 09:00 | 700 | 392.1 | 0 | -15.93 | 2028-11-29 09:00 | 700 | 265.3 | 0 | -18.93 | 2028-11-29 09:00 | 700 | 205 | 0 | 42.58
2028-11-29 10:00 | 700 | 476.12 | 0 | 18.79 | 2028-11-29 10:00 | 700 | 457.13 | 0 | 11.28 | 2028-11-29 10:00 | 700 | 137.88 | 0 | 3.77
2028-11-29 11:00 | 700 | 398.31 | 0 | 9.55 | 2028-11-29 11:00 | 700 | 157.13 | 0 | -0.98 | 2028-11-29 11:00 | 700 | 0 | 0 | -11.27
2028-11-29 12:00 | 700 | 300.34 | 0 | -19.47 | 2028-11-29 12:00 | 700 | 0 | 0 | -33.57 | 2028-11-29 12:00 | 700 | 0 | 0 | -308.12
2028-11-29 13:00 | 700 | 294.64 | 0 | 2.49 | 2028-11-29 13:00 | 700 | 0 | 0 | -9.74 | 2028-11-29 13:00 | 700 | 0 | 0 | -286.87
2028-11-29 14:00 | 700 | 0 | 0 | -83.47 | 2028-11-29 14:00 | 700 | 0 | 0 | -244.68 | 2028-11-29 14:00 | 700 | 0 | 0 | -215.29
2028-11-29 15:00 | 700 | -133.15 | 0 | -215.99 | 2028-11-29 15:00 | 700 | -226 | 0 | -269.68 | 2028-11-29 15:00 | 700 | -226 | 0 | -210
2028-11-29 16:00 | 700 | -433.15 | 0 | -510 | 2028-11-29 16:00 | 700 | -526 | 0 | -510 | 2028-11-29 16:00 | 659.9 | -526 | 0 | -510
2028-11-29 17:00 | 700 | -526 | 0 | -510 | 2028-11-29 17:00 | 700 | -526 | 0 | -510 | 2028-11-29 17:00 | 383.6 | -526 | 0 | -510
2028-11-29 18:00 | 700 | -274.48 | 0 | -510 | 2028-11-29 18:00 | 700 | -526 | 0 | -510 | 2028-11-29 18:00 | 700 | -526 | 0 | -510
2028-11-29 19:00 | 700 | -69.19 | 0 | -464.13 | 2028-11-29 19:00 | 700 | -526 | 0 | -510 | 2028-11-29 19:00 | 700 | -526 | 0 | -510
2028-11-29 20:00 | 700 | 205 | 0 | -164.13 | 2028-11-29 20:00 | 700 | -226 | 0 | -210 | 2028-11-29 20:00 | 700 | -226 | 0 | -210
2028-11-29 21:00 | 700 | 505 | 0 | 135.87 | 2028-11-29 21:00 | 700 | 74 | 0 | 90 | 2028-11-29 21:00 | 700 | 74 | 0 | 90
2028-11-29 22:00 | 700 | 505 | 0 | 435.87 | 2028-11-29 22:00 | 700 | 196.95 | 0 | 300 | 2028-11-29 22:00 | 700 | 0 | 0 | 211.32
2028-11-29 23:00 | 700 | 205 | 0 | 161.24 | 2028-11-29 23:00 | 700 | -96.26 | 0 | 0 | 2028-11-29 23:00 | 700 | -300 | 0 | -88.68
2028-11-30 | 700 | 61.84 | 0 | 206.48 | 2028-11-30 | 700 | -296.06 | 0 | 259.65 | 2028-11-30 | 700 | -247.77 | 0 | 76.27
2028-11-30 01:00 | 700 | 361.84 | 0 | 442 | 2028-11-30 01:00 | 700 | 3.94 | 0 | 442 | 2028-11-30 01:00 | 700 | 52.23 | 0 | 376.27
2028-11-30 02:00 | 700 | 151.68 | 0 | 442 | 2028-11-30 02:00 | 700 | 200.96 | 0 | 442 | 2028-11-30 02:00 | 606.67 | 0 | 0 | 411
2028-11-30 03:00 | 700 | 118.7 | 0 | 442 | 2028-11-30 03:00 | 700 | 0 | 0 | 341.46 | 2028-11-30 03:00 | 140.59 | 0 | 0 | 291.13
2028-11-30 04:00 | 461.72 | 0 | 0 | 142 | 2028-11-30 04:00 | 639.22 | 0 | 0 | 41.46 | 2028-11-30 04:00 | 0 | 0 | 0 | 0
2028-11-30 05:00 | 384.05 | 0 | 0 | 0 | 2028-11-30 05:00 | 100 | 0 | 0 | 0 | 2028-11-30 05:00 | 0 | 0 | 0 | 0
2028-11-30 06:00 | 430.16 | 0 | 0 | 0 | 2028-11-30 06:00 | 700 | 0 | 0 | 0 | 2028-11-30 06:00 | 0 | 0 | 0 | 0
2028-11-30 07:00 | 700 | 0 | 0 | 196.84 | 2028-11-30 07:00 | 100 | 0 | 0 | 71.93 | 2028-11-30 07:00 | 0 | 0 | 0 | 0
2028-11-30 08:00 | 700 | 0 | 0 | 204.84 | 2028-11-30 08:00 | 628.1 | 0 | 0 | 34.43 | 2028-11-30 08:00 | 0 | 0 | 0 | 0
2028-11-30 09:00 | 700 | 45.03 | 0 | 442 | 2028-11-30 09:00 | 700 | 0 | 0 | 18.51 | 2028-11-30 09:00 | 62.89 | 0 | 0 | 0
2028-11-30 10:00 | 700 | 0 | 0 | 411.86 | 2028-11-30 10:00 | 700 | 0 | 0 | 0 | 2028-11-30 10:00 | 0 | 0 | 0 | 0
2028-11-30 11:00 | 641.35 | 0 | 0 | 111.86 | 2028-11-30 11:00 | 100 | 0 | 0 | 0 | 2028-11-30 11:00 | 125.97 | 0 | 0 | 0
2028-11-30 12:00 | 700 | 0 | 0 | 202.77 | 2028-11-30 12:00 | 700 | 0 | 0 | 0 | 2028-11-30 12:00 | 22.39 | 0 | 0 | 0
2028-11-30 13:00 | 700 | 201.1 | 0 | 442 | 2028-11-30 13:00 | 700 | 0 | 0 | 272.76 | 2028-11-30 13:00 | 22.39 | 0 | 0 | 124.62
2028-11-30 14:00 | 700 | 183.02 | 0 | 442 | 2028-11-30 14:00 | 489.54 | 0 | 0 | 414.77 | 2028-11-30 14:00 | 149.75 | 0 | 0 | 296.78
2028-11-30 15:00 | 700 | 337.92 | 0 | 442 | 2028-11-30 15:00 | 700 | 270.49 | 0 | 442 | 2028-11-30 15:00 | 668.36 | 0 | 0 | 321.84
2028-11-30 16:00 | 700 | 505 | 300 | 442 | 2028-11-30 16:00 | 700 | 300 | 300 | 442 | 2028-11-30 16:00 | 700 | 300 | 241.81 | 442
2028-11-30 17:00 | 700 | 409.88 | 510 | 442 | 2028-11-30 17:00 | 700 | 0 | 0 | 442 | 2028-11-30 17:00 | 100 | 0 | -58.19 | 442
2028-11-30 18:00 | 700 | 505 | 510 | 442 | 2028-11-30 18:00 | 700 | 0 | 0 | 442 | 2028-11-30 18:00 | 100 | -114.55 | -358.19 | 442
2028-11-30 19:00 | 700 | 505 | 510 | 442 | 2028-11-30 19:00 | 700 | 0 | 0 | 442 | 2028-11-30 19:00 | 700 | -114.55 | -390 | 442
2028-11-30 20:00 | 700 | 505 | 510 | 442 | 2028-11-30 20:00 | 700 | 0 | 0.69 | 442 | 2028-11-30 20:00 | 700 | 0 | -90 | 442
2028-11-30 21:00 | 700 | 374.66 | 510 | 442 | 2028-11-30 21:00 | 700 | 33.08 | 210 | 442 | 2028-11-30 21:00 | 100 | 205 | 210 | 442
2028-11-30 22:00 | 700 | 505 | 510 | 442 | 2028-11-30 22:00 | 700 | 333.08 | 510 | 442 | 2028-11-30 22:00 | 700 | 505 | 510 | 442
2028-11-30 23:00 | 700 | 505 | 510 | 442 | 2028-11-30 23:00 | 700 | 247.38 | 510 | 442 | 2028-11-30 23:00 | 700 | 464.13 | 510 | 442
2028-12-01 | 700 | 505 | 510 | 442 | 2028-12-01 | 700 | 505 | 510 | 442 | 2028-12-01 | 700 | 505 | 510 | 442
2028-12-01 01:00 | 700 | 505 | 510 | 442 | 2028-12-01 01:00 | 700 | 505 | 510 | 442 | 2028-12-01 01:00 | 700 | 505 | 510 | 442
2028-12-01 02:00 | 700 | 505 | 510 | 442 | 2028-12-01 02:00 | 700 | 505 | 510 | 442 | 2028-12-01 02:00 | 700 | 505 | 510 | 442
2028-12-01 03:00 | 700 | 505 | 510 | 442 | 2028-12-01 03:00 | 700 | 505 | 510 | 442 | 2028-12-01 03:00 | 700 | 505 | 510 | 442
2028-12-01 04:00 | 700 | 505 | 510 | 442 | 2028-12-01 04:00 | 700 | 505 | 510 | 442 | 2028-12-01 04:00 | 700 | 505 | 510 | 442
2028-12-01 05:00 | 700 | 205 | 510 | 329.03 | 2028-12-01 05:00 | 700 | 205 | 448.68 | 390.29 | 2028-12-01 05:00 | 700 | 205 | 510 | 329.03
2028-12-01 06:00 | 700 | 0 | 510 | 107.12 | 2028-12-01 06:00 | 700 | 0 | 186.7 | 430.1 | 2028-12-01 06:00 | 700 | 0 | 375.66 | 241.33
2028-12-01 07:00 | 700 | 0 | 510 | 121.81 | 2028-12-01 07:00 | 700 | 0 | 147.38 | 130.1 | 2028-12-01 07:00 | 700 | 0 | 82.79 | 13.1
2028-12-01 08:00 | 700 | 205 | 510 | 356.71 | 2028-12-01 08:00 | 700 | 248.88 | 447.38 | 430.1 | 2028-12-01 08:00 | 700 | 240.09 | 382.79 | 313.1
2028-12-01 09:00 | 700 | 505 | 510 | 442 | 2028-12-01 09:00 | 700 | 404.73 | 510 | 442 | 2028-12-01 09:00 | 700 | 300 | 510 | 442
2028-12-01 10:00 | 700 | 293.16 | 510 | 442 | 2028-12-01 10:00 | 700 | 104.73 | 510 | 442 | 2028-12-01 10:00 | 700 | 0 | 227.26 | 142
2028-12-01 11:00 | 700 | 309.98 | 510 | 442 | 2028-12-01 11:00 | 700 | 234.03 | 510 | 442 | 2028-12-01 11:00 | 700 | 0 | 340.15 | 223.58
2028-12-01 12:00 | 700 | 403.86 | 510 | 442 | 2028-12-01 12:00 | 700 | 29.8 | 510 | 442 | 2028-12-01 12:00 | 700 | 0 | 40.15 | 223.07
2028-12-01 13:00 | 700 | 357.38 | 510 | 442 | 2028-12-01 13:00 | 700 | 66.67 | 510 | 442 | 2028-12-01 13:00 | 700 | 0 | 134.94 | 255.19
2028-12-01 14:00 | 700 | 124.75 | 510 | 442 | 2028-12-01 14:00 | 700 | 0 | 510 | 319.23 | 2028-12-01 14:00 | 700 | 0 | 52.15 | 220.72
2028-12-01 15:00 | 700 | 110.76 | 510 | 442 | 2028-12-01 15:00 | 700 | 38.1 | 510 | 442 | 2028-12-01 15:00 | 700 | 0 | 352.15 | 254.98
2028-12-01 16:00 | 700 | 0 | 510 | 397.56 | 2028-12-01 16:00 | 700 | 0 | 510 | 349.97 | 2028-12-01 16:00 | 700 | 0 | 235.4 | 266.36
2028-12-01 17:00 | 700 | 238.91 | 510 | 442 | 2028-12-01 17:00 | 700 | 100.61 | 510 | 442 | 2028-12-01 17:00 | 700 | 0 | 194.68 | 409.53
2028-12-01 18:00 | 700 | 505 | 510 | 442 | 2028-12-01 18:00 | 700 | 388.9 | 510 | 442 | 2028-12-01 18:00 | 700 | 0 | 458.97 | 431.22
2028-12-01 19:00 | 700 | 312.37 | 510 | 442 | 2028-12-01 19:00 | 700 | 139.11 | 510 | 442 | 2028-12-01 19:00 | 700 | 0 | 275.23 | 360.74
2028-12-01 20:00 | 700 | 12.37 | 510 | 308.79 | 2028-12-01 20:00 | 700 | 0 | 392.49 | 264.46 | 2028-12-01 20:00 | 700 | 0 | -24.77 | 237.99
2028-12-01 21:00 | 700 | 0 | 510 | 348.73 | 2028-12-01 21:00 | 700 | 0 | 416.64 | 442 | 2028-12-01 21:00 | 700 | 0 | 275.23 | 442
2028-12-01 22:00 | 699.15 | 205 | 210 | 142 | 2028-12-01 22:00 | 345.65 | 146.65 | 210 | 303.35 | 2028-12-01 22:00 | 669.08 | 0 | 0 | 248.71
2028-12-01 23:00 | 700 | 505 | 510 | 442 | 2028-12-01 23:00 | 700 | 446.65 | 510 | 442 | 2028-12-01 23:00 | 700 | 300 | 300 | 442
2028-12-02 | 700 | 254.52 | 510 | 442 | 2028-12-02 | 700 | 182.78 | 510 | 442 | 2028-12-02 | 700 | 168.99 | 510 | 442
2028-12-02 01:00 | 700 | 12.31 | 510 | 442 | 2028-12-02 01:00 | 700 | 313.68 | 510 | 442 | 2028-12-02 01:00 | 700 | 0 | 365.79 | 442
2028-12-02 02:00 | 700 | 0 | 212.72 | 434.99 | 2028-12-02 02:00 | 700 | 13.68 | 456.96 | 398.76 | 2028-12-02 02:00 | 552.69 | 0 | 65.79 | 426.33
2028-12-02 03:00 | 700 | 0 | 317.12 | 314.12 | 2028-12-02 03:00 | 700 | 0 | 510 | 409.55 | 2028-12-02 03:00 | 600 | 0 | 300 | 261.57
2028-12-02 04:00 | 669.57 | 0 | 17.12 | 14.12 | 2028-12-02 04:00 | 700 | 0 | 210 | 109.55 | 2028-12-02 04:00 | 0 | 0 | 0 | 0
2028-12-02 05:00 | 69.57 | 0 | 0 | 0 | 2028-12-02 05:00 | 700 | 0 | 0 | 0 | 2028-12-02 05:00 | -149.7 | 0 | 0 | 0
2028-12-02 06:00 | 312.84 | 0 | 0 | 0 | 2028-12-02 06:00 | 700 | 0 | 0 | 0 | 2028-12-02 06:00 | 0 | 0 | 0 | 0
2028-12-02 07:00 | 594.92 | 0 | 185.94 | 190.06 | 2028-12-02 07:00 | 700 | 0 | 183.16 | 105.83 | 2028-12-02 07:00 | 0 | 0 | 198.88 | 85.4
2028-12-02 08:00 | 546.35 | 0 | 485.94 | 442 | 2028-12-02 08:00 | 700 | 192.82 | 483.16 | 249.58 | 2028-12-02 08:00 | 100 | 0 | 498.88 | 385.4
2028-12-02 09:00 | 700 | 246.28 | 510 | 442 | 2028-12-02 09:00 | 700 | 492.82 | 510 | 442 | 2028-12-02 09:00 | 700 | 0 | 510 | 442
2028-12-02 10:00 | 700 | 457.21 | 510 | 442 | 2028-12-02 10:00 | 700 | 306.56 | 510 | 442 | 2028-12-02 10:00 | 700 | 0 | 237.89 | 207.08
2028-12-02 11:00 | 700 | 242.87 | 510 | 442 | 2028-12-02 11:00 | 700 | 6.56 | 510 | 417.84 | 2028-12-02 11:00 | 172.46 | 0 | 0 | 285.54
2028-12-02 12:00 | 666.34 | 0 | 210 | 442 | 2028-12-02 12:00 | 700 | 0 | 210 | 353.67 | 2028-12-02 12:00 | -427.54 | 0 | -226.04 | 300.68
2028-12-02 13:00 | 700 | 0 | 0 | 442 | 2028-12-02 13:00 | 700 | 0 | 0 | 377.85 | 2028-12-02 13:00 | -700 | 0 | -2.72 | 329.88
2028-12-02 14:00 | 700 | 0 | 12.75 | 442 | 2028-12-02 14:00 | 700 | 0 | 0 | 442 | 2028-12-02 14:00 | -313.2 | 0 | 0 | 442
2028-12-02 15:00 | 700 | 0 | 79.66 | 442 | 2028-12-02 15:00 | 700 | 0 | 115.88 | 442 | 2028-12-02 15:00 | 29.89 | 0 | 0 | 442
2028-12-02 16:00 | 700 | 0 | 296.63 | 339.18 | 2028-12-02 16:00 | 700 | 0 | 415.88 | 442 | 2028-12-02 16:00 | 534.72 | 0 | 0 | 442
2028-12-02 17:00 | 700 | 0 | 286.25 | 442 | 2028-12-02 17:00 | 700 | 2.28 | 210 | 442 | 2028-12-02 17:00 | 168.35 | 0 | 0 | 442
2028-12-02 18:00 | 700 | 245.78 | 510 | 442 | 2028-12-02 18:00 | 700 | 302.28 | 510 | 442 | 2028-12-02 18:00 | 613.76 | 22.9 | 210 | 442
2028-12-02 19:00 | 700 | 505 | 510 | 442 | 2028-12-02 19:00 | 700 | 505 | 510 | 442 | 2028-12-02 19:00 | 700 | 322.9 | 510 | 442
2028-12-02 20:00 | 700 | 505 | 510 | 442 | 2028-12-02 20:00 | 700 | 505 | 510 | 442 | 2028-12-02 20:00 | 700 | 107.81 | 510 | 442
2028-12-02 21:00 | 700 | 505 | 510 | 442 | 2028-12-02 21:00 | 700 | 505 | 510 | 442 | 2028-12-02 21:00 | 700 | 130.73 | 510 | 442
2028-12-02 22:00 | 700 | 225.95 | 510 | 442 | 2028-12-02 22:00 | 700 | 212.24 | 510 | 442 | 2028-12-02 22:00 | 600 | 0 | 277.86 | 321.32
2028-12-02 23:00 | 130.18 | 505 | 510 | 442 | 2028-12-02 23:00 | 700 | 505 | 510 | 442 | 2028-12-02 23:00 | 0 | 300 | 510 | 442
2028-12-03 | 700 | 409.62 | 510 | 442 | 2028-12-03 | 700 | 505 | 510 | 442 | 2028-12-03 | 600 | 505 | 510 | 442
2028-12-03 01:00 | 700 | 196.34 | 510 | 442 | 2028-12-03 01:00 | 700 | 505 | 510 | 442 | 2028-12-03 01:00 | 700 | 505 | 510 | 442
2028-12-03 02:00 | 700 | 496.34 | 510 | 442 | 2028-12-03 02:00 | 700 | 505 | 510 | 442 | 2028-12-03 02:00 | 700 | 505 | 510 | 442
2028-12-03 03:00 | 700 | 464.54 | 510 | 442 | 2028-12-03 03:00 | 700 | 505 | 510 | 442 | 2028-12-03 03:00 | 700 | 505 | 510 | 442
2028-12-03 04:00 | 700 | 505 | 510 | 442 | 2028-12-03 04:00 | 700 | 505 | 510 | 442 | 2028-12-03 04:00 | 700 | 505 | 510 | 442
2028-12-03 05:00 | 700 | 465.62 | 510 | 442 | 2028-12-03 05:00 | 700 | 505 | 510 | 442 | 2028-12-03 05:00 | 700 | 505 | 510 | 442
2028-12-03 06:00 | 700 | 394.93 | 510 | 442 | 2028-12-03 06:00 | 643.89 | 300 | 510 | 332.21 | 2028-12-03 06:00 | 700 | 447.78 | 510 | 442
2028-12-03 07:00 | 100 | 94.93 | 210 | 142 | 2028-12-03 07:00 | 43.89 | 0 | 210 | 32.21 | 2028-12-03 07:00 | 100 | 147.78 | 210 | 142
2028-12-03 08:00 | 700 | 0 | 248.81 | 0 | 2028-12-03 08:00 | 643.89 | 0 | 300 | 0 | 2028-12-03 08:00 | 700 | 0 | 143.33 | 207.96
2028-12-03 09:00 | 700 | 0 | 510 | 18.62 | 2028-12-03 09:00 | 700 | 0 | 0 | 0 | 2028-12-03 09:00 | 700 | 0 | 0 | 393.15
2028-12-03 10:00 | 700 | 0 | 510 | 174.73 | 2028-12-03 10:00 | 700 | 0 | 0 | 0 | 2028-12-03 10:00 | 700 | 0 | 0 | 442
2028-12-03 11:00 | 700 | 0 | 510 | 224.88 | 2028-12-03 11:00 | 700 | 0 | 0 | 0 | 2028-12-03 11:00 | 700 | 0 | 0 | 442
2028-12-03 12:00 | 700 | 0 | 300 | 396.9 | 2028-12-03 12:00 | 700 | 0 | 300 | 0 | 2028-12-03 12:00 | 606.4 | 0 | 0 | 354.22
2028-12-03 13:00 | 619.29 | 0 | 0 | 167.14 | 2028-12-03 13:00 | 218.9 | 0 | 0 | 85.57 | 2028-12-03 13:00 | 69.87 | -86.24 | -300 | 442
2028-12-03 14:00 | 700 | 49.07 | 300 | 442 | 2028-12-03 14:00 | 700 | 0 | 300 | 55.52 | 2028-12-03 14:00 | 669.87 | 0 | 0 | 442
2028-12-03 15:00 | 700 | 0 | 486.58 | 142 | 2028-12-03 15:00 | 700 | 0 | 373.89 | 0 | 2028-12-03 15:00 | 700 | 0 | 48.91 | 442
2028-12-03 16:00 | 700 | 0 | 510 | 277.93 | 2028-12-03 16:00 | 700 | 0 | 510 | 0 | 2028-12-03 16:00 | 700 | 0 | 348.91 | 437.2
2028-12-03 17:00 | 700 | 300 | 510 | 442 | 2028-12-03 17:00 | 700 | 0 | 510 | 0 | 2028-12-03 17:00 | 700 | 0 | 510 | 442
2028-12-03 18:00 | 700 | 505 | 510 | 442 | 2028-12-03 18:00 | 700 | 0 | 510 | 90.57 | 2028-12-03 18:00 | 700 | 0 | 510 | 442
2028-12-03 19:00 | 700 | 505 | 510 | 442 | 2028-12-03 19:00 | 700 | 0 | 510 | 390.57 | 2028-12-03 19:00 | 700 | 27.04 | 510 | 442
2028-12-03 20:00 | 700 | 505 | 510 | 442 | 2028-12-03 20:00 | 700 | 232.88 | 510 | 442 | 2028-12-03 20:00 | 700 | 327.04 | 510 | 442
2028-12-03 21:00 | 700 | 505 | 510 | 442 | 2028-12-03 21:00 | 700 | 311.31 | 510 | 442 | 2028-12-03 21:00 | 700 | 193.04 | 510 | 442
2028-12-03 22:00 | 700 | 505 | 510 | 442 | 2028-12-03 22:00 | 700 | 411.09 | 510 | 442 | 2028-12-03 22:00 | 700 | 428.9 | 510 | 442
2028-12-03 23:00 | 700 | 505 | 510 | 442 | 2028-12-03 23:00 | 700 | 356.05 | 510 | 442 | 2028-12-03 23:00 | 700 | 341.5 | 510 | 442
2028-12-04 | 700 | 275.33 | 510 | 442 | 2028-12-04 | 700 | 396.54 | 510 | 442 | 2028-12-04 | 700 | 294.77 | 510 | 442
2028-12-04 01:00 | 700 | 75.37 | 510 | 442 | 2028-12-04 01:00 | 700 | 182.21 | 510 | 442 | 2028-12-04 01:00 | 600 | 0 | 508.44 | 142
2028-12-04 02:00 | 700 | 161.56 | 510 | 442 | 2028-12-04 02:00 | 500 | 0 | 329.47 | 142 | 2028-12-04 02:00 | 0 | 0 | 303.17 | 0
2028-12-04 03:00 | 317.19 | 461.56 | 510 | 442 | 2028-12-04 03:00 | -100 | 208.29 | 510 | 442 | 2028-12-04 03:00 | -600 | 205 | 510 | 199.33
2028-12-04 04:00 | -282.81 | 505 | 510 | 368.01 | 2028-12-04 04:00 | -700 | 505 | 510 | 385.02 | 2028-12-04 04:00 | -700 | 505 | 510 | 30.2
2028-12-04 05:00 | -391.37 | 300 | 510 | 68.01 | 2028-12-04 05:00 | -700 | 205 | 210 | 85.02 | 2028-12-04 05:00 | -700 | 300 | 309.44 | -269.8
2028-12-04 06:00 | 65.69 | 0 | 210 | -212.59 | 2028-12-04 06:00 | -613.76 | 0 | 0 | -214.98 | 2028-12-04 06:00 | -700 | 0 | 9.44 | -510
2028-12-04 07:00 | 660.29 | 0 | 95.37 | -78.68 | 2028-12-04 07:00 | -166.51 | 0 | 0 | -510 | 2028-12-04 07:00 | -700 | -300 | -290.56 | -510
2028-12-04 08:00 | 700 | 0 | 395.37 | 146.31 | 2028-12-04 08:00 | -155.41 | 0 | 0 | -499.2 | 2028-12-04 08:00 | -700 | -493.26 | -510 | -510
2028-12-04 09:00 | 544.74 | 0 | 510 | 0 | 2028-12-04 09:00 | -392.21 | 0 | 0 | -199.2 | 2028-12-04 09:00 | -700 | -526 | -510 | -510
2028-12-04 10:00 | -55.26 | 205 | 510 | 207.79 | 2028-12-04 10:00 | -700 | 47.1 | 210 | 100.8 | 2028-12-04 10:00 | -700 | -489.75 | -510 | -510
2028-12-04 11:00 | -655.26 | 505 | 510 | 341.13 | 2028-12-04 11:00 | -700 | 347.1 | 510 | 400.8 | 2028-12-04 11:00 | -700 | -189.75 | -210 | -210
2028-12-04 12:00 | -700 | 505 | 510 | 442 | 2028-12-04 12:00 | -700 | 505 | 510 | 442 | 2028-12-04 12:00 | -700 | 110.25 | 90 | 90
2028-12-04 13:00 | -700 | 505 | 510 | 442 | 2028-12-04 13:00 | -700 | 300 | 210 | 142 | 2028-12-04 13:00 | -700 | 300 | -0.43 | 0
2028-12-04 14:00 | -631.42 | 205 | 210 | 142 | 2028-12-04 14:00 | -700 | 0 | -90 | -158 | 2028-12-04 14:00 | -700 | 0 | -300.43 | -300
2028-12-04 15:00 | -620.51 | 0 | 300 | 175.74 | 2028-12-04 15:00 | -700 | -300 | -390 | -458 | 2028-12-04 15:00 | -700 | -226 | -510 | -431.52
2028-12-04 16:00 | -57.83 | 0 | 0 | 0 | 2028-12-04 16:00 | -700 | -526 | -510 | -510 | 2028-12-04 16:00 | -700 | -526 | -510 | -510
2028-12-04 17:00 | 312.61 | 0 | 0 | 0 | 2028-12-04 17:00 | -700 | -526 | -510 | -510 | 2028-12-04 17:00 | -700 | -526 | -510 | -510
2028-12-04 18:00 | 412.25 | 0 | 0 | 0 | 2028-12-04 18:00 | -700 | -526 | -510 | -510 | 2028-12-04 18:00 | -700 | -526 | -510 | -510
2028-12-04 19:00 | 420.65 | 0 | 0 | 0 | 2028-12-04 19:00 | -700 | -526 | -510 | -510 | 2028-12-04 19:00 | -700 | -526 | -510 | -510
2028-12-04 20:00 | -100 | 3 | 300 | 247.68 | 2028-12-04 20:00 | -700 | -526 | -510 | -510 | 2028-12-04 20:00 | -700 | -526 | -510 | -510
2028-12-04 21:00 | -700 | 303 | 510 | 442 | 2028-12-04 21:00 | -700 | -226 | -210 | -210 | 2028-12-04 21:00 | -700 | -226 | -210 | -210
2028-12-04 22:00 | -700 | 505 | 510 | 340.05 | 2028-12-04 22:00 | -700 | 74 | 90 | 90 | 2028-12-04 22:00 | -700 | 74 | 90 | 90
2028-12-04 23:00 | -700 | 505 | 510 | 195.67 | 2028-12-04 23:00 | -700 | 374 | 390 | 182.94 | 2028-12-04 23:00 | -700 | 374 | 390 | 182.99
2028-12-05 | -700 | 505 | 510 | 66.14 | 2028-12-05 | -700 | 505 | 510 | 285.74 | 2028-12-05 | -700 | 505 | 510 | 442
2028-12-05 01:00 | -700 | 505 | 510 | 185.18 | 2028-12-05 01:00 | -700 | 505 | 510 | 367.27 | 2028-12-05 01:00 | -700 | 505 | 510 | 442
2028-12-05 02:00 | -700 | 505 | 510 | 277.73 | 2028-12-05 02:00 | -700 | 505 | 510 | 272.96 | 2028-12-05 02:00 | -700 | 505 | 510 | 442
2028-12-05 03:00 | -700 | 505 | 510 | 268.36 | 2028-12-05 03:00 | -700 | 505 | 510 | 442 | 2028-12-05 03:00 | -700 | 505 | 510 | 442
2028-12-05 04:00 | -700 | 505 | 510 | 375.64 | 2028-12-05 04:00 | -700 | 374 | 390 | 442 | 2028-12-05 04:00 | -700 | 374 | 390 | 442
2028-12-05 05:00 | -700 | 505 | 510 | 171.63 | 2028-12-05 05:00 | -700 | 74 | 90 | 311.36 | 2028-12-05 05:00 | -700 | 74 | 90 | 232.42
2028-12-05 06:00 | -700 | 205 | 224.86 | 356.04 | 2028-12-05 06:00 | -700 | -226 | -210 | 90.9 | 2028-12-05 06:00 | -700 | -226 | -210 | -67.58
2028-12-05 07:00 | -600 | -95 | -75.14 | 142 | 2028-12-05 07:00 | -700 | -526 | -510 | -209.1 | 2028-12-05 07:00 | -700 | -526 | -510 | -367.58
2028-12-05 08:00 | 0 | 97.37 | 224.86 | 442 | 2028-12-05 08:00 | -479.85 | -226 | -210 | 90.9 | 2028-12-05 08:00 | -700 | -526 | -510 | -67.58
2028-12-05 09:00 | 0 | 272.43 | 510 | 442 | 2028-12-05 09:00 | -409.36 | 0 | 0 | 390.9 | 2028-12-05 09:00 | -700 | -226 | -431.64 | 232.42
2028-12-05 10:00 | 126.44 | 205 | 478.32 | 442 | 2028-12-05 10:00 | -92.03 | 0 | 210 | 442 | 2028-12-05 10:00 | -700 | 0 | -144.02 | 442
2028-12-05 11:00 | -473.56 | 505 | 510 | 442 | 2028-12-05 11:00 | -570.08 | 300 | 510 | 442 | 2028-12-05 11:00 | -700 | 0 | 13.21 | 442
2028-12-05 12:00 | 126.44 | 274.13 | 510 | 442 | 2028-12-05 12:00 | 29.92 | 106.56 | 510 | 442 | 2028-12-05 12:00 | -308.42 | 0 | 0 | 442
2028-12-05 13:00 | 700 | 0 | 495.63 | 442 | 2028-12-05 13:00 | 531.18 | 110.48 | 284.33 | 442 | 2028-12-05 13:00 | 131.01 | 0 | 15.13 | 442
2028-12-05 14:00 | 402.19 | 0 | 195.63 | 142 | 2028-12-05 14:00 | -68.82 | 0 | -15.67 | 383.98 | 2028-12-05 14:00 | -468.99 | 0 | -224.45 | 442
2028-12-05 15:00 | 700 | 0 | 415.05 | 0 | 2028-12-05 15:00 | 531.18 | 0 | 0 | 327.1 | 2028-12-05 15:00 | 101.27 | 0 | 0 | 442
2028-12-05 16:00 | 700 | 0 | 268.13 | 142 | 2028-12-05 16:00 | 247.09 | 0 | 210 | 432.8 | 2028-12-05 16:00 | 52.56 | 0 | 0 | 442
2028-12-05 17:00 | 700 | 17.91 | 510 | 442 | 2028-12-05 17:00 | 700 | 152.95 | 510 | 442 | 2028-12-05 17:00 | 652.56 | 0 | 300 | 434.28
2028-12-05 18:00 | 700 | 317.91 | 510 | 442 | 2028-12-05 18:00 | 700 | 0 | 210 | 442 | 2028-12-05 18:00 | 700 | 0 | 0 | 297.47
2028-12-05 19:00 | 700 | 347.98 | 510 | 442 | 2028-12-05 19:00 | 700 | 0 | 0 | 442 | 2028-12-05 19:00 | 700 | 0 | 0 | 152.59
2028-12-05 20:00 | 700 | 205 | 242.69 | 142 | 2028-12-05 20:00 | 700 | 0 | 0 | 340.07 | 2028-12-05 20:00 | 700 | 0 | 0 | 152.59
2028-12-05 21:00 | 700 | 505 | 510 | 442 | 2028-12-05 21:00 | 700 | 300 | 300 | 442 | 2028-12-05 21:00 | 700 | 0 | 300 | 442
2028-12-05 22:00 | 700 | 499.5 | 510 | 442 | 2028-12-05 22:00 | 700 | 505 | 510 | 442 | 2028-12-05 22:00 | 700 | 0 | 423.5 | 386.56
2028-12-05 23:00 | 700 | 199.5 | 510 | 305.3 | 2028-12-05 23:00 | 700 | 503.74 | 510 | 442 | 2028-12-05 23:00 | 700 | 0 | 510 | 294.61
2028-12-06 | 700 | 157.14 | 510 | 442 | 2028-12-06 | 700 | 505 | 510 | 442 | 2028-12-06 | 700 | 300 | 510 | 442
2028-12-06 01:00 | 700 | 0 | 510 | 365.39 | 2028-12-06 01:00 | 700 | 505 | 510 | 442 | 2028-12-06 01:00 | 700 | 505 | 510 | 442
2028-12-06 02:00 | 700 | 0 | 510 | 242.01 | 2028-12-06 02:00 | 700 | 505 | 510 | 442 | 2028-12-06 02:00 | 700 | 505 | 510 | 442
2028-12-06 03:00 | 700 | 0 | 510 | 240.14 | 2028-12-06 03:00 | 700 | 459.65 | 510 | 442 | 2028-12-06 03:00 | 700 | 505 | 510 | 442
2028-12-06 04:00 | 700 | 15.29 | 510 | 211.56 | 2028-12-06 04:00 | 700 | 159.65 | 510 | 442 | 2028-12-06 04:00 | 700 | 505 | 510 | 442
2028-12-06 05:00 | 700 | 0 | 510 | 189.81 | 2028-12-06 05:00 | 700 | 459.65 | 510 | 182.44 | 2028-12-06 05:00 | 700 | 505 | 510 | 175.07
2028-12-06 06:00 | 205.95 | 300 | 510 | -110.19 | 2028-12-06 06:00 | 100 | 300 | 510 | -117.56 | 2028-12-06 06:00 | 596.43 | 300 | 510 | -124.93
2028-12-06 07:00 | 655.96 | 0 | 210 | -410.19 | 2028-12-06 07:00 | 425.67 | 0 | 210 | -417.56 | 2028-12-06 07:00 | 335.29 | 0 | 210 | -424.93
2028-12-06 08:00 | 700 | 112.08 | 503.49 | -159.21 | 2028-12-06 08:00 | 700 | 179.9 | 506.87 | -160.57 | 2028-12-06 08:00 | 700 | 126.93 | 510 | -161.93
2028-12-06 09:00 | 700 | 412.08 | 510 | -35.17 | 2028-12-06 09:00 | 700 | 479.9 | 510 | -35.17 | 2028-12-06 09:00 | 700 | 426.68 | 510 | -35.17
2028-12-06 10:00 | 700 | 205.51 | 510 | -10.06 | 2028-12-06 10:00 | 700 | 431.19 | 510 | -12.61 | 2028-12-06 10:00 | 700 | 300 | 439.12 | -15.16
2028-12-06 11:00 | 700 | 49.05 | 510 | -19.75 | 2028-12-06 11:00 | 700 | 131.19 | 420.97 | -29.04 | 2028-12-06 11:00 | 680.4 | 0 | 139.12 | -38.33
2028-12-06 12:00 | 700 | 0 | 365.65 | -30.59 | 2028-12-06 12:00 | 700 | 0 | 254.48 | -43.66 | 2028-12-06 12:00 | 700 | 0 | -160.88 | -175.03
2028-12-06 13:00 | 700 | 0 | 383.58 | -21.99 | 2028-12-06 13:00 | 700 | 117.48 | 300 | -33.84 | 2028-12-06 13:00 | 700 | 0 | -39.54 | -45.69
2028-12-06 14:00 | 700 | 165.07 | 87.48 | -30.65 | 2028-12-06 14:00 | 700 | 0 | 0 | -91.09 | 2028-12-06 14:00 | 700 | -127.08 | -292.91 | -210
2028-12-06 15:00 | 700 | 0 | -212.52 | -330.65 | 2028-12-06 15:00 | 700 | -95.63 | -300 | -391.09 | 2028-12-06 15:00 | 600 | -427.08 | -510 | -510
2028-12-06 16:00 | 100 | 0 | -78.26 | -30.65 | 2028-12-06 16:00 | 100 | 0 | -510 | -510 | 2028-12-06 16:00 | 0 | -526 | -510 | -510
2028-12-06 17:00 | 100 | 0 | 0 | 0 | 2028-12-06 17:00 | 100 | -5.36 | -510 | -510 | 2028-12-06 17:00 | 0 | -526 | -510 | -510
2028-12-06 18:00 | 700 | 0 | -68.61 | 0 | 2028-12-06 18:00 | 700 | -5.36 | -510 | -510 | 2028-12-06 18:00 | 600 | -526 | -510 | -510
2028-12-06 19:00 | 700 | 0 | 0 | 0 | 2028-12-06 19:00 | 700 | -5.36 | -510 | -510 | 2028-12-06 19:00 | 700 | -526 | -510 | -510
2028-12-06 20:00 | 700 | 0 | 0 | 0 | 2028-12-06 20:00 | 700 | -5.36 | -300 | -419.45 | 2028-12-06 20:00 | 700 | -300 | -387.74 | -483.4
2028-12-06 21:00 | 700 | 0 | 19.82 | 0 | 2028-12-06 21:00 | 700 | 134.64 | 0 | -119.45 | 2028-12-06 21:00 | 700 | 0 | -87.74 | -183.4
2028-12-06 22:00 | 700 | 287.7 | 319.82 | 151.89 | 2028-12-06 22:00 | 700 | 434.64 | 300 | 134.24 | 2028-12-06 22:00 | 700 | 120.18 | 212.26 | 116.6
2028-12-06 23:00 | 700 | 464.74 | 510 | 442 | 2028-12-06 23:00 | 700 | 304.93 | 510 | 434.24 | 2028-12-06 23:00 | 700 | 277.88 | 510 | 416.6
2028-12-07 | 700 | 164.74 | 510 | 439.77 | 2028-12-07 | 700 | 505 | 510 | 442 | 2028-12-07 | 700 | 505 | 510 | 442
2028-12-07 01:00 | 700 | 0 | 510 | 139.77 | 2028-12-07 01:00 | 700 | 300 | 510 | 442 | 2028-12-07 01:00 | 700 | 505 | 510 | 442
2028-12-07 02:00 | 700 | 0 | 510 | 0 | 2028-12-07 02:00 | 700 | 0 | 510 | 442 | 2028-12-07 02:00 | 700 | 505 | 510 | 442
2028-12-07 03:00 | 700 | 0 | 510 | 0 | 2028-12-07 03:00 | 700 | 149.08 | 510 | 442 | 2028-12-07 03:00 | 700 | 505 | 510 | 442
2028-12-07 04:00 | 700 | 0 | 510 | 0 | 2028-12-07 04:00 | 700 | 241.35 | 510 | 442 | 2028-12-07 04:00 | 700 | 505 | 510 | 442
2028-12-07 05:00 | 700 | 0 | 510 | 0 | 2028-12-07 05:00 | 700 | 157.86 | 510 | 442 | 2028-12-07 05:00 | 700 | 505 | 510 | 442
2028-12-07 06:00 | 700 | 0 | 300 | 27.76 | 2028-12-07 06:00 | 700 | 41.19 | 300 | 225.3 | 2028-12-07 06:00 | 700 | 300 | 363.68 | 208.91
2028-12-07 07:00 | 488.05 | 0 | 0 | -58.31 | 2028-12-07 07:00 | 284.91 | 0 | 0 | -74.7 | 2028-12-07 07:00 | 100 | 0 | 63.68 | -91.09
2028-12-07 08:00 | 700 | 227.28 | 300 | 217.46 | 2028-12-07 08:00 | 700 | 0 | 189.21 | 0 | 2028-12-07 08:00 | 100 | 0 | -236.32 | -391.09
2028-12-07 09:00 | 700 | 315.18 | 510 | 357.22 | 2028-12-07 09:00 | 700 | 0 | 300 | 0 | 2028-12-07 09:00 | 700 | 0 | -510 | -510
2028-12-07 10:00 | 700 | 207.71 | 300 | 297.98 | 2028-12-07 10:00 | 700 | 0 | 0 | 0 | 2028-12-07 10:00 | 100 | -154.78 | -510 | -510
2028-12-07 11:00 | 700 | 505 | 0 | 367.59 | 2028-12-07 11:00 | 700 | 0 | 0 | 0 | 2028-12-07 11:00 | 121.75 | 0 | 0 | -510
2028-12-07 12:00 | 700 | 505 | 0 | 288.41 | 2028-12-07 12:00 | 700 | 0 | 0 | 0 | 2028-12-07 12:00 | 700 | -169.44 | 0 | -316.82
2028-12-07 13:00 | 700 | 473.69 | 0 | 292.26 | 2028-12-07 13:00 | 700 | 205 | 0 | 142 | 2028-12-07 13:00 | 700 | 0 | 0 | -16.82
2028-12-07 14:00 | 700 | 505 | 0 | 442 | 2028-12-07 14:00 | 700 | 505 | 0 | 442 | 2028-12-07 14:00 | 700 | 300 | 0 | 283.18
2028-12-07 15:00 | 700 | 505 | 0 | 442 | 2028-12-07 15:00 | 700 | 505 | 0 | 442 | 2028-12-07 15:00 | 700 | 505 | 0 | 442
2028-12-07 16:00 | 700 | 505 | 0 | 442 | 2028-12-07 16:00 | 700 | 505 | 0 | 442 | 2028-12-07 16:00 | 700 | 505 | 0 | 442
2028-12-07 17:00 | 700 | 505 | 0 | 442 | 2028-12-07 17:00 | 700 | 505 | 0 | 442 | 2028-12-07 17:00 | 700 | 505 | 0 | 442
2028-12-07 18:00 | 700 | 505 | 0 | 442 | 2028-12-07 18:00 | 700 | 205 | 0 | 243.83 | 2028-12-07 18:00 | 700 | 205 | 0 | 243.83
2028-12-07 19:00 | 700 | 505 | 0 | 442 | 2028-12-07 19:00 | 700 | 505 | 0 | 442 | 2028-12-07 19:00 | 700 | 505 | 0 | 442
2028-12-07 20:00 | 700 | 505 | 0 | 442 | 2028-12-07 20:00 | 700 | 505 | 0 | 442 | 2028-12-07 20:00 | 700 | 505 | 0 | 442
2028-12-07 21:00 | 700 | 505 | 0 | 442 | 2028-12-07 21:00 | 700 | 505 | 0 | 442 | 2028-12-07 21:00 | 700 | 505 | 0 | 442
2028-12-07 22:00 | 700 | 505 | 0 | 442 | 2028-12-07 22:00 | 700 | 505 | 0 | 442 | 2028-12-07 22:00 | 700 | 505 | 0 | 442
2028-12-07 23:00 | 700 | 505 | 0 | 442 | 2028-12-07 23:00 | 700 | 505 | 0 | 442 | 2028-12-07 23:00 | 700 | 505 | 0 | 442
2028-12-08 | 700 | 505 | 0 | 442 | 2028-12-08 | 700 | 505 | 0 | 442 | 2028-12-08 | 700 | 505 | 0 | 442
2028-12-08 01:00 | 700 | 505 | 0 | 442 | 2028-12-08 01:00 | 700 | 505 | 0 | 442 | 2028-12-08 01:00 | 700 | 367.32 | 0 | 442
2028-12-08 02:00 | 700 | 505 | 0 | 442 | 2028-12-08 02:00 | 700 | 505 | 0 | 442 | 2028-12-08 02:00 | 700 | 258.07 | 0 | 442
2028-12-08 03:00 | 700 | 205 | 0 | 442 | 2028-12-08 03:00 | 578.19 | 205 | 0 | 142 | 2028-12-08 03:00 | 600 | 0 | 0 | 199.08
2028-12-08 04:00 | 700 | 0 | 0 | 229.96 | 2028-12-08 04:00 | -21.81 | 0 | 0 | 0 | 2028-12-08 04:00 | 0 | 0 | 0 | 0
2028-12-08 05:00 | 700 | 0 | 0 | 0 | 2028-12-08 05:00 | -199.78 | 0 | 0 | 0 | 2028-12-08 05:00 | -243.61 | 0 | 0 | 0
2028-12-08 06:00 | 700 | 0 | 0 | 16.49 | 2028-12-08 06:00 | -35.29 | 0 | 0 | 0 | 2028-12-08 06:00 | -700 | 0 | 0 | -2.62
2028-12-08 07:00 | 700 | 0 | 0 | 33.06 | 2028-12-08 07:00 | -128.12 | 0 | 0 | 0 | 2028-12-08 07:00 | -669.8 | 0 | 0 | -302.62
2028-12-08 08:00 | 700 | 176.38 | 0 | 178.77 | 2028-12-08 08:00 | 26.99 | 0 | 0 | 0 | 2028-12-08 08:00 | -206.87 | 0 | 0 | -361.5
2028-12-08 09:00 | 700 | 180.09 | 0 | 297.71 | 2028-12-08 09:00 | -10.23 | 0 | 0 | 0 | 2028-12-08 09:00 | -373.19 | 0 | 0 | -279.88
2028-12-08 10:00 | 700 | 480.09 | 0 | 292.1 | 2028-12-08 10:00 | 211.5 | 0 | 0 | 0 | 2028-12-08 10:00 | -122.94 | 0 | 0 | -58.39
2028-12-08 11:00 | 700 | 209.49 | 0 | 297.58 | 2028-12-08 11:00 | -131.47 | 0 | 0 | 0 | 2028-12-08 11:00 | -122.94 | 0 | 0 | -279.39
2028-12-08 12:00 | 700 | 174.77 | 0 | 254.29 | 2028-12-08 12:00 | -131.47 | 0 | 0 | 0 | 2028-12-08 12:00 | -557.24 | 0 | 0 | -279.39
2028-12-08 13:00 | 700 | 0 | 0 | 19.7 | 2028-12-08 13:00 | -700 | 0 | 0 | 0 | 2028-12-08 13:00 | -482.19 | 0 | 0 | -215.81
2028-12-08 14:00 | 700 | 0 | 0 | 144.05 | 2028-12-08 14:00 | -469.09 | 0 | 0 | 0 | 2028-12-08 14:00 | -453.78 | 0 | 0 | 0
2028-12-08 15:00 | 700 | 0 | 0 | 152.87 | 2028-12-08 15:00 | -151.71 | 0 | 0 | 0 | 2028-12-08 15:00 | -463.34 | 0 | 0 | 0
2028-12-08 16:00 | 700 | 62.07 | 0 | 421.85 | 2028-12-08 16:00 | 100.96 | 0 | 0 | 0 | 2028-12-08 16:00 | -247.88 | 0 | 0 | 0
2028-12-08 17:00 | 700 | 362.07 | 0 | 442 | 2028-12-08 17:00 | 405.35 | 205 | 0 | 142 | 2028-12-08 17:00 | 100 | 205 | 0 | 142
2028-12-08 18:00 | 700 | 505 | 0 | 442 | 2028-12-08 18:00 | 700 | 505 | 0 | 442 | 2028-12-08 18:00 | 700 | 505 | 0 | 442
2028-12-08 19:00 | 700 | 505 | 0 | 442 | 2028-12-08 19:00 | 700 | 505 | 0 | 442 | 2028-12-08 19:00 | 700 | 505 | 0 | 442
2028-12-08 20:00 | 700 | 505 | 0 | 442 | 2028-12-08 20:00 | 700 | 505 | 0 | 442 | 2028-12-08 20:00 | 700 | 505 | 0 | 442
2028-12-08 21:00 | 700 | 505 | 0 | 442 | 2028-12-08 21:00 | 700 | 505 | 0 | 442 | 2028-12-08 21:00 | 700 | 505 | 0 | 442
2028-12-08 22:00 | 700 | 505 | 0 | 442 | 2028-12-08 22:00 | 700 | 505 | 0 | 442 | 2028-12-08 22:00 | 700 | 505 | 0 | 442
2028-12-08 23:00 | 700 | 505 | 0 | 442 | 2028-12-08 23:00 | 700 | 296.64 | 0 | 400.08 | 2028-12-08 23:00 | 700 | 497.91 | 0 | 442
2028-12-09 | 700 | 505 | 0 | 418.03 | 2028-12-09 | 700 | 327.69 | 0 | 442 | 2028-12-09 | 700 | 325.78 | 0 | 442
2028-12-09 01:00 | 700 | 505 | 0 | 118.03 | 2028-12-09 01:00 | 700 | 400.78 | 0 | 189.79 | 2028-12-09 01:00 | 700 | 505 | 0 | 275
2028-12-09 02:00 | 700 | 505 | 0 | 122.54 | 2028-12-09 02:00 | 700 | 400.78 | 0 | 264.59 | 2028-12-09 02:00 | 700 | 505 | 0 | 442
2028-12-09 03:00 | 700 | 505 | 0 | 422.54 | 2028-12-09 03:00 | 700 | 348.7 | 0 | 442 | 2028-12-09 03:00 | 700 | 505 | 0 | 243.94
2028-12-09 04:00 | 700 | 505 | 0 | 442 | 2028-12-09 04:00 | 700 | 505 | 0 | 442 | 2028-12-09 04:00 | 700 | 505 | 0 | 442
2028-12-09 05:00 | 700 | 470.66 | 0 | 442 | 2028-12-09 05:00 | 700 | 374 | 0 | 442 | 2028-12-09 05:00 | 700 | 505 | 0 | 442
2028-12-09 06:00 | 700 | 170.66 | 0 | 442 | 2028-12-09 06:00 | 700 | 74 | 0 | 442 | 2028-12-09 06:00 | 700 | 246.23 | 0 | 442
2028-12-09 07:00 | 700 | -129.34 | 0 | 442 | 2028-12-09 07:00 | 700 | -226 | 0 | 442 | 2028-12-09 07:00 | 520.26 | -53.77 | 0 | 421.14
2028-12-09 08:00 | 700 | -429.34 | 0 | 294.32 | 2028-12-09 08:00 | 700 | -526 | 0 | 442 | 2028-12-09 08:00 | 700 | -353.77 | 0 | 442
2028-12-09 09:00 | 700 | -526 | 0 | 419.73 | 2028-12-09 09:00 | 518.06 | -526 | 0 | 442 | 2028-12-09 09:00 | 584.36 | -526 | 0 | 442
2028-12-09 10:00 | 700 | -526 | 0 | 442 | 2028-12-09 10:00 | 614.65 | -526 | 0 | 442 | 2028-12-09 10:00 | 90.79 | -526 | 0 | 442
2028-12-09 11:00 | 700 | -526 | -510 | 442 | 2028-12-09 11:00 | 614.65 | -526 | -510 | 442 | 2028-12-09 11:00 | 38.56 | -526 | -510 | 442
2028-12-09 12:00 | 700 | -226 | -210 | 442 | 2028-12-09 12:00 | 402.03 | -226 | -210 | 442 | 2028-12-09 12:00 | -559.46 | -226 | -210 | 442
2028-12-09 13:00 | 700 | 36.34 | 90 | 442 | 2028-12-09 13:00 | 700 | 0 | 0 | 442 | 2028-12-09 13:00 | -97.64 | 0 | 0 | 442
2028-12-09 14:00 | 700 | 36.34 | 390 | 442 | 2028-12-09 14:00 | 700 | 0 | 0 | 442 | 2028-12-09 14:00 | 156.26 | 0 | 0 | 442
2028-12-09 15:00 | 700 | 122.69 | 510 | 442 | 2028-12-09 15:00 | 700 | 0 | 119.05 | 442 | 2028-12-09 15:00 | 352.6 | 0 | 0 | 442
2028-12-09 16:00 | 700 | 300.98 | 510 | 442 | 2028-12-09 16:00 | 700 | 142.87 | 210 | 442 | 2028-12-09 16:00 | 466.48 | 58.54 | 210 | 442
2028-12-09 17:00 | 700 | 505 | 510 | 442 | 2028-12-09 17:00 | 700 | 442.87 | 510 | 442 | 2028-12-09 17:00 | 700 | 358.54 | 510 | 442
2028-12-09 18:00 | 700 | 505 | 510 | 442 | 2028-12-09 18:00 | 700 | 505 | 510 | 442 | 2028-12-09 18:00 | 700 | 505 | 510 | 442
2028-12-09 19:00 | 700 | 228.15 | 510 | 442 | 2028-12-09 19:00 | 700 | 205 | 211 | 442 | 2028-12-09 19:00 | 634.98 | 205 | 210 | 442
2028-12-09 20:00 | 700 | 332.77 | 510 | 442 | 2028-12-09 20:00 | 700 | 240.21 | 510 | 442 | 2028-12-09 20:00 | 700 | 333.82 | 510 | 442
2028-12-09 21:00 | 700 | 181.5 | 510 | 442 | 2028-12-09 21:00 | 700 | 18.11 | 510 | 442 | 2028-12-09 21:00 | 700 | 33.82 | 510 | 438.39
2028-12-09 22:00 | 700 | 118.91 | 510 | 442 | 2028-12-09 22:00 | 700 | 118.91 | 510 | 442 | 2028-12-09 22:00 | 496.32 | 171.5 | 510 | 388.76
2028-12-09 23:00 | 700 | 0 | 510 | 442 | 2028-12-09 23:00 | 700 | 0 | 510 | 168.94 | 2028-12-09 23:00 | 700 | 0 | 442.93 | 88.76
2028-12-10 | 700 | 139.64 | 510 | 442 | 2028-12-10 | 700 | 298.98 | 510 | 442 | 2028-12-10 | 700 | 300 | 510 | 388.76
2028-12-10 01:00 | 700 | 181.09 | 510 | 442 | 2028-12-10 01:00 | 700 | 298.98 | 510 | 442 | 2028-12-10 01:00 | 700 | 505 | 510 | 442
2028-12-10 02:00 | 700 | 481.09 | 510 | 442 | 2028-12-10 02:00 | 700 | 505 | 510 | 442 | 2028-12-10 02:00 | 700 | 505 | 510 | 442
2028-12-10 03:00 | 700 | 305.09 | 510 | 442 | 2028-12-10 03:00 | 700 | 505 | 510 | 442 | 2028-12-10 03:00 | 700 | 505 | 510 | 442
2028-12-10 04:00 | 700 | 24.02 | 210 | 311.79 | 2028-12-10 04:00 | 700 | 300 | 510 | 312.24 | 2028-12-10 04:00 | 700 | 300 | 465.91 | 307.41
2028-12-10 05:00 | 700 | -275.98 | -90 | 11.79 | 2028-12-10 05:00 | 700 | 0 | 210 | 12.24 | 2028-12-10 05:00 | 700 | 0 | 165.91 | 7.41
2028-12-10 06:00 | 206.27 | 0 | 0 | 0 | 2028-12-10 06:00 | 700 | 0 | 269.87 | 0 | 2028-12-10 06:00 | 691.88 | 0 | 0 | 0
2028-12-10 07:00 | 0 | 0 | -238.85 | 0 | 2028-12-10 07:00 | 700 | 0 | -30.13 | 9.98 | 2028-12-10 07:00 | 614.11 | 0 | 0 | 0
2028-12-10 08:00 | 600 | -299.03 | -510 | -115.35 | 2028-12-10 08:00 | 700 | -300 | -330.13 | -210 | 2028-12-10 08:00 | 700 | -300 | -300 | -300
2028-12-10 09:00 | 700 | -526 | -510 | -129.16 | 2028-12-10 09:00 | 700 | -526 | -510 | -510 | 2028-12-10 09:00 | 700 | -526 | -510 | -510
2028-12-10 10:00 | 700 | -526 | -510 | -29.33 | 2028-12-10 10:00 | 700 | -526 | -510 | -407.76 | 2028-12-10 10:00 | 103.85 | -526 | -510 | -510
2028-12-10 11:00 | 700 | -526 | -510 | 85.35 | 2028-12-10 11:00 | 700 | -526 | -510 | -107.76 | 2028-12-10 11:00 | 392.27 | -526 | -510 | -210
2028-12-10 12:00 | 552.01 | -526 | -510 | 54.93 | 2028-12-10 12:00 | 407.18 | -526 | -510 | -36.71 | 2028-12-10 12:00 | -45.02 | -526 | -510 | 0
2028-12-10 13:00 | 553.25 | -526 | -510 | 90.07 | 2028-12-10 13:00 | -192.82 | -526 | -510 | -36.71 | 2028-12-10 13:00 | -645.02 | -526 | -510 | -10.05
2028-12-10 14:00 | 506.1 | -526 | -510 | -70.28 | 2028-12-10 14:00 | -326.06 | -526 | -510 | -56.68 | 2028-12-10 14:00 | -700 | -526 | -510 | -220.86
2028-12-10 15:00 | 643.7 | -526 | -510 | 52.93 | 2028-12-10 15:00 | -6.7 | -526 | -510 | 142 | 2028-12-10 15:00 | -580.85 | -526 | -510 | -31.85
2028-12-10 16:00 | 246.31 | -226 | -210 | 247.85 | 2028-12-10 16:00 | -469.99 | -226 | -210 | 442 | 2028-12-10 16:00 | -700 | -383.68 | -446.45 | 268.15
2028-12-10 17:00 | 558.54 | 0 | 90 | 341.42 | 2028-12-10 17:00 | 32.63 | 0 | 0 | 442 | 2028-12-10 17:00 | -159.82 | -83.68 | -146.45 | 337.67
2028-12-10 18:00 | 700 | 87.57 | 390 | 442 | 2028-12-10 18:00 | 357.46 | 149.58 | 210 | 442 | 2028-12-10 18:00 | 177.07 | 0 | 153.55 | 374.5
2028-12-10 19:00 | 700 | 294.81 | 510 | 442 | 2028-12-10 19:00 | 700 | 449.58 | 510 | 442 | 2028-12-10 19:00 | 700 | 300 | 453.55 | 442
2028-12-10 20:00 | 700 | 245.36 | 510 | 442 | 2028-12-10 20:00 | 700 | 426.99 | 510 | 442 | 2028-12-10 20:00 | 700 | 91.07 | 510 | 442
2028-12-10 21:00 | 639.18 | 0 | 210 | 442 | 2028-12-10 21:00 | 606.89 | 126.99 | 210 | 442 | 2028-12-10 21:00 | 520.28 | 0 | 210 | 442
2028-12-10 22:00 | 700 | 60.14 | 510 | 442 | 2028-12-10 22:00 | 700 | 285.84 | 510 | 442 | 2028-12-10 22:00 | 700 | 187.02 | 510 | 442
2028-12-10 23:00 | 700 | 157.44 | 510 | 442 | 2028-12-10 23:00 | 700 | 328.32 | 510 | 442 | 2028-12-10 23:00 | 700 | 442.9 | 510 | 442
2028-12-11 | 700 | 457.44 | 510 | 442 | 2028-12-11 | 700 | 505 | 510 | 442 | 2028-12-11 | 700 | 505 | 510 | 442
2028-12-11 01:00 | 700 | 505 | 510 | 442 | 2028-12-11 01:00 | 700 | 505 | 510 | 442 | 2028-12-11 01:00 | 700 | 505 | 510 | 442
2028-12-11 02:00 | 700 | 422.58 | 510 | 442 | 2028-12-11 02:00 | 700 | 505 | 510 | 442 | 2028-12-11 02:00 | 700 | 505 | 510 | 442
2028-12-11 03:00 | 700 | 422.58 | 510 | 442 | 2028-12-11 03:00 | 700 | 505 | 510 | 442 | 2028-12-11 03:00 | 700 | 505 | 510 | 442
2028-12-11 04:00 | 700 | 357.49 | 510 | 442 | 2028-12-11 04:00 | 700 | 505 | 510 | 442 | 2028-12-11 04:00 | 700 | 505 | 510 | 442
2028-12-11 05:00 | 700 | 57.49 | 300 | 411.11 | 2028-12-11 05:00 | 700 | 300 | 449.9 | 402.84 | 2028-12-11 05:00 | 700 | 300 | 212.87 | 394.58
2028-12-11 06:00 | 317.75 | 0 | 0 | 111.11 | 2028-12-11 06:00 | 100 | 0 | 149.9 | 102.84 | 2028-12-11 06:00 | 100 | 0 | -87.13 | 94.58
2028-12-11 07:00 | 678.9 | 0 | 0 | 0 | 2028-12-11 07:00 | 289.99 | 0 | 0 | 0 | 2028-12-11 07:00 | 83.9 | 0 | 0 | 0
2028-12-11 08:00 | 700 | 0 | 300 | 220.88 | 2028-12-11 08:00 | 700 | 0 | 0 | 94.25 | 2028-12-11 08:00 | 664.2 | 0 | 0 | 89.47
2028-12-11 09:00 | 700 | 59.67 | 390.38 | 442 | 2028-12-11 09:00 | 700 | 0 | 0 | 214.78 | 2028-12-11 09:00 | 700 | 0 | 0 | 206.33
2028-12-11 10:00 | 700 | 28.1 | 90.38 | 442 | 2028-12-11 10:00 | 700 | 0 | 0 | 289.87 | 2028-12-11 10:00 | 700 | 0 | 0 | 284.44
2028-12-11 11:00 | 700 | 0 | -209.62 | 408.71 | 2028-12-11 11:00 | 700 | -118.12 | -210 | 313.98 | 2028-12-11 11:00 | 700 | 0 | -210 | 309.8
2028-12-11 12:00 | 700 | -300 | -509.62 | 185.88 | 2028-12-11 12:00 | 700 | -418.12 | -510 | 300 | 2028-12-11 12:00 | 578 | -293.59 | -510 | 180.08
2028-12-11 13:00 | 700 | -526 | -510 | 131.32 | 2028-12-11 13:00 | 513.1 | -526 | -510 | 0 | 2028-12-11 13:00 | 257.06 | -526 | -510 | -119.92
2028-12-11 14:00 | 700 | -526 | -510 | 119.48 | 2028-12-11 14:00 | 350.9 | -526 | -510 | -9.84 | 2028-12-11 14:00 | 547.18 | -526 | -510 | -208.28
2028-12-11 15:00 | 700 | -226 | -277.67 | 417.14 | 2028-12-11 15:00 | 700 | -458.35 | -510 | 290.16 | 2028-12-11 15:00 | 700 | -426.65 | -510 | 91.72
2028-12-11 16:00 | 614.58 | -526 | -510 | 139.34 | 2028-12-11 16:00 | 371.1 | -526 | -510 | -9.84 | 2028-12-11 16:00 | 313.57 | -526 | -510 | -208.28
2028-12-11 17:00 | 700 | -526 | -510 | 309.77 | 2028-12-11 17:00 | 371.1 | -526 | -510 | 142 | 2028-12-11 17:00 | 313.57 | -526 | -510 | 91.72
2028-12-11 18:00 | 700 | -226 | -210 | 442 | 2028-12-11 18:00 | 700 | -226 | -210 | 442 | 2028-12-11 18:00 | 700 | -226 | -210 | 391.72
2028-12-11 19:00 | 700 | -0.2 | -90 | 407.24 | 2028-12-11 19:00 | 700 | -300 | -292.29 | 399.78 | 2028-12-11 19:00 | 700 | -324.99 | -510 | 392.33
2028-12-11 20:00 | 700 | 203.64 | 210 | 142 | 2028-12-11 20:00 | 700 | 0 | 7.71 | 142 | 2028-12-11 20:00 | 700 | -55.76 | -227.57 | 92.33
2028-12-11 21:00 | 700 | 503.64 | 510 | 442 | 2028-12-11 21:00 | 700 | 300 | 307.71 | 442 | 2028-12-11 21:00 | 700 | 177.06 | 72.43 | 392.33
2028-12-11 22:00 | 700 | 203.64 | 510 | 442 | 2028-12-11 22:00 | 700 | 0 | 488.34 | 442 | 2028-12-11 22:00 | 700 | 0 | 372.43 | 442
2028-12-11 23:00 | 700 | 456.76 | 510 | 442 | 2028-12-11 23:00 | 700 | 161.71 | 510 | 442 | 2028-12-11 23:00 | 700 | 170.98 | 510 | 442
2028-12-12 | 700 | 366.19 | 510 | 442 | 2028-12-12 | 700 | 461.71 | 510 | 442 | 2028-12-12 | 700 | 470.98 | 510 | 442
2028-12-12 01:00 | 700 | 105.45 | 510 | 442 | 2028-12-12 01:00 | 700 | 234.98 | 510 | 442 | 2028-12-12 01:00 | 700 | 505 | 510 | 442
2028-12-12 02:00 | 700 | 381.37 | 510 | 442 | 2028-12-12 02:00 | 700 | 234.98 | 510 | 442 | 2028-12-12 02:00 | 700 | 208.07 | 510 | 442
2028-12-12 03:00 | 700 | 427.04 | 510 | 442 | 2028-12-12 03:00 | 700 | 279.76 | 510 | 442 | 2028-12-12 03:00 | 700 | 143.59 | 510 | 442
2028-12-12 04:00 | 700 | 127.04 | 510 | 442 | 2028-12-12 04:00 | 700 | 279.76 | 510 | 442 | 2028-12-12 04:00 | 700 | 234.84 | 510 | 442
2028-12-12 05:00 | 700 | 0 | 510 | 442 | 2028-12-12 05:00 | 700 | 279.76 | 510 | 442 | 2028-12-12 05:00 | 700 | 193.03 | 510 | 442
2028-12-12 06:00 | 700 | 0 | 510 | 442 | 2028-12-12 06:00 | 700 | 112.43 | 510 | 442 | 2028-12-12 06:00 | 700 | 164.26 | 510 | 442
2028-12-12 07:00 | 700 | 0 | 510 | 442 | 2028-12-12 07:00 | 700 | 206.39 | 510 | 442 | 2028-12-12 07:00 | 700 | 464.26 | 510 | 442
2028-12-12 08:00 | 700 | 174.22 | 510 | 442 | 2028-12-12 08:00 | 700 | 371.02 | 510 | 442 | 2028-12-12 08:00 | 700 | 170.51 | 510 | 442
2028-12-12 09:00 | 700 | 294.1 | 510 | 442 | 2028-12-12 09:00 | 700 | 255.13 | 510 | 442 | 2028-12-12 09:00 | 700 | 470.51 | 510 | 442
2028-12-12 10:00 | 700 | 505 | 510 | 442 | 2028-12-12 10:00 | 700 | 92.87 | 510 | 442 | 2028-12-12 10:00 | 700 | 461.81 | 510 | 442
2028-12-12 11:00 | 700 | 505 | 510 | 442 | 2028-12-12 11:00 | 700 | 178.15 | 510 | 442 | 2028-12-12 11:00 | 700 | 161.81 | 429.99 | 442
2028-12-12 12:00 | 700 | 384.36 | 510 | 442 | 2028-12-12 12:00 | 700 | 0 | 507.94 | 442 | 2028-12-12 12:00 | 700 | 0 | 129.99 | 442
2028-12-12 13:00 | 700 | 188.05 | 510 | 442 | 2028-12-12 13:00 | 700 | 0 | 510 | 442 | 2028-12-12 13:00 | 700 | 0 | 417.2 | 442
2028-12-12 14:00 | 700 | 49.66 | 510 | 442 | 2028-12-12 14:00 | 700 | 90.11 | 402.69 | 442 | 2028-12-12 14:00 | 700 | 191.45 | 300 | 442
2028-12-12 15:00 | 700 | 300 | 390 | 319.12 | 2028-12-12 15:00 | 700 | 300 | 102.69 | 442 | 2028-12-12 15:00 | 700 | 0 | 0 | 142
2028-12-12 16:00 | 700 | 0 | 90 | 19.12 | 2028-12-12 16:00 | 700 | 0 | -197.31 | 142 | 2028-12-12 16:00 | 700 | -239.91 | -300 | 202.92
2028-12-12 17:00 | 700 | -54.77 | -210 | -137.16 | 2028-12-12 17:00 | 700 | -300 | -497.31 | 50.08 | 2028-12-12 17:00 | 467.53 | -526 | -510 | 197.38
2028-12-12 18:00 | 700 | -354.77 | -510 | -243.89 | 2028-12-12 18:00 | 700 | -526 | -510 | -123.76 | 2028-12-12 18:00 | 700 | -526 | -510 | -102.62
2028-12-12 19:00 | 700 | -526 | -510 | -494.76 | 2028-12-12 19:00 | 700 | -526 | -510 | -423.76 | 2028-12-12 19:00 | 700 | -526 | -510 | -402.62
2028-12-12 20:00 | 700 | -526 | -510 | -194.76 | 2028-12-12 20:00 | 700 | -526 | -510 | -123.76 | 2028-12-12 20:00 | 700 | -526 | -510 | -102.62
2028-12-12 21:00 | 700 | -371.91 | -510 | 105.24 | 2028-12-12 21:00 | 579.24 | -526 | -510 | 176.24 | 2028-12-12 21:00 | 389.11 | -526 | -510 | 197.38
2028-12-12 22:00 | 700 | -350.41 | -510 | 174.75 | 2028-12-12 22:00 | 270.83 | -526 | -510 | 159.77 | 2028-12-12 22:00 | -108.64 | -526 | -510 | 65.8
2028-12-12 23:00 | 477.95 | -50.41 | -210 | 442 | 2028-12-12 23:00 | -99.43 | -226 | -210 | 442 | 2028-12-12 23:00 | -700 | -398.39 | -510 | 365.8
2028-12-13 | -100 | 144.62 | 90 | 368.08 | 2028-12-13 | -699.43 | -89.45 | -390 | 286.98 | 2028-12-13 | -700 | -526 | -510 | 205.89
2028-12-13 01:00 | -700 | 444.62 | 390 | 442 | 2028-12-13 01:00 | -700 | 210.55 | -90 | 442 | 2028-12-13 01:00 | -700 | -226 | -210 | 442
2028-12-13 02:00 | -700 | 505 | 510 | 442 | 2028-12-13 02:00 | -700 | 505 | 210 | 442 | 2028-12-13 02:00 | -700 | 74 | 90 | 442
2028-12-13 03:00 | -700 | 505 | 510 | 442 | 2028-12-13 03:00 | -700 | 505 | 510 | 442 | 2028-12-13 03:00 | -700 | 374 | 390 | 442
2028-12-13 04:00 | -700 | 505 | 510 | 442 | 2028-12-13 04:00 | -700 | 505 | 510 | 442 | 2028-12-13 04:00 | -700 | 505 | 510 | 442
2028-12-13 05:00 | -700 | 505 | 510 | 314.66 | 2028-12-13 05:00 | -700 | 505 | 510 | 442 | 2028-12-13 05:00 | -700 | 505 | 510 | 442
2028-12-13 06:00 | -623.43 | 505 | 510 | 304.54 | 2028-12-13 06:00 | -700 | 505 | 510 | 442 | 2028-12-13 06:00 | -700 | 505 | 510 | 336.38
2028-12-13 07:00 | -23.43 | 505 | 510 | 305.6 | 2028-12-13 07:00 | -700 | 370.75 | 510 | 313.02 | 2028-12-13 07:00 | -700 | 300 | 300 | 36.38
2028-12-13 08:00 | 576.57 | 205 | 510 | 277.39 | 2028-12-13 08:00 | -100 | 70.75 | 300 | 13.02 | 2028-12-13 08:00 | -700 | 0 | 0 | -263.62
2028-12-13 09:00 | 700 | 387.83 | 510 | 369.94 | 2028-12-13 09:00 | 0 | 0 | 0 | 0 | 2028-12-13 09:00 | -700 | 0 | -300 | -510
2028-12-13 10:00 | 700 | 306.65 | 510 | 442 | 2028-12-13 10:00 | 0 | 0 | 0 | 0 | 2028-12-13 10:00 | -700 | 0 | -510 | -300
2028-12-13 11:00 | 700 | 326.23 | 510 | 442 | 2028-12-13 11:00 | 0 | 0 | 0 | 295.12 | 2028-12-13 11:00 | -700 | 0 | -510 | 0
2028-12-13 12:00 | 700 | 41.14 | 510 | 442 | 2028-12-13 12:00 | 0 | 0 | 76.8 | 142 | 2028-12-13 12:00 | -700 | 0 | -300 | -111.6
2028-12-13 13:00 | 700 | 337.37 | 510 | 442 | 2028-12-13 13:00 | -156.62 | 51.79 | 300 | 442 | 2028-12-13 13:00 | -700 | 0 | 0 | 173.68
2028-12-13 14:00 | 700 | 37.37 | 456.42 | 442 | 2028-12-13 14:00 | -12.11 | 0 | 0 | 442 | 2028-12-13 14:00 | -700 | -172.36 | -300 | 304.28
2028-12-13 15:00 | 700 | 0 | 494.55 | 442 | 2028-12-13 15:00 | 0 | 0 | 0 | 442 | 2028-12-13 15:00 | -700 | 0 | -510 | 142
2028-12-13 16:00 | 700 | 33.31 | 510 | 442 | 2028-12-13 16:00 | 0 | 0 | 0 | 442 | 2028-12-13 16:00 | -700 | 0 | -510 | 442
2028-12-13 17:00 | 700 | 48.45 | 510 | 442 | 2028-12-13 17:00 | 0 | 0 | 0 | 442 | 2028-12-13 17:00 | -700 | 0 | -510 | 309.31
2028-12-13 18:00 | 700 | 133.31 | 510 | 442 | 2028-12-13 18:00 | 0 | 0 | 0 | 442 | 2028-12-13 18:00 | -700 | 0 | -510 | 442
2028-12-13 19:00 | 700 | 433.31 | 510 | 442 | 2028-12-13 19:00 | 0 | 0 | 0 | 442 | 2028-12-13 19:00 | -700 | -300 | -510 | 442
2028-12-13 20:00 | 700 | 205 | 510 | 442 | 2028-12-13 20:00 | 0 | 0 | 0 | 435.05 | 2028-12-13 20:00 | -700 | 0 | -257.4 | 142
2028-12-13 21:00 | 296.05 | 505 | 510 | 442 | 2028-12-13 21:00 | -600 | 220.25 | 300 | 442 | 2028-12-13 21:00 | -700 | 300 | 42.6 | 442
2028-12-13 22:00 | 46.88 | 505 | 510 | 442 | 2028-12-13 22:00 | -700 | 505 | 510 | 442 | 2028-12-13 22:00 | -700 | 505 | 342.6 | 442
2028-12-13 23:00 | -12.93 | 505 | 510 | 442 | 2028-12-13 23:00 | -700 | 505 | 510 | 442 | 2028-12-13 23:00 | -700 | 505 | 510 | 442
2028-12-14 | -49.81 | 505 | 510 | 442 | 2028-12-14 | -700 | 505 | 510 | 442 | 2028-12-14 | -700 | 505 | 510 | 442
2028-12-14 01:00 | -395.67 | 505 | 510 | 442 | 2028-12-14 01:00 | -700 | 505 | 510 | 442 | 2028-12-14 01:00 | -700 | 505 | 510 | 442
2028-12-14 02:00 | -503.44 | 505 | 510 | 442 | 2028-12-14 02:00 | -700 | 505 | 510 | 442 | 2028-12-14 02:00 | -700 | 505 | 510 | 442
2028-12-14 03:00 | -700 | 505 | 510 | 442 | 2028-12-14 03:00 | -700 | 505 | 510 | 442 | 2028-12-14 03:00 | -700 | 505 | 510 | 442
2028-12-14 04:00 | -700 | 505 | 510 | 442 | 2028-12-14 04:00 | -700 | 505 | 510 | 442 | 2028-12-14 04:00 | -700 | 505 | 510 | 442
2028-12-14 05:00 | -600 | 505 | 510 | 442 | 2028-12-14 05:00 | -700 | 505 | 510 | 442 | 2028-12-14 05:00 | -700 | 505 | 510 | 442
2028-12-14 06:00 | 0 | 505 | 510 | 442 | 2028-12-14 06:00 | -700 | 505 | 510 | 442 | 2028-12-14 06:00 | -700 | 300 | 300 | 344.95
2028-12-14 07:00 | 600 | 423.41 | 510 | 442 | 2028-12-14 07:00 | -100 | 205 | 510 | 142 | 2028-12-14 07:00 | -243.27 | 0 | 0 | 44.95
2028-12-14 08:00 | 700 | 221.82 | 510 | 442 | 2028-12-14 08:00 | 500 | 0 | 510 | 199.46 | 2028-12-14 08:00 | 0 | 0 | 0 | 172.57
2028-12-14 09:00 | 700 | 160.1 | 510 | 442 | 2028-12-14 09:00 | 700 | 0 | 510 | 411.29 | 2028-12-14 09:00 | 0 | 0 | 0 | 0
2028-12-14 10:00 | 700 | 247.71 | 510 | 442 | 2028-12-14 10:00 | 700 | 0 | 217.58 | 180.14 | 2028-12-14 10:00 | 0 | 0 | 0 | 0
2028-12-14 11:00 | 700 | 0 | 441.53 | 442 | 2028-12-14 11:00 | 700 | 0 | 0 | 423.19 | 2028-12-14 11:00 | -232.79 | 0 | 0 | 162.3
2028-12-14 12:00 | 700 | 0 | 397.39 | 442 | 2028-12-14 12:00 | 700 | 0 | 7.45 | 442 | 2028-12-14 12:00 | -230.7 | 0 | 0 | 408.18
2028-12-14 13:00 | 689.5 | 0 | 97.39 | 442 | 2028-12-14 13:00 | 366.1 | 0 | 0 | 242.05 | 2028-12-14 13:00 | -698.61 | 0 | 0 | 108.18
2028-12-14 14:00 | 684.93 | 0 | 0 | 442 | 2028-12-14 14:00 | 394.34 | 0 | 0 | 442 | 2028-12-14 14:00 | -600.08 | 0 | 0 | 0
2028-12-14 15:00 | 672.2 | 0 | 210 | 442 | 2028-12-14 15:00 | 700 | 0 | 0 | 442 | 2028-12-14 15:00 | -215.18 | 0 | 0 | 226.18
2028-12-14 16:00 | 700 | 125.55 | 510 | 442 | 2028-12-14 16:00 | 700 | 0 | 210 | 442 | 2028-12-14 16:00 | 0 | 0 | 0 | 419.99
2028-12-14 17:00 | 700 | 324.62 | 510 | 442 | 2028-12-14 17:00 | 700 | 0 | 510 | 432.64 | 2028-12-14 17:00 | -230.59 | 0 | 0 | 283.44
2028-12-14 18:00 | 700 | 389.9 | 510 | 442 | 2028-12-14 18:00 | 700 | 0 | 510 | 400.91 | 2028-12-14 18:00 | 0 | 0 | 0 | 232.93
2028-12-14 19:00 | 700 | 505 | 510 | 442 | 2028-12-14 19:00 | 700 | 0 | 510 | 289.86 | 2028-12-14 19:00 | 0 | 0 | 0 | 0
2028-12-14 20:00 | 700 | 505 | 510 | 442 | 2028-12-14 20:00 | 700 | 0 | 510 | 279.53 | 2028-12-14 20:00 | 0 | 0 | 0 | 112.21
2028-12-14 21:00 | 658.66 | 205 | 210 | 442 | 2028-12-14 21:00 | 700 | 0 | 301.03 | 440.53 | 2028-12-14 21:00 | 0 | 0 | 0 | 412.21
2028-12-14 22:00 | 700 | 274.91 | 510 | 442 | 2028-12-14 22:00 | 433.86 | 205 | 210 | 419.84 | 2028-12-14 22:00 | -510.04 | 205 | 210 | 319.18
2028-12-14 23:00 | 461.07 | 505 | 510 | 442 | 2028-12-14 23:00 | -66.76 | 505 | 510 | 442 | 2028-12-14 23:00 | -700 | 505 | 510 | 442
2028-12-15 | 700 | 505 | 510 | 442 | 2028-12-15 | 441.15 | 505 | 510 | 442 | 2028-12-15 | -700 | 505 | 510 | 442
2028-12-15 01:00 | 700 | 505 | 510 | 442 | 2028-12-15 01:00 | 441.15 | 505 | 510 | 442 | 2028-12-15 01:00 | -100 | 205 | 510 | 442
2028-12-15 02:00 | 513.11 | 505 | 510 | 442 | 2028-12-15 02:00 | 0 | 505 | 510 | 442 | 2028-12-15 02:00 | -347.09 | 77.43 | 510 | 442
2028-12-15 03:00 | 700 | 505 | 510 | 442 | 2028-12-15 03:00 | 0 | 505 | 510 | 442 | 2028-12-15 03:00 | 0 | 0 | 456.69 | 442
2028-12-15 04:00 | 364.83 | 505 | 510 | 442 | 2028-12-15 04:00 | 0 | 505 | 510 | 442 | 2028-12-15 04:00 | 0 | 0 | 156.69 | 442
2028-12-15 05:00 | 457.82 | 205 | 399.6 | 422.18 | 2028-12-15 05:00 | 0 | 205 | 379.76 | 442 | 2028-12-15 05:00 | -345.48 | 0 | 0 | 164.72
2028-12-15 06:00 | 700 | 0 | 99.6 | 238.44 | 2028-12-15 06:00 | 380.61 | 0 | 79.76 | 156.92 | 2028-12-15 06:00 | 0 | 0 | 0 | 75.4
2028-12-15 07:00 | 700 | 128.82 | 214.08 | 306.04 | 2028-12-15 07:00 | 678.69 | 0 | 2.47 | 207.55 | 2028-12-15 07:00 | 0 | 0 | 0 | 109.05
2028-12-15 08:00 | 700 | 428.82 | 510 | 442 | 2028-12-15 08:00 | 700 | 205 | 302.47 | 442 | 2028-12-15 08:00 | 600 | 93.68 | 300 | 409.05
2028-12-15 09:00 | 700 | 505 | 510 | 442 | 2028-12-15 09:00 | 700 | 505 | 510 | 442 | 2028-12-15 09:00 | 700 | 393.68 | 510 | 442
2028-12-15 10:00 | 700 | 505 | 510 | 442 | 2028-12-15 10:00 | 700 | 505 | 510 | 442 | 2028-12-15 10:00 | 700 | 454.03 | 510 | 442
2028-12-15 11:00 | 700 | 505 | 510 | 442 | 2028-12-15 11:00 | 700 | 505 | 510 | 442 | 2028-12-15 11:00 | 700 | 300 | 510 | 442
2028-12-15 12:00 | 700 | 306.47 | 510 | 442 | 2028-12-15 12:00 | 700 | 205 | 439.09 | 442 | 2028-12-15 12:00 | 700 | 0 | 252.54 | 442
2028-12-15 13:00 | 700 | 6.47 | 510 | 442 | 2028-12-15 13:00 | 700 | 0 | 175.03 | 442 | 2028-12-15 13:00 | 425.38 | 0 | 0 | 442
2028-12-15 14:00 | 700 | 0 | 506.65 | 442 | 2028-12-15 14:00 | 700 | 0 | 210 | 442 | 2028-12-15 14:00 | 324.43 | 0 | 121.17 | 316.09
2028-12-15 15:00 | 700 | 18.8 | 510 | 442 | 2028-12-15 15:00 | 700 | 268.85 | 510 | 442 | 2028-12-15 15:00 | 700 | 0 | 421.17 | 442
2028-12-15 16:00 | 700 | 220.89 | 510 | 442 | 2028-12-15 16:00 | 700 | 461.39 | 510 | 442 | 2028-12-15 16:00 | 700 | 243.74 | 510 | 442
2028-12-15 17:00 | 700 | 505 | 510 | 442 | 2028-12-15 17:00 | 700 | 505 | 510 | 442 | 2028-12-15 17:00 | 700 | 501.73 | 510 | 442
2028-12-15 18:00 | 700 | 244.23 | 510 | 442 | 2028-12-15 18:00 | 700 | 205 | 480.91 | 442 | 2028-12-15 18:00 | 700 | 201.73 | 244.76 | 442
2028-12-15 19:00 | 700 | 250.24 | 510 | 442 | 2028-12-15 19:00 | 700 | 190.92 | 510 | 442 | 2028-12-15 19:00 | 500 | 183.45 | 510 | 442
2028-12-15 20:00 | 700 | 205 | 389.32 | 442 | 2028-12-15 20:00 | 264.12 | 443.5 | 510 | 442 | 2028-12-15 20:00 | -100 | 0.6 | 510 | 442
2028-12-15 21:00 | 671.36 | 505 | 510 | 442 | 2028-12-15 21:00 | -335.88 | 505 | 510 | 442 | 2028-12-15 21:00 | -700 | 300.6 | 510 | 442
2028-12-15 22:00 | 200.4 | 505 | 510 | 442 | 2028-12-15 22:00 | -700 | 505 | 510 | 442 | 2028-12-15 22:00 | -700 | 505 | 510 | 442
2028-12-15 23:00 | -259.79 | 505 | 510 | 442 | 2028-12-15 23:00 | -700 | 505 | 510 | 442 | 2028-12-15 23:00 | -700 | 505 | 510 | 442
2028-12-16 | -700 | 505 | 510 | 442 | 2028-12-16 | -700 | 505 | 510 | 442 | 2028-12-16 | -700 | 505 | 510 | 442
2028-12-16 01:00 | -700 | 505 | 510 | 442 | 2028-12-16 01:00 | -700 | 505 | 510 | 442 | 2028-12-16 01:00 | -700 | 505 | 510 | 432.67
2028-12-16 02:00 | -700 | 505 | 510 | 214.22 | 2028-12-16 02:00 | -700 | 505 | 510 | 442 | 2028-12-16 02:00 | -700 | 505 | 510 | 351.11
2028-12-16 03:00 | -700 | 505 | 510 | 30.8 | 2028-12-16 03:00 | -700 | 505 | 510 | 188.78 | 2028-12-16 03:00 | -700 | 505 | 510 | 442
2028-12-16 04:00 | -700 | 505 | 510 | -27.24 | 2028-12-16 04:00 | -700 | 505 | 510 | 98.72 | 2028-12-16 04:00 | -700 | 505 | 510 | 393.53
2028-12-16 05:00 | -700 | 505 | 510 | -51.12 | 2028-12-16 05:00 | -700 | 505 | 510 | -68.36 | 2028-12-16 05:00 | -700 | 505 | 510 | 132.64
2028-12-16 06:00 | -700 | 505 | 510 | -3.03 | 2028-12-16 06:00 | -700 | 505 | 510 | -40.01 | 2028-12-16 06:00 | -700 | 505 | 510 | 132.49
2028-12-16 07:00 | -700 | 505 | 510 | 51.83 | 2028-12-16 07:00 | -700 | 505 | 510 | 70.34 | 2028-12-16 07:00 | -700 | 505 | 510 | 29.94
2028-12-16 08:00 | -700 | 505 | 510 | 194.4 | 2028-12-16 08:00 | -700 | 505 | 510 | 331.02 | 2028-12-16 08:00 | -700 | 505 | 510 | 329.94
2028-12-16 09:00 | -700 | 505 | 510 | 341.15 | 2028-12-16 09:00 | -700 | 505 | 510 | 442 | 2028-12-16 09:00 | -700 | 505 | 510 | 442
2028-12-16 10:00 | -630.78 | 505 | 510 | 442 | 2028-12-16 10:00 | -700 | 505 | 510 | 442 | 2028-12-16 10:00 | -700 | 505 | 510 | 442
2028-12-16 11:00 | -74.98 | 505 | 510 | 442 | 2028-12-16 11:00 | -700 | 505 | 510 | 442 | 2028-12-16 11:00 | -700 | 505 | 510 | 442
2028-12-16 12:00 | 63.74 | 505 | 510 | 442 | 2028-12-16 12:00 | -700 | 450.57 | 510 | 423.03 | 2028-12-16 12:00 | -700 | 416.99 | 510 | 152.63
2028-12-16 13:00 | 663.74 | 397.47 | 510 | 397.16 | 2028-12-16 13:00 | -100 | 150.57 | 510 | 123.03 | 2028-12-16 13:00 | -700 | 116.99 | 300 | -147.37
2028-12-16 14:00 | 700 | 383.51 | 510 | 442 | 2028-12-16 14:00 | 500 | 0 | 222.78 | 142 | 2028-12-16 14:00 | -116.89 | 0 | 0 | 0
2028-12-16 15:00 | 700 | 149.05 | 510 | 442 | 2028-12-16 15:00 | 700 | 0 | 510 | 442 | 2028-12-16 15:00 | 119.07 | 0 | 0 | 0
2028-12-16 16:00 | 700 | 205.67 | 510 | 442 | 2028-12-16 16:00 | 700 | 88.38 | 510 | 442 | 2028-12-16 16:00 | 700 | 0 | 0 | 0
2028-12-16 17:00 | 700 | 258.51 | 510 | 442 | 2028-12-16 17:00 | 700 | 388.38 | 510 | 442 | 2028-12-16 17:00 | 700 | 0 | 0 | 252.59
2028-12-16 18:00 | 700 | 505 | 510 | 442 | 2028-12-16 18:00 | 700 | 88.38 | 510 | 442 | 2028-12-16 18:00 | 700 | 0 | 0 | 442
2028-12-16 19:00 | 700 | 505 | 510 | 442 | 2028-12-16 19:00 | 700 | 388.38 | 510 | 442 | 2028-12-16 19:00 | 700 | 0 | 0 | 332.3
2028-12-16 20:00 | 700 | 205 | 510 | 442 | 2028-12-16 20:00 | 700 | 505 | 510 | 442 | 2028-12-16 20:00 | 700 | 0 | 0 | 442
2028-12-16 21:00 | 700 | 239.67 | 510 | 442 | 2028-12-16 21:00 | 700 | 505 | 510 | 442 | 2028-12-16 21:00 | 700 | 0 | 0 | 440.07
2028-12-16 22:00 | 700 | 370.55 | 510 | 442 | 2028-12-16 22:00 | 700 | 205 | 510 | 442 | 2028-12-16 22:00 | 700 | 0 | 0 | 442
2028-12-16 23:00 | 700 | 134.95 | 510 | 442 | 2028-12-16 23:00 | 700 | 0 | 510 | 442 | 2028-12-16 23:00 | 596.76 | 0 | 0 | 442
2028-12-17 | 700 | 185.35 | 510 | 442 | 2028-12-17 | 700 | 125.06 | 510 | 442 | 2028-12-17 | 581.92 | 0 | 0 | 192.49
2028-12-17 01:00 | 700 | 481.01 | 510 | 442 | 2028-12-17 01:00 | 700 | 19.43 | 510 | 442 | 2028-12-17 01:00 | 318.44 | 0 | 105.1 | 193.45
2028-12-17 02:00 | 694.02 | 505 | 510 | 442 | 2028-12-17 02:00 | 255.78 | 319.43 | 510 | 442 | 2028-12-17 02:00 | 0 | 0 | 405.1 | 442
2028-12-17 03:00 | 678.96 | 505 | 510 | 442 | 2028-12-17 03:00 | 0 | 447.98 | 510 | 442 | 2028-12-17 03:00 | -294.36 | 37.86 | 210 | 442
2028-12-17 04:00 | 700 | 505 | 510 | 442 | 2028-12-17 04:00 | 0 | 505 | 510 | 442 | 2028-12-17 04:00 | -523.56 | 337.86 | 510 | 442
2028-12-17 05:00 | 700 | 205 | 510 | 423.24 | 2028-12-17 05:00 | 432.48 | 205 | 210 | 280.55 | 2028-12-17 05:00 | 0 | 37.86 | 210 | 142
2028-12-17 06:00 | 700 | 0 | 279.61 | 342.39 | 2028-12-17 06:00 | 0 | 0 | 0 | 320.8 | 2028-12-17 06:00 | -526.25 | 0 | 0 | 248.58
2028-12-17 07:00 | 700 | 0 | 510 | 285.93 | 2028-12-17 07:00 | 600 | 0 | 0 | 197.61 | 2028-12-17 07:00 | 0 | 0 | 0 | 82.87
2028-12-17 08:00 | 700 | 11.12 | 510 | 442 | 2028-12-17 08:00 | 472.74 | 0 | 0 | 283.7 | 2028-12-17 08:00 | 0 | 0 | -207.94 | 207.82
2028-12-17 09:00 | 700 | 0 | 510 | 411.96 | 2028-12-17 09:00 | 688.11 | 0 | 0 | 406.76 | 2028-12-17 09:00 | 0 | 0 | -60.27 | 329.56
2028-12-17 10:00 | 700 | 39.76 | 510 | 442 | 2028-12-17 10:00 | 88.11 | 0 | 0 | 442 | 2028-12-17 10:00 | -233.56 | -226 | -210 | 442
2028-12-17 11:00 | 392.16 | 0 | 210 | 442 | 2028-12-17 11:00 | -511.89 | 0 | -300 | 442 | 2028-12-17 11:00 | -700 | -526 | -510 | 442
2028-12-17 12:00 | 358.52 | 0 | 0 | 442 | 2028-12-17 12:00 | -700 | 0 | -418.76 | 442 | 2028-12-17 12:00 | -700 | -526 | -510 | 442
2028-12-17 13:00 | 207.91 | 0 | 0 | 284.03 | 2028-12-17 13:00 | -700 | -109.76 | -510 | 442 | 2028-12-17 13:00 | -700 | -526 | -510 | 220.78
2028-12-17 14:00 | 0 | 0 | 208.33 | 442 | 2028-12-17 14:00 | -700 | -53.43 | -510 | 442 | 2028-12-17 14:00 | -700 | -526 | -510 | 442
2028-12-17 15:00 | 0 | 0 | 395 | 442 | 2028-12-17 15:00 | -700 | 0 | -368.24 | 442 | 2028-12-17 15:00 | -700 | -484.43 | -510 | 442
2028-12-17 16:00 | 0 | 0 | 115.09 | 442 | 2028-12-17 16:00 | -700 | 0 | -501.96 | 396.53 | 2028-12-17 16:00 | -700 | -526 | -510 | 271.36
2028-12-17 17:00 | 600 | 0 | 267.16 | 442 | 2028-12-17 17:00 | -128.31 | 0 | -201.96 | 287.98 | 2028-12-17 17:00 | -700 | -226 | -428.63 | 123.06
2028-12-17 18:00 | 700 | 39.19 | 510 | 442 | 2028-12-17 18:00 | 310.18 | 0 | 0 | 0 | 2028-12-17 18:00 | -700 | 0 | -175.09 | 0
2028-12-17 19:00 | 700 | 200.27 | 510 | 442 | 2028-12-17 19:00 | 700 | 0 | 83.43 | 102.12 | 2028-12-17 19:00 | -685.2 | 0 | 0 | 0
2028-12-17 20:00 | 700 | 0 | 510 | 303.61 | 2028-12-17 20:00 | 638.78 | 0 | 0 | 142 | 2028-12-17 20:00 | -570.96 | 0 | 0 | 142
2028-12-17 21:00 | 700 | 191.92 | 510 | 442 | 2028-12-17 21:00 | 639.99 | 0 | 210 | 442 | 2028-12-17 21:00 | -15.6 | 0 | 0 | 442
2028-12-17 22:00 | 700 | 491.92 | 510 | 442 | 2028-12-17 22:00 | 458.66 | 300 | 510 | 442 | 2028-12-17 22:00 | 0 | 0 | 0 | 332
2028-12-17 23:00 | 470.78 | 505 | 510 | 442 | 2028-12-17 23:00 | 0 | 505 | 510 | 442 | 2028-12-17 23:00 | -100 | 0 | 0 | 132.83
2028-12-18 | 700 | 505 | 510 | 442 | 2028-12-18 | 451.49 | 396.62 | 510 | 442 | 2028-12-18 | -490.07 | 23.56 | 210 | 142
2028-12-18 01:00 | 268.59 | 505 | 510 | 442 | 2028-12-18 01:00 | -148.51 | 505 | 510 | 442 | 2028-12-18 01:00 | -700 | 323.56 | 510 | 442
2028-12-18 02:00 | 500 | 205 | 405.84 | 296.22 | 2028-12-18 02:00 | -153.08 | 205 | 210 | 220.85 | 2028-12-18 02:00 | -700 | 23.56 | 210 | 145.47
2028-12-18 03:00 | -100 | 53.72 | 510 | 442 | 2028-12-18 03:00 | -552.98 | 0 | 210 | 261.34 | 2028-12-18 03:00 | -700 | -276.44 | -90 | 198.39
2028-12-18 04:00 | -700 | 353.72 | 510 | 442 | 2028-12-18 04:00 | -700 | 300 | 510 | 442 | 2028-12-18 04:00 | -700 | 23.56 | 210 | 442
2028-12-18 05:00 | -700 | 505 | 510 | 442 | 2028-12-18 05:00 | -700 | 505 | 510 | 442 | 2028-12-18 05:00 | -700 | 323.56 | 510 | 442
2028-12-18 06:00 | -700 | 505 | 510 | 442 | 2028-12-18 06:00 | -700 | 505 | 510 | 442 | 2028-12-18 06:00 | -700 | 505 | 510 | 442
2028-12-18 07:00 | -700 | 505 | 510 | 442 | 2028-12-18 07:00 | -700 | 505 | 510 | 442 | 2028-12-18 07:00 | -700 | 505 | 510 | 442
2028-12-18 08:00 | -700 | 505 | 510 | 442 | 2028-12-18 08:00 | -700 | 318.03 | 510 | 442 | 2028-12-18 08:00 | -700 | 505 | 510 | 442
2028-12-18 09:00 | -100 | 205 | 510 | 442 | 2028-12-18 09:00 | -700 | 18.03 | 510 | 442 | 2028-12-18 09:00 | -700 | 205 | 510 | 252.72
2028-12-18 10:00 | 49.31 | 505 | 510 | 442 | 2028-12-18 10:00 | -514.61 | 85.43 | 510 | 442 | 2028-12-18 10:00 | -700 | 297.46 | 437.28 | 300
2028-12-18 11:00 | 649.31 | 382.64 | 510 | 442 | 2028-12-18 11:00 | 85.39 | 86.24 | 510 | 442 | 2028-12-18 11:00 | -100 | 0 | 137.28 | 0
2028-12-18 12:00 | 700 | 82.64 | 466.34 | 378.63 | 2028-12-18 12:00 | 685.39 | 0 | 374.22 | 205.09 | 2028-12-18 12:00 | 0 | 0 | 0 | 31.55
2028-12-18 13:00 | 700 | 382.64 | 510 | 442 | 2028-12-18 13:00 | 700 | 300 | 510 | 442 | 2028-12-18 13:00 | 0 | 0 | 0 | 228.49
2028-12-18 14:00 | 700 | 145.59 | 510 | 442 | 2028-12-18 14:00 | 700 | 505 | 510 | 442 | 2028-12-18 14:00 | 100 | 0 | 0 | 442
2028-12-18 15:00 | 700 | 177.55 | 510 | 442 | 2028-12-18 15:00 | 700 | 505 | 510 | 442 | 2028-12-18 15:00 | 700 | 0 | 0 | 442
2028-12-18 16:00 | 700 | 465.53 | 510 | 442 | 2028-12-18 16:00 | 700 | 505 | 510 | 442 | 2028-12-18 16:00 | 700 | 0 | 0 | 442
2028-12-18 17:00 | 700 | 459.44 | 510 | 442 | 2028-12-18 17:00 | 700 | 300 | 390.81 | 442 | 2028-12-18 17:00 | 700 | 0 | 0 | 442
2028-12-18 18:00 | 700 | 159.44 | 210 | 442 | 2028-12-18 18:00 | 700 | 0 | 90.81 | 273.48 | 2028-12-18 18:00 | 700 | -11.54 | -300 | 365.36
2028-12-18 19:00 | 700 | 163.03 | 510 | 442 | 2028-12-18 19:00 | 700 | 0 | 248.3 | 442 | 2028-12-18 19:00 | 100 | 0 | 0 | 442
2028-12-18 20:00 | 700 | 299.16 | 510 | 442 | 2028-12-18 20:00 | 700 | 155.21 | 510 | 442 | 2028-12-18 20:00 | 294.31 | 0 | 0 | 442
2028-12-18 21:00 | 700 | 367.83 | 510 | 442 | 2028-12-18 21:00 | 700 | 140.99 | 510 | 442 | 2028-12-18 21:00 | 497.15 | 0 | 0 | 442
2028-12-18 22:00 | 700 | 77.84 | 510 | 442 | 2028-12-18 22:00 | 700 | 0 | 382.59 | 422.29 | 2028-12-18 22:00 | 0 | 0 | 0 | 315.75
2028-12-18 23:00 | 674.66 | 110.94 | 510 | 442 | 2028-12-18 23:00 | 223.4 | 0 | 421.02 | 376.79 | 2028-12-18 23:00 | -264.83 | 0 | 0 | 286.19
2028-12-19 | 74.66 | 205 | 435.39 | 142 | 2028-12-19 | -376.6 | 205 | 210 | 142 | 2028-12-19 | -700 | 0 | 210 | 0
2028-12-19 01:00 | -525.34 | 505 | 510 | 442 | 2028-12-19 01:00 | -700 | 505 | 510 | 442 | 2028-12-19 01:00 | -700 | 300 | 510 | 300
2028-12-19 02:00 | -700 | 505 | 510 | 442 | 2028-12-19 02:00 | -700 | 505 | 510 | 442 | 2028-12-19 02:00 | -700 | 505 | 510 | 442
2028-12-19 03:00 | -700 | 505 | 510 | 442 | 2028-12-19 03:00 | -700 | 505 | 510 | 442 | 2028-12-19 03:00 | -700 | 300 | 510 | 348.2
2028-12-19 04:00 | -698.66 | 205 | 210 | 212.09 | 2028-12-19 04:00 | -700 | 205 | 210 | 142 | 2028-12-19 04:00 | -700 | 0 | 210 | 48.2
2028-12-19 05:00 | -700 | 205 | 210 | 142 | 2028-12-19 05:00 | -700 | 205 | 210 | 142 | 2028-12-19 05:00 | -700 | 0 | 32.37 | 0
2028-12-19 06:00 | -700 | 505 | 510 | 442 | 2028-12-19 06:00 | -700 | 505 | 510 | 442 | 2028-12-19 06:00 | -700 | 300 | 332.37 | 300
2028-12-19 07:00 | -500 | 205 | 510 | 280.36 | 2028-12-19 07:00 | -700 | 205 | 256.51 | 142 | 2028-12-19 07:00 | -700 | 0 | 300 | 306.09
2028-12-19 08:00 | 100 | 383.44 | 510 | 442 | 2028-12-19 08:00 | -100 | 0 | 510 | 201.85 | 2028-12-19 08:00 | -700 | 0 | 0 | 66.45
2028-12-19 09:00 | 700 | 505 | 510 | 442 | 2028-12-19 09:00 | 500 | 0 | 510 | 378.1 | 2028-12-19 09:00 | -495.1 | 0 | 0 | 0
2028-12-19 10:00 | 560.39 | 205 | 510 | 442 | 2028-12-19 10:00 | -100 | 0 | 266.58 | 385.74 | 2028-12-19 10:00 | -700 | 0 | 0 | 0
2028-12-19 11:00 | -39.61 | 40.22 | 510 | 442 | 2028-12-19 11:00 | -700 | 0 | 434.45 | 85.74 | 2028-12-19 11:00 | -700 | 271.38 | 49.04 | 196.04
2028-12-19 12:00 | -500 | 239.39 | 510 | 442 | 2028-12-19 12:00 | -700 | 0 | 134.45 | 0 | 2028-12-19 12:00 | -700 | 0 | -250.96 | -103.96
2028-12-19 13:00 | 100 | 17.39 | 510 | 254.43 | 2028-12-19 13:00 | -100 | 0 | -153.46 | 0 | 2028-12-19 13:00 | -700 | -2.46 | -510 | -403.96
2028-12-19 14:00 | 700 | 317.39 | 510 | 442 | 2028-12-19 14:00 | 500 | 0 | 146.54 | 75.34 | 2028-12-19 14:00 | -700 | 0 | -210 | -103.96
2028-12-19 15:00 | 700 | 308.66 | 510 | 442 | 2028-12-19 15:00 | 700 | 0 | 234.56 | 237.47 | 2028-12-19 15:00 | -700 | 0 | 0 | 0
2028-12-19 16:00 | 700 | 8.66 | 367.54 | 431.43 | 2028-12-19 16:00 | 419.93 | 0 | 0 | 277.46 | 2028-12-19 16:00 | -700 | 0 | 0 | 0
2028-12-19 17:00 | 700 | 235.45 | 510 | 442 | 2028-12-19 17:00 | 700 | 0 | 86.04 | 378.68 | 2028-12-19 17:00 | -227.43 | 0 | 0 | 0
2028-12-19 18:00 | 700 | 505 | 510 | 442 | 2028-12-19 18:00 | 700 | 0 | 386.04 | 442 | 2028-12-19 18:00 | -359.2 | 0 | 0 | 230.15
2028-12-19 19:00 | 700 | 505 | 510 | 442 | 2028-12-19 19:00 | 700 | 0 | 510 | 442 | 2028-12-19 19:00 | 0 | 0 | 0 | 0
2028-12-19 20:00 | 700 | 505 | 510 | 442 | 2028-12-19 20:00 | 700 | 0 | 510 | 289.61 | 2028-12-19 20:00 | 0 | 0 | 0 | 0
2028-12-19 21:00 | 700 | 505 | 510 | 442 | 2028-12-19 21:00 | 700 | 0 | 510 | 0 | 2028-12-19 21:00 | 0 | 0 | 0 | 0
2028-12-19 22:00 | 700 | 505 | 510 | 442 | 2028-12-19 22:00 | 700 | 0 | 510 | 176.46 | 2028-12-19 22:00 | 0 | 0 | 0 | 0
2028-12-19 23:00 | 700 | 416.17 | 510 | 442 | 2028-12-19 23:00 | 402.28 | 205 | 510 | 324.73 | 2028-12-19 23:00 | -100 | 205 | 210 | 241.54
2028-12-20 | 633.25 | 505 | 510 | 442 | 2028-12-20 | 12.29 | 505 | 510 | 442 | 2028-12-20 | -700 | 505 | 510 | 442
2028-12-20 01:00 | 326.66 | 505 | 510 | 442 | 2028-12-20 01:00 | 0 | 505 | 510 | 442 | 2028-12-20 01:00 | -167.38 | 205 | 210 | 142
2028-12-20 02:00 | 0 | 505 | 510 | 442 | 2028-12-20 02:00 | 359.83 | 505 | 510 | 442 | 2028-12-20 02:00 | -700 | 505 | 510 | 442
2028-12-20 03:00 | 0 | 505 | 510 | 442 | 2028-12-20 03:00 | 0 | 505 | 510 | 442 | 2028-12-20 03:00 | -700 | 505 | 510 | 442
2028-12-20 04:00 | 0 | 505 | 510 | 442 | 2028-12-20 04:00 | 0 | 505 | 510 | 442 | 2028-12-20 04:00 | -700 | 505 | 510 | 442
2028-12-20 05:00 | 0 | 205 | 379.37 | 292.04 | 2028-12-20 05:00 | 35.86 | 205 | 321.59 | 442 | 2028-12-20 05:00 | -700 | 205 | 210 | 142
2028-12-20 06:00 | 600 | 0 | 79.37 | 289.07 | 2028-12-20 06:00 | 635.86 | 0 | 21.59 | 213.9 | 2028-12-20 06:00 | -622.27 | 0 | 0 | 138.72
2028-12-20 07:00 | 700 | 0 | 199.75 | 433.16 | 2028-12-20 07:00 | 367.25 | 0 | 42.95 | 356.77 | 2028-12-20 07:00 | -277.21 | 0 | -99.77 | 280.39
2028-12-20 08:00 | 700 | 0 | 340.75 | 442 | 2028-12-20 08:00 | 700 | 0 | 342.95 | 442 | 2028-12-20 08:00 | 322.79 | 0 | 0 | 442
2028-12-20 09:00 | 700 | 15.8 | 453.54 | 442 | 2028-12-20 09:00 | 700 | 0 | 405.57 | 442 | 2028-12-20 09:00 | 346.94 | 0 | 0 | 442
2028-12-20 10:00 | 700 | 315.8 | 510 | 442 | 2028-12-20 10:00 | 700 | 238.45 | 510 | 442 | 2028-12-20 10:00 | 525.6 | 0 | 120.63 | 442
2028-12-20 11:00 | 259.9 | 505 | 510 | 442 | 2028-12-20 11:00 | 100 | 495.05 | 510 | 442 | 2028-12-20 11:00 | -74.4 | 0 | 0 | 404.71
2028-12-20 12:00 | 700 | 209.65 | 510 | 442 | 2028-12-20 12:00 | 0 | 195.05 | 510 | 442 | 2028-12-20 12:00 | -674.4 | 0 | 0 | 172.37
2028-12-20 13:00 | 700 | 207.08 | 510 | 442 | 2028-12-20 13:00 | 306.87 | 0 | 210 | 442 | 2028-12-20 13:00 | -700 | 0 | 0 | 275.66
2028-12-20 14:00 | 700 | 292.04 | 510 | 442 | 2028-12-20 14:00 | 700 | 0 | 0 | 442 | 2028-12-20 14:00 | -515.6 | 0 | 0 | 331.58
2028-12-20 15:00 | 700 | 315.16 | 510 | 442 | 2028-12-20 15:00 | 700 | 0 | 163.05 | 441.21 | 2028-12-20 15:00 | -31.74 | 0 | 0 | 190.53
2028-12-20 16:00 | 700 | 505 | 510 | 442 | 2028-12-20 16:00 | 700 | 0 | 400.59 | 441.21 | 2028-12-20 16:00 | 179.49 | 0 | 0 | 161.63
2028-12-20 17:00 | 700 | 353.34 | 510 | 442 | 2028-12-20 17:00 | 700 | 205 | 510 | 442 | 2028-12-20 17:00 | 673.47 | 0 | 210 | 142
2028-12-20 18:00 | 700 | 505 | 510 | 442 | 2028-12-20 18:00 | 700 | 505 | 510 | 442 | 2028-12-20 18:00 | 700 | 167.43 | 510 | 442
2028-12-20 19:00 | 700 | 505 | 510 | 442 | 2028-12-20 19:00 | 700 | 505 | 510 | 442 | 2028-12-20 19:00 | 700 | 467.43 | 510 | 442
2028-12-20 20:00 | 700 | 505 | 510 | 442 | 2028-12-20 20:00 | 700 | 505 | 510 | 442 | 2028-12-20 20:00 | 700 | 505 | 510 | 432.72
2028-12-20 21:00 | 700 | 505 | 510 | 442 | 2028-12-20 21:00 | 700 | 505 | 510 | 442 | 2028-12-20 21:00 | 700 | 505 | 510 | 442
2028-12-20 22:00 | 700 | 505 | 510 | 442 | 2028-12-20 22:00 | 700 | 505 | 510 | 442 | 2028-12-20 22:00 | 700 | 505 | 510 | 442
2028-12-20 23:00 | 700 | 505 | 510 | 442 | 2028-12-20 23:00 | 700 | 505 | 510 | 442 | 2028-12-20 23:00 | 700 | 505 | 510 | 442
2028-12-21 | 700 | 505 | 510 | 442 | 2028-12-21 | 700 | 505 | 510 | 442 | 2028-12-21 | 700 | 505 | 510 | 442
2028-12-21 01:00 | 700 | 496.8 | 510 | 442 | 2028-12-21 01:00 | 700 | 505 | 510 | 442 | 2028-12-21 01:00 | 700 | 505 | 510 | 442
2028-12-21 02:00 | 700 | 411.12 | 510 | 442 | 2028-12-21 02:00 | 700 | 505 | 510 | 442 | 2028-12-21 02:00 | 700 | 505 | 510 | 442
2028-12-21 03:00 | 700 | 282.27 | 510 | 442 | 2028-12-21 03:00 | 700 | 505 | 510 | 442 | 2028-12-21 03:00 | 700 | 505 | 510 | 442
2028-12-21 04:00 | 700 | 282.27 | 510 | 442 | 2028-12-21 04:00 | 700 | 505 | 510 | 442 | 2028-12-21 04:00 | 700 | 505 | 510 | 442
2028-12-21 05:00 | 700 | 256.98 | 510 | 442 | 2028-12-21 05:00 | 700 | 505 | 510 | 442 | 2028-12-21 05:00 | 700 | 505 | 510 | 442
2028-12-21 06:00 | 700 | 300 | 510 | 442 | 2028-12-21 06:00 | 700 | 505 | 510 | 442 | 2028-12-21 06:00 | 700 | 505 | 510 | 442
2028-12-21 07:00 | 700 | 0 | 296.73 | 442 | 2028-12-21 07:00 | 700 | 205 | 210 | 442 | 2028-12-21 07:00 | 700 | 205 | 280.12 | 427.3
2028-12-21 08:00 | 700 | 0 | 275.24 | 199.28 | 2028-12-21 08:00 | 700 | -80.92 | -90 | 142 | 2028-12-21 08:00 | 700 | 0 | -19.88 | 127.3
2028-12-21 09:00 | 700 | 0 | 139.68 | 242.55 | 2028-12-21 09:00 | 700 | 0 | 0 | 231.15 | 2028-12-21 09:00 | 700 | 0 | 0 | 219.75
2028-12-21 10:00 | 700 | 0 | 315.46 | 183.08 | 2028-12-21 10:00 | 700 | 0 | 0 | 30.27 | 2028-12-21 10:00 | 700 | 0 | 0 | 84.98
2028-12-21 11:00 | 700 | 0 | 288.13 | 196.37 | 2028-12-21 11:00 | 700 | 0 | 0 | 14.16 | 2028-12-21 11:00 | 700 | 0 | 0 | 130.66
2028-12-21 12:00 | 700 | 0 | 42.4 | 442 | 2028-12-21 12:00 | 700 | 0 | -151.48 | 48.47 | 2028-12-21 12:00 | 700 | 0 | -216.88 | 9.07
2028-12-21 13:00 | 700 | 0 | 342.4 | 442 | 2028-12-21 13:00 | 700 | 0 | 124.03 | 272.25 | 2028-12-21 13:00 | 700 | 0 | 0 | 0
2028-12-21 14:00 | 700 | 52.55 | 510 | 442 | 2028-12-21 14:00 | 700 | 0 | 285.31 | 0 | 2028-12-21 14:00 | 700 | 0 | 0 | 0
2028-12-21 15:00 | 700 | 0 | 509.29 | 442 | 2028-12-21 15:00 | 700 | 0 | 285.31 | 0 | 2028-12-21 15:00 | 700 | 0 | 0 | 0
2028-12-21 16:00 | 700 | 0 | 397.86 | 442 | 2028-12-21 16:00 | 700 | 0 | 191.36 | 0 | 2028-12-21 16:00 | 700 | 0 | 0 | 0
2028-12-21 17:00 | 700 | 0 | 510 | 442 | 2028-12-21 17:00 | 700 | 0 | 491.36 | 0 | 2028-12-21 17:00 | 700 | 0 | 14.64 | 0
2028-12-21 18:00 | 700 | 257.74 | 510 | 442 | 2028-12-21 18:00 | 700 | 0 | 510 | 103.26 | 2028-12-21 18:00 | 700 | 0 | 314.64 | 0
2028-12-21 19:00 | 700 | 257.74 | 510 | 442 | 2028-12-21 19:00 | 700 | 0 | 510 | 265.02 | 2028-12-21 19:00 | 700 | 0 | 510 | 0
2028-12-21 20:00 | 700 | 343.78 | 510 | 442 | 2028-12-21 20:00 | 700 | 205 | 510 | 142 | 2028-12-21 20:00 | 700 | 205 | 510 | 142
2028-12-21 21:00 | 700 | 505 | 510 | 442 | 2028-12-21 21:00 | 700 | 505 | 510 | 442 | 2028-12-21 21:00 | 700 | 505 | 510 | 442
2028-12-21 22:00 | 700 | 505 | 510 | 442 | 2028-12-21 22:00 | 700 | 505 | 510 | 442 | 2028-12-21 22:00 | 700 | 505 | 510 | 442
2028-12-21 23:00 | 700 | 505 | 510 | 442 | 2028-12-21 23:00 | 700 | 505 | 510 | 442 | 2028-12-21 23:00 | 700 | 505 | 510 | 442
2028-12-22 | 700 | 505 | 510 | 442 | 2028-12-22 | 700 | 505 | 510 | 442 | 2028-12-22 | 700 | 505 | 510 | 442
2028-12-22 01:00 | 700 | 505 | 510 | 442 | 2028-12-22 01:00 | 700 | 505 | 510 | 442 | 2028-12-22 01:00 | 700 | 505 | 510 | 442
2028-12-22 02:00 | 700 | 505 | 510 | 442 | 2028-12-22 02:00 | 700 | 505 | 510 | 442 | 2028-12-22 02:00 | 700 | 505 | 510 | 442
2028-12-22 03:00 | 700 | 505 | 510 | 442 | 2028-12-22 03:00 | 700 | 505 | 510 | 442 | 2028-12-22 03:00 | 700 | 505 | 510 | 442
2028-12-22 04:00 | 700 | 505 | 510 | 442 | 2028-12-22 04:00 | 700 | 505 | 510 | 442 | 2028-12-22 04:00 | 700 | 505 | 510 | 442
2028-12-22 05:00 | 700 | 205 | 510 | 442 | 2028-12-22 05:00 | 700 | 505 | 510 | 442 | 2028-12-22 05:00 | 700 | 505 | 510 | 442
2028-12-22 06:00 | 700 | 0 | 510 | 367.52 | 2028-12-22 06:00 | 700 | 300 | 294.68 | 300 | 2028-12-22 06:00 | 700 | 300 | 510 | 331.87
2028-12-22 07:00 | 700 | 0 | 210 | 67.52 | 2028-12-22 07:00 | 700 | 0 | -5.32 | 0 | 2028-12-22 07:00 | 700 | 0 | 210 | 31.87
2028-12-22 08:00 | 700 | 0 | 510 | 173.05 | 2028-12-22 08:00 | 700 | 0 | 221.68 | 0 | 2028-12-22 08:00 | 700 | 0 | 459.46 | 0
2028-12-22 09:00 | 700 | 0 | 510 | 442 | 2028-12-22 09:00 | 700 | 0 | 510 | 90.77 | 2028-12-22 09:00 | 700 | 0 | 510 | 51.89
2028-12-22 10:00 | 700 | 139.88 | 510 | 442 | 2028-12-22 10:00 | 700 | 0 | 434.39 | 88.78 | 2028-12-22 10:00 | 700 | 0 | 414.97 | 51.89
2028-12-22 11:00 | 700 | 305.06 | 510 | 442 | 2028-12-22 11:00 | 700 | 0 | 510 | 148.06 | 2028-12-22 11:00 | 700 | 0 | 414.97 | 115.84
2028-12-22 12:00 | 700 | 305.06 | 510 | 442 | 2028-12-22 12:00 | 700 | 0 | 315.29 | 194.75 | 2028-12-22 12:00 | 700 | 0 | 414.97 | 168.63
2028-12-22 13:00 | 700 | 173.05 | 510 | 442 | 2028-12-22 13:00 | 700 | 0 | 315.29 | 244.93 | 2028-12-22 13:00 | 700 | 0 | 299.56 | 189
2028-12-22 14:00 | 700 | 0 | 510 | 442 | 2028-12-22 14:00 | 700 | 0 | 418.23 | 270.64 | 2028-12-22 14:00 | 700 | 0 | 510 | 216.74
2028-12-22 15:00 | 700 | 150.58 | 510 | 442 | 2028-12-22 15:00 | 700 | 0 | 301.69 | 254.78 | 2028-12-22 15:00 | 700 | 0 | 482.62 | 187.28
2028-12-22 16:00 | 700 | 0 | 510 | 353.37 | 2028-12-22 16:00 | 700 | 0 | 149.94 | 272.75 | 2028-12-22 16:00 | 700 | 0 | 280.21 | 187.28
2028-12-22 17:00 | 700 | 107.52 | 510 | 442 | 2028-12-22 17:00 | 700 | 0 | 210 | 405.46 | 2028-12-22 17:00 | 700 | 0 | 210 | 251.64
2028-12-22 18:00 | 700 | 335.49 | 510 | 442 | 2028-12-22 18:00 | 700 | 0 | 510 | 442 | 2028-12-22 18:00 | 700 | 0 | 510 | 302.15
2028-12-22 19:00 | 700 | 316.53 | 510 | 442 | 2028-12-22 19:00 | 700 | 101.07 | 510 | 442 | 2028-12-22 19:00 | 700 | 111.66 | 510 | 442
2028-12-22 20:00 | 700 | 505 | 510 | 442 | 2028-12-22 20:00 | 700 | 289.48 | 510 | 442 | 2028-12-22 20:00 | 700 | 214.06 | 510 | 442
2028-12-22 21:00 | 700 | 363.49 | 510 | 442 | 2028-12-22 21:00 | 700 | 229.95 | 510 | 442 | 2028-12-22 21:00 | 700 | 93.34 | 472.77 | 442
2028-12-22 22:00 | 700 | 205 | 442.64 | 442 | 2028-12-22 22:00 | 700 | 499.39 | 510 | 442 | 2028-12-22 22:00 | 700 | 393.34 | 510 | 442
2028-12-22 23:00 | 429.67 | 505 | 510 | 442 | 2028-12-22 23:00 | 681.82 | 505 | 510 | 442 | 2028-12-22 23:00 | 115.4 | 505 | 510 | 442
2028-12-23 | 504.01 | 505 | 510 | 442 | 2028-12-23 | 160.99 | 505 | 510 | 442 | 2028-12-23 | -45.27 | 205 | 467.63 | 382.87
2028-12-23 01:00 | 700 | 342.05 | 510 | 442 | 2028-12-23 01:00 | 224.23 | 205 | 339.26 | 355.15 | 2028-12-23 01:00 | -100 | 0 | 268.9 | 306.48
2028-12-23 02:00 | 100 | 387.25 | 510 | 442 | 2028-12-23 02:00 | -375.77 | 0 | 462.37 | 442 | 2028-12-23 02:00 | -700 | 0 | 101.51 | 397.34
2028-12-23 03:00 | -423.96 | 505 | 510 | 442 | 2028-12-23 03:00 | -700 | 300 | 510 | 442 | 2028-12-23 03:00 | -700 | 300 | 401.51 | 442
2028-12-23 04:00 | -408.83 | 505 | 510 | 442 | 2028-12-23 04:00 | -700 | 505 | 510 | 442 | 2028-12-23 04:00 | -700 | 505 | 510 | 442
2028-12-23 05:00 | -700 | 505 | 510 | 442 | 2028-12-23 05:00 | -700 | 505 | 510 | 442 | 2028-12-23 05:00 | -700 | 505 | 510 | 442
2028-12-23 06:00 | -700 | 505 | 510 | 442 | 2028-12-23 06:00 | -700 | 505 | 510 | 442 | 2028-12-23 06:00 | -700 | 505 | 510 | 442
2028-12-23 07:00 | -700 | 505 | 510 | 442 | 2028-12-23 07:00 | -700 | 505 | 510 | 442 | 2028-12-23 07:00 | -700 | 505 | 510 | 442
2028-12-23 08:00 | -700 | 505 | 492.28 | 442 | 2028-12-23 08:00 | -700 | 357.2 | 210 | 442 | 2028-12-23 08:00 | -700 | 505 | 225.63 | 442
2028-12-23 09:00 | -700 | 300 | 192.28 | 422.27 | 2028-12-23 09:00 | -700 | 57.2 | -90 | 313.13 | 2028-12-23 09:00 | -700 | 205 | -74.37 | 151.89
2028-12-23 10:00 | -700 | 0 | -107.72 | 122.27 | 2028-12-23 10:00 | -700 | -242.8 | -390 | 13.13 | 2028-12-23 10:00 | -700 | -95 | -374.37 | -148.11
2028-12-23 11:00 | -700 | 0 | -93.69 | -136.69 | 2028-12-23 11:00 | -700 | -95 | -349.5 | -286.87 | 2028-12-23 11:00 | -700 | -95 | -336.38 | -300
2028-12-23 12:00 | -700 | 300 | 206.31 | 163.31 | 2028-12-23 12:00 | -700 | 205 | -49.5 | 13.13 | 2028-12-23 12:00 | -700 | 205 | -36.38 | 0
2028-12-23 13:00 | -700 | 505 | 506.31 | 442 | 2028-12-23 13:00 | -700 | 505 | 250.5 | 313.13 | 2028-12-23 13:00 | -700 | 505 | 263.62 | 300
2028-12-23 14:00 | -700 | 505 | 446.3 | 442 | 2028-12-23 14:00 | -700 | 374 | 160.71 | 442 | 2028-12-23 14:00 | -700 | 374 | 300 | 351.89
2028-12-23 15:00 | -700 | 300 | 146.3 | 376.41 | 2028-12-23 15:00 | -700 | 74 | -139.29 | 191.32 | 2028-12-23 15:00 | -700 | 74 | 0 | 51.89
2028-12-23 16:00 | -700 | 0 | -153.7 | 76.41 | 2028-12-23 16:00 | -700 | -226 | -439.29 | -108.68 | 2028-12-23 16:00 | -700 | -226 | -300 | -248.11
2028-12-23 17:00 | -570.43 | 0 | 0 | 142 | 2028-12-23 17:00 | -700 | -526 | -510 | -291.71 | 2028-12-23 17:00 | -700 | -526 | -510 | -352.32
2028-12-23 18:00 | 0 | 0 | 260.96 | 442 | 2028-12-23 18:00 | -700 | -484.82 | -510 | 8.29 | 2028-12-23 18:00 | -700 | -526 | -510 | -52.32
2028-12-23 19:00 | 24.18 | 0 | 0 | 173.39 | 2028-12-23 19:00 | -700 | -526 | -510 | 0 | 2028-12-23 19:00 | -700 | -526 | -510 | -320.17
2028-12-23 20:00 | 159.62 | 0 | 0 | 307.95 | 2028-12-23 20:00 | -700 | -526 | -510 | 258.98 | 2028-12-23 20:00 | -700 | -526 | -510 | -20.17
2028-12-23 21:00 | 226.99 | 0 | 0 | 442 | 2028-12-23 21:00 | -700 | -526 | -510 | 422.29 | 2028-12-23 21:00 | -700 | -526 | -510 | 0
2028-12-23 22:00 | 18.74 | 205 | 210 | 257.7 | 2028-12-23 22:00 | -700 | -226 | -344.01 | 122.45 | 2028-12-23 22:00 | -700 | -526 | -510 | -113.72
2028-12-23 23:00 | -581.26 | 505 | 510 | 442 | 2028-12-23 23:00 | -700 | 74 | -44.01 | 422.45 | 2028-12-23 23:00 | -700 | -226 | -210 | 186.28
2028-12-24 | -100 | 205 | 408.6 | 142 | 2028-12-24 | -700 | 0 | 181.89 | 122.45 | 2028-12-24 | -700 | 74 | 90 | 139.33
2028-12-24 01:00 | -700 | 505 | 510 | 442 | 2028-12-24 01:00 | -700 | 300 | 481.89 | 422.45 | 2028-12-24 01:00 | -700 | 374 | 390 | 439.33
2028-12-24 02:00 | -700 | 505 | 510 | 442 | 2028-12-24 02:00 | -700 | 505 | 510 | 442 | 2028-12-24 02:00 | -700 | 505 | 510 | 442
2028-12-24 03:00 | -700 | 505 | 510 | 442 | 2028-12-24 03:00 | -700 | 505 | 510 | 442 | 2028-12-24 03:00 | -700 | 505 | 510 | 442
2028-12-24 04:00 | -700 | 505 | 510 | 442 | 2028-12-24 04:00 | -700 | 505 | 510 | 390 | 2028-12-24 04:00 | -700 | 493.17 | 390 | 390
2028-12-24 05:00 | -700 | 505 | 510 | 346.51 | 2028-12-24 05:00 | -700 | 505 | 377.29 | 90 | 2028-12-24 05:00 | -700 | 193.17 | 90 | 90
2028-12-24 06:00 | -700 | 300 | 464.35 | 56.27 | 2028-12-24 06:00 | -700 | 205 | 77.29 | -210 | 2028-12-24 06:00 | -700 | -106.83 | -210 | -210
2028-12-24 07:00 | -334.16 | 0 | 164.35 | -242.52 | 2028-12-24 07:00 | -700 | -95 | -222.71 | -510 | 2028-12-24 07:00 | -700 | -406.83 | -510 | -510
2028-12-24 08:00 | 39.45 | 0 | 0 | 0 | 2028-12-24 08:00 | -700 | 0 | -80.77 | -210 | 2028-12-24 08:00 | -700 | -106.83 | -467.46 | -510
2028-12-24 09:00 | 475.13 | 0 | 210 | 3.53 | 2028-12-24 09:00 | -141.39 | 0 | -153.37 | -7.08 | 2028-12-24 09:00 | -651.12 | 0 | -167.46 | -235.11
2028-12-24 10:00 | 700 | 0 | 510 | 303.53 | 2028-12-24 10:00 | 458.61 | 0 | 0 | 15 | 2028-12-24 10:00 | -282.27 | 0 | 0 | 0
2028-12-24 11:00 | 700 | 198.18 | 510 | 442 | 2028-12-24 11:00 | 700 | 0 | 49.27 | 315 | 2028-12-24 11:00 | -111.74 | 0 | 0 | 205.3
2028-12-24 12:00 | 700 | 159.35 | 510 | 442 | 2028-12-24 12:00 | 596.79 | 0 | 0 | 442 | 2028-12-24 12:00 | -409.96 | 0 | 0 | 442
2028-12-24 13:00 | 700 | 406.76 | 510 | 442 | 2028-12-24 13:00 | 700 | 0 | 300 | 325.18 | 2028-12-24 13:00 | 114.55 | 0 | 0 | 142
2028-12-24 14:00 | 700 | 142.02 | 510 | 442 | 2028-12-24 14:00 | 700 | 42.07 | 335.35 | 142 | 2028-12-24 14:00 | 114.55 | 0 | 171.64 | 134.74
2028-12-24 15:00 | 700 | 374.08 | 510 | 442 | 2028-12-24 15:00 | 700 | 342.07 | 510 | 442 | 2028-12-24 15:00 | 700 | 0 | 471.64 | 434.74
2028-12-24 16:00 | 700 | 391.97 | 510 | 442 | 2028-12-24 16:00 | 700 | 427.26 | 510 | 442 | 2028-12-24 16:00 | 700 | 95.16 | 510 | 442
2028-12-24 17:00 | 700 | 356.05 | 510 | 442 | 2028-12-24 17:00 | 700 | 342.15 | 510 | 442 | 2028-12-24 17:00 | 700 | 205 | 328.73 | 425.74
2028-12-24 18:00 | 700 | 318.51 | 510 | 442 | 2028-12-24 18:00 | 700 | 505 | 510 | 442 | 2028-12-24 18:00 | 700 | 505 | 510 | 442
2028-12-24 19:00 | 700 | 505 | 510 | 442 | 2028-12-24 19:00 | 700 | 505 | 510 | 442 | 2028-12-24 19:00 | 700 | 505 | 510 | 442
2028-12-24 20:00 | 700 | 438.02 | 510 | 442 | 2028-12-24 20:00 | 700 | 438.02 | 510 | 442 | 2028-12-24 20:00 | 700 | 318.43 | 510 | 442
2028-12-24 21:00 | 700 | 138.02 | 210 | 423.02 | 2028-12-24 21:00 | 700 | 163.68 | 210 | 142 | 2028-12-24 21:00 | 700 | 18.43 | 210 | 142
2028-12-24 22:00 | 700 | 438.02 | 510 | 442 | 2028-12-24 22:00 | 700 | 463.68 | 510 | 442 | 2028-12-24 22:00 | 700 | 318.43 | 510 | 442
2028-12-24 23:00 | 700 | 505 | 510 | 442 | 2028-12-24 23:00 | 700 | 505 | 510 | 442 | 2028-12-24 23:00 | 700 | 505 | 510 | 442
2028-12-25 | 700 | 447.02 | 510 | 442 | 2028-12-25 | 700 | 505 | 510 | 442 | 2028-12-25 | 700 | 505 | 510 | 442
2028-12-25 01:00 | 700 | 147.02 | 510 | 206.69 | 2028-12-25 01:00 | 700 | 205 | 510 | 147.99 | 2028-12-25 01:00 | 700 | 205 | 420.97 | 442
2028-12-25 02:00 | 700 | 429.49 | 510 | 442 | 2028-12-25 02:00 | 700 | 505 | 510 | 442 | 2028-12-25 02:00 | 700 | 505 | 510 | 442
2028-12-25 03:00 | 700 | 420.84 | 510 | 442 | 2028-12-25 03:00 | 700 | 505 | 510 | 442 | 2028-12-25 03:00 | 700 | 505 | 510 | 442
2028-12-25 04:00 | 700 | 505 | 510 | 442 | 2028-12-25 04:00 | 700 | 505 | 510 | 442 | 2028-12-25 04:00 | 700 | 505 | 510 | 442
2028-12-25 05:00 | 700 | 263.8 | 510 | 442 | 2028-12-25 05:00 | 700 | 505 | 510 | 442 | 2028-12-25 05:00 | 700 | 505 | 510 | 442
2028-12-25 06:00 | 700 | 40.95 | 407.91 | 442 | 2028-12-25 06:00 | 700 | 300 | 300 | 419.33 | 2028-12-25 06:00 | 700 | 218.36 | 210 | 442
2028-12-25 07:00 | 700 | 0 | 107.91 | 144.88 | 2028-12-25 07:00 | 700 | 0 | 0 | 119.33 | 2028-12-25 07:00 | 700 | -81.64 | -90 | 442
2028-12-25 08:00 | 700 | 0 | 23.44 | 290.09 | 2028-12-25 08:00 | 700 | 0 | -254.76 | 250.03 | 2028-12-25 08:00 | 700 | 0 | -236.91 | 442
2028-12-25 09:00 | 700 | 0 | 0 | 394.51 | 2028-12-25 09:00 | 700 | 0 | -510 | 347.71 | 2028-12-25 09:00 | 700 | 0 | -510 | 442
2028-12-25 10:00 | 700 | 0 | 0 | 323.94 | 2028-12-25 10:00 | 700 | 0 | -256.48 | 252.76 | 2028-12-25 10:00 | 700 | -66.41 | -510 | 442
2028-12-25 11:00 | 700 | 0 | 0 | 442 | 2028-12-25 11:00 | 700 | 0 | -365.02 | 442 | 2028-12-25 11:00 | 700 | -366.41 | -510 | 442
2028-12-25 12:00 | 700 | 0 | 80.44 | 377.9 | 2028-12-25 12:00 | 700 | 0 | -401.57 | 442 | 2028-12-25 12:00 | 562.84 | -364.03 | -510 | 442
2028-12-25 13:00 | 700 | 0 | 13.88 | 411.42 | 2028-12-25 13:00 | 700 | 0 | -425.18 | 442 | 2028-12-25 13:00 | 700 | -526 | -510 | 442
2028-12-25 14:00 | 700 | 0 | 0 | 442 | 2028-12-25 14:00 | 700 | -30.17 | -300 | 442 | 2028-12-25 14:00 | 700 | -526 | -510 | 442
2028-12-25 15:00 | 700 | 170.67 | 300 | 442 | 2028-12-25 15:00 | 700 | 97.86 | 0 | 442 | 2028-12-25 15:00 | 700 | -226 | -210 | 442
2028-12-25 16:00 | 700 | -3.68 | 0 | 442 | 2028-12-25 16:00 | 700 | -8.26 | -300 | 442 | 2028-12-25 16:00 | 700 | -373.85 | -510 | 442
2028-12-25 17:00 | 700 | 143.94 | 300 | 442 | 2028-12-25 17:00 | 700 | 85.4 | 0 | 442 | 2028-12-25 17:00 | 448.64 | -73.85 | -210 | 442
2028-12-25 18:00 | 700 | 205.57 | 510 | 442 | 2028-12-25 18:00 | 700 | 0 | 300 | 442 | 2028-12-25 18:00 | 263.73 | 0 | 0 | 442
2028-12-25 19:00 | 700 | 180.26 | 510 | 442 | 2028-12-25 19:00 | 700 | 0 | 288.28 | 442 | 2028-12-25 19:00 | 223.63 | 0 | 0 | 442
2028-12-25 20:00 | 700 | 123.03 | 510 | 442 | 2028-12-25 20:00 | 600 | 0 | 438.04 | 142 | 2028-12-25 20:00 | 160.68 | 0 | 0 | 142
2028-12-25 21:00 | 600 | 256.03 | 510 | 442 | 2028-12-25 21:00 | 0 | 0 | 510 | 108.78 | 2028-12-25 21:00 | -323.88 | 0 | 0 | 0
2028-12-25 22:00 | 0 | 483.38 | 510 | 292.04 | 2028-12-25 22:00 | -600 | 159.17 | 510 | 28.56 | 2028-12-25 22:00 | -700 | 0 | 8.92 | -87.56
2028-12-25 23:00 | 0 | 205 | 416.58 | 13.65 | 2028-12-25 23:00 | -700 | 205 | 210 | -85.71 | 2028-12-25 23:00 | -700 | 0 | -93.01 | 0
2028-12-26 | -186.37 | 505 | 510 | 313.65 | 2028-12-26 | -700 | 505 | 510 | 214.29 | 2028-12-26 | -700 | 300 | 206.99 | 300
2028-12-26 01:00 | -259.8 | 505 | 510 | 442 | 2028-12-26 01:00 | -700 | 505 | 510 | 442 | 2028-12-26 01:00 | -700 | 74 | -25.7 | 180.91
2028-12-26 02:00 | 340.2 | 205 | 510 | 435.72 | 2028-12-26 02:00 | -700 | 205 | 210 | 142 | 2028-12-26 02:00 | -700 | -226 | -325.7 | -119.09
2028-12-26 03:00 | 0 | 0 | 510 | 442 | 2028-12-26 03:00 | -700 | 0 | -90 | -125.64 | 2028-12-26 03:00 | -700 | -526 | -510 | -419.09
2028-12-26 04:00 | -600 | 0 | 510 | 322.54 | 2028-12-26 04:00 | -700 | 0 | -108.99 | 0 | 2028-12-26 04:00 | -700 | -226 | -210 | -119.09
2028-12-26 05:00 | 0 | 0 | 210 | 126 | 2028-12-26 05:00 | -700 | 0 | -336.99 | 0 | 2028-12-26 05:00 | -700 | -526 | -510 | -419.09
2028-12-26 06:00 | 0 | 0 | 136.05 | 8.4 | 2028-12-26 06:00 | -700 | 0 | -424.75 | 0 | 2028-12-26 06:00 | -700 | -233.79 | -300 | -243.44
2028-12-26 07:00 | -100 | 0 | 28.74 | 160.5 | 2028-12-26 07:00 | -700 | 0 | -124.75 | 235.69 | 2028-12-26 07:00 | -700 | 56.64 | 0 | 56.56
2028-12-26 08:00 | -700 | 100.04 | 90 | 442 | 2028-12-26 08:00 | -700 | 74 | 90 | 90 | 2028-12-26 08:00 | -700 | 74 | 90 | 90
2028-12-26 09:00 | -700 | -199.96 | -210 | 200.97 | 2028-12-26 09:00 | -700 | -226 | -210 | -210 | 2028-12-26 09:00 | -700 | -226 | -210 | -210
2028-12-26 10:00 | -700 | -499.96 | -510 | -99.03 | 2028-12-26 10:00 | -700 | -526 | -510 | -510 | 2028-12-26 10:00 | -700 | -526 | -510 | -510
2028-12-26 11:00 | -700 | -199.96 | -210 | 200.97 | 2028-12-26 11:00 | -700 | -226 | -210 | -210 | 2028-12-26 11:00 | -700 | -226 | -210 | -210
2028-12-26 12:00 | -700 | 100.04 | 90 | 442 | 2028-12-26 12:00 | -700 | 74 | 90 | 90 | 2028-12-26 12:00 | -700 | 74 | 90 | 90
2028-12-26 13:00 | -700 | 400.04 | 390 | 442 | 2028-12-26 13:00 | -700 | 374 | 390 | 390 | 2028-12-26 13:00 | -700 | 374 | 390 | 390
2028-12-26 14:00 | -700 | 505 | 510 | 442 | 2028-12-26 14:00 | -700 | 505 | 510 | 442 | 2028-12-26 14:00 | -700 | 505 | 510 | 442
2028-12-26 15:00 | -700 | 505 | 255.36 | 442 | 2028-12-26 15:00 | -700 | 332.75 | 210 | 222.91 | 2028-12-26 15:00 | -700 | 414.7 | 210 | 142
2028-12-26 16:00 | -700 | 300 | -44.64 | 142 | 2028-12-26 16:00 | -700 | 32.75 | -90 | -77.09 | 2028-12-26 16:00 | -700 | 114.7 | -90 | -158
2028-12-26 17:00 | -700 | 0 | -344.64 | -158 | 2028-12-26 17:00 | -700 | -267.25 | -390 | -377.09 | 2028-12-26 17:00 | -700 | -185.3 | -390 | -458
2028-12-26 18:00 | -700 | 0 | -223.55 | -49.11 | 2028-12-26 18:00 | -700 | -25.11 | -90 | -158 | 2028-12-26 18:00 | -700 | -25.11 | -90 | -158
2028-12-26 19:00 | -700 | 300 | 76.45 | 250.89 | 2028-12-26 19:00 | -700 | 274.89 | 210 | 142 | 2028-12-26 19:00 | -700 | 274.89 | 210 | 142
2028-12-26 20:00 | -700 | 505 | 376.45 | 442 | 2028-12-26 20:00 | -700 | 505 | 510 | 442 | 2028-12-26 20:00 | -700 | 505 | 510 | 442
2028-12-26 21:00 | -700 | 505 | 510 | 442 | 2028-12-26 21:00 | -700 | 505 | 510 | 442 | 2028-12-26 21:00 | -700 | 505 | 510 | 442
2028-12-26 22:00 | -700 | 351.11 | 510 | 442 | 2028-12-26 22:00 | -700 | 351.11 | 510 | 442 | 2028-12-26 22:00 | -700 | 351.11 | 510 | 442
2028-12-26 23:00 | -700 | 505 | 510 | 442 | 2028-12-26 23:00 | -700 | 505 | 510 | 442 | 2028-12-26 23:00 | -700 | 505 | 510 | 442
2028-12-27 | -700 | 505 | 510 | 442 | 2028-12-27 | -700 | 424.74 | 510 | 442 | 2028-12-27 | -700 | 335.63 | 300 | 442
2028-12-27 01:00 | -700 | 205 | 210 | 142 | 2028-12-27 01:00 | -700 | 124.74 | 210 | 142 | 2028-12-27 01:00 | -700 | 35.63 | 0 | 442
2028-12-27 02:00 | -598.05 | 205 | 210 | 342.48 | 2028-12-27 02:00 | -700 | -40.15 | -90 | 142 | 2028-12-27 02:00 | -700 | -264.37 | -300 | 142
2028-12-27 03:00 | -700 | 505 | 510 | 442 | 2028-12-27 03:00 | -700 | 259.85 | 210 | 442 | 2028-12-27 03:00 | -700 | 35.63 | 0 | 442
2028-12-27 04:00 | -700 | 505 | 510 | 442 | 2028-12-27 04:00 | -700 | 300 | 300 | 442 | 2028-12-27 04:00 | -700 | 123.26 | 90 | 442
2028-12-27 05:00 | -700 | 205 | 231.1 | 142 | 2028-12-27 05:00 | -700 | 0 | 0 | 339.05 | 2028-12-27 05:00 | -700 | -176.74 | -210 | 314.41
2028-12-27 06:00 | -406.1 | 0 | 0 | 135.6 | 2028-12-27 06:00 | -700 | -300 | -300 | 42.32 | 2028-12-27 06:00 | -700 | -476.74 | -510 | 14.41
2028-12-27 07:00 | -0.91 | 0 | 0 | 314.72 | 2028-12-27 07:00 | -700 | 0 | -366.95 | 226.71 | 2028-12-27 07:00 | -700 | -526 | -510 | 138.7
2028-12-27 08:00 | 463.16 | 0 | 0 | 424.27 | 2028-12-27 08:00 | -535.58 | 0 | -66.95 | 313.45 | 2028-12-27 08:00 | -700 | -278.9 | -510 | 202.63
2028-12-27 09:00 | 265.86 | 100.58 | 210 | 442 | 2028-12-27 09:00 | -457.25 | 0 | 0 | 442 | 2028-12-27 09:00 | -700 | -95.92 | -510 | 442
2028-12-27 10:00 | 700 | 400.58 | 510 | 442 | 2028-12-27 10:00 | 142.75 | 0 | 0 | 442 | 2028-12-27 10:00 | -666.09 | 0 | -210 | 442
2028-12-27 11:00 | 700 | 100.58 | 486.77 | 442 | 2028-12-27 11:00 | 119.34 | 0 | 0 | 442 | 2028-12-27 11:00 | -700 | 0 | -67.77 | 442
2028-12-27 12:00 | 700 | 52.81 | 510 | 442 | 2028-12-27 12:00 | 0 | 0 | 0 | 442 | 2028-12-27 12:00 | -700 | 0 | 0 | 428.64
2028-12-27 13:00 | 700 | 329.2 | 510 | 442 | 2028-12-27 13:00 | 0 | 0 | 0 | 418.38 | 2028-12-27 13:00 | -700 | 0 | 0 | 442
2028-12-27 14:00 | 700 | 312.91 | 510 | 442 | 2028-12-27 14:00 | 0 | 0 | 0 | 442 | 2028-12-27 14:00 | -700 | 0 | 0 | 421.71
2028-12-27 15:00 | 700 | 206.95 | 510 | 442 | 2028-12-27 15:00 | 600 | 0 | 0 | 142 | 2028-12-27 15:00 | -100 | 0 | -210 | 121.71
2028-12-27 16:00 | 700 | 454.62 | 510 | 442 | 2028-12-27 16:00 | 700 | 0 | 0 | 442 | 2028-12-27 16:00 | -100 | -300 | -510 | 421.71
2028-12-27 17:00 | 700 | 505 | 510 | 442 | 2028-12-27 17:00 | 700 | 0 | 0 | 442 | 2028-12-27 17:00 | 0 | -300 | -510 | 442
2028-12-27 18:00 | 700 | 505 | 510 | 442 | 2028-12-27 18:00 | 700 | 0 | 0 | 442 | 2028-12-27 18:00 | -232.94 | 0 | -210 | 442
2028-12-27 19:00 | 700 | 205 | 210 | 442 | 2028-12-27 19:00 | 273.44 | 0 | -197.1 | 379.57 | 2028-12-27 19:00 | -700 | -300 | -510 | 442
2028-12-27 20:00 | 700 | 291.89 | 510 | 442 | 2028-12-27 20:00 | 145.84 | 0 | 0 | 442 | 2028-12-27 20:00 | -700 | 0 | -210 | 442
2028-12-27 21:00 | 700 | 65.96 | 510 | 442 | 2028-12-27 21:00 | 0 | 0 | 0 | 442 | 2028-12-27 21:00 | -700 | -226 | -210 | 442
2028-12-27 22:00 | 114.54 | 0 | 210 | 442 | 2028-12-27 22:00 | -600 | 0 | -299.54 | 442 | 2028-12-27 22:00 | -700 | -526 | -510 | 442
2028-12-27 23:00 | 0 | 0 | 0 | 442 | 2028-12-27 23:00 | -700 | -152.35 | -310.6 | 442 | 2028-12-27 23:00 | -700 | -526 | -510 | 442
2028-12-28 | -398.69 | 0 | 0 | 442 | 2028-12-28 | -700 | -450.01 | -510 | 442 | 2028-12-28 | -700 | -526 | -510 | 442
2028-12-28 01:00 | -700 | 300 | 300 | 442 | 2028-12-28 01:00 | -700 | -150.01 | -210 | 442 | 2028-12-28 01:00 | -700 | -226 | -210 | 442
2028-12-28 02:00 | -700 | 505 | 510 | 442 | 2028-12-28 02:00 | -700 | 149.99 | 90 | 442 | 2028-12-28 02:00 | -700 | 74 | 90 | 442
2028-12-28 03:00 | -700 | 505 | 510 | 442 | 2028-12-28 03:00 | -700 | 449.99 | 390 | 442 | 2028-12-28 03:00 | -700 | 374 | 390 | 442
2028-12-28 04:00 | -700 | 505 | 510 | 366.75 | 2028-12-28 04:00 | -700 | 374 | 390 | 442 | 2028-12-28 04:00 | -700 | 374 | 390 | 442
2028-12-28 05:00 | -700 | 505 | 510 | 442 | 2028-12-28 05:00 | -700 | 74 | 90 | 442 | 2028-12-28 05:00 | -700 | 74 | 90 | 442
2028-12-28 06:00 | -700 | 300 | 360.87 | 442 | 2028-12-28 06:00 | -700 | -226 | -210 | 442 | 2028-12-28 06:00 | -700 | -226 | -210 | 442
2028-12-28 07:00 | -700 | 0 | 60.87 | 442 | 2028-12-28 07:00 | -700 | -526 | -510 | 436.92 | 2028-12-28 07:00 | -700 | -526 | -510 | 407.63
2028-12-28 08:00 | -700 | 0 | -132.56 | 442 | 2028-12-28 08:00 | -700 | -526 | -510 | 442 | 2028-12-28 08:00 | -700 | -526 | -510 | 442
2028-12-28 09:00 | -700 | 0 | -224.08 | 442 | 2028-12-28 09:00 | -700 | -526 | -510 | 442 | 2028-12-28 09:00 | -700 | -526 | -510 | 442
2028-12-28 10:00 | -700 | 0 | -39.81 | 442 | 2028-12-28 10:00 | -700 | -526 | -510 | 442 | 2028-12-28 10:00 | -700 | -526 | -510 | 442
2028-12-28 11:00 | -700 | 0 | 0 | 442 | 2028-12-28 11:00 | -700 | -526 | -510 | 442 | 2028-12-28 11:00 | -700 | -526 | -510 | 442
2028-12-28 12:00 | -700 | 118.48 | 299.17 | 442 | 2028-12-28 12:00 | -700 | -226 | -210 | 442 | 2028-12-28 12:00 | -700 | -226 | -210 | 442
2028-12-28 13:00 | -700 | 0 | -0.83 | 422.33 | 2028-12-28 13:00 | -700 | -526 | -510 | 409.77 | 2028-12-28 13:00 | -700 | -526 | -510 | 282.77
2028-12-28 14:00 | -700 | 300 | 299.17 | 442 | 2028-12-28 14:00 | -700 | -226 | -210 | 399.77 | 2028-12-28 14:00 | -700 | -226 | -210 | 411.87
2028-12-28 15:00 | -700 | 300 | 300 | 300 | 2028-12-28 15:00 | -700 | -226 | -210 | 99.77 | 2028-12-28 15:00 | -700 | -226 | -210 | 111.87
2028-12-28 16:00 | -199.95 | 0 | 0 | 0 | 2028-12-28 16:00 | -700 | -526 | -510 | -200.23 | 2028-12-28 16:00 | -700 | -526 | -510 | -188.13
2028-12-28 17:00 | 5.24 | 0 | 0 | 248.47 | 2028-12-28 17:00 | -700 | -526 | -510 | 25.82 | 2028-12-28 17:00 | -700 | -526 | -510 | -366.21
2028-12-28 18:00 | 21.49 | 0 | 0 | 395.76 | 2028-12-28 18:00 | -700 | -526 | -510 | 82.33 | 2028-12-28 18:00 | -700 | -526 | -510 | -510
2028-12-28 19:00 | 514.03 | 0 | 0 | 95.76 | 2028-12-28 19:00 | -700 | -526 | -510 | -217.67 | 2028-12-28 19:00 | -700 | -526 | -510 | -458
2028-12-28 20:00 | 347.27 | 0 | 0 | 311.15 | 2028-12-28 20:00 | -700 | -526 | -510 | 82.33 | 2028-12-28 20:00 | -700 | -526 | -510 | -158
2028-12-28 21:00 | -100 | 205 | 210 | 442 | 2028-12-28 21:00 | -700 | -526 | -510 | 382.33 | 2028-12-28 21:00 | -700 | -526 | -510 | 142
2028-12-28 22:00 | -700 | 505 | 510 | 442 | 2028-12-28 22:00 | -700 | -226 | -210 | 442 | 2028-12-28 22:00 | -700 | -226 | -210 | 442
2028-12-28 23:00 | -700 | 300 | 327.74 | 442 | 2028-12-28 23:00 | -700 | 74 | 90 | 442 | 2028-12-28 23:00 | -700 | 74 | 90 | 442
2028-12-29 | -700 | 0 | 177.07 | 442 | 2028-12-29 | -700 | 0 | 1.95 | 442 | 2028-12-29 | -700 | 0 | 1.95 | 442
2028-12-29 01:00 | -700 | 300 | 477.07 | 442 | 2028-12-29 01:00 | -700 | 155.09 | 0 | 442 | 2028-12-29 01:00 | -700 | 74 | 75.99 | 442
2028-12-29 02:00 | -700 | 0 | 177.07 | 442 | 2028-12-29 02:00 | -700 | -144.91 | -300 | 442 | 2028-12-29 02:00 | -700 | -226 | -224.01 | 442
2028-12-29 03:00 | -700 | 300 | 477.07 | 442 | 2028-12-29 03:00 | -700 | 155.09 | 0 | 442 | 2028-12-29 03:00 | -700 | 74 | 75.99 | 442
2028-12-29 04:00 | -700 | 505 | 510 | 442 | 2028-12-29 04:00 | -700 | 455.09 | 300 | 442 | 2028-12-29 04:00 | -700 | 374 | 375.99 | 442
2028-12-29 05:00 | -700 | 505 | 510 | 442 | 2028-12-29 05:00 | -700 | 505 | 510 | 442 | 2028-12-29 05:00 | -700 | 74 | 90 | 442
2028-12-29 06:00 | -700 | 385.16 | 510 | 442 | 2028-12-29 06:00 | -700 | 300 | 251.11 | 442 | 2028-12-29 06:00 | -700 | -226 | -210 | 442
2028-12-29 07:00 | -100 | 85.16 | 210 | 442 | 2028-12-29 07:00 | -700 | 0 | -48.89 | 442 | 2028-12-29 07:00 | -700 | -526 | -510 | 442
2028-12-29 08:00 | 116.89 | 0 | 0 | 442 | 2028-12-29 08:00 | -700 | 0 | -297.04 | 442 | 2028-12-29 08:00 | -700 | -526 | -510 | 442
2028-12-29 09:00 | 116.89 | 0 | 0 | 442 | 2028-12-29 09:00 | -700 | 0 | -493.16 | 442 | 2028-12-29 09:00 | -700 | -526 | -510 | 442
2028-12-29 10:00 | 344.38 | 0 | 0 | 291.17 | 2028-12-29 10:00 | -700 | 0 | -351.88 | 421.08 | 2028-12-29 10:00 | -700 | -526 | -510 | 442
2028-12-29 11:00 | 380.88 | 0 | 210 | 442 | 2028-12-29 11:00 | -700 | 0 | -155.41 | 442 | 2028-12-29 11:00 | -700 | -526 | -510 | 442
2028-12-29 12:00 | 0 | 267.04 | 510 | 442 | 2028-12-29 12:00 | -700 | 0 | -12.77 | 442 | 2028-12-29 12:00 | -700 | -526 | -510 | 442
2028-12-29 13:00 | 0 | 421.18 | 510 | 442 | 2028-12-29 13:00 | -700 | 205 | 210 | 442 | 2028-12-29 13:00 | -700 | -503.71 | -210 | 442
2028-12-29 14:00 | 208.23 | 505 | 510 | 442 | 2028-12-29 14:00 | -700 | 505 | 510 | 442 | 2028-12-29 14:00 | -700 | -203.71 | 90 | 442
2028-12-29 15:00 | 371.52 | 505 | 510 | 442 | 2028-12-29 15:00 | -100 | 371.69 | 510 | 442 | 2028-12-29 15:00 | -427.18 | 96.29 | 390 | 442
2028-12-29 16:00 | 700 | 415.66 | 510 | 442 | 2028-12-29 16:00 | 500 | 71.69 | 510 | 442 | 2028-12-29 16:00 | 172.82 | 0 | 510 | 142
2028-12-29 17:00 | 700 | 423.64 | 510 | 442 | 2028-12-29 17:00 | 700 | 0 | 510 | 405.46 | 2028-12-29 17:00 | 700 | 0 | 219.48 | 325.64
2028-12-29 18:00 | 700 | 250.32 | 510 | 442 | 2028-12-29 18:00 | 700 | 0 | 510 | 442 | 2028-12-29 18:00 | 700 | 0 | 487.06 | 325.64
2028-12-29 19:00 | 700 | 505 | 510 | 442 | 2028-12-29 19:00 | 700 | 0 | 510 | 442 | 2028-12-29 19:00 | 700 | 0 | 510 | 442
2028-12-29 20:00 | 700 | 505 | 510 | 442 | 2028-12-29 20:00 | 700 | 261.46 | 510 | 442 | 2028-12-29 20:00 | 700 | 0 | 510 | 442
2028-12-29 21:00 | 700 | 505 | 510 | 442 | 2028-12-29 21:00 | 700 | 261.46 | 510 | 442 | 2028-12-29 21:00 | 700 | 47.14 | 510 | 442
2028-12-29 22:00 | 700 | 505 | 510 | 442 | 2028-12-29 22:00 | 700 | 352.35 | 510 | 442 | 2028-12-29 22:00 | 700 | 0 | 510 | 442
2028-12-29 23:00 | 700 | 500.03 | 510 | 442 | 2028-12-29 23:00 | 700 | 308.02 | 510 | 442 | 2028-12-29 23:00 | 700 | 0 | 510 | 442
2028-12-30 | 700 | 505 | 510 | 442 | 2028-12-30 | 700 | 505 | 510 | 442 | 2028-12-30 | 700 | 300 | 510 | 442
2028-12-30 01:00 | 700 | 505 | 510 | 442 | 2028-12-30 01:00 | 700 | 505 | 510 | 442 | 2028-12-30 01:00 | 700 | 505 | 510 | 442
2028-12-30 02:00 | 700 | 505 | 510 | 442 | 2028-12-30 02:00 | 700 | 505 | 510 | 442 | 2028-12-30 02:00 | 700 | 505 | 510 | 442
2028-12-30 03:00 | 700 | 505 | 510 | 442 | 2028-12-30 03:00 | 700 | 505 | 510 | 442 | 2028-12-30 03:00 | 700 | 505 | 510 | 442
2028-12-30 04:00 | 700 | 505 | 510 | 442 | 2028-12-30 04:00 | 700 | 505 | 510 | 442 | 2028-12-30 04:00 | 700 | 505 | 510 | 442
2028-12-30 05:00 | 700 | 505 | 510 | 442 | 2028-12-30 05:00 | 700 | 505 | 510 | 442 | 2028-12-30 05:00 | 700 | 505 | 510 | 442
2028-12-30 06:00 | 700 | 505 | 510 | 442 | 2028-12-30 06:00 | 700 | 505 | 510 | 442 | 2028-12-30 06:00 | 700 | 505 | 510 | 442
2028-12-30 07:00 | 700 | 300 | 510 | 316.23 | 2028-12-30 07:00 | 700 | 300 | 422.22 | 442 | 2028-12-30 07:00 | 700 | 205 | 300 | 442
2028-12-30 08:00 | 700 | 0 | 210 | 16.23 | 2028-12-30 08:00 | 700 | 0 | 122.22 | 245.72 | 2028-12-30 08:00 | 700 | 0 | 0 | 420.13
2028-12-30 09:00 | 700 | 0 | 156.59 | 0 | 2028-12-30 09:00 | 700 | 0 | 44.5 | 352.2 | 2028-12-30 09:00 | 700 | 0 | -300 | 384.64
2028-12-30 10:00 | 700 | 0 | 456.59 | 0 | 2028-12-30 10:00 | 700 | 0 | 219.68 | 442 | 2028-12-30 10:00 | 700 | 0 | -356.98 | 442
2028-12-30 11:00 | 700 | 0 | 510 | 39.35 | 2028-12-30 11:00 | 700 | 0 | 98.46 | 442 | 2028-12-30 11:00 | 700 | 0 | -510 | 442
2028-12-30 12:00 | 700 | 0 | 510 | 109.98 | 2028-12-30 12:00 | 700 | 0 | 98.46 | 442 | 2028-12-30 12:00 | 700 | 0 | -330.61 | 442
2028-12-30 13:00 | 700 | 0 | 510 | 409.98 | 2028-12-30 13:00 | 700 | 0 | 19.08 | 442 | 2028-12-30 13:00 | 700 | 0 | -510 | 442
2028-12-30 14:00 | 700 | 0 | 510 | 442 | 2028-12-30 14:00 | 700 | 0 | 0 | 442 | 2028-12-30 14:00 | 700 | 0 | -510 | 442
2028-12-30 15:00 | 700 | 0 | 510 | 437.46 | 2028-12-30 15:00 | 700 | 0 | 3.46 | 442 | 2028-12-30 15:00 | 700 | 0 | -510 | 442
2028-12-30 16:00 | 700 | 0 | 393.81 | 412.75 | 2028-12-30 16:00 | 700 | 0 | 3.46 | 442 | 2028-12-30 16:00 | 700 | 0 | -510 | 442
2028-12-30 17:00 | 700 | 0 | 452.06 | 114.44 | 2028-12-30 17:00 | 700 | 0 | 303.46 | 442 | 2028-12-30 17:00 | 700 | 0 | -437.7 | 442
2028-12-30 18:00 | 700 | 0 | 510 | 287.86 | 2028-12-30 18:00 | 700 | 0 | 3.46 | 442 | 2028-12-30 18:00 | 700 | 0 | -137.7 | 442
2028-12-30 19:00 | 700 | 0 | 510 | 200.78 | 2028-12-30 19:00 | 700 | 71.82 | 303.46 | 415.03 | 2028-12-30 19:00 | 700 | 0 | 162.3 | 404.05
2028-12-30 20:00 | 700 | 300 | 510 | 442 | 2028-12-30 20:00 | 700 | 371.82 | 510 | 442 | 2028-12-30 20:00 | 700 | 300 | 462.3 | 442
2028-12-30 21:00 | 700 | 458.52 | 510 | 442 | 2028-12-30 21:00 | 700 | 447.91 | 510 | 442 | 2028-12-30 21:00 | 700 | 186.77 | 510 | 442
2028-12-30 22:00 | 700 | 350.01 | 510 | 442 | 2028-12-30 22:00 | 700 | 309.19 | 510 | 442 | 2028-12-30 22:00 | 700 | 110.26 | 510 | 442
2028-12-30 23:00 | 700 | 480.9 | 510 | 442 | 2028-12-30 23:00 | 700 | 310.14 | 510 | 442 | 2028-12-30 23:00 | 700 | 172.39 | 510 | 442
2028-12-31 | 700 | 400.15 | 510 | 442 | 2028-12-31 | 700 | 293.79 | 510 | 442 | 2028-12-31 | 700 | 432.63 | 510 | 442
2028-12-31 01:00 | 700 | 477.62 | 510 | 442 | 2028-12-31 01:00 | 700 | 454.47 | 510 | 442 | 2028-12-31 01:00 | 700 | 154.46 | 510 | 442
2028-12-31 02:00 | 700 | 177.62 | 510 | 442 | 2028-12-31 02:00 | 700 | 154.47 | 510 | 338.79 | 2028-12-31 02:00 | 700 | 0 | 510 | 371.05
2028-12-31 03:00 | 700 | 101.78 | 510 | 442 | 2028-12-31 03:00 | 700 | 144.87 | 510 | 354.32 | 2028-12-31 03:00 | 700 | 210.35 | 510 | 442
2028-12-31 04:00 | 700 | 144.15 | 510 | 442 | 2028-12-31 04:00 | 700 | 444.87 | 510 | 442 | 2028-12-31 04:00 | 700 | 47.85 | 510 | 442
2028-12-31 05:00 | 672.8 | 444.15 | 510 | 442 | 2028-12-31 05:00 | 654.28 | 333.41 | 510 | 442 | 2028-12-31 05:00 | 287.98 | 300 | 510 | 442
2028-12-31 06:00 | 700 | 144.15 | 510 | 442 | 2028-12-31 06:00 | 700 | 33.41 | 510 | 442 | 2028-12-31 06:00 | 700 | 0 | 392.33 | 382.09
2028-12-31 07:00 | 700 | 0 | 433.7 | 442 | 2028-12-31 07:00 | 700 | 0 | 300 | 328.84 | 2028-12-31 07:00 | 464.6 | 0 | 92.33 | 253.3
2028-12-31 08:00 | 639.29 | 0 | 133.7 | 142 | 2028-12-31 08:00 | 266.14 | 0 | 0 | 142 | 2028-12-31 08:00 | -135.4 | 0 | -198.75 | 126.9
2028-12-31 09:00 | 700 | 0 | 9.01 | 442 | 2028-12-31 09:00 | 472.55 | 0 | 0 | 442 | 2028-12-31 09:00 | 0 | 0 | 0 | 426.9
2028-12-31 10:00 | 700 | 0 | 286.05 | 269.27 | 2028-12-31 10:00 | 587.17 | 0 | 0 | 154.23 | 2028-12-31 10:00 | -114.65 | 0 | 0 | 126.9
2028-12-31 11:00 | 700 | 0 | 85.9 | 412.59 | 2028-12-31 11:00 | 318.2 | 0 | 0 | 306.01 | 2028-12-31 11:00 | -510.06 | 0 | 0 | 199.43
2028-12-31 12:00 | 608.88 | 0 | 0 | 112.59 | 2028-12-31 12:00 | 0 | 0 | 0 | 6.01 | 2028-12-31 12:00 | -700 | 0 | -300 | 0
2028-12-31 13:00 | 488.42 | 0 | 0 | 0 | 2028-12-31 13:00 | 0 | 0 | 0 | 0 | 2028-12-31 13:00 | -700 | 0 | -510 | -132.18
2028-12-31 14:00 | 79.45 | 0 | 0 | 0 | 2028-12-31 14:00 | 0 | 0 | 0 | 0 | 2028-12-31 14:00 | -700 | 0 | -510 | -0.03
2028-12-31 15:00 | 0 | 0 | 0 | 0 | 2028-12-31 15:00 | -31.46 | 0 | 0 | 0 | 2028-12-31 15:00 | -700 | 0 | -510 | -300.03
2028-12-31 16:00 | -406.99 | 0 | 0 | 69.48 | 2028-12-31 16:00 | -631.46 | 0 | 0 | 0 | 2028-12-31 16:00 | -700 | 0 | -510 | -0.03
2028-12-31 17:00 | -189.56 | 0 | 0 | 369.48 | 2028-12-31 17:00 | -31.46 | 0 | 0 | 227.32 | 2028-12-31 17:00 | -700 | 0 | -510 | 85.17
2028-12-31 18:00 | 0 | 0 | -9.21 | 69.48 | 2028-12-31 18:00 | 0 | 0 | -300 | -54.91 | 2028-12-31 18:00 | -700 | 0 | -490.14 | -214.83
2028-12-31 19:00 | 540.48 | 0 | 0 | 272.35 | 2028-12-31 19:00 | 0 | 0 | 0 | 100.39 | 2028-12-31 19:00 | -700 | 0 | -190.14 | 0
2028-12-31 20:00 | 586.04 | 0 | 0 | 344.93 | 2028-12-31 20:00 | 0 | 0 | 0 | 204.83 | 2028-12-31 20:00 | -700 | 0 | -77.52 | 64.74
2028-12-31 21:00 | 301.59 | 0 | 0 | 44.93 | 2028-12-31 21:00 | -230.44 | 0 | 0 | 0 | 2028-12-31 21:00 | -700 | 0 | -90 | 0
2028-12-31 22:00 | -298.41 | 205 | 210 | 142 | 2028-12-31 22:00 | 0 | 205 | 210 | 142 | 2028-12-31 22:00 | -500 | 205 | 210 | 142
2028-12-31 23:00 | 100 | 505 | 510 | 442 | 2028-12-31 23:00 | 100 | 505 | 510 | 442 | 2028-12-31 23:00 | 100 | 505 | 510 | 442

## 2030 IC Flows
Forecast flows are from 12 AM January 1st of the forecast year until 12 AM on January 1st of the following year (Total of 1 year) The table below details the flows of the Interconnectors that are included in the model run for that forecast scenario. The 2030 IC Flows follow the Updated Interconnector Flow Methodology. For more information on this see the Constraint Forecast Studies for ECP Methodology Statement. The 3 tables below highlight different generation amounts under the 2030 Network Scenario. ◦ Initial - All renewable projects in the pipleline that are due to be completed by the First Forecast Year (2028) ◦ 100pc (Full) - Full completion of all ECP 2.5 projects and including everything from the initial generation amount. ◦◦50% - The difference between the Full ECP and the Initial Generation amounts. This is added to the initial generation amount to give us a midpoint value. *Please note positive figures are importing in all flows, while negative figures are exporting. **The interconnector flows are the same for all 3 core runs (Surplus, Curtailment, and Constraint)
2030 Initial - Interconnector Flows |  |  |  |  | 2030 50pc - Interconnector Flows |  |  |  |  | 2030 100pc ECP - Interconnector Flows
Datetime | Celtic Flow (MW) | EWIC Flow (MW) | Greenlink Flow (MW) | Moyle Flow (MW) | Datetime | Celtic Flow (MW) | EWIC Flow (MW) | Greenlink Flow (MW) | Moyle Flow (MW) | Datetime | Celtic Flow (MW) | EWIC Flow (MW) | Greenlink Flow (MW) | Moyle Flow (MW)
2030-01-01 | 700 | 205 | 510 | 398.49 | 2030-01-01 | -97.92 | 382.95 | 510 | 442 | 2030-01-01 | -100 | 225.88 | 510 | 442
2030-01-01 01:00 | 700 | 141.56 | 510 | 442 | 2030-01-01 01:00 | 502.08 | 82.95 | 510 | 322.86 | 2030-01-01 01:00 | 500 | 0 | 492.04 | 338.58
2030-01-01 02:00 | 700 | 122.29 | 510 | 442 | 2030-01-01 02:00 | 700 | 205 | 346.52 | 442 | 2030-01-01 02:00 | 700 | 0 | 388.12 | 442
2030-01-01 03:00 | 700 | 422.29 | 510 | 442 | 2030-01-01 03:00 | 700 | 505 | 510 | 442 | 2030-01-01 03:00 | 700 | 300 | 510 | 442
2030-01-01 04:00 | 700 | 505 | 510 | 442 | 2030-01-01 04:00 | 700 | 505 | 510 | 442 | 2030-01-01 04:00 | 700 | 505 | 510 | 442
2030-01-01 05:00 | 700 | 448.7 | 510 | 442 | 2030-01-01 05:00 | 700 | 505 | 510 | 442 | 2030-01-01 05:00 | 700 | 505 | 510 | 442
2030-01-01 06:00 | 700 | 148.7 | 510 | 442 | 2030-01-01 06:00 | 700 | 205 | 510 | 442 | 2030-01-01 06:00 | 700 | 205 | 390 | 442
2030-01-01 07:00 | 700 | 0 | 416.07 | 324.5 | 2030-01-01 07:00 | 700 | 2.69 | 300 | 442 | 2030-01-01 07:00 | 700 | 143.59 | 90 | 442
2030-01-01 08:00 | 700 | 0 | 116.07 | 434.54 | 2030-01-01 08:00 | 700 | 0 | 0 | 442 | 2030-01-01 08:00 | 700 | -156.41 | -210 | 142
2030-01-01 09:00 | 700 | 0 | 0 | 420.3 | 2030-01-01 09:00 | 700 | 0 | -227.49 | 442 | 2030-01-01 09:00 | 700 | -168.95 | -510 | 26.38
2030-01-01 10:00 | 700 | 0 | 0 | 442 | 2030-01-01 10:00 | 700 | 0 | -12.15 | 397.58 | 2030-01-01 10:00 | 700 | -241.28 | -510 | 249.01
2030-01-01 11:00 | 700 | 0 | 0 | 180.52 | 2030-01-01 11:00 | 700 | -12.23 | -312.15 | 97.58 | 2030-01-01 11:00 | 700 | -526 | -510 | 0
2030-01-01 12:00 | 700 | -55.03 | -209.36 | 228.21 | 2030-01-01 12:00 | 700 | -312.23 | -510 | 201.5 | 2030-01-01 12:00 | 509.64 | -461.77 | -510 | 132.42
2030-01-01 13:00 | 700 | 0 | 90.64 | 442 | 2030-01-01 13:00 | 586.54 | -12.23 | -210 | 442 | 2030-01-01 13:00 | 469.11 | -161.77 | -210 | 432.42
2030-01-01 14:00 | 700 | 285.33 | 256.16 | 442 | 2030-01-01 14:00 | 700 | 100.87 | 90 | 442 | 2030-01-01 14:00 | 700 | 0 | 38.66 | 442
2030-01-01 15:00 | 585.34 | 0 | -43.84 | 442 | 2030-01-01 15:00 | 700 | 0 | -28.98 | 400.87 | 2030-01-01 15:00 | 700 | 0 | -198.64 | 280.92
2030-01-01 16:00 | 614.36 | -300 | -343.84 | 442 | 2030-01-01 16:00 | 449.19 | -195.58 | -328.98 | 326.94 | 2030-01-01 16:00 | 383.02 | -288.05 | -498.64 | 189.22
2030-01-01 17:00 | 700 | 0 | -43.84 | 425.46 | 2030-01-01 17:00 | 168.24 | 0 | -28.98 | 251.57 | 2030-01-01 17:00 | -35.27 | -141.16 | -510 | 79.3
2030-01-01 18:00 | 700 | 18.81 | 256.16 | 442 | 2030-01-01 18:00 | 0 | 0 | 6.58 | 0 | 2030-01-01 18:00 | -635.27 | 0 | -495.86 | 0
2030-01-01 19:00 | 250.22 | 318.81 | 510 | 442 | 2030-01-01 19:00 | -600 | 0 | 306.58 | 300 | 2030-01-01 19:00 | -700 | -92.27 | -390 | -39.59
2030-01-01 20:00 | -105.73 | 505 | 510 | 442 | 2030-01-01 20:00 | -700 | 300 | 510 | 442 | 2030-01-01 20:00 | -700 | 207.73 | -90 | 260.41
2030-01-01 21:00 | -489.23 | 505 | 510 | 442 | 2030-01-01 21:00 | -700 | 505 | 510 | 442 | 2030-01-01 21:00 | -700 | 505 | 210 | 442
2030-01-01 22:00 | -700 | 505 | 510 | 442 | 2030-01-01 22:00 | -700 | 505 | 510 | 442 | 2030-01-01 22:00 | -700 | 505 | 510 | 442
2030-01-01 23:00 | -700 | 505 | 510 | 442 | 2030-01-01 23:00 | -700 | 505 | 510 | 442 | 2030-01-01 23:00 | -700 | 505 | 510 | 442
2030-01-02 | -700 | 505 | 510 | 442 | 2030-01-02 | -700 | 505 | 510 | 442 | 2030-01-02 | -700 | 505 | 510 | 442
2030-01-02 01:00 | -700 | 505 | 510 | 442 | 2030-01-02 01:00 | -700 | 505 | 510 | 442 | 2030-01-02 01:00 | -700 | 505 | 510 | 442
2030-01-02 02:00 | -700 | 505 | 510 | 442 | 2030-01-02 02:00 | -700 | 505 | 510 | 442 | 2030-01-02 02:00 | -700 | 505 | 510 | 442
2030-01-02 03:00 | -700 | 505 | 510 | 442 | 2030-01-02 03:00 | -700 | 505 | 510 | 442 | 2030-01-02 03:00 | -700 | 505 | 510 | 442
2030-01-02 04:00 | -700 | 505 | 510 | 442 | 2030-01-02 04:00 | -700 | 505 | 510 | 442 | 2030-01-02 04:00 | -700 | 505 | 510 | 442
2030-01-02 05:00 | -700 | 505 | 510 | 442 | 2030-01-02 05:00 | -700 | 505 | 510 | 442 | 2030-01-02 05:00 | -700 | 505 | 510 | 442
2030-01-02 06:00 | -700 | 505 | 510 | 287.15 | 2030-01-02 06:00 | -700 | 505 | 510 | 442 | 2030-01-02 06:00 | -700 | 505 | 510 | 442
2030-01-02 07:00 | -700 | 505 | 510 | 330.12 | 2030-01-02 07:00 | -700 | 505 | 510 | 442 | 2030-01-02 07:00 | -700 | 505 | 510 | 442
2030-01-02 08:00 | -700 | 505 | 510 | 442 | 2030-01-02 08:00 | -700 | 505 | 510 | 442 | 2030-01-02 08:00 | -700 | 505 | 510 | 442
2030-01-02 09:00 | -700 | 505 | 510 | 442 | 2030-01-02 09:00 | -700 | 505 | 510 | 442 | 2030-01-02 09:00 | -700 | 505 | 510 | 442
2030-01-02 10:00 | -700 | 505 | 510 | 442 | 2030-01-02 10:00 | -700 | 505 | 510 | 442 | 2030-01-02 10:00 | -700 | 505 | 510 | 442
2030-01-02 11:00 | -700 | 505 | 510 | 442 | 2030-01-02 11:00 | -700 | 505 | 510 | 442 | 2030-01-02 11:00 | -700 | 505 | 510 | 442
2030-01-02 12:00 | -700 | 505 | 510 | 442 | 2030-01-02 12:00 | -700 | 505 | 510 | 442 | 2030-01-02 12:00 | -700 | 505 | 510 | 442
2030-01-02 13:00 | -700 | 505 | 510 | 442 | 2030-01-02 13:00 | -700 | 505 | 510 | 442 | 2030-01-02 13:00 | -700 | 374 | 390 | 442
2030-01-02 14:00 | -700 | 505 | 510 | 442 | 2030-01-02 14:00 | -700 | 505 | 510 | 442 | 2030-01-02 14:00 | -700 | 74 | 90 | 413.75
2030-01-02 15:00 | -700 | 454.83 | 510 | 442 | 2030-01-02 15:00 | -700 | 300 | 249.77 | 300 | 2030-01-02 15:00 | -700 | -226 | -210 | 113.75
2030-01-02 16:00 | -100 | 154.83 | 405.94 | 203.37 | 2030-01-02 16:00 | -700 | 0 | -50.23 | 0 | 2030-01-02 16:00 | -700 | -526 | -510 | -186.25
2030-01-02 17:00 | 130.78 | 454.83 | 510 | 442 | 2030-01-02 17:00 | -279.74 | 0 | 79.73 | 256.17 | 2030-01-02 17:00 | -700 | -226 | -210 | 113.75
2030-01-02 18:00 | 685.76 | 390.19 | 510 | 442 | 2030-01-02 18:00 | 0 | 0 | 0 | 270.37 | 2030-01-02 18:00 | -700 | -526 | -510 | 0
2030-01-02 19:00 | 700 | 90.19 | 510 | 442 | 2030-01-02 19:00 | 0 | 0 | 0 | 245.55 | 2030-01-02 19:00 | -700 | -526 | -510 | -170.96
2030-01-02 20:00 | 700 | 0 | 510 | 442 | 2030-01-02 20:00 | 0 | 0 | 0 | 0 | 2030-01-02 20:00 | -700 | -526 | -510 | -469.44
2030-01-02 21:00 | 681.95 | 205 | 510 | 442 | 2030-01-02 21:00 | -100 | 0 | 210 | 23.82 | 2030-01-02 21:00 | -700 | -226 | -478.72 | -300
2030-01-02 22:00 | 81.95 | 505 | 510 | 442 | 2030-01-02 22:00 | -700 | 300 | 510 | 323.82 | 2030-01-02 22:00 | -700 | 74 | -178.72 | 0
2030-01-02 23:00 | -261.08 | 505 | 510 | 334.73 | 2030-01-02 23:00 | -700 | 505 | 510 | 331.11 | 2030-01-02 23:00 | -700 | 374 | 121.28 | 300
2030-01-03 | 338.92 | 205 | 510 | 311.87 | 2030-01-03 | -100 | 205 | 210 | 140.35 | 2030-01-03 | -100 | 74 | 210 | 140.35
2030-01-03 01:00 | 75.42 | 205 | 510 | 440.35 | 2030-01-03 01:00 | 152.19 | 205 | 510 | 440.35 | 2030-01-03 01:00 | 0 | 205 | 510 | 440.35
2030-01-03 02:00 | 172.28 | 505 | 510 | 442 | 2030-01-03 02:00 | 253.4 | 505 | 510 | 442 | 2030-01-03 02:00 | 0 | 505 | 510 | 442
2030-01-03 03:00 | 172.28 | 505 | 510 | 442 | 2030-01-03 03:00 | 700 | 505 | 510 | 442 | 2030-01-03 03:00 | 570.7 | 505 | 510 | 442
2030-01-03 04:00 | 246.76 | 505 | 510 | 442 | 2030-01-03 04:00 | 273.42 | 505 | 510 | 442 | 2030-01-03 04:00 | 0 | 505 | 510 | 442
2030-01-03 05:00 | 700 | 505 | 510 | 442 | 2030-01-03 05:00 | 92 | 505 | 510 | 442 | 2030-01-03 05:00 | 0 | 505 | 510 | 442
2030-01-03 06:00 | 700 | 205 | 494.22 | 142 | 2030-01-03 06:00 | 519.11 | 205 | 210 | 142 | 2030-01-03 06:00 | 462.85 | 205 | 210 | 142
2030-01-03 07:00 | 629.53 | 505 | 510 | 442 | 2030-01-03 07:00 | 0 | 458.6 | 510 | 442 | 2030-01-03 07:00 | 0 | 95.37 | 380.69 | 442
2030-01-03 08:00 | 700 | 505 | 510 | 442 | 2030-01-03 08:00 | 114.63 | 505 | 510 | 442 | 2030-01-03 08:00 | 100 | 395.37 | 510 | 442
2030-01-03 09:00 | 700 | 221.19 | 510 | 442 | 2030-01-03 09:00 | 700 | 505 | 510 | 442 | 2030-01-03 09:00 | 700 | 505 | 510 | 442
2030-01-03 10:00 | 700 | 395.29 | 510 | 442 | 2030-01-03 10:00 | 700 | 502.37 | 510 | 442 | 2030-01-03 10:00 | 700 | 300.53 | 510 | 442
2030-01-03 11:00 | 700 | 413.69 | 510 | 442 | 2030-01-03 11:00 | 700 | 260.19 | 510 | 442 | 2030-01-03 11:00 | 700 | 0.53 | 305.57 | 442
2030-01-03 12:00 | 700 | 113.69 | 510 | 442 | 2030-01-03 12:00 | 700 | 0 | 239.5 | 442 | 2030-01-03 12:00 | 700 | 0 | 5.57 | 442
2030-01-03 13:00 | 700 | 89.54 | 510 | 442 | 2030-01-03 13:00 | 700 | 0 | 276.45 | 442 | 2030-01-03 13:00 | 698.47 | 0 | 0 | 442
2030-01-03 14:00 | 700 | 0 | 386.78 | 442 | 2030-01-03 14:00 | 600 | 291.37 | 300 | 442 | 2030-01-03 14:00 | 467.19 | 0 | 279.18 | 442
2030-01-03 15:00 | 700 | 0 | 510 | 442 | 2030-01-03 15:00 | 0 | 0 | 0 | 169.13 | 2030-01-03 15:00 | -132.81 | 0 | -20.82 | 321.35
2030-01-03 16:00 | 700 | 0 | 510 | 442 | 2030-01-03 16:00 | -5.11 | 0 | 0 | 174.79 | 2030-01-03 16:00 | -600 | 0 | -320.82 | 188.3
2030-01-03 17:00 | 700 | 197.8 | 510 | 442 | 2030-01-03 17:00 | 100 | 0 | 0 | 309.47 | 2030-01-03 17:00 | 0 | 0 | -90 | 442
2030-01-03 18:00 | 700 | 497.8 | 510 | 442 | 2030-01-03 18:00 | 700 | 205 | 210 | 431.2 | 2030-01-03 18:00 | 600 | 205 | 210 | 442
2030-01-03 19:00 | 700 | 505 | 510 | 442 | 2030-01-03 19:00 | 700 | 505 | 510 | 442 | 2030-01-03 19:00 | 700 | 505 | 510 | 442
2030-01-03 20:00 | 700 | 505 | 510 | 442 | 2030-01-03 20:00 | 700 | 421.45 | 510 | 442 | 2030-01-03 20:00 | 700 | 505 | 510 | 442
2030-01-03 21:00 | 700 | 276.3 | 510 | 442 | 2030-01-03 21:00 | 700 | 195.04 | 510 | 385.42 | 2030-01-03 21:00 | 700 | 320.49 | 510 | 442
2030-01-03 22:00 | 700 | 393.44 | 510 | 442 | 2030-01-03 22:00 | 700 | 495.04 | 510 | 442 | 2030-01-03 22:00 | 700 | 261.54 | 510 | 442
2030-01-03 23:00 | 700 | 431.1 | 510 | 442 | 2030-01-03 23:00 | 700 | 195.04 | 510 | 157.08 | 2030-01-03 23:00 | 514.62 | 0 | 210 | 142
2030-01-04 | 700 | 434.47 | 510 | 343.79 | 2030-01-04 | 700 | 495.04 | 510 | 442 | 2030-01-04 | 700 | 300 | 510 | 442
2030-01-04 01:00 | 700 | 208.94 | 510 | 442 | 2030-01-04 01:00 | 700 | 396.82 | 510 | 416.77 | 2030-01-04 01:00 | 700 | 505 | 510 | 442
2030-01-04 02:00 | 700 | 505 | 510 | 442 | 2030-01-04 02:00 | 700 | 505 | 510 | 442 | 2030-01-04 02:00 | 700 | 505 | 510 | 442
2030-01-04 03:00 | 700 | 205 | 510 | 442 | 2030-01-04 03:00 | 700 | 462.41 | 510 | 442 | 2030-01-04 03:00 | 700 | 505 | 510 | 328.45
2030-01-04 04:00 | 700 | 23.94 | 510 | 442 | 2030-01-04 04:00 | 700 | 162.41 | 510 | 426.51 | 2030-01-04 04:00 | 700 | 505 | 510 | 396.9
2030-01-04 05:00 | 700 | 0 | 510 | 442 | 2030-01-04 05:00 | 700 | 41.82 | 510 | 442 | 2030-01-04 05:00 | 700 | 505 | 510 | 442
2030-01-04 06:00 | 600 | 0 | 510 | 442 | 2030-01-04 06:00 | 600 | 0 | 510 | 442 | 2030-01-04 06:00 | 700 | 300 | 510 | 442
2030-01-04 07:00 | 0 | 0 | 313.37 | 142 | 2030-01-04 07:00 | 0 | 0 | 210 | 142 | 2030-01-04 07:00 | 100 | 0 | 210 | 274.83
2030-01-04 08:00 | 0 | 176.38 | 510 | 442 | 2030-01-04 08:00 | 0 | 176.38 | 510 | 442 | 2030-01-04 08:00 | 81.53 | 300 | 300 | 442
2030-01-04 09:00 | 600 | 0 | 329.14 | 354.62 | 2030-01-04 09:00 | 383.68 | 0 | 210 | 233.73 | 2030-01-04 09:00 | -356.66 | 0 | 0 | 364.84
2030-01-04 10:00 | 700 | 116.67 | 510 | 442 | 2030-01-04 10:00 | 700 | 0 | 0 | 346.9 | 2030-01-04 10:00 | 0 | 0 | 0 | 442
2030-01-04 11:00 | 700 | 155.96 | 510 | 442 | 2030-01-04 11:00 | 700 | 0 | 0 | 436.42 | 2030-01-04 11:00 | 0 | 0 | 0 | 442
2030-01-04 12:00 | 700 | 0 | 510 | 271.13 | 2030-01-04 12:00 | 574.03 | 0 | 0 | 143.24 | 2030-01-04 12:00 | 0 | 0 | 0 | 213.8
2030-01-04 13:00 | 700 | 300 | 510 | 442 | 2030-01-04 13:00 | 666.04 | 0 | 0 | 390.95 | 2030-01-04 13:00 | -194.92 | 0 | 0 | 297.32
2030-01-04 14:00 | 700 | 286.91 | 510 | 442 | 2030-01-04 14:00 | 700 | 0 | 0 | 378.83 | 2030-01-04 14:00 | -87.72 | 0 | 0 | 415.29
2030-01-04 15:00 | 700 | 192.49 | 510 | 442 | 2030-01-04 15:00 | 700 | 0 | 0 | 372.64 | 2030-01-04 15:00 | 0 | 0 | 0 | 442
2030-01-04 16:00 | 700 | 0 | 510 | 154.39 | 2030-01-04 16:00 | 666.26 | 0 | 0 | 311.91 | 2030-01-04 16:00 | 0 | 0 | 0 | 416.66
2030-01-04 17:00 | 700 | 0 | 447.44 | 142 | 2030-01-04 17:00 | 700 | 0 | 0 | 274.94 | 2030-01-04 17:00 | 0 | 0 | 0 | 274.94
2030-01-04 18:00 | 700 | 300 | 510 | 442 | 2030-01-04 18:00 | 700 | 11.64 | 210 | 442 | 2030-01-04 18:00 | 100 | 0 | 0 | 324.2
2030-01-04 19:00 | 700 | 381.51 | 510 | 442 | 2030-01-04 19:00 | 700 | 311.64 | 510 | 442 | 2030-01-04 19:00 | 700 | 0 | 300 | 409.57
2030-01-04 20:00 | 700 | 344.59 | 510 | 442 | 2030-01-04 20:00 | 700 | 434.62 | 510 | 442 | 2030-01-04 20:00 | 700 | 199.52 | 510 | 442
2030-01-04 21:00 | 700 | 263.35 | 510 | 442 | 2030-01-04 21:00 | 700 | 384.47 | 510 | 442 | 2030-01-04 21:00 | 700 | 188.66 | 510 | 442
2030-01-04 22:00 | 700 | 259.67 | 510 | 442 | 2030-01-04 22:00 | 700 | 84.47 | 510 | 281.25 | 2030-01-04 22:00 | 348.27 | 0 | 210 | 156.13
2030-01-04 23:00 | 700 | 133.4 | 510 | 442 | 2030-01-04 23:00 | 700 | 0 | 441.05 | 368.53 | 2030-01-04 23:00 | 405.81 | 0 | 0 | 344.82
2030-01-05 | 694.99 | 433.4 | 510 | 442 | 2030-01-05 | 100 | 249.61 | 510 | 442 | 2030-01-05 | -44.29 | 0 | 218.2 | 281.24
2030-01-05 01:00 | 589.8 | 505 | 510 | 442 | 2030-01-05 01:00 | 0 | 205 | 389.13 | 220.84 | 2030-01-05 01:00 | -644.29 | 205 | 210 | 142
2030-01-05 02:00 | 224.28 | 505 | 510 | 442 | 2030-01-05 02:00 | -543.45 | 505 | 510 | 442 | 2030-01-05 02:00 | -700 | 505 | 510 | 442
2030-01-05 03:00 | 0 | 505 | 510 | 442 | 2030-01-05 03:00 | -668.65 | 505 | 510 | 442 | 2030-01-05 03:00 | -700 | 505 | 510 | 442
2030-01-05 04:00 | 471.31 | 505 | 510 | 442 | 2030-01-05 04:00 | -402.82 | 505 | 510 | 442 | 2030-01-05 04:00 | -700 | 505 | 510 | 442
2030-01-05 05:00 | 370.15 | 505 | 510 | 442 | 2030-01-05 05:00 | -575.56 | 505 | 510 | 442 | 2030-01-05 05:00 | -700 | 505 | 510 | 442
2030-01-05 06:00 | -100 | 505 | 510 | 442 | 2030-01-05 06:00 | -700 | 505 | 510 | 442 | 2030-01-05 06:00 | -700 | 434.93 | 390 | 442
2030-01-05 07:00 | -700 | 385.55 | 510 | 442 | 2030-01-05 07:00 | -700 | 205 | 210 | 142 | 2030-01-05 07:00 | -700 | 134.93 | 90 | 142
2030-01-05 08:00 | -700 | 505 | 510 | 442 | 2030-01-05 08:00 | -700 | 127.1 | 300 | 442 | 2030-01-05 08:00 | -700 | -165.07 | -210 | 21.42
2030-01-05 09:00 | -100 | 205 | 510 | 190.84 | 2030-01-05 09:00 | -552.9 | 0 | 0 | 142 | 2030-01-05 09:00 | -700 | -465.07 | -510 | -278.58
2030-01-05 10:00 | 0 | 205 | 510 | 442 | 2030-01-05 10:00 | -286.46 | 0 | 0 | 442 | 2030-01-05 10:00 | -700 | -526 | -510 | 0
2030-01-05 11:00 | 0 | 486.85 | 510 | 442 | 2030-01-05 11:00 | -197.7 | 0 | 0 | 304.4 | 2030-01-05 11:00 | -700 | -526 | -510 | 122.85
2030-01-05 12:00 | 0 | 281.26 | 510 | 442 | 2030-01-05 12:00 | -627.59 | 0 | 0 | 442 | 2030-01-05 12:00 | -700 | -526 | -510 | 278.72
2030-01-05 13:00 | 0 | 499.14 | 510 | 442 | 2030-01-05 13:00 | -43.85 | 0 | 74.15 | 390.11 | 2030-01-05 13:00 | -700 | -226 | -343.56 | 268.85
2030-01-05 14:00 | 0 | 505 | 510 | 442 | 2030-01-05 14:00 | -600 | 0 | 374.15 | 442 | 2030-01-05 14:00 | -700 | 74 | -43.56 | 442
2030-01-05 15:00 | 600 | 205 | 510 | 196.31 | 2030-01-05 15:00 | 0 | 0 | 74.15 | 142 | 2030-01-05 15:00 | -700 | -226 | -343.56 | 142
2030-01-05 16:00 | 0 | 108.73 | 510 | 442 | 2030-01-05 16:00 | -343.82 | 0 | 0 | 328.87 | 2030-01-05 16:00 | -700 | -526 | -510 | 22.44
2030-01-05 17:00 | 600 | 0 | 392.92 | 442 | 2030-01-05 17:00 | -158.08 | 0 | 0 | 442 | 2030-01-05 17:00 | -700 | -526 | -510 | 322.44
2030-01-05 18:00 | 700 | 0 | 151.2 | 442 | 2030-01-05 18:00 | -479.24 | 0 | 0 | 442 | 2030-01-05 18:00 | -700 | -526 | -510 | 442
2030-01-05 19:00 | 611.83 | 0 | 265.88 | 442 | 2030-01-05 19:00 | -448.5 | 0 | 0 | 442 | 2030-01-05 19:00 | -700 | -526 | -510 | 382.46
2030-01-05 20:00 | 11.83 | 300 | 510 | 442 | 2030-01-05 20:00 | -700 | 0 | 243.27 | 437.3 | 2030-01-05 20:00 | -700 | -526 | -510 | 312.85
2030-01-05 21:00 | -157.33 | 505 | 510 | 442 | 2030-01-05 21:00 | -700 | 300 | 510 | 442 | 2030-01-05 21:00 | -700 | -226 | -210 | 442
2030-01-05 22:00 | -700 | 505 | 510 | 442 | 2030-01-05 22:00 | -700 | 505 | 510 | 442 | 2030-01-05 22:00 | -700 | 74 | 90 | 442
2030-01-05 23:00 | -700 | 505 | 510 | 442 | 2030-01-05 23:00 | -700 | 505 | 510 | 442 | 2030-01-05 23:00 | -700 | 374 | 390 | 442
2030-01-06 | -700 | 505 | 510 | 362.74 | 2030-01-06 | -700 | 505 | 510 | 442 | 2030-01-06 | -700 | 505 | 510 | 442
2030-01-06 01:00 | -700 | 505 | 510 | 366.35 | 2030-01-06 01:00 | -700 | 505 | 510 | 442 | 2030-01-06 01:00 | -700 | 505 | 510 | 354.66
2030-01-06 02:00 | -700 | 505 | 510 | 239.55 | 2030-01-06 02:00 | -700 | 505 | 510 | 442 | 2030-01-06 02:00 | -700 | 505 | 510 | 386.51
2030-01-06 03:00 | -700 | 505 | 510 | 315.59 | 2030-01-06 03:00 | -700 | 505 | 510 | 442 | 2030-01-06 03:00 | -700 | 505 | 510 | 404.85
2030-01-06 04:00 | -700 | 505 | 510 | 27.62 | 2030-01-06 04:00 | -700 | 505 | 510 | 142 | 2030-01-06 04:00 | -700 | 505 | 510 | 142
2030-01-06 05:00 | -700 | 505 | 510 | 57.87 | 2030-01-06 05:00 | -700 | 505 | 510 | 73.78 | 2030-01-06 05:00 | -700 | 505 | 510 | 442
2030-01-06 06:00 | -700 | 505 | 510 | 177.91 | 2030-01-06 06:00 | -700 | 505 | 510 | 220.96 | 2030-01-06 06:00 | -700 | 505 | 510 | 400.15
2030-01-06 07:00 | -700 | 505 | 510 | -13.73 | 2030-01-06 07:00 | -700 | 505 | 510 | 76.54 | 2030-01-06 07:00 | -700 | 505 | 510 | 368.55
2030-01-06 08:00 | -700 | 505 | 510 | 65.39 | 2030-01-06 08:00 | -700 | 505 | 510 | 63 | 2030-01-06 08:00 | -700 | 505 | 510 | 68.55
2030-01-06 09:00 | -700 | 505 | 510 | 237.11 | 2030-01-06 09:00 | -700 | 505 | 510 | 250.89 | 2030-01-06 09:00 | -700 | 505 | 510 | 323.94
2030-01-06 10:00 | -700 | 505 | 510 | 325.44 | 2030-01-06 10:00 | -700 | 300 | 347.21 | 300 | 2030-01-06 10:00 | -700 | 300 | 347.21 | 300
2030-01-06 11:00 | -700 | 205 | 210 | 142 | 2030-01-06 11:00 | -700 | 0 | 47.21 | 0 | 2030-01-06 11:00 | -700 | 0 | 47.21 | 0
2030-01-06 12:00 | -700 | 505 | 510 | 442 | 2030-01-06 12:00 | -700 | 300 | 347.21 | 300 | 2030-01-06 12:00 | -700 | 300 | 347.21 | 300
2030-01-06 13:00 | -700 | 505 | 510 | 442 | 2030-01-06 13:00 | -700 | 505 | 510 | 442 | 2030-01-06 13:00 | -700 | 505 | 510 | 442
2030-01-06 14:00 | -502.03 | 505 | 510 | 442 | 2030-01-06 14:00 | -700 | 505 | 510 | 442 | 2030-01-06 14:00 | -700 | 505 | 510 | 442
2030-01-06 15:00 | 97.97 | 505 | 510 | 442 | 2030-01-06 15:00 | -700 | 505 | 510 | 442 | 2030-01-06 15:00 | -700 | 300 | 510 | 442
2030-01-06 16:00 | 697.97 | 395.66 | 510 | 442 | 2030-01-06 16:00 | -100 | 300 | 510 | 442 | 2030-01-06 16:00 | -100 | 0 | 210 | 142
2030-01-06 17:00 | 700 | 440.75 | 510 | 442 | 2030-01-06 17:00 | 500 | 0 | 510 | 442 | 2030-01-06 17:00 | 110.48 | 0 | 0 | 397.51
2030-01-06 18:00 | 700 | 505 | 510 | 442 | 2030-01-06 18:00 | 700 | 0 | 510 | 442 | 2030-01-06 18:00 | 110.48 | 0 | 0 | 430.74
2030-01-06 19:00 | 700 | 505 | 510 | 442 | 2030-01-06 19:00 | 700 | 129.15 | 510 | 442 | 2030-01-06 19:00 | 600 | 0 | 0 | 192.55
2030-01-06 20:00 | 700 | 505 | 510 | 442 | 2030-01-06 20:00 | 700 | 429.15 | 510 | 442 | 2030-01-06 20:00 | 600 | 0 | 0 | 442
2030-01-06 21:00 | 700 | 505 | 510 | 442 | 2030-01-06 21:00 | 700 | 505 | 510 | 442 | 2030-01-06 21:00 | 0 | 0 | 0 | 442
2030-01-06 22:00 | 700 | 432.86 | 510 | 442 | 2030-01-06 22:00 | 700 | 300 | 510 | 442 | 2030-01-06 22:00 | 0 | 0 | 0 | 442
2030-01-06 23:00 | 700 | 202.23 | 510 | 442 | 2030-01-06 23:00 | 195.01 | 0 | 210 | 430.42 | 2030-01-06 23:00 | -461.05 | 0 | 0 | 422.3
2030-01-07 | 100 | 367.76 | 510 | 442 | 2030-01-07 | -100 | 0 | 12.2 | 409.96 | 2030-01-07 | -700 | -41.03 | -300 | 413.88
2030-01-07 01:00 | -500 | 505 | 510 | 442 | 2030-01-07 01:00 | -700 | 300 | 312.2 | 442 | 2030-01-07 01:00 | -700 | 258.97 | 0 | 442
2030-01-07 02:00 | -700 | 505 | 510 | 442 | 2030-01-07 02:00 | -700 | 505 | 510 | 442 | 2030-01-07 02:00 | -700 | 505 | 300 | 442
2030-01-07 03:00 | -700 | 505 | 510 | 442 | 2030-01-07 03:00 | -700 | 505 | 510 | 442 | 2030-01-07 03:00 | -700 | 505 | 510 | 442
2030-01-07 04:00 | -700 | 505 | 510 | 293.76 | 2030-01-07 04:00 | -700 | 505 | 510 | 268.95 | 2030-01-07 04:00 | -700 | 505 | 510 | 259.38
2030-01-07 05:00 | -700 | 505 | 510 | 358.89 | 2030-01-07 05:00 | -700 | 505 | 510 | 294.84 | 2030-01-07 05:00 | -700 | 505 | 510 | 286.21
2030-01-07 06:00 | -700 | 505 | 510 | 442 | 2030-01-07 06:00 | -700 | 505 | 510 | 442 | 2030-01-07 06:00 | -700 | 505 | 510 | 442
2030-01-07 07:00 | -700 | 505 | 510 | 377 | 2030-01-07 07:00 | -700 | 505 | 510 | 322.28 | 2030-01-07 07:00 | -700 | 505 | 510 | 316.94
2030-01-07 08:00 | -700 | 505 | 510 | 442 | 2030-01-07 08:00 | -700 | 505 | 510 | 442 | 2030-01-07 08:00 | -700 | 505 | 510 | 442
2030-01-07 09:00 | -700 | 505 | 510 | 442 | 2030-01-07 09:00 | -700 | 505 | 510 | 442 | 2030-01-07 09:00 | -700 | 505 | 510 | 442
2030-01-07 10:00 | -700 | 505 | 510 | 442 | 2030-01-07 10:00 | -700 | 505 | 510 | 442 | 2030-01-07 10:00 | -700 | 505 | 510 | 442
2030-01-07 11:00 | -700 | 505 | 510 | 442 | 2030-01-07 11:00 | -700 | 505 | 510 | 442 | 2030-01-07 11:00 | -700 | 505 | 510 | 442
2030-01-07 12:00 | -700 | 505 | 510 | 442 | 2030-01-07 12:00 | -700 | 505 | 510 | 442 | 2030-01-07 12:00 | -700 | 505 | 510 | 442
2030-01-07 13:00 | -700 | 505 | 510 | 442 | 2030-01-07 13:00 | -700 | 505 | 510 | 442 | 2030-01-07 13:00 | -700 | 505 | 510 | 442
2030-01-07 14:00 | -700 | 505 | 510 | 442 | 2030-01-07 14:00 | -700 | 505 | 510 | 442 | 2030-01-07 14:00 | -700 | 505 | 510 | 442
2030-01-07 15:00 | -700 | 505 | 510 | 442 | 2030-01-07 15:00 | -700 | 505 | 510 | 442 | 2030-01-07 15:00 | -700 | 505 | 510 | 442
2030-01-07 16:00 | -700 | 505 | 510 | 442 | 2030-01-07 16:00 | -700 | 505 | 510 | 442 | 2030-01-07 16:00 | -700 | 505 | 510 | 442
2030-01-07 17:00 | -700 | 505 | 510 | 442 | 2030-01-07 17:00 | -700 | 505 | 510 | 442 | 2030-01-07 17:00 | -700 | 505 | 510 | 442
2030-01-07 18:00 | -700 | 505 | 510 | 442 | 2030-01-07 18:00 | -700 | 505 | 510 | 442 | 2030-01-07 18:00 | -700 | 505 | 510 | 442
2030-01-07 19:00 | -479.21 | 505 | 510 | 442 | 2030-01-07 19:00 | -700 | 505 | 510 | 442 | 2030-01-07 19:00 | -700 | 505 | 510 | 442
2030-01-07 20:00 | 0 | 505 | 510 | 442 | 2030-01-07 20:00 | -700 | 505 | 510 | 442 | 2030-01-07 20:00 | -700 | 505 | 510 | 442
2030-01-07 21:00 | -39.69 | 505 | 510 | 442 | 2030-01-07 21:00 | -700 | 505 | 510 | 442 | 2030-01-07 21:00 | -700 | 505 | 510 | 442
2030-01-07 22:00 | -169.74 | 505 | 510 | 442 | 2030-01-07 22:00 | -700 | 505 | 510 | 442 | 2030-01-07 22:00 | -700 | 505 | 510 | 442
2030-01-07 23:00 | -293.56 | 505 | 510 | 442 | 2030-01-07 23:00 | -700 | 505 | 510 | 442 | 2030-01-07 23:00 | -700 | 505 | 510 | 442
2030-01-08 | 275.09 | 505 | 510 | 398.91 | 2030-01-08 | -100 | 505 | 510 | 442 | 2030-01-08 | -100 | 505 | 510 | 442
2030-01-08 01:00 | 700 | 505 | 510 | 411.21 | 2030-01-08 01:00 | 500 | 505 | 510 | 442 | 2030-01-08 01:00 | 500 | 505 | 510 | 442
2030-01-08 02:00 | 700 | 205 | 242.23 | 142 | 2030-01-08 02:00 | 700 | 249.11 | 510 | 268.52 | 2030-01-08 02:00 | 700 | 205 | 510 | 385.4
2030-01-08 03:00 | 700 | 116.8 | 510 | 442 | 2030-01-08 03:00 | 700 | 505 | 510 | 442 | 2030-01-08 03:00 | 700 | 463.65 | 510 | 442
2030-01-08 04:00 | 700 | 76.26 | 510 | 442 | 2030-01-08 04:00 | 700 | 505 | 510 | 442 | 2030-01-08 04:00 | 700 | 461.54 | 510 | 437.98
2030-01-08 05:00 | 700 | 60.4 | 510 | 442 | 2030-01-08 05:00 | 700 | 505 | 510 | 442 | 2030-01-08 05:00 | 700 | 168.72 | 510 | 442
2030-01-08 06:00 | 279.84 | 300 | 494.67 | 442 | 2030-01-08 06:00 | 273.21 | 300 | 300 | 442 | 2030-01-08 06:00 | 273.21 | 262.9 | 300 | 431.98
2030-01-08 07:00 | 0 | 0 | 194.67 | 217.53 | 2030-01-08 07:00 | -50.68 | 0 | 0 | 174.76 | 2030-01-08 07:00 | -49.32 | 0 | 0 | 131.98
2030-01-08 08:00 | 481.42 | 0 | 210 | 123.81 | 2030-01-08 08:00 | 188.86 | 0 | 0 | 0 | 2030-01-08 08:00 | 0 | 0 | -226.7 | -21.93
2030-01-08 09:00 | 700 | 0 | 510 | 423.81 | 2030-01-08 09:00 | 700 | 0 | 298.48 | 79.3 | 2030-01-08 09:00 | 600 | 0 | 73.3 | 32
2030-01-08 10:00 | 700 | 144.36 | 510 | 442 | 2030-01-08 10:00 | 700 | 0 | 484.42 | 73.73 | 2030-01-08 10:00 | 656.52 | 0 | 91.04 | 0
2030-01-08 11:00 | 700 | 140.12 | 510 | 442 | 2030-01-08 11:00 | 700 | 0 | 184.42 | 25.62 | 2030-01-08 11:00 | 56.52 | 0 | 0 | 0
2030-01-08 12:00 | 700 | 62.18 | 510 | 442 | 2030-01-08 12:00 | 411.28 | 0 | 0 | 157.87 | 2030-01-08 12:00 | -496.71 | 0 | 0 | 116.01
2030-01-08 13:00 | 700 | 105.92 | 300 | 195.43 | 2030-01-08 13:00 | 265.52 | 0 | -103.63 | 148.25 | 2030-01-08 13:00 | -528.07 | 0 | -210 | 90
2030-01-08 14:00 | 333.08 | 0 | 0 | -104.57 | 2030-01-08 14:00 | 0 | 0 | -403.63 | -151.75 | 2030-01-08 14:00 | -140.54 | -300 | -510 | -210
2030-01-08 15:00 | 40.82 | -45.38 | -210 | -307.62 | 2030-01-08 15:00 | -100 | -226 | -344.67 | -394.74 | 2030-01-08 15:00 | -605.65 | -526 | -510 | -510
2030-01-08 16:00 | -500 | -345.38 | -510 | -510 | 2030-01-08 16:00 | -700 | -526 | -510 | -510 | 2030-01-08 16:00 | -700 | -526 | -510 | -510
2030-01-08 17:00 | 100 | -526 | -510 | -510 | 2030-01-08 17:00 | -700 | -526 | -510 | -510 | 2030-01-08 17:00 | -700 | -526 | -510 | -510
2030-01-08 18:00 | 700 | -526 | -510 | -382.09 | 2030-01-08 18:00 | -100 | -526 | -510 | -510 | 2030-01-08 18:00 | -290.34 | -526 | -510 | -510
2030-01-08 19:00 | 581.68 | -526 | -510 | -399.41 | 2030-01-08 19:00 | 116.79 | -526 | -510 | -510 | 2030-01-08 19:00 | 100 | -526 | -510 | -510
2030-01-08 20:00 | 700 | -526 | -510 | -99.41 | 2030-01-08 20:00 | 700 | -407.1 | -510 | -210 | 2030-01-08 20:00 | 700 | -526 | -510 | -210
2030-01-08 21:00 | 700 | -241.99 | -210 | 200.59 | 2030-01-08 21:00 | 700 | -245.28 | -210 | 90 | 2030-01-08 21:00 | 700 | -300 | -288.95 | 90
2030-01-08 22:00 | 700 | 55.02 | 90 | 442 | 2030-01-08 22:00 | 700 | 54.72 | 90 | 390 | 2030-01-08 22:00 | 700 | 0 | 11.05 | 390
2030-01-08 23:00 | 700 | 346.59 | 390 | 442 | 2030-01-08 23:00 | 700 | 64.88 | 390 | 442 | 2030-01-08 23:00 | 700 | 92.55 | 311.05 | 442
2030-01-09 | 700 | 408.13 | 510 | 442 | 2030-01-09 | 700 | 364.88 | 510 | 442 | 2030-01-09 | 700 | 392.55 | 510 | 442
2030-01-09 01:00 | 391.46 | 505 | 510 | 442 | 2030-01-09 01:00 | 700 | 505 | 510 | 442 | 2030-01-09 01:00 | 700 | 505 | 510 | 442
2030-01-09 02:00 | 552.86 | 505 | 510 | 442 | 2030-01-09 02:00 | 700 | 505 | 510 | 442 | 2030-01-09 02:00 | 700 | 505 | 510 | 442
2030-01-09 03:00 | 700 | 205 | 321.85 | 271.62 | 2030-01-09 03:00 | 700 | 272.65 | 510 | 442 | 2030-01-09 03:00 | 700 | 505 | 510 | 442
2030-01-09 04:00 | 700 | 291.93 | 510 | 442 | 2030-01-09 04:00 | 700 | 272.65 | 510 | 442 | 2030-01-09 04:00 | 700 | 505 | 510 | 442
2030-01-09 05:00 | 700 | 205 | 510 | 283.87 | 2030-01-09 05:00 | 691.16 | 120.33 | 210 | 142 | 2030-01-09 05:00 | 691.16 | 205 | 210 | 142
2030-01-09 06:00 | 700 | 505 | 510 | 442 | 2030-01-09 06:00 | 700 | 420.33 | 510 | 442 | 2030-01-09 06:00 | 700 | 505 | 510 | 442
2030-01-09 07:00 | 479.47 | 332.12 | 390 | 390 | 2030-01-09 07:00 | 180.13 | 374 | 390 | 390 | 2030-01-09 07:00 | 545.05 | 374 | 390 | 390
2030-01-09 08:00 | 700 | 32.12 | 90 | 90 | 2030-01-09 08:00 | 500 | 74 | 90 | 90 | 2030-01-09 08:00 | 500 | 74 | 90 | 90
2030-01-09 09:00 | 100 | -267.88 | -210 | -210 | 2030-01-09 09:00 | -100 | -226 | -210 | -210 | 2030-01-09 09:00 | -100 | -226 | -210 | -210
2030-01-09 10:00 | -423.53 | -526 | -510 | -510 | 2030-01-09 10:00 | -700 | -526 | -510 | -510 | 2030-01-09 10:00 | -700 | -526 | -510 | -510
2030-01-09 11:00 | 0 | -226 | -510 | -483.27 | 2030-01-09 11:00 | -100 | -300 | -510 | -510 | 2030-01-09 11:00 | -100 | -300 | -510 | -510
2030-01-09 12:00 | 600 | 0 | -210 | -183.27 | 2030-01-09 12:00 | -426.21 | 0 | -210 | -210 | 2030-01-09 12:00 | -166.74 | 0 | -210 | -210
2030-01-09 13:00 | 58.14 | 0 | -210 | -210 | 2030-01-09 13:00 | -451.7 | -4.42 | -210 | -210 | 2030-01-09 13:00 | -162.99 | -4.42 | -210 | -210
2030-01-09 14:00 | -541.86 | -296.09 | -510 | -510 | 2030-01-09 14:00 | -700 | -304.42 | -510 | -510 | 2030-01-09 14:00 | -700 | -304.42 | -510 | -510
2030-01-09 15:00 | 58.14 | -44.82 | -510 | -510 | 2030-01-09 15:00 | -100 | -53.14 | -510 | -510 | 2030-01-09 15:00 | -100 | -53.14 | -510 | -510
2030-01-09 16:00 | 90.42 | 0 | -510 | -271.51 | 2030-01-09 16:00 | 0 | 0 | -510 | -297.49 | 2030-01-09 16:00 | 0 | 0 | -510 | -271.51
2030-01-09 17:00 | 402.9 | -226 | -210 | 0 | 2030-01-09 17:00 | 24.56 | -226 | -210 | -210 | 2030-01-09 17:00 | 111.94 | -226 | -210 | -210
2030-01-09 18:00 | 700 | -526 | -510 | -230.6 | 2030-01-09 18:00 | 182.27 | -526 | -510 | -510 | 2030-01-09 18:00 | 698.11 | -526 | -510 | -510
2030-01-09 19:00 | 700 | -226 | -210 | 69.4 | 2030-01-09 19:00 | 700 | -226 | -210 | -210 | 2030-01-09 19:00 | 650.02 | -226 | -210 | -210
2030-01-09 20:00 | 700 | 0 | 83.18 | 369.4 | 2030-01-09 20:00 | 100 | 0 | -24.84 | 29.72 | 2030-01-09 20:00 | 50.02 | 0 | -92.74 | 90
2030-01-09 21:00 | 700 | 0 | 76.64 | 302.01 | 2030-01-09 21:00 | 313.06 | -226.77 | -90 | 294.95 | 2030-01-09 21:00 | 448.85 | -300 | -392.74 | 287.89
2030-01-09 22:00 | 700 | 261.06 | 376.64 | 442 | 2030-01-09 22:00 | 700 | 73.23 | 210 | 442 | 2030-01-09 22:00 | 480.11 | 0 | -92.74 | 442
2030-01-09 23:00 | 700 | 433.13 | 510 | 442 | 2030-01-09 23:00 | 700 | 257.31 | 510 | 442 | 2030-01-09 23:00 | 700 | 112.52 | 207.26 | 442
2030-01-10 | 700 | 505 | 510 | 442 | 2030-01-10 | 700 | 505 | 510 | 442 | 2030-01-10 | 700 | 412.52 | 507.26 | 442
2030-01-10 01:00 | 700 | 242.16 | 510 | 442 | 2030-01-10 01:00 | 700 | 505 | 510 | 442 | 2030-01-10 01:00 | 700 | 505 | 510 | 442
2030-01-10 02:00 | 700 | 333.93 | 510 | 442 | 2030-01-10 02:00 | 700 | 505 | 510 | 442 | 2030-01-10 02:00 | 700 | 505 | 510 | 442
2030-01-10 03:00 | 700 | 378.28 | 510 | 442 | 2030-01-10 03:00 | 700 | 505 | 510 | 442 | 2030-01-10 03:00 | 700 | 505 | 510 | 442
2030-01-10 04:00 | 700 | 503.9 | 510 | 442 | 2030-01-10 04:00 | 700 | 505 | 510 | 442 | 2030-01-10 04:00 | 700 | 505 | 510 | 442
2030-01-10 05:00 | 700 | 505 | 510 | 442 | 2030-01-10 05:00 | 700 | 505 | 510 | 442 | 2030-01-10 05:00 | 700 | 505 | 510 | 442
2030-01-10 06:00 | 700 | 300 | 510 | 442 | 2030-01-10 06:00 | 700 | 438.48 | 510 | 442 | 2030-01-10 06:00 | 700 | 505 | 510 | 442
2030-01-10 07:00 | 700 | 0 | 296.83 | 268.89 | 2030-01-10 07:00 | 100 | 138.48 | 210 | 211.51 | 2030-01-10 07:00 | 448.86 | 205 | 210 | 142
2030-01-10 08:00 | 700 | 0 | 22.95 | 442 | 2030-01-10 08:00 | 100 | 0 | 0 | 220.2 | 2030-01-10 08:00 | 392.16 | 0 | 0 | 40.86
2030-01-10 09:00 | 700 | 0 | 0 | 442 | 2030-01-10 09:00 | 700 | -91.16 | -210 | 210.65 | 2030-01-10 09:00 | 500 | -226 | -210 | 258.91
2030-01-10 10:00 | 700 | -91.92 | -138.45 | 442 | 2030-01-10 10:00 | 500 | -391.16 | -510 | 313.32 | 2030-01-10 10:00 | -100 | -526 | -510 | 23.49
2030-01-10 11:00 | 485.34 | -391.92 | -390 | 383.06 | 2030-01-10 11:00 | -100 | -526 | -510 | 141.29 | 2030-01-10 11:00 | -700 | -526 | -510 | -39.81
2030-01-10 12:00 | -22.91 | -91.92 | -90 | 442 | 2030-01-10 12:00 | -700 | -526 | -510 | -118.44 | 2030-01-10 12:00 | -700 | -526 | -510 | -339.81
2030-01-10 13:00 | -622.91 | 205 | 210 | 142 | 2030-01-10 13:00 | -700 | -526 | -510 | -352.61 | 2030-01-10 13:00 | -700 | -526 | -510 | -510
2030-01-10 14:00 | -700 | 505 | 510 | 442 | 2030-01-10 14:00 | -700 | -226 | -210 | -52.61 | 2030-01-10 14:00 | -700 | -226 | -210 | -210
2030-01-10 15:00 | -700 | 505 | 510 | 442 | 2030-01-10 15:00 | -700 | 74 | 90 | 247.39 | 2030-01-10 15:00 | -700 | 74 | 90 | 90
2030-01-10 16:00 | -700 | 505 | 510 | 442 | 2030-01-10 16:00 | -700 | 374 | 390 | 442 | 2030-01-10 16:00 | -700 | 374 | 390 | 390
2030-01-10 17:00 | -592.56 | 205 | 430.53 | 142 | 2030-01-10 17:00 | -700 | 300 | 210 | 184.24 | 2030-01-10 17:00 | -700 | 300 | 210 | 184.24
2030-01-10 18:00 | 0 | 2.38 | 210 | 142 | 2030-01-10 18:00 | -700 | 0 | -90 | -115.76 | 2030-01-10 18:00 | -700 | 0 | -90 | -115.76
2030-01-10 19:00 | -588.39 | 302.38 | 510 | 442 | 2030-01-10 19:00 | -700 | 300 | 210 | 184.24 | 2030-01-10 19:00 | -700 | 300 | 210 | 184.24
2030-01-10 20:00 | -588.39 | 505 | 510 | 442 | 2030-01-10 20:00 | -700 | 505 | 510 | 442 | 2030-01-10 20:00 | -700 | 505 | 510 | 442
2030-01-10 21:00 | -700 | 505 | 510 | 442 | 2030-01-10 21:00 | -700 | 505 | 510 | 442 | 2030-01-10 21:00 | -700 | 505 | 510 | 442
2030-01-10 22:00 | -700 | 505 | 510 | 442 | 2030-01-10 22:00 | -700 | 505 | 510 | 442 | 2030-01-10 22:00 | -700 | 505 | 510 | 442
2030-01-10 23:00 | -700 | 505 | 510 | 442 | 2030-01-10 23:00 | -700 | 505 | 510 | 441.87 | 2030-01-10 23:00 | -700 | 505 | 510 | 436.18
2030-01-11 | -700 | 505 | 510 | 300.24 | 2030-01-11 | -700 | 505 | 510 | 442 | 2030-01-11 | -700 | 505 | 510 | 442
2030-01-11 01:00 | -700 | 505 | 510 | 287.31 | 2030-01-11 01:00 | -700 | 505 | 510 | 442 | 2030-01-11 01:00 | -700 | 505 | 510 | 442
2030-01-11 02:00 | -700 | 505 | 510 | 202.15 | 2030-01-11 02:00 | -700 | 505 | 510 | 442 | 2030-01-11 02:00 | -700 | 505 | 510 | 335.33
2030-01-11 03:00 | -700 | 505 | 510 | 230.86 | 2030-01-11 03:00 | -700 | 505 | 510 | 304.32 | 2030-01-11 03:00 | -700 | 505 | 510 | 442
2030-01-11 04:00 | -700 | 505 | 510 | 135.81 | 2030-01-11 04:00 | -700 | 505 | 510 | 154.58 | 2030-01-11 04:00 | -700 | 505 | 510 | 442
2030-01-11 05:00 | -700 | 505 | 510 | 119.6 | 2030-01-11 05:00 | -700 | 505 | 510 | 113.72 | 2030-01-11 05:00 | -700 | 505 | 510 | 442
2030-01-11 06:00 | -700 | 505 | 510 | 229.7 | 2030-01-11 06:00 | -700 | 505 | 510 | 279.72 | 2030-01-11 06:00 | -700 | 505 | 510 | 398.31
2030-01-11 07:00 | -700 | 505 | 510 | 344.8 | 2030-01-11 07:00 | -700 | 505 | 510 | 442 | 2030-01-11 07:00 | -700 | 505 | 510 | 442
2030-01-11 08:00 | -700 | 505 | 510 | 442 | 2030-01-11 08:00 | -700 | 505 | 510 | 442 | 2030-01-11 08:00 | -700 | 505 | 510 | 442
2030-01-11 09:00 | -700 | 505 | 510 | 442 | 2030-01-11 09:00 | -700 | 505 | 510 | 442 | 2030-01-11 09:00 | -700 | 505 | 510 | 442
2030-01-11 10:00 | -211.5 | 505 | 510 | 442 | 2030-01-11 10:00 | -700 | 505 | 510 | 442 | 2030-01-11 10:00 | -700 | 505 | 510 | 442
2030-01-11 11:00 | 58.97 | 505 | 510 | 442 | 2030-01-11 11:00 | -700 | 505 | 510 | 442 | 2030-01-11 11:00 | -700 | 300 | 510 | 442
2030-01-11 12:00 | 658.97 | 505 | 510 | 442 | 2030-01-11 12:00 | -100 | 505 | 510 | 442 | 2030-01-11 12:00 | -100 | 0 | 291.31 | 410.48
2030-01-11 13:00 | 58.97 | 379.81 | 510 | 442 | 2030-01-11 13:00 | 0 | 205 | 406.05 | 442 | 2030-01-11 13:00 | -700 | 205 | 210 | 410.48
2030-01-11 14:00 | 567.17 | 505 | 510 | 442 | 2030-01-11 14:00 | 0 | 505 | 510 | 442 | 2030-01-11 14:00 | -692.35 | 505 | 510 | 442
2030-01-11 15:00 | 700 | 205 | 366.76 | 441.29 | 2030-01-11 15:00 | 600 | 205 | 332.03 | 442 | 2030-01-11 15:00 | -92.35 | 205 | 510 | 347.55
2030-01-11 16:00 | 700 | 167.35 | 510 | 442 | 2030-01-11 16:00 | 700 | 300 | 412.18 | 442 | 2030-01-11 16:00 | 507.65 | 173.32 | 390 | 437.91
2030-01-11 17:00 | 700 | 0 | 510 | 383.44 | 2030-01-11 17:00 | 700 | 0 | 112.18 | 263.19 | 2030-01-11 17:00 | 700 | 0 | 90 | 442
2030-01-11 18:00 | 700 | 0 | 510 | 337.12 | 2030-01-11 18:00 | 700 | -225.48 | -187.82 | 144.25 | 2030-01-11 18:00 | 700 | -226 | -210 | 205.82
2030-01-11 19:00 | 700 | 0 | 510 | 345.58 | 2030-01-11 19:00 | 700 | -525.48 | -487.82 | -155.75 | 2030-01-11 19:00 | 700 | -526 | -510 | -94.18
2030-01-11 20:00 | 700 | 0 | 510 | 442 | 2030-01-11 20:00 | 700 | -225.48 | -187.82 | 144.25 | 2030-01-11 20:00 | 700 | -226 | -210 | 205.82
2030-01-11 21:00 | 700 | 186.92 | 510 | 271.18 | 2030-01-11 21:00 | 700 | 74.52 | 112.18 | 442 | 2030-01-11 21:00 | 700 | 0 | 90 | 442
2030-01-11 22:00 | 700 | 486.92 | 510 | 442 | 2030-01-11 22:00 | 700 | 83.97 | 412.18 | 442 | 2030-01-11 22:00 | 700 | 0 | 390 | 442
2030-01-11 23:00 | 700 | 186.92 | 510 | 391.22 | 2030-01-11 23:00 | 700 | 0 | 469.45 | 142 | 2030-01-11 23:00 | 700 | 137.87 | 510 | 442
2030-01-12 | 700 | 0 | 354.6 | 91.22 | 2030-01-12 | 700 | -71.62 | 169.45 | -158 | 2030-01-12 | 700 | 0 | 510 | 248.98
2030-01-12 01:00 | 700 | 0 | 333.47 | 142 | 2030-01-12 01:00 | 700 | -94.82 | -90 | 142 | 2030-01-12 01:00 | 700 | 0 | 479.77 | 294.37
2030-01-12 02:00 | 700 | 266.67 | 510 | 442 | 2030-01-12 02:00 | 700 | 149.74 | 210 | 442 | 2030-01-12 02:00 | 700 | 0 | 359.85 | 442
2030-01-12 03:00 | 700 | 25.71 | 510 | 442 | 2030-01-12 03:00 | 700 | 449.74 | 510 | 442 | 2030-01-12 03:00 | 700 | 300 | 510 | 442
2030-01-12 04:00 | 700 | 64.84 | 510 | 442 | 2030-01-12 04:00 | 700 | 505 | 510 | 442 | 2030-01-12 04:00 | 700 | 505 | 510 | 442
2030-01-12 05:00 | 700 | 50.03 | 510 | 442 | 2030-01-12 05:00 | 700 | 505 | 510 | 442 | 2030-01-12 05:00 | 700 | 505 | 510 | 442
2030-01-12 06:00 | 700 | 0 | 510 | 442 | 2030-01-12 06:00 | 700 | 505 | 510 | 442 | 2030-01-12 06:00 | 700 | 505 | 510 | 442
2030-01-12 07:00 | 700 | 0 | 510 | 442 | 2030-01-12 07:00 | 700 | 505 | 510 | 442 | 2030-01-12 07:00 | 700 | 505 | 510 | 442
2030-01-12 08:00 | 700 | 95.45 | 510 | 442 | 2030-01-12 08:00 | 700 | 505 | 510 | 442 | 2030-01-12 08:00 | 700 | 505 | 510 | 442
2030-01-12 09:00 | 700 | 382.26 | 510 | 442 | 2030-01-12 09:00 | 700 | 446.96 | 510 | 442 | 2030-01-12 09:00 | 700 | 505 | 510 | 442
2030-01-12 10:00 | 700 | 323.22 | 510 | 442 | 2030-01-12 10:00 | 700 | 505 | 510 | 442 | 2030-01-12 10:00 | 700 | 494.52 | 390 | 442
2030-01-12 11:00 | 700 | 300 | 510 | 442 | 2030-01-12 11:00 | 700 | 300 | 210 | 442 | 2030-01-12 11:00 | 600 | 194.52 | 90 | 442
2030-01-12 12:00 | 700 | 0 | 229.46 | 142 | 2030-01-12 12:00 | 100 | 0 | -90 | 438.99 | 2030-01-12 12:00 | 0 | -105.48 | -210 | 325.72
2030-01-12 13:00 | 700 | 0 | 229.46 | 0 | 2030-01-12 13:00 | -93.67 | 0 | -390 | 366.02 | 2030-01-12 13:00 | -600 | -405.48 | -510 | 42.56
2030-01-12 14:00 | 700 | 0 | 1.74 | 0 | 2030-01-12 14:00 | 506.33 | 0 | -510 | 243.3 | 2030-01-12 14:00 | 0 | -526 | -510 | 0
2030-01-12 15:00 | 700 | 0 | 248.1 | 206.7 | 2030-01-12 15:00 | 0 | 0 | -510 | 303.92 | 2030-01-12 15:00 | 0 | -526 | -510 | 86.84
2030-01-12 16:00 | 700 | 0 | 89.36 | 362.03 | 2030-01-12 16:00 | 0 | 0 | -510 | 442 | 2030-01-12 16:00 | 0 | -526 | -510 | 386.84
2030-01-12 17:00 | 588.58 | 0 | 0 | 442 | 2030-01-12 17:00 | -500 | 0 | -510 | 442 | 2030-01-12 17:00 | -500 | -526 | -510 | 281.3
2030-01-12 18:00 | 700 | 0 | 300 | 442 | 2030-01-12 18:00 | 100 | 0 | -463.89 | 442 | 2030-01-12 18:00 | 100 | -526 | -510 | 425.84
2030-01-12 19:00 | 700 | 0 | 427.75 | 142 | 2030-01-12 19:00 | 700 | -159.47 | -163.89 | 442 | 2030-01-12 19:00 | 700 | -300 | -414.72 | 414.54
2030-01-12 20:00 | 700 | 0 | 210 | 49.2 | 2030-01-12 20:00 | 700 | 0 | 136.11 | 305.41 | 2030-01-12 20:00 | 700 | 0 | -114.72 | 204.75
2030-01-12 21:00 | 700 | 120.94 | 510 | 349.2 | 2030-01-12 21:00 | 700 | 300 | 436.11 | 442 | 2030-01-12 21:00 | 700 | 0 | 132.44 | 357.65
2030-01-12 22:00 | 700 | 142.28 | 461.48 | 142 | 2030-01-12 22:00 | 700 | 0 | 261.34 | 226.24 | 2030-01-12 22:00 | 110.92 | 0 | 0 | 95.41
2030-01-12 23:00 | 700 | 442.28 | 510 | 442 | 2030-01-12 23:00 | 700 | 0 | 11.73 | 355.72 | 2030-01-12 23:00 | -161.78 | 0 | 0 | 264.59
2030-01-13 | 100 | 205 | 435.15 | 214.51 | 2030-01-13 | 100 | -28.45 | -90 | 101.93 | 2030-01-13 | -700 | 0 | -13.66 | 0
2030-01-13 01:00 | -500 | 505 | 510 | 442 | 2030-01-13 01:00 | -500 | 271.55 | 210 | 401.93 | 2030-01-13 01:00 | -700 | 300 | 286.34 | 300
2030-01-13 02:00 | -700 | 505 | 510 | 442 | 2030-01-13 02:00 | -700 | 505 | 510 | 442 | 2030-01-13 02:00 | -700 | 505 | 510 | 442
2030-01-13 03:00 | -700 | 505 | 510 | 442 | 2030-01-13 03:00 | -700 | 505 | 510 | 442 | 2030-01-13 03:00 | -700 | 505 | 510 | 442
2030-01-13 04:00 | -700 | 505 | 510 | 442 | 2030-01-13 04:00 | -700 | 505 | 510 | 442 | 2030-01-13 04:00 | -700 | 505 | 510 | 442
2030-01-13 05:00 | -700 | 505 | 510 | 442 | 2030-01-13 05:00 | -700 | 505 | 510 | 442 | 2030-01-13 05:00 | -700 | 505 | 452.95 | 442
2030-01-13 06:00 | -700 | 505 | 510 | 197.86 | 2030-01-13 06:00 | -700 | 505 | 510 | 253.06 | 2030-01-13 06:00 | -700 | 467.94 | 152.95 | 142
2030-01-13 07:00 | -700 | 505 | 510 | 32.57 | 2030-01-13 07:00 | -700 | 505 | 510 | -22.72 | 2030-01-13 07:00 | -700 | 497.09 | 210 | -68
2030-01-13 08:00 | -700 | 505 | 510 | 115.78 | 2030-01-13 08:00 | -700 | 505 | 510 | 203.82 | 2030-01-13 08:00 | -700 | 505 | 510 | 104.21
2030-01-13 09:00 | -700 | 505 | 510 | 141.81 | 2030-01-13 09:00 | -700 | 505 | 510 | 135.49 | 2030-01-13 09:00 | -700 | 505 | 510 | 129.16
2030-01-13 10:00 | -700 | 505 | 510 | 254.12 | 2030-01-13 10:00 | -700 | 374 | 390 | 287.16 | 2030-01-13 10:00 | -700 | 374 | 390 | 241.19
2030-01-13 11:00 | -700 | 505 | 510 | 420.96 | 2030-01-13 11:00 | -700 | 74 | 90 | 90 | 2030-01-13 11:00 | -700 | 74 | 90 | 90
2030-01-13 12:00 | -700 | 300 | 210 | 142.14 | 2030-01-13 12:00 | -700 | -226 | -210 | -210 | 2030-01-13 12:00 | -700 | -226 | -210 | -210
2030-01-13 13:00 | -700 | 0 | -90 | -157.86 | 2030-01-13 13:00 | -700 | -526 | -510 | -510 | 2030-01-13 13:00 | -700 | -526 | -510 | -510
2030-01-13 14:00 | -700 | 300 | 210 | 142.14 | 2030-01-13 14:00 | -700 | -226 | -210 | -210 | 2030-01-13 14:00 | -700 | -226 | -210 | -210
2030-01-13 15:00 | -700 | 505 | 510 | 442 | 2030-01-13 15:00 | -700 | 74 | 90 | 90 | 2030-01-13 15:00 | -700 | 74 | 90 | 90
2030-01-13 16:00 | -700 | 505 | 510 | 442 | 2030-01-13 16:00 | -700 | 374 | 390 | 390 | 2030-01-13 16:00 | -700 | 374 | 390 | 390
2030-01-13 17:00 | -700 | 505 | 510 | 442 | 2030-01-13 17:00 | -700 | 505 | 510 | 442 | 2030-01-13 17:00 | -700 | 505 | 510 | 442
2030-01-13 18:00 | -700 | 505 | 510 | 442 | 2030-01-13 18:00 | -700 | 505 | 510 | 442 | 2030-01-13 18:00 | -700 | 505 | 510 | 442
2030-01-13 19:00 | -700 | 505 | 510 | 442 | 2030-01-13 19:00 | -700 | 505 | 510 | 442 | 2030-01-13 19:00 | -700 | 505 | 510 | 442
2030-01-13 20:00 | -700 | 505 | 510 | 442 | 2030-01-13 20:00 | -700 | 505 | 510 | 442 | 2030-01-13 20:00 | -700 | 505 | 510 | 442
2030-01-13 21:00 | -700 | 505 | 510 | 442 | 2030-01-13 21:00 | -700 | 505 | 510 | 442 | 2030-01-13 21:00 | -700 | 505 | 510 | 442
2030-01-13 22:00 | -700 | 505 | 510 | 442 | 2030-01-13 22:00 | -700 | 505 | 510 | 442 | 2030-01-13 22:00 | -700 | 505 | 510 | 442
2030-01-13 23:00 | -700 | 505 | 510 | 344.55 | 2030-01-13 23:00 | -700 | 505 | 510 | 338.87 | 2030-01-13 23:00 | -700 | 505 | 510 | 333.19
2030-01-14 | -188.62 | 505 | 510 | 344.55 | 2030-01-14 | -700 | 505 | 510 | 442 | 2030-01-14 | -700 | 505 | 510 | 442
2030-01-14 01:00 | -700 | 505 | 510 | 296.87 | 2030-01-14 01:00 | -700 | 505 | 510 | 442 | 2030-01-14 01:00 | -700 | 505 | 510 | 442
2030-01-14 02:00 | -591.38 | 505 | 510 | 317.1 | 2030-01-14 02:00 | -700 | 505 | 510 | 418.22 | 2030-01-14 02:00 | -700 | 505 | 510 | 442
2030-01-14 03:00 | -607.52 | 505 | 510 | 288.97 | 2030-01-14 03:00 | -700 | 505 | 510 | 354.53 | 2030-01-14 03:00 | -700 | 505 | 510 | 442
2030-01-14 04:00 | -700 | 505 | 510 | 272.58 | 2030-01-14 04:00 | -700 | 505 | 510 | 400.87 | 2030-01-14 04:00 | -700 | 505 | 510 | 442
2030-01-14 05:00 | -435.04 | 505 | 510 | 253.11 | 2030-01-14 05:00 | -700 | 505 | 510 | 252.61 | 2030-01-14 05:00 | -700 | 505 | 510 | 442
2030-01-14 06:00 | -15.67 | 505 | 510 | 194.79 | 2030-01-14 06:00 | -700 | 505 | 510 | 442 | 2030-01-14 06:00 | -700 | 505 | 510 | 442
2030-01-14 07:00 | 0 | 505 | 510 | 442 | 2030-01-14 07:00 | -700 | 505 | 510 | 442 | 2030-01-14 07:00 | -700 | 505 | 510 | 442
2030-01-14 08:00 | 531.64 | 505 | 510 | 442 | 2030-01-14 08:00 | -286.18 | 505 | 510 | 442 | 2030-01-14 08:00 | -242.5 | 505 | 510 | 442
2030-01-14 09:00 | 598.69 | 505 | 510 | 442 | 2030-01-14 09:00 | 313.82 | 505 | 510 | 442 | 2030-01-14 09:00 | 0 | 505 | 510 | 442
2030-01-14 10:00 | 700 | 505 | 510 | 442 | 2030-01-14 10:00 | 700 | 505 | 510 | 442 | 2030-01-14 10:00 | 478.69 | 505 | 510 | 442
2030-01-14 11:00 | 700 | 505 | 510 | 442 | 2030-01-14 11:00 | 700 | 505 | 510 | 442 | 2030-01-14 11:00 | 618.05 | 505 | 510 | 442
2030-01-14 12:00 | 700 | 505 | 510 | 442 | 2030-01-14 12:00 | 700 | 300 | 407.36 | 442 | 2030-01-14 12:00 | 700 | 205 | 210 | 442
2030-01-14 13:00 | 700 | 205 | 462.06 | 150.73 | 2030-01-14 13:00 | 700 | 0 | 107.36 | 154.08 | 2030-01-14 13:00 | 700 | -95 | -90 | 261.14
2030-01-14 14:00 | 700 | 0 | 462.06 | 142 | 2030-01-14 14:00 | 700 | 0 | 0 | 142 | 2030-01-14 14:00 | 700 | -395 | -390 | 265.04
2030-01-14 15:00 | 700 | 200.31 | 510 | 442 | 2030-01-14 15:00 | 700 | 300 | 300 | 442 | 2030-01-14 15:00 | 542.81 | -95 | -90 | 442
2030-01-14 16:00 | 700 | 394.03 | 510 | 442 | 2030-01-14 16:00 | 700 | 391.26 | 510 | 442 | 2030-01-14 16:00 | 486.83 | 0 | 0 | 442
2030-01-14 17:00 | 700 | 390.47 | 510 | 442 | 2030-01-14 17:00 | 700 | 236.25 | 510 | 442 | 2030-01-14 17:00 | 0 | 0 | 0 | 442
2030-01-14 18:00 | 700 | 137.05 | 510 | 442 | 2030-01-14 18:00 | 700 | 0 | 353.86 | 442 | 2030-01-14 18:00 | 0 | 0 | 0 | 442
2030-01-14 19:00 | 700 | 205 | 443.93 | 442 | 2030-01-14 19:00 | 277.55 | 205 | 510 | 440.63 | 2030-01-14 19:00 | -225.13 | 0 | 210 | 417.21
2030-01-14 20:00 | 577.43 | 505 | 510 | 442 | 2030-01-14 20:00 | -322.45 | 505 | 510 | 442 | 2030-01-14 20:00 | -700 | 300 | 510 | 442
2030-01-14 21:00 | 82.27 | 505 | 510 | 442 | 2030-01-14 21:00 | -700 | 505 | 510 | 442 | 2030-01-14 21:00 | -700 | 505 | 510 | 442
2030-01-14 22:00 | -302 | 505 | 510 | 442 | 2030-01-14 22:00 | -700 | 505 | 510 | 442 | 2030-01-14 22:00 | -700 | 505 | 510 | 442
2030-01-14 23:00 | -666.15 | 505 | 510 | 442 | 2030-01-14 23:00 | -700 | 505 | 510 | 442 | 2030-01-14 23:00 | -700 | 505 | 510 | 442
2030-01-15 | -700 | 505 | 510 | 442 | 2030-01-15 | -700 | 505 | 510 | 442 | 2030-01-15 | -700 | 505 | 510 | 442
2030-01-15 01:00 | -700 | 505 | 510 | 343.72 | 2030-01-15 01:00 | -700 | 505 | 510 | 442 | 2030-01-15 01:00 | -700 | 505 | 510 | 442
2030-01-15 02:00 | -700 | 505 | 510 | 343.72 | 2030-01-15 02:00 | -700 | 505 | 510 | 442 | 2030-01-15 02:00 | -700 | 505 | 510 | 442
2030-01-15 03:00 | -700 | 505 | 510 | 306.47 | 2030-01-15 03:00 | -700 | 505 | 510 | 442 | 2030-01-15 03:00 | -700 | 505 | 510 | 442
2030-01-15 04:00 | -700 | 505 | 510 | 372.18 | 2030-01-15 04:00 | -700 | 505 | 510 | 442 | 2030-01-15 04:00 | -700 | 505 | 510 | 442
2030-01-15 05:00 | -700 | 505 | 510 | 346.34 | 2030-01-15 05:00 | -700 | 505 | 510 | 442 | 2030-01-15 05:00 | -700 | 505 | 510 | 442
2030-01-15 06:00 | -700 | 505 | 510 | 342.43 | 2030-01-15 06:00 | -700 | 505 | 510 | 442 | 2030-01-15 06:00 | -700 | 505 | 510 | 442
2030-01-15 07:00 | -700 | 505 | 510 | 442 | 2030-01-15 07:00 | -700 | 505 | 510 | 442 | 2030-01-15 07:00 | -700 | 505 | 510 | 442
2030-01-15 08:00 | -700 | 505 | 510 | 442 | 2030-01-15 08:00 | -700 | 505 | 510 | 442 | 2030-01-15 08:00 | -700 | 505 | 510 | 442
2030-01-15 09:00 | -484.41 | 505 | 510 | 442 | 2030-01-15 09:00 | -700 | 505 | 510 | 442 | 2030-01-15 09:00 | -700 | 505 | 510 | 442
2030-01-15 10:00 | -158.53 | 505 | 510 | 442 | 2030-01-15 10:00 | -700 | 505 | 510 | 442 | 2030-01-15 10:00 | -700 | 505 | 510 | 442
2030-01-15 11:00 | -434.35 | 505 | 510 | 442 | 2030-01-15 11:00 | -700 | 505 | 510 | 442 | 2030-01-15 11:00 | -700 | 505 | 510 | 442
2030-01-15 12:00 | -700 | 505 | 510 | 442 | 2030-01-15 12:00 | -700 | 505 | 510 | 442 | 2030-01-15 12:00 | -700 | 505 | 510 | 442
2030-01-15 13:00 | -654.61 | 505 | 510 | 442 | 2030-01-15 13:00 | -700 | 505 | 510 | 442 | 2030-01-15 13:00 | -700 | 505 | 510 | 442
2030-01-15 14:00 | -700 | 505 | 510 | 442 | 2030-01-15 14:00 | -700 | 505 | 510 | 442 | 2030-01-15 14:00 | -700 | 505 | 510 | 442
2030-01-15 15:00 | -391.59 | 505 | 510 | 442 | 2030-01-15 15:00 | -700 | 505 | 510 | 442 | 2030-01-15 15:00 | -700 | 505 | 510 | 442
2030-01-15 16:00 | -309.01 | 505 | 510 | 442 | 2030-01-15 16:00 | -700 | 300 | 510 | 442 | 2030-01-15 16:00 | -700 | 300 | 510 | 442
2030-01-15 17:00 | 290.99 | 400.62 | 510 | 442 | 2030-01-15 17:00 | -100 | 0 | 449.3 | 341.63 | 2030-01-15 17:00 | -700 | 0 | 210 | 163.02
2030-01-15 18:00 | 700 | 100.62 | 510 | 442 | 2030-01-15 18:00 | 500 | 0 | 303.02 | 442 | 2030-01-15 18:00 | -700 | 0 | 0 | 142
2030-01-15 19:00 | 700 | 222.35 | 510 | 442 | 2030-01-15 19:00 | 700 | 0 | 210 | 442 | 2030-01-15 19:00 | -700 | 0 | 0 | 442
2030-01-15 20:00 | 700 | 247.51 | 510 | 442 | 2030-01-15 20:00 | 700 | 0 | 510 | 442 | 2030-01-15 20:00 | -700 | 0 | 0 | 442
2030-01-15 21:00 | 700 | 247.51 | 510 | 442 | 2030-01-15 21:00 | 600 | 0 | 510 | 442 | 2030-01-15 21:00 | -325.87 | 0 | 0 | 442
2030-01-15 22:00 | 600 | 0 | 510 | 442 | 2030-01-15 22:00 | 0 | 0 | 343.7 | 442 | 2030-01-15 22:00 | -700 | 0 | 0 | 442
2030-01-15 23:00 | 0 | 112.44 | 510 | 442 | 2030-01-15 23:00 | -600 | 0 | 44.46 | 442 | 2030-01-15 23:00 | -700 | 0 | -170.96 | 442
2030-01-16 | -600 | 412.44 | 510 | 442 | 2030-01-16 | -700 | 300 | 344.46 | 442 | 2030-01-16 | -700 | 300 | 129.04 | 442
2030-01-16 01:00 | -700 | 505 | 510 | 442 | 2030-01-16 01:00 | -700 | 505 | 510 | 442 | 2030-01-16 01:00 | -700 | 505 | 429.04 | 442
2030-01-16 02:00 | -700 | 505 | 510 | 442 | 2030-01-16 02:00 | -700 | 505 | 510 | 442 | 2030-01-16 02:00 | -700 | 505 | 510 | 442
2030-01-16 03:00 | -700 | 505 | 510 | 442 | 2030-01-16 03:00 | -700 | 505 | 510 | 442 | 2030-01-16 03:00 | -700 | 505 | 510 | 442
2030-01-16 04:00 | -700 | 505 | 510 | 442 | 2030-01-16 04:00 | -700 | 505 | 510 | 442 | 2030-01-16 04:00 | -700 | 505 | 510 | 442
2030-01-16 05:00 | -700 | 505 | 510 | 442 | 2030-01-16 05:00 | -700 | 505 | 510 | 442 | 2030-01-16 05:00 | -700 | 505 | 510 | 442
2030-01-16 06:00 | -700 | 505 | 510 | 228.91 | 2030-01-16 06:00 | -700 | 505 | 510 | 442 | 2030-01-16 06:00 | -700 | 505 | 510 | 442
2030-01-16 07:00 | -700 | 505 | 510 | 305.44 | 2030-01-16 07:00 | -700 | 505 | 510 | 442 | 2030-01-16 07:00 | -700 | 505 | 510 | 442
2030-01-16 08:00 | -700 | 505 | 510 | 442 | 2030-01-16 08:00 | -700 | 505 | 510 | 442 | 2030-01-16 08:00 | -700 | 505 | 510 | 442
2030-01-16 09:00 | -700 | 505 | 510 | 442 | 2030-01-16 09:00 | -700 | 505 | 510 | 442 | 2030-01-16 09:00 | -700 | 505 | 510 | 442
2030-01-16 10:00 | -700 | 505 | 510 | 442 | 2030-01-16 10:00 | -700 | 505 | 510 | 442 | 2030-01-16 10:00 | -700 | 505 | 510 | 442
2030-01-16 11:00 | -700 | 505 | 510 | 442 | 2030-01-16 11:00 | -700 | 505 | 510 | 442 | 2030-01-16 11:00 | -700 | 505 | 510 | 442
2030-01-16 12:00 | -700 | 505 | 510 | 442 | 2030-01-16 12:00 | -700 | 505 | 510 | 442 | 2030-01-16 12:00 | -700 | 505 | 510 | 442
2030-01-16 13:00 | -420.37 | 505 | 510 | 442 | 2030-01-16 13:00 | -700 | 505 | 510 | 442 | 2030-01-16 13:00 | -700 | 505 | 510 | 442
2030-01-16 14:00 | -36.33 | 505 | 510 | 442 | 2030-01-16 14:00 | -700 | 505 | 510 | 442 | 2030-01-16 14:00 | -700 | 505 | 510 | 442
2030-01-16 15:00 | -37.61 | 505 | 510 | 442 | 2030-01-16 15:00 | -700 | 300 | 510 | 442 | 2030-01-16 15:00 | -700 | 300 | 300 | 300
2030-01-16 16:00 | 562.39 | 205 | 510 | 427.68 | 2030-01-16 16:00 | -100 | 0 | 510 | 405.53 | 2030-01-16 16:00 | -323.29 | 0 | 0 | 0
2030-01-16 17:00 | 700 | 0 | 423.02 | 442 | 2030-01-16 17:00 | 500 | 0 | 510 | 442 | 2030-01-16 17:00 | 276.71 | 0 | 0 | 300
2030-01-16 18:00 | 700 | 149.61 | 510 | 442 | 2030-01-16 18:00 | 700 | 92.36 | 510 | 442 | 2030-01-16 18:00 | 700 | 0 | 0 | 442
2030-01-16 19:00 | 700 | 449.61 | 510 | 442 | 2030-01-16 19:00 | 700 | 279.62 | 510 | 442 | 2030-01-16 19:00 | 700 | 0 | 0 | 442
2030-01-16 20:00 | 700 | 505 | 510 | 442 | 2030-01-16 20:00 | 700 | 505 | 510 | 442 | 2030-01-16 20:00 | 700 | 0 | 86.55 | 434.72
2030-01-16 21:00 | 700 | 473.21 | 510 | 442 | 2030-01-16 21:00 | 700 | 505 | 510 | 442 | 2030-01-16 21:00 | 700 | 0 | 386.55 | 364.11
2030-01-16 22:00 | 700 | 181.81 | 510 | 442 | 2030-01-16 22:00 | 700 | 300 | 510 | 442 | 2030-01-16 22:00 | 700 | 0 | 161.9 | 64.11
2030-01-16 23:00 | 700 | 55.74 | 510 | 442 | 2030-01-16 23:00 | 700 | 0 | 510 | 442 | 2030-01-16 23:00 | 700 | 0 | 0 | 144
2030-01-17 | 700 | 355.74 | 510 | 442 | 2030-01-17 | 700 | 300 | 510 | 442 | 2030-01-17 | 700 | 300 | 300 | 442
2030-01-17 01:00 | 700 | 266.78 | 510 | 442 | 2030-01-17 01:00 | 700 | 296.74 | 510 | 442 | 2030-01-17 01:00 | 700 | 0 | 429.61 | 442
2030-01-17 02:00 | 700 | 0 | 250.58 | 442 | 2030-01-17 02:00 | 700 | 0 | 465.76 | 292.27 | 2030-01-17 02:00 | 700 | 0 | 129.61 | 442
2030-01-17 03:00 | 700 | 105.13 | 510 | 442 | 2030-01-17 03:00 | 700 | 300 | 510 | 442 | 2030-01-17 03:00 | 700 | 0 | 429.61 | 442
2030-01-17 04:00 | 700 | 217.28 | 510 | 442 | 2030-01-17 04:00 | 700 | 372.91 | 510 | 442 | 2030-01-17 04:00 | 700 | 0 | 510 | 442
2030-01-17 05:00 | 700 | 163.48 | 510 | 442 | 2030-01-17 05:00 | 700 | 505 | 510 | 442 | 2030-01-17 05:00 | 700 | 300 | 510 | 442
2030-01-17 06:00 | 700 | 1.39 | 510 | 442 | 2030-01-17 06:00 | 700 | 205 | 510 | 442 | 2030-01-17 06:00 | 700 | 0 | 510 | 442
2030-01-17 07:00 | 700 | 0 | 510 | 442 | 2030-01-17 07:00 | 700 | 159.23 | 510 | 442 | 2030-01-17 07:00 | 700 | 0 | 510 | 442
2030-01-17 08:00 | 700 | 300 | 510 | 442 | 2030-01-17 08:00 | 700 | 459.23 | 510 | 442 | 2030-01-17 08:00 | 700 | 205 | 510 | 442
2030-01-17 09:00 | 700 | 505 | 510 | 442 | 2030-01-17 09:00 | 700 | 505 | 510 | 442 | 2030-01-17 09:00 | 700 | 505 | 510 | 442
2030-01-17 10:00 | 700 | 505 | 510 | 442 | 2030-01-17 10:00 | 700 | 505 | 510 | 442 | 2030-01-17 10:00 | 700 | 477.3 | 510 | 442
2030-01-17 11:00 | 700 | 505 | 510 | 442 | 2030-01-17 11:00 | 700 | 505 | 510 | 442 | 2030-01-17 11:00 | 700 | 177.3 | 510 | 442
2030-01-17 12:00 | 700 | 375.78 | 510 | 442 | 2030-01-17 12:00 | 700 | 205 | 510 | 442 | 2030-01-17 12:00 | 700 | 0 | 390 | 442
2030-01-17 13:00 | 700 | 75.78 | 510 | 442 | 2030-01-17 13:00 | 700 | 0 | 210 | 442 | 2030-01-17 13:00 | 600 | 0 | 90 | 442
2030-01-17 14:00 | 700 | 0 | 398.81 | 293.94 | 2030-01-17 14:00 | 700 | 0 | 0 | 218.09 | 2030-01-17 14:00 | 0 | -300 | -210 | 442
2030-01-17 15:00 | 700 | 0 | 510 | 393.74 | 2030-01-17 15:00 | 700 | 0 | 182.44 | 360.54 | 2030-01-17 15:00 | 0 | -526 | -510 | 442
2030-01-17 16:00 | 700 | 0 | 510 | 299.13 | 2030-01-17 16:00 | 700 | 0 | 278.18 | 184.42 | 2030-01-17 16:00 | 0 | -395 | -390 | 442
2030-01-17 17:00 | 700 | 0 | 510 | 72.29 | 2030-01-17 17:00 | 700 | 0 | 197.12 | 0 | 2030-01-17 17:00 | 589.68 | -95 | -90 | 142
2030-01-17 18:00 | 700 | 205 | 510 | 372.29 | 2030-01-17 18:00 | 700 | 205 | 210 | 142 | 2030-01-17 18:00 | 700 | 205 | 210 | 142
2030-01-17 19:00 | 700 | 505 | 510 | 442 | 2030-01-17 19:00 | 700 | 505 | 510 | 442 | 2030-01-17 19:00 | 700 | 505 | 510 | 442
2030-01-17 20:00 | 700 | 505 | 510 | 442 | 2030-01-17 20:00 | 700 | 505 | 510 | 442 | 2030-01-17 20:00 | 700 | 505 | 510 | 442
2030-01-17 21:00 | 700 | 505 | 510 | 442 | 2030-01-17 21:00 | 700 | 505 | 510 | 442 | 2030-01-17 21:00 | 700 | 505 | 510 | 442
2030-01-17 22:00 | 700 | 505 | 510 | 442 | 2030-01-17 22:00 | 700 | 505 | 510 | 442 | 2030-01-17 22:00 | 700 | 505 | 510 | 442
2030-01-17 23:00 | 700 | 505 | 510 | 442 | 2030-01-17 23:00 | 700 | 505 | 510 | 442 | 2030-01-17 23:00 | 700 | 505 | 510 | 442
2030-01-18 | 700 | 505 | 510 | 442 | 2030-01-18 | 700 | 505 | 510 | 442 | 2030-01-18 | 700 | 505 | 510 | 442
2030-01-18 01:00 | 700 | 505 | 510 | 442 | 2030-01-18 01:00 | 700 | 505 | 510 | 442 | 2030-01-18 01:00 | 700 | 505 | 510 | 442
2030-01-18 02:00 | 700 | 505 | 510 | 442 | 2030-01-18 02:00 | 700 | 505 | 510 | 442 | 2030-01-18 02:00 | 700 | 505 | 510 | 442
2030-01-18 03:00 | 700 | 505 | 510 | 442 | 2030-01-18 03:00 | 700 | 505 | 510 | 442 | 2030-01-18 03:00 | 700 | 505 | 510 | 442
2030-01-18 04:00 | 700 | 505 | 510 | 442 | 2030-01-18 04:00 | 700 | 505 | 510 | 442 | 2030-01-18 04:00 | 700 | 505 | 510 | 442
2030-01-18 05:00 | 700 | 300 | 510 | 417.42 | 2030-01-18 05:00 | 700 | 505 | 510 | 442 | 2030-01-18 05:00 | 700 | 505 | 510 | 442
2030-01-18 06:00 | 700 | 0 | 210 | 117.42 | 2030-01-18 06:00 | 700 | 205 | 416.44 | 347.63 | 2030-01-18 06:00 | 700 | 300 | 390 | 442
2030-01-18 07:00 | 700 | 0 | 49.48 | 300 | 2030-01-18 07:00 | 700 | 0 | 116.44 | 47.63 | 2030-01-18 07:00 | 700 | 0 | 90 | 305.47
2030-01-18 08:00 | 700 | 0 | -250.52 | 0 | 2030-01-18 08:00 | 700 | -65.51 | -183.56 | -252.37 | 2030-01-18 08:00 | 700 | -300 | -210 | 5.47
2030-01-18 09:00 | 700 | 0 | -300 | -196.56 | 2030-01-18 09:00 | 700 | -300 | -390 | -458 | 2030-01-18 09:00 | 700 | -526 | -510 | -91.24
2030-01-18 10:00 | 700 | 0 | 0 | 0 | 2030-01-18 10:00 | 700 | 0 | -90 | -158 | 2030-01-18 10:00 | 700 | -226 | -210 | 208.76
2030-01-18 11:00 | 700 | 300 | 300 | 300 | 2030-01-18 11:00 | 700 | 98.55 | 210 | 142 | 2030-01-18 11:00 | 700 | 74 | 90 | 442
2030-01-18 12:00 | 700 | 308.91 | 510 | 442 | 2030-01-18 12:00 | 700 | 105.05 | 510 | 442 | 2030-01-18 12:00 | 700 | 374 | 390 | 442
2030-01-18 13:00 | 700 | 389.16 | 390 | 390 | 2030-01-18 13:00 | 700 | 201.12 | 390 | 390 | 2030-01-18 13:00 | 700 | 267.27 | 390 | 390
2030-01-18 14:00 | 700 | 223.85 | 90 | 90 | 2030-01-18 14:00 | 700 | 74 | 90 | 90 | 2030-01-18 14:00 | 700 | 74 | 90 | 90
2030-01-18 15:00 | 700 | -76.15 | -210 | -210 | 2030-01-18 15:00 | 700 | -226 | -210 | -210 | 2030-01-18 15:00 | 700 | -226 | -210 | -210
2030-01-18 16:00 | 700 | -376.15 | -510 | -510 | 2030-01-18 16:00 | 700 | -526 | -510 | -510 | 2030-01-18 16:00 | 700 | -526 | -510 | -510
2030-01-18 17:00 | 700 | -355.09 | -510 | -510 | 2030-01-18 17:00 | 700 | -526 | -510 | -510 | 2030-01-18 17:00 | 700 | -526 | -510 | -510
2030-01-18 18:00 | 700 | -186.72 | -510 | -427.24 | 2030-01-18 18:00 | 700 | -526 | -510 | -510 | 2030-01-18 18:00 | 700 | -526 | -510 | -510
2030-01-18 19:00 | 700 | -391.07 | -510 | -427.24 | 2030-01-18 19:00 | 700 | -526 | -510 | -510 | 2030-01-18 19:00 | 700 | -526 | -510 | -510
2030-01-18 20:00 | 700 | -247.55 | -300 | -370.22 | 2030-01-18 20:00 | 700 | -526 | -510 | -510 | 2030-01-18 20:00 | 700 | -526 | -510 | -510
2030-01-18 21:00 | 700 | 20.09 | 0 | -70.22 | 2030-01-18 21:00 | 700 | -226 | -210 | -210 | 2030-01-18 21:00 | 700 | -226 | -210 | -210
2030-01-18 22:00 | 700 | 320.09 | 300 | 229.78 | 2030-01-18 22:00 | 700 | 74 | 90 | 90 | 2030-01-18 22:00 | 700 | 74 | 90 | 90
2030-01-18 23:00 | 700 | 470.82 | 510 | 442 | 2030-01-18 23:00 | 700 | 0 | 390 | 390 | 2030-01-18 23:00 | 700 | 356.72 | 390 | 390
2030-01-19 | 700 | 170.82 | 510 | 433.79 | 2030-01-19 | 700 | 0 | 510 | 306.39 | 2030-01-19 | 700 | 56.72 | 510 | 141.67
2030-01-19 01:00 | 700 | 0 | 510 | 278.24 | 2030-01-19 01:00 | 700 | 0 | 448.05 | 21.35 | 2030-01-19 01:00 | 700 | 0 | 304.64 | 33.33
2030-01-19 02:00 | 700 | 0 | 510 | 0 | 2030-01-19 02:00 | 700 | 0 | 148.05 | 0 | 2030-01-19 02:00 | 700 | 0 | 4.64 | 0
2030-01-19 03:00 | 700 | 0 | 292.45 | 0 | 2030-01-19 03:00 | 700 | 0 | -63.48 | 0 | 2030-01-19 03:00 | 700 | 0 | 92.84 | 0
2030-01-19 04:00 | 700 | 0 | -7.55 | 0 | 2030-01-19 04:00 | 700 | 0 | -67.67 | 0 | 2030-01-19 04:00 | 700 | 0 | -207.16 | 0
2030-01-19 05:00 | 700 | 0 | -307.55 | 0 | 2030-01-19 05:00 | 700 | 0 | -367.67 | 0 | 2030-01-19 05:00 | 700 | 0 | -210 | 0
2030-01-19 06:00 | 700 | 0 | -510 | -20.26 | 2030-01-19 06:00 | 700 | 0 | -510 | -135.44 | 2030-01-19 06:00 | 700 | 0 | -510 | -52.74
2030-01-19 07:00 | 700 | 0 | -248.89 | -113.07 | 2030-01-19 07:00 | 700 | 0 | -308.39 | -65.68 | 2030-01-19 07:00 | 700 | 0 | -397.3 | -68.6
2030-01-19 08:00 | 700 | -67.93 | -510 | -413.07 | 2030-01-19 08:00 | 700 | -115.92 | -510 | -365.68 | 2030-01-19 08:00 | 700 | -112.97 | -510 | -368.6
2030-01-19 09:00 | 700 | 0 | -352.82 | -113.07 | 2030-01-19 09:00 | 700 | -83.06 | -466.04 | -65.68 | 2030-01-19 09:00 | 700 | -255.02 | -510 | -68.6
2030-01-19 10:00 | 700 | 0 | -290.16 | 0 | 2030-01-19 10:00 | 700 | -383.06 | -510 | -174.51 | 2030-01-19 10:00 | 370.18 | -526 | -510 | 179.29
2030-01-19 11:00 | 700 | -25.55 | -505.09 | 0 | 2030-01-19 11:00 | 700 | -526 | -510 | -171.46 | 2030-01-19 11:00 | 0 | -526 | -510 | 168.52
2030-01-19 12:00 | 700 | -325.55 | -510 | -221.89 | 2030-01-19 12:00 | 700 | -526 | -510 | -317.16 | 2030-01-19 12:00 | 0 | -526 | -510 | -12.02
2030-01-19 13:00 | 700 | -350.76 | -510 | -261.05 | 2030-01-19 13:00 | 700 | -526 | -510 | -367.97 | 2030-01-19 13:00 | -522.5 | -526 | -510 | -53.69
2030-01-19 14:00 | 700 | -294.53 | -510 | -152.6 | 2030-01-19 14:00 | 700 | -526 | -510 | -225.45 | 2030-01-19 14:00 | -403.17 | -526 | -510 | 104.68
2030-01-19 15:00 | 700 | -144.81 | -510 | -142.16 | 2030-01-19 15:00 | 700 | -526 | -510 | -198.33 | 2030-01-19 15:00 | 190.37 | -526 | -510 | 149.6
2030-01-19 16:00 | 700 | 0 | -358.56 | -105.12 | 2030-01-19 16:00 | 700 | -341.84 | -510 | -156.34 | 2030-01-19 16:00 | 628.11 | -526 | -510 | 198.98
2030-01-19 17:00 | 700 | 0 | -58.56 | 56.22 | 2030-01-19 17:00 | 700 | -138.09 | -510 | 14.53 | 2030-01-19 17:00 | 700 | -526 | -510 | 383.37
2030-01-19 18:00 | 700 | 0 | 241.44 | 356.22 | 2030-01-19 18:00 | 700 | 0 | -510 | 187.12 | 2030-01-19 18:00 | 700 | -526 | -510 | 442
2030-01-19 19:00 | 700 | 0 | 510 | 356.22 | 2030-01-19 19:00 | 700 | 0 | -510 | 186.31 | 2030-01-19 19:00 | 700 | -526 | -510 | 442
2030-01-19 20:00 | 700 | 129.78 | 510 | 170.07 | 2030-01-19 20:00 | 700 | 0 | -210 | 118.07 | 2030-01-19 20:00 | 700 | -302.14 | -510 | 440.97
2030-01-19 21:00 | 700 | 429.78 | 510 | 442 | 2030-01-19 21:00 | 700 | 295.98 | 90 | 418.07 | 2030-01-19 21:00 | 700 | -2.14 | -210 | 442
2030-01-19 22:00 | 700 | 346.29 | 510 | 442 | 2030-01-19 22:00 | 700 | 54.41 | 390 | 442 | 2030-01-19 22:00 | 700 | 63.47 | 90 | 442
2030-01-19 23:00 | 700 | 409.03 | 510 | 442 | 2030-01-19 23:00 | 623.95 | 0 | 90 | 442 | 2030-01-19 23:00 | 100 | 0 | -99.46 | 284.44
2030-01-20 | 700 | 505 | 510 | 442 | 2030-01-20 | 700 | 0 | 390 | 442 | 2030-01-20 | 700 | 0 | 0 | 442
2030-01-20 01:00 | 700 | 368.2 | 510 | 442 | 2030-01-20 01:00 | 700 | 0 | 209 | 442 | 2030-01-20 01:00 | 541.8 | 0 | 0 | 442
2030-01-20 02:00 | 700 | 492.7 | 510 | 442 | 2030-01-20 02:00 | 700 | 0 | 155.73 | 442 | 2030-01-20 02:00 | 275.86 | 0 | 0 | 442
2030-01-20 03:00 | 700 | 412.31 | 510 | 442 | 2030-01-20 03:00 | 700 | 0 | 0 | 442 | 2030-01-20 03:00 | 150.15 | 0 | 0 | 442
2030-01-20 04:00 | 700 | 367.7 | 510 | 442 | 2030-01-20 04:00 | 700 | 0 | 40.08 | 442 | 2030-01-20 04:00 | 107.89 | 0 | 0 | 442
2030-01-20 05:00 | 700 | 109.72 | 510 | 442 | 2030-01-20 05:00 | 700 | 0 | 0 | 442 | 2030-01-20 05:00 | 0 | 0 | 0 | 442
2030-01-20 06:00 | 700 | 0 | 510 | 442 | 2030-01-20 06:00 | 700 | 0 | 0 | 442 | 2030-01-20 06:00 | 0 | 0 | 0 | 442
2030-01-20 07:00 | 700 | 0 | 510 | 442 | 2030-01-20 07:00 | 700 | 0 | 0 | 442 | 2030-01-20 07:00 | 0 | 0 | 0 | 442
2030-01-20 08:00 | 700 | 25.39 | 510 | 442 | 2030-01-20 08:00 | 700 | 0 | 0 | 442 | 2030-01-20 08:00 | 0 | 0 | 0 | 442
2030-01-20 09:00 | 700 | 164.66 | 510 | 442 | 2030-01-20 09:00 | 700 | 0 | 88.54 | 442 | 2030-01-20 09:00 | 203.69 | 0 | 0 | 442
2030-01-20 10:00 | 700 | 179.26 | 510 | 442 | 2030-01-20 10:00 | 700 | 0 | 0 | 442 | 2030-01-20 10:00 | 83.64 | 0 | 0 | 442
2030-01-20 11:00 | 700 | 0 | 510 | 442 | 2030-01-20 11:00 | 700 | 0 | 0 | 442 | 2030-01-20 11:00 | 0 | 0 | 0 | 442
2030-01-20 12:00 | 700 | 25.76 | 510 | 442 | 2030-01-20 12:00 | 700 | 0 | 0 | 442 | 2030-01-20 12:00 | 0 | 0 | 0 | 442
2030-01-20 13:00 | 700 | 325.76 | 510 | 442 | 2030-01-20 13:00 | 700 | 0 | 98.33 | 442 | 2030-01-20 13:00 | 0 | 0 | 0 | 442
2030-01-20 14:00 | 700 | 118.64 | 510 | 442 | 2030-01-20 14:00 | 700 | 0 | 346.49 | 442 | 2030-01-20 14:00 | 86.51 | 0 | 0 | 442
2030-01-20 15:00 | 700 | 137.69 | 461.38 | 442 | 2030-01-20 15:00 | 700 | 0 | 168.93 | 442 | 2030-01-20 15:00 | 686.51 | 0 | -210 | 442
2030-01-20 16:00 | 700 | 0 | 161.38 | 361.9 | 2030-01-20 16:00 | 700 | 0 | -131.07 | 297.5 | 2030-01-20 16:00 | 700 | -226.79 | -510 | 415.37
2030-01-20 17:00 | 700 | 0 | 461.38 | 193.17 | 2030-01-20 17:00 | 700 | 0 | 0 | 442 | 2030-01-20 17:00 | 700 | -226.79 | -510 | 427.33
2030-01-20 18:00 | 700 | 0 | 510 | 442 | 2030-01-20 18:00 | 700 | 0 | 0 | 442 | 2030-01-20 18:00 | 700 | -300 | -510 | 442
2030-01-20 19:00 | 700 | 166.27 | 510 | 442 | 2030-01-20 19:00 | 700 | 0 | -154.29 | 442 | 2030-01-20 19:00 | 700 | 0 | -390 | 442
2030-01-20 20:00 | 700 | 200.66 | 510 | 442 | 2030-01-20 20:00 | 700 | 0 | 0 | 442 | 2030-01-20 20:00 | 700 | 0 | -90 | 442
2030-01-20 21:00 | 700 | 317.29 | 510 | 442 | 2030-01-20 21:00 | 700 | 126.77 | 210 | 257.12 | 2030-01-20 21:00 | 700 | 205 | 210 | 177.69
2030-01-20 22:00 | 700 | 422.06 | 510 | 442 | 2030-01-20 22:00 | 700 | 426.77 | 510 | 442 | 2030-01-20 22:00 | 700 | 505 | 510 | 442
2030-01-20 23:00 | 700 | 505 | 510 | 442 | 2030-01-20 23:00 | 700 | 348.35 | 510 | 442 | 2030-01-20 23:00 | 700 | 505 | 510 | 442
2030-01-21 | 700 | 505 | 510 | 442 | 2030-01-21 | 700 | 505 | 510 | 442 | 2030-01-21 | 700 | 505 | 510 | 442
2030-01-21 01:00 | 700 | 505 | 510 | 442 | 2030-01-21 01:00 | 700 | 505 | 510 | 442 | 2030-01-21 01:00 | 700 | 505 | 510 | 442
2030-01-21 02:00 | 700 | 505 | 510 | 442 | 2030-01-21 02:00 | 700 | 505 | 510 | 442 | 2030-01-21 02:00 | 700 | 505 | 510 | 442
2030-01-21 03:00 | 700 | 505 | 510 | 442 | 2030-01-21 03:00 | 700 | 505 | 510 | 442 | 2030-01-21 03:00 | 700 | 505 | 510 | 442
2030-01-21 04:00 | 700 | 505 | 510 | 442 | 2030-01-21 04:00 | 700 | 505 | 510 | 442 | 2030-01-21 04:00 | 700 | 505 | 510 | 442
2030-01-21 05:00 | 700 | 505 | 510 | 442 | 2030-01-21 05:00 | 700 | 505 | 510 | 442 | 2030-01-21 05:00 | 700 | 505 | 510 | 442
2030-01-21 06:00 | 700 | 505 | 510 | 442 | 2030-01-21 06:00 | 700 | 300 | 510 | 352.57 | 2030-01-21 06:00 | 700 | 505 | 510 | 442
2030-01-21 07:00 | 700 | 205 | 338.39 | 142 | 2030-01-21 07:00 | 700 | 0 | 210 | 52.57 | 2030-01-21 07:00 | 700 | 205 | 510 | 442
2030-01-21 08:00 | 700 | 443.79 | 510 | 442 | 2030-01-21 08:00 | 700 | 114.86 | 510 | 352.57 | 2030-01-21 08:00 | 700 | 169.88 | 510 | 442
2030-01-21 09:00 | 700 | 384.49 | 510 | 442 | 2030-01-21 09:00 | 700 | 385.84 | 510 | 442 | 2030-01-21 09:00 | 700 | 469.88 | 510 | 442
2030-01-21 10:00 | 700 | 505 | 510 | 442 | 2030-01-21 10:00 | 700 | 505 | 510 | 442 | 2030-01-21 10:00 | 700 | 505 | 510 | 442
2030-01-21 11:00 | 700 | 505 | 510 | 442 | 2030-01-21 11:00 | 700 | 388.33 | 510 | 442 | 2030-01-21 11:00 | 700 | 223.02 | 510 | 442
2030-01-21 12:00 | 700 | 493.46 | 510 | 442 | 2030-01-21 12:00 | 700 | 151.34 | 510 | 442 | 2030-01-21 12:00 | 700 | 505 | 510 | 442
2030-01-21 13:00 | 700 | 433.88 | 510 | 442 | 2030-01-21 13:00 | 700 | 72.48 | 510 | 442 | 2030-01-21 13:00 | 700 | 302 | 510 | 442
2030-01-21 14:00 | 700 | 227.94 | 510 | 348.48 | 2030-01-21 14:00 | 700 | 0 | 399.38 | 353.9 | 2030-01-21 14:00 | 700 | 300 | 300 | 442
2030-01-21 15:00 | 700 | 0 | 210 | 48.48 | 2030-01-21 15:00 | 700 | 0 | 99.38 | 158.99 | 2030-01-21 15:00 | 700 | 0 | 0 | 258.27
2030-01-21 16:00 | 700 | 0 | 194.11 | 0 | 2030-01-21 16:00 | 700 | 0 | -200.62 | 9.49 | 2030-01-21 16:00 | 700 | -300 | -300 | -41.73
2030-01-21 17:00 | 700 | 0 | -90 | -294.27 | 2030-01-21 17:00 | 700 | 0 | -390 | 5.89 | 2030-01-21 17:00 | 700 | -526 | -510 | -341.73
2030-01-21 18:00 | 700 | 0 | 210 | 0 | 2030-01-21 18:00 | 700 | 0 | -90 | 0 | 2030-01-21 18:00 | 700 | -395 | -393.65 | -255.86
2030-01-21 19:00 | 700 | 205 | 510 | 146.44 | 2030-01-21 19:00 | 700 | 205 | 210 | 142 | 2030-01-21 19:00 | 700 | -95 | -93.65 | 44.14
2030-01-21 20:00 | 700 | 505 | 510 | 442 | 2030-01-21 20:00 | 700 | 505 | 510 | 442 | 2030-01-21 20:00 | 700 | 205 | 206.35 | 344.14
2030-01-21 21:00 | 700 | 505 | 510 | 442 | 2030-01-21 21:00 | 700 | 505 | 510 | 442 | 2030-01-21 21:00 | 700 | 505 | 506.35 | 442
2030-01-21 22:00 | 700 | 505 | 510 | 378.76 | 2030-01-21 22:00 | 700 | 505 | 510 | 442 | 2030-01-21 22:00 | 700 | 382.12 | 510 | 442
2030-01-21 23:00 | 700 | 205 | 510 | 349.29 | 2030-01-21 23:00 | 700 | 392.32 | 510 | 442 | 2030-01-21 23:00 | 700 | 246.97 | 510 | 442
2030-01-22 | 700 | 425.43 | 510 | 442 | 2030-01-22 | 700 | 505 | 510 | 442 | 2030-01-22 | 700 | 505 | 510 | 442
2030-01-22 01:00 | 700 | 490.92 | 510 | 442 | 2030-01-22 01:00 | 700 | 505 | 510 | 442 | 2030-01-22 01:00 | 700 | 505 | 510 | 442
2030-01-22 02:00 | 700 | 354.35 | 510 | 442 | 2030-01-22 02:00 | 700 | 505 | 510 | 442 | 2030-01-22 02:00 | 700 | 505 | 510 | 362.84
2030-01-22 03:00 | 700 | 372.97 | 510 | 442 | 2030-01-22 03:00 | 700 | 505 | 510 | 442 | 2030-01-22 03:00 | 700 | 505 | 510 | 362.84
2030-01-22 04:00 | 700 | 265.66 | 510 | 442 | 2030-01-22 04:00 | 700 | 505 | 510 | 442 | 2030-01-22 04:00 | 700 | 505 | 510 | 442
2030-01-22 05:00 | 700 | 485.68 | 510 | 442 | 2030-01-22 05:00 | 700 | 505 | 510 | 442 | 2030-01-22 05:00 | 700 | 505 | 510 | 442
2030-01-22 06:00 | 700 | 300 | 510 | 442 | 2030-01-22 06:00 | 700 | 505 | 510 | 442 | 2030-01-22 06:00 | 700 | 505 | 510 | 217.11
2030-01-22 07:00 | 700 | 0 | 385.92 | 142 | 2030-01-22 07:00 | 700 | 205 | 425.41 | 142 | 2030-01-22 07:00 | 700 | 205 | 510 | 57.49
2030-01-22 08:00 | 700 | 0 | 348.18 | -62.44 | 2030-01-22 08:00 | 700 | 0 | 129.32 | 0 | 2030-01-22 08:00 | 700 | 0 | 272.73 | -63.1
2030-01-22 09:00 | 700 | 0 | 481.65 | 0 | 2030-01-22 09:00 | 700 | 135.61 | 429.32 | 65.67 | 2030-01-22 09:00 | 700 | 0.01 | 510 | 63.65
2030-01-22 10:00 | 700 | 0 | 510 | 120.6 | 2030-01-22 10:00 | 700 | 0 | 510 | 94.8 | 2030-01-22 10:00 | 700 | 0 | 510 | 0
2030-01-22 11:00 | 700 | 0 | 510 | 69.39 | 2030-01-22 11:00 | 700 | 0 | 383.07 | 0 | 2030-01-22 11:00 | 700 | 0 | 245.09 | 0
2030-01-22 12:00 | 700 | 0 | 510 | 9.82 | 2030-01-22 12:00 | 700 | 0 | 269.42 | 0 | 2030-01-22 12:00 | 700 | 0 | 118.87 | 0
2030-01-22 13:00 | 700 | 0 | 487.31 | 113.68 | 2030-01-22 13:00 | 700 | 0 | 30.31 | 0 | 2030-01-22 13:00 | 700 | 0 | 0 | 0
2030-01-22 14:00 | 700 | 75.32 | 187.31 | 93.52 | 2030-01-22 14:00 | 584.47 | 0 | 0 | 0 | 2030-01-22 14:00 | 700 | 0 | 26.38 | 0
2030-01-22 15:00 | 700 | -24.3 | -112.69 | -206.48 | 2030-01-22 15:00 | 700 | -172.75 | -247.91 | -210 | 2030-01-22 15:00 | 700 | -226 | -210 | -210
2030-01-22 16:00 | 700 | 0 | -412.69 | -281.11 | 2030-01-22 16:00 | 700 | -472.75 | -510 | -510 | 2030-01-22 16:00 | 700 | -526 | -510 | -510
2030-01-22 17:00 | 700 | 0 | -490.32 | 0 | 2030-01-22 17:00 | 700 | -526 | -510 | -510 | 2030-01-22 17:00 | 700 | -526 | -510 | -510
2030-01-22 18:00 | 700 | 0 | -325.02 | 0 | 2030-01-22 18:00 | 700 | -526 | -510 | -510 | 2030-01-22 18:00 | 700 | -526 | -510 | -510
2030-01-22 19:00 | 700 | 0 | -325.02 | 0 | 2030-01-22 19:00 | 700 | -526 | -510 | -510 | 2030-01-22 19:00 | 700 | -526 | -510 | -510
2030-01-22 20:00 | 700 | 0 | -222.81 | 0 | 2030-01-22 20:00 | 700 | -246.4 | -300 | -445.7 | 2030-01-22 20:00 | 700 | -526 | -510 | -510
2030-01-22 21:00 | 700 | 0 | 77.19 | -124.58 | 2030-01-22 21:00 | 700 | 53.6 | 0 | -145.7 | 2030-01-22 21:00 | 700 | -226 | -210 | -210
2030-01-22 22:00 | 700 | 300 | 377.19 | 36.37 | 2030-01-22 22:00 | 700 | 353.6 | 300 | 36.06 | 2030-01-22 22:00 | 700 | 67.26 | 90 | 0
2030-01-22 23:00 | 700 | 505 | 510 | 321.41 | 2030-01-22 23:00 | 700 | 505 | 510 | 336.06 | 2030-01-22 23:00 | 700 | 367.26 | 390 | 300
2030-01-23 | 700 | 419.14 | 510 | 167.69 | 2030-01-23 | 700 | 505 | 510 | 442 | 2030-01-23 | 700 | 505 | 510 | 442
2030-01-23 01:00 | 700 | 148.11 | 510 | 114.56 | 2030-01-23 01:00 | 700 | 505 | 510 | 442 | 2030-01-23 01:00 | 700 | 505 | 510 | 442
2030-01-23 02:00 | 700 | 78.88 | 510 | 78.57 | 2030-01-23 02:00 | 700 | 505 | 510 | 442 | 2030-01-23 02:00 | 700 | 505 | 510 | 442
2030-01-23 03:00 | 700 | 0 | 510 | 10.22 | 2030-01-23 03:00 | 700 | 505 | 510 | 442 | 2030-01-23 03:00 | 700 | 505 | 510 | 274.04
2030-01-23 04:00 | 700 | 0 | 510 | 0 | 2030-01-23 04:00 | 700 | 505 | 510 | 431.1 | 2030-01-23 04:00 | 700 | 505 | 510 | 205.48
2030-01-23 05:00 | 700 | 0 | 390 | 0 | 2030-01-23 05:00 | 700 | 374 | 390 | 131.1 | 2030-01-23 05:00 | 700 | 374 | 390 | 162.81
2030-01-23 06:00 | 700 | 0 | 90 | -199.43 | 2030-01-23 06:00 | 700 | 74 | 90 | -168.9 | 2030-01-23 06:00 | 700 | 74 | 90 | -137.19
2030-01-23 07:00 | 700 | -278.42 | -210 | -499.43 | 2030-01-23 07:00 | 700 | -226 | -210 | -468.9 | 2030-01-23 07:00 | 700 | -226 | -210 | -437.19
2030-01-23 08:00 | 700 | -526 | -510 | -510 | 2030-01-23 08:00 | 700 | -526 | -510 | -510 | 2030-01-23 08:00 | 700 | -526 | -510 | -510
2030-01-23 09:00 | 700 | -526 | -510 | -510 | 2030-01-23 09:00 | 700 | -526 | -510 | -510 | 2030-01-23 09:00 | 700 | -526 | -510 | -510
2030-01-23 10:00 | 700 | -226 | -245.57 | -210 | 2030-01-23 10:00 | 700 | -226 | -210 | -210 | 2030-01-23 10:00 | 700 | -226 | -210 | -210
2030-01-23 11:00 | 700 | 0 | -488.7 | 0 | 2030-01-23 11:00 | 700 | 0 | -510 | -32.97 | 2030-01-23 11:00 | 700 | 0 | -510 | -112.56
2030-01-23 12:00 | 427.09 | 0 | -196.16 | 0 | 2030-01-23 12:00 | 427.09 | 0 | -510 | -73.92 | 2030-01-23 12:00 | 427.09 | 0 | -510 | -201.54
2030-01-23 13:00 | 409.88 | -226 | -210 | -210 | 2030-01-23 13:00 | 488.58 | -226 | -210 | -210 | 2030-01-23 13:00 | 148.76 | -226 | -210 | -210
2030-01-23 14:00 | 700 | -526 | -510 | -510 | 2030-01-23 14:00 | 635.52 | -526 | -510 | -510 | 2030-01-23 14:00 | 549.93 | -526 | -510 | -510
2030-01-23 15:00 | 700 | -490.31 | -510 | -510 | 2030-01-23 15:00 | 700 | -526 | -510 | -510 | 2030-01-23 15:00 | 700 | -526 | -510 | -510
2030-01-23 16:00 | 700 | -405.87 | -510 | -510 | 2030-01-23 16:00 | 700 | -526 | -510 | -510 | 2030-01-23 16:00 | 700 | -526 | -510 | -510
2030-01-23 17:00 | 700 | -297.94 | -510 | -510 | 2030-01-23 17:00 | 700 | -526 | -510 | -510 | 2030-01-23 17:00 | 700 | -526 | -510 | -510
2030-01-23 18:00 | 700 | -211.96 | -510 | -510 | 2030-01-23 18:00 | 700 | -526 | -510 | -510 | 2030-01-23 18:00 | 700 | -526 | -510 | -510
2030-01-23 19:00 | 700 | -55.51 | -510 | -510 | 2030-01-23 19:00 | 700 | -526 | -510 | -510 | 2030-01-23 19:00 | 700 | -526 | -510 | -510
2030-01-23 20:00 | 700 | -120.17 | -510 | -510 | 2030-01-23 20:00 | 700 | -526 | -510 | -510 | 2030-01-23 20:00 | 700 | -526 | -510 | -510
2030-01-23 21:00 | 700 | -300 | -386.31 | -510 | 2030-01-23 21:00 | 700 | -526 | -510 | -510 | 2030-01-23 21:00 | 700 | -526 | -510 | -510
2030-01-23 22:00 | 700 | 0 | -86.31 | -210 | 2030-01-23 22:00 | 700 | -226 | -210 | -210 | 2030-01-23 22:00 | 700 | -226 | -210 | -210
2030-01-23 23:00 | 700 | 300 | 213.69 | 71.55 | 2030-01-23 23:00 | 700 | 74 | 90 | 90 | 2030-01-23 23:00 | 700 | 74 | 90 | 90
2030-01-24 | 700 | 505 | 510 | 104.34 | 2030-01-24 | 700 | 374 | 390 | 390 | 2030-01-24 | 700 | 374 | 390 | 390
2030-01-24 01:00 | 700 | 505 | 510 | 0 | 2030-01-24 01:00 | 700 | 505 | 510 | 442 | 2030-01-24 01:00 | 700 | 505 | 510 | 442
2030-01-24 02:00 | 700 | 299.42 | 510 | -35.88 | 2030-01-24 02:00 | 700 | 454.58 | 510 | 289.54 | 2030-01-24 02:00 | 700 | 505 | 510 | 442
2030-01-24 03:00 | 700 | 248.07 | 510 | -144.27 | 2030-01-24 03:00 | 700 | 369.08 | 510 | 194.44 | 2030-01-24 03:00 | 700 | 505 | 510 | 388.96
2030-01-24 04:00 | 700 | 395.92 | 510 | -74.03 | 2030-01-24 04:00 | 700 | 188.37 | 510 | 140.99 | 2030-01-24 04:00 | 700 | 505 | 510 | 355.27
2030-01-24 05:00 | 700 | 174.61 | 510 | -88.23 | 2030-01-24 05:00 | 700 | 51.75 | 510 | 143.94 | 2030-01-24 05:00 | 700 | 505 | 510 | 269.82
2030-01-24 06:00 | 700 | 0 | 258.17 | -99.07 | 2030-01-24 06:00 | 700 | 218.42 | 258.17 | -118.97 | 2030-01-24 06:00 | 700 | 300 | 331.16 | 63.4
2030-01-24 07:00 | 555.82 | 0 | -41.83 | -399.07 | 2030-01-24 07:00 | 251.8 | 0 | -41.83 | -418.97 | 2030-01-24 07:00 | 100 | 0 | 31.16 | -236.6
2030-01-24 08:00 | 700 | -226 | -341.83 | -510 | 2030-01-24 08:00 | 690.59 | -226 | -341.83 | -510 | 2030-01-24 08:00 | 700 | -300 | -268.84 | -510
2030-01-24 09:00 | 700 | -526 | -510 | -510 | 2030-01-24 09:00 | 700 | -526 | -510 | -510 | 2030-01-24 09:00 | 700 | -526 | -510 | -510
2030-01-24 10:00 | 641.72 | -226 | -210 | -210 | 2030-01-24 10:00 | 430.26 | -226 | -210 | -210 | 2030-01-24 10:00 | 647.86 | -226 | -210 | -210
2030-01-24 11:00 | 415.37 | 0 | -510 | -121.89 | 2030-01-24 11:00 | 62.5 | 0 | -510 | -121.89 | 2030-01-24 11:00 | 78.97 | 0 | -510 | -121.89
2030-01-24 12:00 | 700 | 0 | -510 | -263.85 | 2030-01-24 12:00 | 24.32 | 0 | -510 | -263.85 | 2030-01-24 12:00 | 144.09 | 0 | -509.63 | -264.22
2030-01-24 13:00 | 563.66 | -101.95 | -510 | -279.45 | 2030-01-24 13:00 | 138.56 | -101.95 | -510 | -279.45 | 2030-01-24 13:00 | 244.29 | -101.95 | -463.16 | -326.35
2030-01-24 14:00 | 700 | -401.95 | -510 | -510 | 2030-01-24 14:00 | 607.55 | -401.95 | -510 | -510 | 2030-01-24 14:00 | 700 | -401.95 | -510 | -510
2030-01-24 15:00 | 700 | -526 | -510 | -510 | 2030-01-24 15:00 | 700 | -526 | -510 | -510 | 2030-01-24 15:00 | 700 | -526 | -510 | -510
2030-01-24 16:00 | 700 | -526 | -510 | -510 | 2030-01-24 16:00 | 700 | -526 | -510 | -510 | 2030-01-24 16:00 | 700 | -526 | -510 | -510
2030-01-24 17:00 | 700 | -526 | -510 | -510 | 2030-01-24 17:00 | 700 | -526 | -510 | -510 | 2030-01-24 17:00 | 700 | -526 | -510 | -510
2030-01-24 18:00 | 700 | -526 | -510 | -502.64 | 2030-01-24 18:00 | 700 | -526 | -510 | -510 | 2030-01-24 18:00 | 700 | -526 | -510 | -510
2030-01-24 19:00 | 700 | -366.86 | -510 | -510 | 2030-01-24 19:00 | 700 | -526 | -510 | -510 | 2030-01-24 19:00 | 700 | -526 | -510 | -510
2030-01-24 20:00 | 700 | -182.57 | -210 | -322.15 | 2030-01-24 20:00 | 700 | -226 | -295.47 | -213.56 | 2030-01-24 20:00 | 700 | -226 | -279.2 | -210
2030-01-24 21:00 | 700 | 6.12 | 90 | -22.15 | 2030-01-24 21:00 | 700 | 0 | 4.53 | -120.84 | 2030-01-24 21:00 | 700 | 0 | -268.43 | -160.39
2030-01-24 22:00 | 700 | 306.12 | 390 | 277.85 | 2030-01-24 22:00 | 700 | 300 | 304.53 | 179.16 | 2030-01-24 22:00 | 700 | 289.71 | 31.57 | 139.61
2030-01-24 23:00 | 700 | 6.12 | 396.28 | 0 | 2030-01-24 23:00 | 700 | 0 | 4.53 | -71.88 | 2030-01-24 23:00 | 700 | 0 | -268.43 | -114.34
2030-01-25 | 700 | -1.64 | 96.28 | 142 | 2030-01-25 | 700 | 0 | -139.03 | 199.78 | 2030-01-25 | 700 | 0 | -207.92 | 142
2030-01-25 01:00 | 700 | 0 | 396.28 | 442 | 2030-01-25 01:00 | 700 | 0 | 0 | 442 | 2030-01-25 01:00 | 561.67 | 0 | 0 | 442
2030-01-25 02:00 | 700 | 0 | 510 | 270.16 | 2030-01-25 02:00 | 700 | 0 | 210 | 263.26 | 2030-01-25 02:00 | 570.98 | 0 | 0 | 167.24
2030-01-25 03:00 | 700 | 0 | 510 | 339.25 | 2030-01-25 03:00 | 700 | 0 | 510 | 67.95 | 2030-01-25 03:00 | 700 | 0 | 300 | 31.15
2030-01-25 04:00 | 700 | 0 | 510 | 174.62 | 2030-01-25 04:00 | 700 | 0 | 346.15 | 27.36 | 2030-01-25 04:00 | 700 | 0 | 106.62 | 0
2030-01-25 05:00 | 700 | 0 | 230.58 | 0 | 2030-01-25 05:00 | 700 | 0 | 342.64 | 0 | 2030-01-25 05:00 | 577.79 | 0 | 0 | 0
2030-01-25 06:00 | 700 | 0 | 382.76 | 0 | 2030-01-25 06:00 | 700 | 0 | 42.64 | 0 | 2030-01-25 06:00 | 351.58 | 0 | 0 | 0
2030-01-25 07:00 | 700 | 110.38 | 494.35 | 142 | 2030-01-25 07:00 | 700 | 0 | 342.64 | 142 | 2030-01-25 07:00 | 589.7 | 0 | 71.63 | 142
2030-01-25 08:00 | 700 | 410.38 | 510 | 442 | 2030-01-25 08:00 | 700 | 60.68 | 510 | 442 | 2030-01-25 08:00 | 700 | 0 | 371.63 | 442
2030-01-25 09:00 | 700 | 175.43 | 510 | 442 | 2030-01-25 09:00 | 700 | 301.43 | 510 | 442 | 2030-01-25 09:00 | 700 | 0 | 510 | 368.33
2030-01-25 10:00 | 700 | 475.43 | 510 | 442 | 2030-01-25 10:00 | 700 | 430.46 | 510 | 442 | 2030-01-25 10:00 | 700 | 76.34 | 510 | 442
2030-01-25 11:00 | 700 | 351.51 | 510 | 442 | 2030-01-25 11:00 | 700 | 161.46 | 510 | 442 | 2030-01-25 11:00 | 647.74 | 0 | 210 | 442
2030-01-25 12:00 | 700 | 288.68 | 510 | 442 | 2030-01-25 12:00 | 700 | 0 | 510 | 427.61 | 2030-01-25 12:00 | 700 | 0 | 0 | 241.51
2030-01-25 13:00 | 700 | 0 | 510 | 316.31 | 2030-01-25 13:00 | 700 | 0 | 332.21 | 336.1 | 2030-01-25 13:00 | 280.68 | 0 | 0 | 0
2030-01-25 14:00 | 700 | 0 | 510 | 370.61 | 2030-01-25 14:00 | 700 | 0 | 456.9 | 442 | 2030-01-25 14:00 | 638.04 | 0 | 56.29 | 2.87
2030-01-25 15:00 | 700 | 211.47 | 510 | 442 | 2030-01-25 15:00 | 700 | 205 | 510 | 442 | 2030-01-25 15:00 | 700 | 131.28 | 356.29 | 302.87
2030-01-25 16:00 | 700 | 488.23 | 510 | 442 | 2030-01-25 16:00 | 700 | 505 | 510 | 442 | 2030-01-25 16:00 | 700 | 431.28 | 510 | 442
2030-01-25 17:00 | 700 | 188.23 | 210 | 442 | 2030-01-25 17:00 | 700 | 205 | 488.57 | 146.72 | 2030-01-25 17:00 | 700 | 131.28 | 280.37 | 429.35
2030-01-25 18:00 | 700 | 327.76 | 510 | 442 | 2030-01-25 18:00 | 700 | 378.79 | 510 | 442 | 2030-01-25 18:00 | 700 | 0 | 510 | 333.91
2030-01-25 19:00 | 700 | 51.18 | 510 | 442 | 2030-01-25 19:00 | 700 | 413.43 | 510 | 442 | 2030-01-25 19:00 | 500 | 0 | 275.78 | 442
2030-01-25 20:00 | 700 | 281.37 | 510 | 442 | 2030-01-25 20:00 | 500 | 342.86 | 510 | 442 | 2030-01-25 20:00 | -100 | 137.2 | 352.64 | 442
2030-01-25 21:00 | 138.77 | 505 | 510 | 442 | 2030-01-25 21:00 | -100 | 42.86 | 428.91 | 408.92 | 2030-01-25 21:00 | -700 | 0 | 52.64 | 282.05
2030-01-25 22:00 | -179.41 | 505 | 510 | 442 | 2030-01-25 22:00 | -700 | 342.86 | 510 | 442 | 2030-01-25 22:00 | -700 | 300 | 352.64 | 442
2030-01-25 23:00 | -700 | 505 | 510 | 442 | 2030-01-25 23:00 | -700 | 505 | 510 | 442 | 2030-01-25 23:00 | -700 | 505 | 510 | 442
2030-01-26 | -637.75 | 505 | 510 | 442 | 2030-01-26 | -700 | 505 | 510 | 442 | 2030-01-26 | -700 | 505 | 510 | 442
2030-01-26 01:00 | -700 | 505 | 510 | 439.58 | 2030-01-26 01:00 | -700 | 505 | 510 | 442 | 2030-01-26 01:00 | -700 | 505 | 510 | 442
2030-01-26 02:00 | -700 | 505 | 510 | 334.56 | 2030-01-26 02:00 | -700 | 505 | 510 | 442 | 2030-01-26 02:00 | -700 | 505 | 510 | 442
2030-01-26 03:00 | -531.06 | 505 | 510 | 251.03 | 2030-01-26 03:00 | -700 | 505 | 510 | 442 | 2030-01-26 03:00 | -700 | 505 | 510 | 442
2030-01-26 04:00 | -202.28 | 505 | 510 | 319.16 | 2030-01-26 04:00 | -700 | 505 | 510 | 442 | 2030-01-26 04:00 | -700 | 505 | 510 | 442
2030-01-26 05:00 | 365.74 | 505 | 510 | 389.89 | 2030-01-26 05:00 | -700 | 505 | 510 | 442 | 2030-01-26 05:00 | -700 | 505 | 510 | 442
2030-01-26 06:00 | 0 | 505 | 510 | 385.84 | 2030-01-26 06:00 | -700 | 505 | 510 | 442 | 2030-01-26 06:00 | -700 | 453.01 | 510 | 442
2030-01-26 07:00 | 69.17 | 505 | 510 | 442 | 2030-01-26 07:00 | -100 | 205 | 339.81 | 142 | 2030-01-26 07:00 | -146.01 | 153.01 | 210 | 142
2030-01-26 08:00 | -406.36 | 505 | 510 | 442 | 2030-01-26 08:00 | -700 | 300 | 352.28 | 442 | 2030-01-26 08:00 | -700 | 453.01 | 510 | 442
2030-01-26 09:00 | 193.64 | 205 | 230.16 | 442 | 2030-01-26 09:00 | -650.48 | 0 | 52.28 | 442 | 2030-01-26 09:00 | -700 | 153.01 | 210 | 442
2030-01-26 10:00 | 700 | 0 | 230.16 | 436.38 | 2030-01-26 10:00 | -50.48 | 0 | 0 | 442 | 2030-01-26 10:00 | -569.22 | 0 | -83.33 | 442
2030-01-26 11:00 | 700 | 300 | 510 | 442 | 2030-01-26 11:00 | 549.52 | 300 | 300 | 442 | 2030-01-26 11:00 | 30.78 | 300 | 216.67 | 442
2030-01-26 12:00 | 334.62 | 0 | 210 | 142 | 2030-01-26 12:00 | -50.48 | 0 | 0 | 142 | 2030-01-26 12:00 | -569.22 | 0 | -83.33 | 142
2030-01-26 13:00 | 700 | 0 | 289.67 | 0 | 2030-01-26 13:00 | -650.48 | 0 | -35.08 | 0 | 2030-01-26 13:00 | -700 | 0 | -383.33 | -8.41
2030-01-26 14:00 | 299.98 | 0 | 90 | 23.77 | 2030-01-26 14:00 | -700 | -226 | -335.08 | -37.73 | 2030-01-26 14:00 | -700 | -226 | -510 | -308.41
2030-01-26 15:00 | -300.02 | -226 | -210 | -210 | 2030-01-26 15:00 | -700 | -526 | -510 | -337.73 | 2030-01-26 15:00 | -700 | -526 | -510 | -510
2030-01-26 16:00 | -700 | -526 | -510 | -510 | 2030-01-26 16:00 | -700 | -526 | -510 | -510 | 2030-01-26 16:00 | -700 | -526 | -510 | -510
2030-01-26 17:00 | -700 | -526 | -510 | -510 | 2030-01-26 17:00 | -700 | -526 | -510 | -510 | 2030-01-26 17:00 | -700 | -526 | -510 | -510
2030-01-26 18:00 | -100 | -226 | -355.58 | -210 | 2030-01-26 18:00 | -700 | -526 | -510 | -210 | 2030-01-26 18:00 | -700 | -526 | -510 | -458
2030-01-26 19:00 | 500 | -88.49 | -90 | 90 | 2030-01-26 19:00 | -100 | -226 | -210 | 90 | 2030-01-26 19:00 | -199.76 | -226 | -210 | -158
2030-01-26 20:00 | 700 | 211.1 | 210 | 390 | 2030-01-26 20:00 | -210.24 | 74 | 90 | 390 | 2030-01-26 20:00 | -313.45 | 74 | 90 | 142
2030-01-26 21:00 | 490.9 | 505 | 510 | 442 | 2030-01-26 21:00 | -215.86 | 374 | 390 | 442 | 2030-01-26 21:00 | -196.98 | 374 | 390 | 442
2030-01-26 22:00 | -23.29 | 505 | 510 | 442 | 2030-01-26 22:00 | -700 | 505 | 510 | 442 | 2030-01-26 22:00 | -700 | 505 | 510 | 442
2030-01-26 23:00 | -623.29 | 505 | 510 | 442 | 2030-01-26 23:00 | -700 | 505 | 510 | 442 | 2030-01-26 23:00 | -700 | 505 | 510 | 442
2030-01-27 | -86.97 | 505 | 510 | 442 | 2030-01-27 | -700 | 505 | 510 | 442 | 2030-01-27 | -700 | 505 | 510 | 442
2030-01-27 01:00 | -31.23 | 505 | 510 | 442 | 2030-01-27 01:00 | -700 | 505 | 510 | 442 | 2030-01-27 01:00 | -700 | 505 | 510 | 442
2030-01-27 02:00 | -13.69 | 505 | 510 | 442 | 2030-01-27 02:00 | -700 | 505 | 510 | 442 | 2030-01-27 02:00 | -700 | 505 | 510 | 442
2030-01-27 03:00 | -437.97 | 505 | 510 | 442 | 2030-01-27 03:00 | -700 | 505 | 510 | 442 | 2030-01-27 03:00 | -700 | 505 | 510 | 442
2030-01-27 04:00 | 0 | 505 | 510 | 442 | 2030-01-27 04:00 | -700 | 505 | 510 | 442 | 2030-01-27 04:00 | -700 | 505 | 510 | 442
2030-01-27 05:00 | -600 | 505 | 510 | 442 | 2030-01-27 05:00 | -700 | 505 | 510 | 442 | 2030-01-27 05:00 | -700 | 505 | 405.82 | 351.27
2030-01-27 06:00 | 0 | 505 | 510 | 442 | 2030-01-27 06:00 | -690.97 | 505 | 510 | 442 | 2030-01-27 06:00 | -700 | 205 | 105.82 | 51.27
2030-01-27 07:00 | 0 | 205 | 446.89 | 142 | 2030-01-27 07:00 | -380.91 | 205 | 210 | 142 | 2030-01-27 07:00 | -700 | -95 | -194.18 | -248.73
2030-01-27 08:00 | 500 | 334.92 | 510 | 442 | 2030-01-27 08:00 | 219.09 | 0 | 446.76 | 135.55 | 2030-01-27 08:00 | -100 | 0 | 105.82 | 0
2030-01-27 09:00 | -100 | 505 | 510 | 442 | 2030-01-27 09:00 | -380.91 | 300 | 510 | 435.55 | 2030-01-27 09:00 | -100 | 0 | 91.72 | 17.8
2030-01-27 10:00 | -700 | 466.19 | 510 | 442 | 2030-01-27 10:00 | -700 | 0 | 373.3 | 442 | 2030-01-27 10:00 | -700 | 0 | 251.48 | 317.8
2030-01-27 11:00 | -700 | 295.35 | 510 | 442 | 2030-01-27 11:00 | -700 | 0 | 73.3 | 191.8 | 2030-01-27 11:00 | -700 | -283.37 | -48.52 | 17.8
2030-01-27 12:00 | -100 | 0 | 422.49 | 142 | 2030-01-27 12:00 | -700 | -82.02 | -226.7 | 433.4 | 2030-01-27 12:00 | -700 | -224.75 | -237.42 | 317.8
2030-01-27 13:00 | 0 | 0 | 217.41 | 0 | 2030-01-27 13:00 | -700 | -2.63 | -300 | 133.4 | 2030-01-27 13:00 | -700 | -524.75 | -510 | 17.8
2030-01-27 14:00 | 600 | 0 | 127.59 | 0 | 2030-01-27 14:00 | -100 | 0 | 0 | 171.3 | 2030-01-27 14:00 | -700 | -224.75 | -210 | 78.8
2030-01-27 15:00 | 646.82 | 0 | 24.09 | 0 | 2030-01-27 15:00 | 60.48 | 0 | 0 | 202.69 | 2030-01-27 15:00 | -700 | 0 | -506.81 | 129.25
2030-01-27 16:00 | 700 | 0 | 324.09 | 300 | 2030-01-27 16:00 | 0 | 0 | -164.77 | 442 | 2030-01-27 16:00 | -106.63 | -226 | -210 | 347.31
2030-01-27 17:00 | 100 | 0 | 210 | 77.39 | 2030-01-27 17:00 | -600 | -300 | -464.77 | 212.52 | 2030-01-27 17:00 | -700 | -526 | -510 | 47.31
2030-01-27 18:00 | 700 | 300 | 510 | 377.39 | 2030-01-27 18:00 | 0 | 0 | -164.77 | 442 | 2030-01-27 18:00 | -100 | -226 | -210 | 347.31
2030-01-27 19:00 | 700 | 205 | 355.98 | 306.1 | 2030-01-27 19:00 | 395.09 | 0 | 135.23 | 442 | 2030-01-27 19:00 | 100 | 21.01 | 90 | 442
2030-01-27 20:00 | 700 | 505 | 510 | 442 | 2030-01-27 20:00 | 700 | 270.72 | 435.23 | 442 | 2030-01-27 20:00 | 700 | 321.01 | 390 | 442
2030-01-27 21:00 | 700 | 447.86 | 510 | 442 | 2030-01-27 21:00 | 700 | 340.2 | 510 | 442 | 2030-01-27 21:00 | 700 | 364.01 | 510 | 442
2030-01-27 22:00 | 700 | 505 | 510 | 442 | 2030-01-27 22:00 | 700 | 310.83 | 510 | 442 | 2030-01-27 22:00 | 700 | 288.31 | 510 | 442
2030-01-27 23:00 | 700 | 217.39 | 510 | 442 | 2030-01-27 23:00 | 700 | 414.96 | 510 | 442 | 2030-01-27 23:00 | 700 | 451.9 | 510 | 442
2030-01-28 | 700 | 414.07 | 510 | 442 | 2030-01-28 | 700 | 205 | 510 | 442 | 2030-01-28 | 600 | 337.17 | 510 | 442
2030-01-28 01:00 | 623.11 | 505 | 510 | 442 | 2030-01-28 01:00 | 274.59 | 505 | 510 | 442 | 2030-01-28 01:00 | 0 | 147.98 | 510 | 442
2030-01-28 02:00 | 296.46 | 505 | 510 | 442 | 2030-01-28 02:00 | 0 | 328.48 | 510 | 442 | 2030-01-28 02:00 | -100 | 0 | 368.27 | 248.75
2030-01-28 03:00 | 0 | 205 | 510 | 274.04 | 2030-01-28 03:00 | -398.22 | 205 | 219.75 | 179.72 | 2030-01-28 03:00 | -700 | 205 | 257.51 | 142
2030-01-28 04:00 | 109.89 | 505 | 510 | 442 | 2030-01-28 04:00 | -545.73 | 505 | 510 | 442 | 2030-01-28 04:00 | -700 | 505 | 510 | 442
2030-01-28 05:00 | -343.27 | 505 | 510 | 442 | 2030-01-28 05:00 | -700 | 505 | 510 | 442 | 2030-01-28 05:00 | -700 | 505 | 510 | 442
2030-01-28 06:00 | -218.99 | 505 | 510 | 442 | 2030-01-28 06:00 | -700 | 505 | 510 | 442 | 2030-01-28 06:00 | -700 | 505 | 510 | 442
2030-01-28 07:00 | -501.69 | 505 | 510 | 442 | 2030-01-28 07:00 | -700 | 505 | 510 | 442 | 2030-01-28 07:00 | -700 | 505 | 510 | 442
2030-01-28 08:00 | -42.6 | 505 | 510 | 442 | 2030-01-28 08:00 | -571.94 | 505 | 510 | 442 | 2030-01-28 08:00 | -700 | 505 | 510 | 442
2030-01-28 09:00 | 203.9 | 505 | 510 | 442 | 2030-01-28 09:00 | -31.7 | 205 | 510 | 218.16 | 2030-01-28 09:00 | -700 | 205 | 510 | 218.16
2030-01-28 10:00 | 290.99 | 505 | 510 | 442 | 2030-01-28 10:00 | -405.01 | 505 | 510 | 442 | 2030-01-28 10:00 | -700 | 505 | 510 | 442
2030-01-28 11:00 | 332.6 | 505 | 510 | 442 | 2030-01-28 11:00 | -696.57 | 505 | 510 | 442 | 2030-01-28 11:00 | -700 | 505 | 510 | 442
2030-01-28 12:00 | -118.96 | 267.64 | 510 | 442 | 2030-01-28 12:00 | -700 | 267.64 | 510 | 442 | 2030-01-28 12:00 | -700 | 386.06 | 390 | 442
2030-01-28 13:00 | -353.8 | 505 | 510 | 442 | 2030-01-28 13:00 | -700 | 505 | 510 | 442 | 2030-01-28 13:00 | -700 | 505 | 90 | 442
2030-01-28 14:00 | -202.32 | 505 | 510 | 442 | 2030-01-28 14:00 | -700 | 505 | 510 | 442 | 2030-01-28 14:00 | -700 | 212.44 | -210 | 442
2030-01-28 15:00 | 385.58 | 205 | 210 | 442 | 2030-01-28 15:00 | -488.98 | 205 | 210 | 335.78 | 2030-01-28 15:00 | -700 | -87.56 | -510 | 142
2030-01-28 16:00 | 700 | 48.92 | 510 | 442 | 2030-01-28 16:00 | 111.02 | 0 | 480.8 | 374.43 | 2030-01-28 16:00 | -700 | 0 | -510 | 88.88
2030-01-28 17:00 | 700 | 320.97 | 510 | 442 | 2030-01-28 17:00 | 700 | 0 | 263.68 | 442 | 2030-01-28 17:00 | -700 | 0 | -210 | 209.55
2030-01-28 18:00 | 700 | 505 | 510 | 442 | 2030-01-28 18:00 | 700 | 0 | 510 | 442 | 2030-01-28 18:00 | -700 | 0 | 0 | 209.55
2030-01-28 19:00 | 700 | 205 | 510 | 383.56 | 2030-01-28 19:00 | 700 | 0 | 510 | 232.77 | 2030-01-28 19:00 | -700 | 0 | -145.34 | 113
2030-01-28 20:00 | 700 | 417.58 | 510 | 442 | 2030-01-28 20:00 | 700 | 0 | 411.28 | 442 | 2030-01-28 20:00 | -700 | 0 | 0 | 413
2030-01-28 21:00 | 700 | 245.61 | 510 | 442 | 2030-01-28 21:00 | 505.68 | 205 | 223.13 | 442 | 2030-01-28 21:00 | -700 | 0 | 210 | 442
2030-01-28 22:00 | 437.28 | 505 | 510 | 442 | 2030-01-28 22:00 | -94.32 | 505 | 510 | 442 | 2030-01-28 22:00 | -700 | 300 | 510 | 442
2030-01-28 23:00 | 678.25 | 505 | 510 | 442 | 2030-01-28 23:00 | -487.15 | 505 | 510 | 442 | 2030-01-28 23:00 | -700 | 505 | 510 | 442
2030-01-29 | 700 | 505 | 510 | 442 | 2030-01-29 | 72.22 | 505 | 510 | 442 | 2030-01-29 | -700 | 505 | 510 | 442
2030-01-29 01:00 | 662.27 | 505 | 510 | 442 | 2030-01-29 01:00 | 0 | 505 | 510 | 442 | 2030-01-29 01:00 | -700 | 505 | 510 | 442
2030-01-29 02:00 | 77.13 | 505 | 510 | 442 | 2030-01-29 02:00 | 0 | 505 | 510 | 442 | 2030-01-29 02:00 | -700 | 505 | 510 | 442
2030-01-29 03:00 | 60.49 | 505 | 510 | 442 | 2030-01-29 03:00 | 0 | 505 | 510 | 442 | 2030-01-29 03:00 | -700 | 505 | 510 | 442
2030-01-29 04:00 | 45.05 | 505 | 510 | 442 | 2030-01-29 04:00 | 0 | 505 | 510 | 442 | 2030-01-29 04:00 | -700 | 505 | 510 | 442
2030-01-29 05:00 | 41.9 | 505 | 510 | 442 | 2030-01-29 05:00 | -38.48 | 505 | 510 | 442 | 2030-01-29 05:00 | -700 | 505 | 510 | 442
2030-01-29 06:00 | -100 | 505 | 510 | 442 | 2030-01-29 06:00 | -100 | 505 | 510 | 442 | 2030-01-29 06:00 | -700 | 505 | 510 | 442
2030-01-29 07:00 | -700 | 505 | 510 | 442 | 2030-01-29 07:00 | -700 | 437.12 | 510 | 442 | 2030-01-29 07:00 | -700 | 205 | 210 | 362.44
2030-01-29 08:00 | -700 | 205 | 510 | 431.37 | 2030-01-29 08:00 | -700 | 137.12 | 210 | 442 | 2030-01-29 08:00 | -700 | -95 | -90 | 62.44
2030-01-29 09:00 | -100 | 505 | 510 | 442 | 2030-01-29 09:00 | -700 | 437.12 | 510 | 442 | 2030-01-29 09:00 | -700 | 0 | 0 | 362.44
2030-01-29 10:00 | 500 | 205 | 433.98 | 442 | 2030-01-29 10:00 | -100 | 137.12 | 504.66 | 442 | 2030-01-29 10:00 | -700 | 0 | -67.6 | 442
2030-01-29 11:00 | 693.86 | 281.67 | 510 | 442 | 2030-01-29 11:00 | 0 | 205 | 210 | 442 | 2030-01-29 11:00 | -700 | 205 | 210 | 442
2030-01-29 12:00 | 320.2 | 505 | 510 | 442 | 2030-01-29 12:00 | -507.93 | 505 | 510 | 442 | 2030-01-29 12:00 | -700 | 505 | 510 | 442
2030-01-29 13:00 | 433.62 | 205 | 261.45 | 142 | 2030-01-29 13:00 | -206.97 | 205 | 210 | 142 | 2030-01-29 13:00 | -700 | 205 | 210 | 142
2030-01-29 14:00 | 336.24 | 505 | 510 | 442 | 2030-01-29 14:00 | -466.29 | 505 | 510 | 442 | 2030-01-29 14:00 | -700 | 505 | 510 | 442
2030-01-29 15:00 | 700 | 205 | 270.23 | 142 | 2030-01-29 15:00 | 0 | 205 | 210 | 142 | 2030-01-29 15:00 | -700 | 205 | 210 | 142
2030-01-29 16:00 | 600 | 134.18 | 510 | 319.23 | 2030-01-29 16:00 | -100 | 87.89 | 510 | 104.45 | 2030-01-29 16:00 | -496.96 | 0 | 0 | -158
2030-01-29 17:00 | 0 | 137.8 | 510 | 361.74 | 2030-01-29 17:00 | -700 | 0 | 373.72 | 0 | 2030-01-29 17:00 | -700 | 0 | -210 | -148.56
2030-01-29 18:00 | 100 | 205 | 510 | 410.34 | 2030-01-29 18:00 | -100 | 205 | 210 | 142 | 2030-01-29 18:00 | -700 | -104.39 | -510 | -176.81
2030-01-29 19:00 | 700 | 505 | 510 | 442 | 2030-01-29 19:00 | 500 | 505 | 510 | 442 | 2030-01-29 19:00 | -100 | 0 | -210 | 0
2030-01-29 20:00 | 700 | 505 | 510 | 442 | 2030-01-29 20:00 | 700 | 221.44 | 510 | 442 | 2030-01-29 20:00 | 0 | 0 | 0 | 204.21
2030-01-29 21:00 | 700 | 505 | 510 | 442 | 2030-01-29 21:00 | 700 | 505 | 510 | 442 | 2030-01-29 21:00 | 0 | 205 | 210 | 433.48
2030-01-29 22:00 | 534.53 | 505 | 510 | 442 | 2030-01-29 22:00 | 418.65 | 505 | 510 | 442 | 2030-01-29 22:00 | -498.01 | 505 | 510 | 442
2030-01-29 23:00 | 700 | 442.68 | 510 | 442 | 2030-01-29 23:00 | 700 | 205 | 288.85 | 352.51 | 2030-01-29 23:00 | -47.49 | 205 | 210 | 142
2030-01-30 | 469.75 | 419.06 | 510 | 442 | 2030-01-30 | 100 | 288.68 | 510 | 442 | 2030-01-30 | 0 | 0 | 212.22 | 334.14
2030-01-30 01:00 | 423.71 | 119.06 | 510 | 417.45 | 2030-01-30 01:00 | 5 | 49.28 | 424.01 | 442 | 2030-01-30 01:00 | 0 | 0 | 81.91 | 34.14
2030-01-30 02:00 | 414.57 | 0 | 210 | 319.51 | 2030-01-30 02:00 | 0 | 0 | 124.01 | 236.09 | 2030-01-30 02:00 | -600 | 0 | -17.25 | 152.68
2030-01-30 03:00 | -76.6 | 205 | 510 | 426.18 | 2030-01-30 03:00 | -109.03 | 205 | 210 | 142 | 2030-01-30 03:00 | -700 | 205 | 210 | 142
2030-01-30 04:00 | -676.6 | 505 | 510 | 442 | 2030-01-30 04:00 | -700 | 505 | 510 | 442 | 2030-01-30 04:00 | -700 | 505 | 510 | 442
2030-01-30 05:00 | -700 | 505 | 510 | 442 | 2030-01-30 05:00 | -700 | 505 | 510 | 442 | 2030-01-30 05:00 | -700 | 505 | 510 | 442
2030-01-30 06:00 | -669.82 | 505 | 510 | 442 | 2030-01-30 06:00 | -700 | 505 | 510 | 442 | 2030-01-30 06:00 | -700 | 505 | 510 | 442
2030-01-30 07:00 | -69.82 | 505 | 510 | 442 | 2030-01-30 07:00 | -100 | 505 | 510 | 442 | 2030-01-30 07:00 | -700 | 505 | 510 | 442
2030-01-30 08:00 | 530.18 | 493.4 | 510 | 442 | 2030-01-30 08:00 | 500 | 505 | 510 | 442 | 2030-01-30 08:00 | -700 | 205 | 210 | 142
2030-01-30 09:00 | 130.73 | 505 | 510 | 442 | 2030-01-30 09:00 | 48.52 | 505 | 510 | 442 | 2030-01-30 09:00 | -700 | -95 | -90 | -42.07
2030-01-30 10:00 | 700 | 505 | 510 | 442 | 2030-01-30 10:00 | 577.74 | 505 | 510 | 442 | 2030-01-30 10:00 | -700 | -227.91 | -90 | -150.82
2030-01-30 11:00 | 449.9 | 436.18 | 510 | 442 | 2030-01-30 11:00 | -22.26 | 205 | 449.21 | 143.15 | 2030-01-30 11:00 | -700 | 72.09 | 210 | 142
2030-01-30 12:00 | -150.1 | 505 | 510 | 442 | 2030-01-30 12:00 | -622.26 | 505 | 510 | 442 | 2030-01-30 12:00 | -700 | 372.09 | 510 | 442
2030-01-30 13:00 | -185.82 | 505 | 510 | 442 | 2030-01-30 13:00 | -700 | 505 | 510 | 442 | 2030-01-30 13:00 | -700 | 505 | 510 | 442
2030-01-30 14:00 | 362.16 | 205 | 210 | 142 | 2030-01-30 14:00 | -700 | 205 | 210 | 142 | 2030-01-30 14:00 | -700 | 205 | 210 | 142
2030-01-30 15:00 | -89.8 | 505 | 510 | 442 | 2030-01-30 15:00 | -700 | 505 | 510 | 442 | 2030-01-30 15:00 | -700 | 505 | 510 | 442
2030-01-30 16:00 | 510.2 | 205 | 210 | 142 | 2030-01-30 16:00 | -202.07 | 205 | 210 | 142 | 2030-01-30 16:00 | -700 | 205 | 210 | 142
2030-01-30 17:00 | 648.08 | 278.5 | 510 | 442 | 2030-01-30 17:00 | 397.93 | 0 | 510 | 422.51 | 2030-01-30 17:00 | -100 | 31.29 | 501.51 | 190.78
2030-01-30 18:00 | 700 | 201.94 | 510 | 402.15 | 2030-01-30 18:00 | 700 | 199.21 | 510 | 442 | 2030-01-30 18:00 | 0 | 0 | 201.51 | 0
2030-01-30 19:00 | 700 | 501.94 | 510 | 442 | 2030-01-30 19:00 | 700 | 173.21 | 300 | 442 | 2030-01-30 19:00 | 0 | 0 | 0 | 0
2030-01-30 20:00 | 700 | 201.94 | 330.43 | 442 | 2030-01-30 20:00 | 700 | -126.79 | 0 | 442 | 2030-01-30 20:00 | 100 | 0 | -300 | -39.67
2030-01-30 21:00 | 700 | 210.47 | 510 | 442 | 2030-01-30 21:00 | 700 | 173.21 | 300 | 442 | 2030-01-30 21:00 | 700 | 0 | 0 | 74.53
2030-01-30 22:00 | 700 | 184.84 | 510 | 442 | 2030-01-30 22:00 | 700 | 110.85 | 510 | 442 | 2030-01-30 22:00 | 523.69 | 0 | 0 | 374.53
2030-01-30 23:00 | 700 | 294.67 | 510 | 442 | 2030-01-30 23:00 | 262.16 | 0 | 210 | 244.5 | 2030-01-30 23:00 | -76.31 | -57.27 | -300 | 117.91
2030-01-31 | 100 | 505 | 510 | 442 | 2030-01-31 | -337.84 | 300 | 510 | 442 | 2030-01-31 | -676.31 | 242.73 | 0 | 417.91
2030-01-31 01:00 | -350.67 | 505 | 510 | 442 | 2030-01-31 01:00 | -700 | 505 | 510 | 442 | 2030-01-31 01:00 | -700 | 505 | 300 | 442
2030-01-31 02:00 | -700 | 505 | 510 | 442 | 2030-01-31 02:00 | -700 | 505 | 510 | 442 | 2030-01-31 02:00 | -700 | 505 | 510 | 442
2030-01-31 03:00 | -700 | 505 | 510 | 442 | 2030-01-31 03:00 | -700 | 505 | 510 | 442 | 2030-01-31 03:00 | -700 | 505 | 510 | 442
2030-01-31 04:00 | -700 | 505 | 510 | 442 | 2030-01-31 04:00 | -700 | 505 | 510 | 442 | 2030-01-31 04:00 | -700 | 505 | 510 | 442
2030-01-31 05:00 | -674.77 | 505 | 510 | 442 | 2030-01-31 05:00 | -700 | 505 | 510 | 442 | 2030-01-31 05:00 | -700 | 505 | 510 | 442
2030-01-31 06:00 | -700 | 505 | 510 | 442 | 2030-01-31 06:00 | -700 | 505 | 510 | 442 | 2030-01-31 06:00 | -700 | 505 | 510 | 442
2030-01-31 07:00 | -700 | 505 | 510 | 442 | 2030-01-31 07:00 | -700 | 505 | 510 | 442 | 2030-01-31 07:00 | -700 | 505 | 510 | 442
2030-01-31 08:00 | -132.07 | 505 | 510 | 442 | 2030-01-31 08:00 | -700 | 505 | 510 | 442 | 2030-01-31 08:00 | -700 | 505 | 510 | 442
2030-01-31 09:00 | 227.86 | 505 | 510 | 442 | 2030-01-31 09:00 | -700 | 505 | 510 | 442 | 2030-01-31 09:00 | -700 | 505 | 510 | 442
2030-01-31 10:00 | 484.3 | 505 | 510 | 442 | 2030-01-31 10:00 | -700 | 505 | 510 | 442 | 2030-01-31 10:00 | -700 | 505 | 510 | 442
2030-01-31 11:00 | 384.7 | 505 | 510 | 442 | 2030-01-31 11:00 | -700 | 505 | 510 | 442 | 2030-01-31 11:00 | -700 | 505 | 510 | 442
2030-01-31 12:00 | -215.3 | 505 | 510 | 442 | 2030-01-31 12:00 | -700 | 505 | 510 | 442 | 2030-01-31 12:00 | -700 | 505 | 510 | 442
2030-01-31 13:00 | -593.54 | 505 | 510 | 442 | 2030-01-31 13:00 | -700 | 505 | 510 | 442 | 2030-01-31 13:00 | -700 | 505 | 510 | 442
2030-01-31 14:00 | -700 | 505 | 510 | 442 | 2030-01-31 14:00 | -700 | 505 | 510 | 442 | 2030-01-31 14:00 | -700 | 505 | 510 | 442
2030-01-31 15:00 | -432.25 | 505 | 510 | 442 | 2030-01-31 15:00 | -700 | 505 | 510 | 442 | 2030-01-31 15:00 | -700 | 505 | 510 | 442
2030-01-31 16:00 | -457.76 | 505 | 510 | 442 | 2030-01-31 16:00 | -700 | 487.87 | 300 | 442 | 2030-01-31 16:00 | -700 | 449.9 | 300 | 442
2030-01-31 17:00 | -700 | 505 | 510 | 442 | 2030-01-31 17:00 | -700 | 187.87 | 0 | 405.43 | 2030-01-31 17:00 | -700 | 149.9 | 0 | 442
2030-01-31 18:00 | -100 | 505 | 510 | 442 | 2030-01-31 18:00 | -700 | -112.13 | -300 | 105.43 | 2030-01-31 18:00 | -700 | -150.1 | -300 | 142
2030-01-31 19:00 | 0 | 462.96 | 510 | 442 | 2030-01-31 19:00 | -700 | 187.87 | 0 | 405.43 | 2030-01-31 19:00 | -700 | 149.9 | 0 | 442
2030-01-31 20:00 | -416.19 | 505 | 510 | 442 | 2030-01-31 20:00 | -700 | 487.87 | 300 | 442 | 2030-01-31 20:00 | -700 | 449.9 | 300 | 442
2030-01-31 21:00 | -614.34 | 505 | 510 | 442 | 2030-01-31 21:00 | -700 | 505 | 510 | 442 | 2030-01-31 21:00 | -700 | 505 | 510 | 442
2030-01-31 22:00 | -700 | 505 | 510 | 442 | 2030-01-31 22:00 | -700 | 505 | 510 | 442 | 2030-01-31 22:00 | -700 | 505 | 510 | 442
2030-01-31 23:00 | -700 | 505 | 510 | 442 | 2030-01-31 23:00 | -700 | 505 | 510 | 442 | 2030-01-31 23:00 | -700 | 505 | 510 | 442
2030-02-01 | -700 | 505 | 510 | 442 | 2030-02-01 | -700 | 505 | 510 | 442 | 2030-02-01 | -700 | 505 | 510 | 442
2030-02-01 01:00 | -700 | 505 | 510 | 442 | 2030-02-01 01:00 | -700 | 505 | 510 | 442 | 2030-02-01 01:00 | -700 | 505 | 510 | 442
2030-02-01 02:00 | -700 | 505 | 510 | 361.25 | 2030-02-01 02:00 | -700 | 505 | 510 | 442 | 2030-02-01 02:00 | -700 | 505 | 510 | 442
2030-02-01 03:00 | -700 | 505 | 510 | 294.34 | 2030-02-01 03:00 | -700 | 505 | 510 | 442 | 2030-02-01 03:00 | -700 | 505 | 510 | 442
2030-02-01 04:00 | -700 | 505 | 510 | 402.36 | 2030-02-01 04:00 | -700 | 505 | 510 | 442 | 2030-02-01 04:00 | -700 | 505 | 510 | 442
2030-02-01 05:00 | -700 | 505 | 510 | 379 | 2030-02-01 05:00 | -700 | 505 | 510 | 442 | 2030-02-01 05:00 | -700 | 505 | 510 | 442
2030-02-01 06:00 | -700 | 505 | 510 | 382.45 | 2030-02-01 06:00 | -700 | 505 | 510 | 442 | 2030-02-01 06:00 | -700 | 505 | 510 | 442
2030-02-01 07:00 | -700 | 505 | 510 | 442 | 2030-02-01 07:00 | -700 | 505 | 510 | 442 | 2030-02-01 07:00 | -700 | 505 | 510 | 442
2030-02-01 08:00 | -700 | 505 | 510 | 442 | 2030-02-01 08:00 | -700 | 505 | 510 | 442 | 2030-02-01 08:00 | -700 | 505 | 510 | 442
2030-02-01 09:00 | -700 | 505 | 510 | 442 | 2030-02-01 09:00 | -700 | 505 | 510 | 442 | 2030-02-01 09:00 | -700 | 505 | 510 | 442
2030-02-01 10:00 | -700 | 505 | 510 | 442 | 2030-02-01 10:00 | -700 | 505 | 510 | 442 | 2030-02-01 10:00 | -700 | 505 | 510 | 442
2030-02-01 11:00 | -700 | 505 | 510 | 442 | 2030-02-01 11:00 | -700 | 505 | 510 | 442 | 2030-02-01 11:00 | -700 | 505 | 510 | 442
2030-02-01 12:00 | -700 | 505 | 510 | 442 | 2030-02-01 12:00 | -700 | 505 | 510 | 442 | 2030-02-01 12:00 | -700 | 505 | 510 | 442
2030-02-01 13:00 | -700 | 505 | 510 | 442 | 2030-02-01 13:00 | -700 | 505 | 510 | 442 | 2030-02-01 13:00 | -700 | 505 | 510 | 442
2030-02-01 14:00 | -700 | 505 | 510 | 442 | 2030-02-01 14:00 | -700 | 505 | 510 | 442 | 2030-02-01 14:00 | -700 | 505 | 510 | 442
2030-02-01 15:00 | -100 | 505 | 510 | 442 | 2030-02-01 15:00 | -609.64 | 505 | 510 | 442 | 2030-02-01 15:00 | -700 | 505 | 510 | 442
2030-02-01 16:00 | 500 | 505 | 510 | 442 | 2030-02-01 16:00 | -9.64 | 263.14 | 510 | 442 | 2030-02-01 16:00 | -100 | 232.26 | 510 | 422.81
2030-02-01 17:00 | 636.48 | 505 | 510 | 442 | 2030-02-01 17:00 | 390.13 | 505 | 510 | 442 | 2030-02-01 17:00 | 437.9 | 505 | 510 | 442
2030-02-01 18:00 | 700 | 505 | 510 | 442 | 2030-02-01 18:00 | 700 | 505 | 510 | 442 | 2030-02-01 18:00 | 700 | 300 | 446.66 | 407.24
2030-02-01 19:00 | 700 | 300 | 469.03 | 300 | 2030-02-01 19:00 | 700 | 205 | 210 | 279.02 | 2030-02-01 19:00 | 700 | 0 | 146.66 | 107.24
2030-02-01 20:00 | 700 | 0 | 169.03 | 0 | 2030-02-01 20:00 | 700 | -95 | -90 | -20.98 | 2030-02-01 20:00 | 700 | -300 | -153.34 | -192.76
2030-02-01 21:00 | 700 | 104.99 | 469.03 | 300 | 2030-02-01 21:00 | 700 | -300 | -120.22 | 142 | 2030-02-01 21:00 | 700 | 0 | -265.2 | -5.49
2030-02-01 22:00 | 700 | 301.1 | 510 | 442 | 2030-02-01 22:00 | 700 | 0 | 179.78 | 442 | 2030-02-01 22:00 | 700 | 300 | 34.8 | 294.51
2030-02-01 23:00 | 700 | 169.37 | 510 | 442 | 2030-02-01 23:00 | 700 | 163.9 | 479.78 | 442 | 2030-02-01 23:00 | 700 | 0 | 334.8 | 442
2030-02-02 | 700 | 0 | 420.65 | 269.71 | 2030-02-02 | 700 | 0 | 286.7 | 442 | 2030-02-02 | 700 | 0 | 327.14 | 426.52
2030-02-02 01:00 | 700 | 158.57 | 290.48 | 442 | 2030-02-02 01:00 | 410.07 | 110.85 | 210 | 442 | 2030-02-02 01:00 | 374.6 | 124.79 | 210 | 442
2030-02-02 02:00 | 700 | 458.57 | 510 | 442 | 2030-02-02 02:00 | 700 | 410.85 | 510 | 442 | 2030-02-02 02:00 | 700 | 424.79 | 510 | 442
2030-02-02 03:00 | 700 | 295.91 | 510 | 442 | 2030-02-02 03:00 | 700 | 205 | 428.93 | 442 | 2030-02-02 03:00 | 117.38 | 463.41 | 510 | 442
2030-02-02 04:00 | 700 | 505 | 510 | 442 | 2030-02-02 04:00 | 100 | 505 | 510 | 442 | 2030-02-02 04:00 | -482.62 | 505 | 510 | 442
2030-02-02 05:00 | 394.7 | 505 | 510 | 442 | 2030-02-02 05:00 | -153.78 | 300 | 510 | 442 | 2030-02-02 05:00 | -682.83 | 300 | 300 | 420.97
2030-02-02 06:00 | 700 | 205 | 210 | 342.04 | 2030-02-02 06:00 | 116.38 | 0 | 210 | 442 | 2030-02-02 06:00 | -202.37 | 0 | 0 | 120.97
2030-02-02 07:00 | 700 | 0 | 461.75 | 234.86 | 2030-02-02 07:00 | 487.32 | 0 | 0 | 442 | 2030-02-02 07:00 | -300.09 | 0 | 0 | 323.23
2030-02-02 08:00 | 700 | 289.78 | 510 | 442 | 2030-02-02 08:00 | 416.52 | 0 | 273.59 | 442 | 2030-02-02 08:00 | 0 | 0 | 0 | 347.6
2030-02-02 09:00 | 626.06 | 205 | 210 | 359.02 | 2030-02-02 09:00 | -183.48 | 0 | 0 | 442 | 2030-02-02 09:00 | -600 | -157.35 | -300 | 215.36
2030-02-02 10:00 | 26.06 | 505 | 510 | 442 | 2030-02-02 10:00 | -700 | 133.39 | 300 | 442 | 2030-02-02 10:00 | -700 | 115.86 | 0 | 442
2030-02-02 11:00 | -196 | 505 | 510 | 442 | 2030-02-02 11:00 | -700 | 433.39 | 510 | 442 | 2030-02-02 11:00 | -700 | 415.86 | 300 | 442
2030-02-02 12:00 | -700 | 505 | 510 | 442 | 2030-02-02 12:00 | -700 | 505 | 510 | 442 | 2030-02-02 12:00 | -700 | 505 | 510 | 442
2030-02-02 13:00 | -700 | 505 | 510 | 442 | 2030-02-02 13:00 | -700 | 374 | 390 | 442 | 2030-02-02 13:00 | -700 | 374 | 390 | 442
2030-02-02 14:00 | -700 | 505 | 510 | 442 | 2030-02-02 14:00 | -700 | 74 | 90 | 442 | 2030-02-02 14:00 | -700 | 74 | 90 | 442
2030-02-02 15:00 | -700 | 300 | 300 | 440.2 | 2030-02-02 15:00 | -700 | -226 | -210 | 442 | 2030-02-02 15:00 | -700 | -226 | -210 | 436.05
2030-02-02 16:00 | -287.52 | 0 | 0 | 140.2 | 2030-02-02 16:00 | -700 | -526 | -510 | 442 | 2030-02-02 16:00 | -700 | -526 | -510 | 136.05
2030-02-02 17:00 | -222.7 | 0 | 0 | 440.2 | 2030-02-02 17:00 | -700 | -526 | -510 | 442 | 2030-02-02 17:00 | -700 | -526 | -510 | -163.95
2030-02-02 18:00 | -199.07 | 205 | 210 | 437.38 | 2030-02-02 18:00 | -700 | -526 | -510 | 442 | 2030-02-02 18:00 | -700 | -526 | -510 | 76.34
2030-02-02 19:00 | -700 | 505 | 510 | 442 | 2030-02-02 19:00 | -700 | -226 | -210 | 442 | 2030-02-02 19:00 | -700 | -226 | -210 | 376.34
2030-02-02 20:00 | -294.34 | 505 | 510 | 442 | 2030-02-02 20:00 | -700 | 74 | 90 | 442 | 2030-02-02 20:00 | -700 | 74 | 90 | 442
2030-02-02 21:00 | -408.01 | 505 | 510 | 442 | 2030-02-02 21:00 | -700 | 374 | 390 | 442 | 2030-02-02 21:00 | -700 | 374 | 390 | 442
2030-02-02 22:00 | -490.78 | 505 | 510 | 442 | 2030-02-02 22:00 | -700 | 505 | 510 | 442 | 2030-02-02 22:00 | -700 | 505 | 510 | 442
2030-02-02 23:00 | -592.75 | 505 | 510 | 442 | 2030-02-02 23:00 | -700 | 505 | 510 | 442 | 2030-02-02 23:00 | -700 | 505 | 510 | 442
2030-02-03 | -700 | 505 | 510 | 288 | 2030-02-03 | -700 | 505 | 510 | 442 | 2030-02-03 | -700 | 505 | 510 | 442
2030-02-03 01:00 | -700 | 505 | 510 | 151.76 | 2030-02-03 01:00 | -700 | 505 | 510 | 321.56 | 2030-02-03 01:00 | -700 | 505 | 510 | 442
2030-02-03 02:00 | -700 | 505 | 510 | 233.99 | 2030-02-03 02:00 | -700 | 505 | 510 | 411.1 | 2030-02-03 02:00 | -700 | 505 | 510 | 442
2030-02-03 03:00 | -700 | 505 | 510 | 216.71 | 2030-02-03 03:00 | -700 | 505 | 510 | 285.46 | 2030-02-03 03:00 | -700 | 505 | 510 | 442
2030-02-03 04:00 | -700 | 505 | 510 | 145.35 | 2030-02-03 04:00 | -700 | 505 | 510 | 184.86 | 2030-02-03 04:00 | -700 | 505 | 510 | 442
2030-02-03 05:00 | -700 | 505 | 510 | 193.62 | 2030-02-03 05:00 | -700 | 505 | 510 | 233 | 2030-02-03 05:00 | -700 | 505 | 510 | 442
2030-02-03 06:00 | -700 | 505 | 510 | 290.23 | 2030-02-03 06:00 | -700 | 505 | 510 | 442 | 2030-02-03 06:00 | -700 | 374 | 390 | 390
2030-02-03 07:00 | -700 | 505 | 510 | 280.35 | 2030-02-03 07:00 | -700 | 374 | 390 | 169.76 | 2030-02-03 07:00 | -700 | 74 | 90 | 90
2030-02-03 08:00 | -343.64 | 505 | 510 | 254.78 | 2030-02-03 08:00 | -700 | 74 | 90 | -130.24 | 2030-02-03 08:00 | -700 | -226 | -210 | -210
2030-02-03 09:00 | 256.36 | 205 | 510 | 0 | 2030-02-03 09:00 | -700 | -226 | -210 | -430.24 | 2030-02-03 09:00 | -700 | -526 | -510 | -510
2030-02-03 10:00 | 500 | 0 | 510 | 252.61 | 2030-02-03 10:00 | -700 | -526 | -510 | -351.6 | 2030-02-03 10:00 | -700 | -526 | -510 | -510
2030-02-03 11:00 | -100 | 81.02 | 510 | 22.7 | 2030-02-03 11:00 | -700 | -226 | -210 | -158 | 2030-02-03 11:00 | -700 | -526 | -510 | -510
2030-02-03 12:00 | -700 | 381.02 | 510 | 322.7 | 2030-02-03 12:00 | -700 | 74 | 90 | 142 | 2030-02-03 12:00 | -700 | -226 | -210 | -210
2030-02-03 13:00 | -700 | 505 | 510 | 442 | 2030-02-03 13:00 | -700 | 374 | 390 | 442 | 2030-02-03 13:00 | -700 | 74 | 90 | 90
2030-02-03 14:00 | -700 | 370.13 | 510 | 442 | 2030-02-03 14:00 | -700 | 74 | 90 | 142 | 2030-02-03 14:00 | -700 | -226 | -210 | -210
2030-02-03 15:00 | -100 | 70.13 | 405.69 | 142 | 2030-02-03 15:00 | -700 | -226 | -210 | -158 | 2030-02-03 15:00 | -700 | -526 | -510 | -510
2030-02-03 16:00 | -273.95 | 300 | 510 | 442 | 2030-02-03 16:00 | -700 | 74 | -210 | -52.33 | 2030-02-03 16:00 | -700 | -226 | -210 | -210
2030-02-03 17:00 | 326.05 | 0 | 316.28 | 239.62 | 2030-02-03 17:00 | -700 | -226 | -510 | -352.33 | 2030-02-03 17:00 | -700 | -526 | -510 | -510
2030-02-03 18:00 | 700 | 205 | 472.15 | 142 | 2030-02-03 18:00 | -700 | 0 | -210 | -158 | 2030-02-03 18:00 | -700 | -526 | -510 | -510
2030-02-03 19:00 | 413.05 | 505 | 510 | 442 | 2030-02-03 19:00 | -700 | 300 | 90 | 142 | 2030-02-03 19:00 | -700 | -226 | -210 | -210
2030-02-03 20:00 | -186.95 | 505 | 510 | 442 | 2030-02-03 20:00 | -700 | 505 | 390 | 442 | 2030-02-03 20:00 | -700 | 74 | 90 | 90
2030-02-03 21:00 | -446.88 | 505 | 510 | 442 | 2030-02-03 21:00 | -700 | 505 | 510 | 442 | 2030-02-03 21:00 | -700 | 374 | 390 | 390
2030-02-03 22:00 | -700 | 505 | 510 | 442 | 2030-02-03 22:00 | -700 | 505 | 510 | 442 | 2030-02-03 22:00 | -700 | 505 | 510 | 442
2030-02-03 23:00 | -700 | 505 | 510 | 442 | 2030-02-03 23:00 | -700 | 505 | 510 | 442 | 2030-02-03 23:00 | -700 | 505 | 510 | 442
2030-02-04 | -700 | 505 | 510 | 442 | 2030-02-04 | -700 | 505 | 510 | 442 | 2030-02-04 | -700 | 505 | 510 | 442
2030-02-04 01:00 | -700 | 505 | 510 | 206.45 | 2030-02-04 01:00 | -700 | 505 | 510 | 341.69 | 2030-02-04 01:00 | -700 | 505 | 510 | 391.73
2030-02-04 02:00 | -700 | 505 | 510 | 168.43 | 2030-02-04 02:00 | -700 | 505 | 510 | 278.14 | 2030-02-04 02:00 | -700 | 505 | 510 | 391.73
2030-02-04 03:00 | -700 | 505 | 510 | 17.6 | 2030-02-04 03:00 | -700 | 505 | 510 | 223.61 | 2030-02-04 03:00 | -700 | 505 | 510 | 269.59
2030-02-04 04:00 | -700 | 505 | 510 | 5.02 | 2030-02-04 04:00 | -700 | 505 | 510 | 107.34 | 2030-02-04 04:00 | -700 | 505 | 510 | 269.59
2030-02-04 05:00 | -700 | 505 | 510 | -23.01 | 2030-02-04 05:00 | -700 | 505 | 510 | 15.09 | 2030-02-04 05:00 | -700 | 505 | 510 | 270.99
2030-02-04 06:00 | -700 | 505 | 510 | -16.04 | 2030-02-04 06:00 | -700 | 505 | 510 | 167.74 | 2030-02-04 06:00 | -700 | 505 | 510 | 270.99
2030-02-04 07:00 | -700 | 505 | 510 | 120.64 | 2030-02-04 07:00 | -700 | 505 | 510 | 106.7 | 2030-02-04 07:00 | -700 | 505 | 510 | 100.23
2030-02-04 08:00 | -700 | 505 | 510 | 322.09 | 2030-02-04 08:00 | -700 | 505 | 510 | 315.65 | 2030-02-04 08:00 | -700 | 505 | 510 | 334.47
2030-02-04 09:00 | -100 | 505 | 510 | 442 | 2030-02-04 09:00 | -700 | 505 | 510 | 442 | 2030-02-04 09:00 | -700 | 505 | 510 | 442
2030-02-04 10:00 | 449.7 | 505 | 510 | 442 | 2030-02-04 10:00 | -700 | 505 | 510 | 442 | 2030-02-04 10:00 | -700 | 505 | 510 | 442
2030-02-04 11:00 | 146.58 | 505 | 510 | 442 | 2030-02-04 11:00 | -700 | 505 | 510 | 442 | 2030-02-04 11:00 | -700 | 505 | 510 | 442
2030-02-04 12:00 | 487.02 | 505 | 510 | 442 | 2030-02-04 12:00 | -700 | 505 | 510 | 442 | 2030-02-04 12:00 | -700 | 505 | 510 | 442
2030-02-04 13:00 | 127.47 | 505 | 510 | 442 | 2030-02-04 13:00 | -700 | 505 | 510 | 442 | 2030-02-04 13:00 | -700 | 505 | 510 | 442
2030-02-04 14:00 | 127.47 | 505 | 510 | 442 | 2030-02-04 14:00 | -700 | 505 | 510 | 442 | 2030-02-04 14:00 | -700 | 505 | 510 | 442
2030-02-04 15:00 | 700 | 505 | 510 | 442 | 2030-02-04 15:00 | -100 | 244.4 | 510 | 442 | 2030-02-04 15:00 | -100 | 219 | 510 | 442
2030-02-04 16:00 | 700 | 505 | 510 | 442 | 2030-02-04 16:00 | 500 | 505 | 510 | 442 | 2030-02-04 16:00 | 500 | 505 | 510 | 442
2030-02-04 17:00 | 700 | 505 | 510 | 442 | 2030-02-04 17:00 | 700 | 505 | 510 | 442 | 2030-02-04 17:00 | 700 | 505 | 510 | 442
2030-02-04 18:00 | 700 | 505 | 510 | 442 | 2030-02-04 18:00 | 700 | 505 | 510 | 442 | 2030-02-04 18:00 | 700 | 505 | 510 | 442
2030-02-04 19:00 | 700 | 505 | 510 | 442 | 2030-02-04 19:00 | 700 | 505 | 510 | 442 | 2030-02-04 19:00 | 700 | 505 | 510 | 442
2030-02-04 20:00 | 700 | 505 | 510 | 442 | 2030-02-04 20:00 | 700 | 505 | 510 | 442 | 2030-02-04 20:00 | 700 | 505 | 510 | 442
2030-02-04 21:00 | 700 | 505 | 510 | 442 | 2030-02-04 21:00 | 700 | 505 | 510 | 442 | 2030-02-04 21:00 | 700 | 505 | 510 | 442
2030-02-04 22:00 | 700 | 505 | 510 | 442 | 2030-02-04 22:00 | 700 | 505 | 510 | 442 | 2030-02-04 22:00 | 700 | 505 | 510 | 442
2030-02-04 23:00 | 700 | 505 | 510 | 442 | 2030-02-04 23:00 | 700 | 505 | 510 | 442 | 2030-02-04 23:00 | 700 | 505 | 510 | 442
2030-02-05 | 700 | 505 | 510 | 442 | 2030-02-05 | 700 | 505 | 510 | 442 | 2030-02-05 | 700 | 505 | 510 | 442
2030-02-05 01:00 | 700 | 223.69 | 510 | 442 | 2030-02-05 01:00 | 700 | 445.71 | 510 | 442 | 2030-02-05 01:00 | 700 | 370.17 | 510 | 442
2030-02-05 02:00 | 700 | 505 | 510 | 442 | 2030-02-05 02:00 | 700 | 505 | 510 | 442 | 2030-02-05 02:00 | 700 | 505 | 510 | 442
2030-02-05 03:00 | 700 | 483.03 | 510 | 442 | 2030-02-05 03:00 | 700 | 393.55 | 510 | 442 | 2030-02-05 03:00 | 700 | 205 | 510 | 401.81
2030-02-05 04:00 | 700 | 183.03 | 510 | 439.54 | 2030-02-05 04:00 | 700 | 93.55 | 510 | 312.28 | 2030-02-05 04:00 | 700 | 0 | 510 | 401.81
2030-02-05 05:00 | 700 | 0 | 510 | 139.54 | 2030-02-05 05:00 | 700 | 0 | 510 | 12.28 | 2030-02-05 05:00 | 700 | 0 | 272.07 | 101.81
2030-02-05 06:00 | 700 | 0 | 510 | 401.7 | 2030-02-05 06:00 | 700 | 0 | 510 | 41.82 | 2030-02-05 06:00 | 700 | 0 | 66.84 | 348.57
2030-02-05 07:00 | 700 | 0 | 510 | 217.06 | 2030-02-05 07:00 | 700 | 0 | 510 | 111.34 | 2030-02-05 07:00 | 700 | 0 | 366.84 | 72.76
2030-02-05 08:00 | 700 | 125.16 | 510 | 338.22 | 2030-02-05 08:00 | 700 | 0 | 510 | 202.82 | 2030-02-05 08:00 | 700 | 0 | 318.71 | 104.33
2030-02-05 09:00 | 700 | 425.16 | 510 | 442 | 2030-02-05 09:00 | 700 | 0 | 510 | 343.36 | 2030-02-05 09:00 | 700 | 0 | 18.71 | 404.33
2030-02-05 10:00 | 700 | 378.92 | 510 | 442 | 2030-02-05 10:00 | 700 | 0 | 510 | 442 | 2030-02-05 10:00 | 700 | 0 | 0 | 442
2030-02-05 11:00 | 700 | 78.92 | 510 | 442 | 2030-02-05 11:00 | 700 | 0 | 283.39 | 412.19 | 2030-02-05 11:00 | 700 | 0 | 0 | 442
2030-02-05 12:00 | 700 | 0 | 510 | 440.74 | 2030-02-05 12:00 | 700 | 0 | 0 | 353.28 | 2030-02-05 12:00 | 700 | 0 | 0 | 215.99
2030-02-05 13:00 | 700 | 0 | 510 | 442 | 2030-02-05 13:00 | 700 | 0 | 87.13 | 353.28 | 2030-02-05 13:00 | 100 | 0 | 0 | 350.2
2030-02-05 14:00 | 700 | 0 | 510 | 326.76 | 2030-02-05 14:00 | 700 | 0 | 183.2 | 353.04 | 2030-02-05 14:00 | 152.76 | 0 | 0 | 235.86
2030-02-05 15:00 | 700 | 0 | 510 | 440.16 | 2030-02-05 15:00 | 700 | 0 | 483.2 | 442 | 2030-02-05 15:00 | 556.86 | 0 | 0 | 391.18
2030-02-05 16:00 | 700 | 0 | 510 | 338.94 | 2030-02-05 16:00 | 700 | 79.03 | 322.24 | 442 | 2030-02-05 16:00 | 700 | -54.82 | -210 | 442
2030-02-05 17:00 | 700 | 0 | 510 | 419.73 | 2030-02-05 17:00 | 100 | 0 | 22.24 | 423.62 | 2030-02-05 17:00 | 100 | -354.82 | -510 | 142
2030-02-05 18:00 | 700 | 0 | 292.72 | 423.63 | 2030-02-05 18:00 | 700 | 0 | 0 | 365.7 | 2030-02-05 18:00 | 700 | -526 | -510 | 50.08
2030-02-05 19:00 | 700 | -117.16 | -7.28 | 123.63 | 2030-02-05 19:00 | 700 | 0 | -63.49 | 65.7 | 2030-02-05 19:00 | 700 | -526 | -510 | 0
2030-02-05 20:00 | 700 | 84.08 | 292.72 | 423.63 | 2030-02-05 20:00 | 700 | 52.06 | 210 | 365.7 | 2030-02-05 20:00 | 700 | -300 | -306.82 | 283.69
2030-02-05 21:00 | 700 | 384.08 | 510 | 442 | 2030-02-05 21:00 | 700 | 352.06 | 510 | 442 | 2030-02-05 21:00 | 700 | 0 | -6.82 | 442
2030-02-05 22:00 | 700 | 267.49 | 510 | 442 | 2030-02-05 22:00 | 700 | 202.75 | 510 | 442 | 2030-02-05 22:00 | 700 | 0 | 293.18 | 441.03
2030-02-05 23:00 | 700 | 505 | 510 | 442 | 2030-02-05 23:00 | 700 | 203.12 | 510 | 442 | 2030-02-05 23:00 | 700 | 293.61 | 510 | 442
2030-02-06 | 700 | 505 | 510 | 442 | 2030-02-06 | 700 | 503.12 | 510 | 442 | 2030-02-06 | 700 | 505 | 510 | 442
2030-02-06 01:00 | 700 | 505 | 510 | 442 | 2030-02-06 01:00 | 700 | 505 | 510 | 442 | 2030-02-06 01:00 | 700 | 505 | 510 | 442
2030-02-06 02:00 | 700 | 297.83 | 510 | 442 | 2030-02-06 02:00 | 700 | 505 | 510 | 442 | 2030-02-06 02:00 | 700 | 505 | 510 | 442
2030-02-06 03:00 | 700 | 179.92 | 510 | 442 | 2030-02-06 03:00 | 700 | 505 | 510 | 442 | 2030-02-06 03:00 | 700 | 505 | 510 | 442
2030-02-06 04:00 | 700 | 0 | 510 | 442 | 2030-02-06 04:00 | 700 | 505 | 510 | 442 | 2030-02-06 04:00 | 700 | 505 | 510 | 442
2030-02-06 05:00 | 700 | 0 | 510 | 442 | 2030-02-06 05:00 | 700 | 505 | 510 | 442 | 2030-02-06 05:00 | 700 | 505 | 510 | 442
2030-02-06 06:00 | 700 | 300 | 510 | 442 | 2030-02-06 06:00 | 700 | 300 | 423.49 | 442 | 2030-02-06 06:00 | 700 | 300 | 510 | 442
2030-02-06 07:00 | 700 | 0 | 475.06 | 142 | 2030-02-06 07:00 | 600 | 0 | 123.49 | 436.41 | 2030-02-06 07:00 | 600 | 0 | 210 | 300
2030-02-06 08:00 | 700 | 0 | 510 | 442 | 2030-02-06 08:00 | 0 | 0 | -176.51 | 136.41 | 2030-02-06 08:00 | 0 | 0 | -90 | 0
2030-02-06 09:00 | 700 | 0 | 510 | 442 | 2030-02-06 09:00 | 165.73 | 0 | -145.43 | 0 | 2030-02-06 09:00 | 165.73 | 0 | -381.1 | 0
2030-02-06 10:00 | 700 | 205 | 510 | 442 | 2030-02-06 10:00 | 700 | 113.5 | 154.57 | 300 | 2030-02-06 10:00 | 700 | 0 | -81.1 | 300
2030-02-06 11:00 | 700 | 505 | 510 | 442 | 2030-02-06 11:00 | 700 | 0 | 0 | 442 | 2030-02-06 11:00 | 700 | 0 | 0 | 442
2030-02-06 12:00 | 700 | 433.3 | 510 | 442 | 2030-02-06 12:00 | 600 | 0 | 0 | 417.05 | 2030-02-06 12:00 | 231.95 | 0 | -210 | 336.78
2030-02-06 13:00 | 700 | 133.3 | 309.65 | 230.14 | 2030-02-06 13:00 | 0 | -40.07 | -300 | 117.05 | 2030-02-06 13:00 | -368.05 | -300 | -510 | 36.78
2030-02-06 14:00 | 700 | 0 | 510 | 205.61 | 2030-02-06 14:00 | 0 | 0 | -510 | 0 | 2030-02-06 14:00 | 0 | -526 | -510 | -31.14
2030-02-06 15:00 | 700 | 0 | 357.73 | 155.39 | 2030-02-06 15:00 | 0 | 0 | -510 | 0 | 2030-02-06 15:00 | 0 | -526 | -510 | -30.44
2030-02-06 16:00 | 700 | 0 | 445.99 | 223.96 | 2030-02-06 16:00 | 0 | 0 | -390 | 0 | 2030-02-06 16:00 | 0 | -444.41 | -510 | -69.69
2030-02-06 17:00 | 700 | 0 | 510 | 227.02 | 2030-02-06 17:00 | -185.15 | 0 | -90 | 94.79 | 2030-02-06 17:00 | 0 | -144.41 | -411.96 | 142
2030-02-06 18:00 | 700 | 0 | 510 | 442 | 2030-02-06 18:00 | 285.43 | 170.6 | 210 | 394.79 | 2030-02-06 18:00 | 600 | 0 | -111.96 | 442
2030-02-06 19:00 | 700 | 250.01 | 510 | 442 | 2030-02-06 19:00 | 700 | 470.6 | 510 | 442 | 2030-02-06 19:00 | 700 | 143.22 | 188.04 | 442
2030-02-06 20:00 | 700 | 25.68 | 510 | 442 | 2030-02-06 20:00 | 700 | 170.6 | 431.09 | 442 | 2030-02-06 20:00 | 527.44 | 300 | 300 | 436.19
2030-02-06 21:00 | 700 | 198.43 | 510 | 442 | 2030-02-06 21:00 | 500 | 0 | 434.74 | 158.17 | 2030-02-06 21:00 | -72.56 | 0 | 0 | 136.19
2030-02-06 22:00 | 518.59 | 439.26 | 510 | 442 | 2030-02-06 22:00 | -100 | 0 | 510 | 293.64 | 2030-02-06 22:00 | -672.56 | 0 | 210 | 63.82
2030-02-06 23:00 | -81.41 | 505 | 510 | 442 | 2030-02-06 23:00 | -700 | 300 | 510 | 442 | 2030-02-06 23:00 | -700 | 300 | 510 | 363.82
2030-02-07 | 110.76 | 505 | 510 | 442 | 2030-02-07 | -700 | 505 | 510 | 442 | 2030-02-07 | -700 | 505 | 510 | 442
2030-02-07 01:00 | 0 | 505 | 510 | 442 | 2030-02-07 01:00 | -700 | 505 | 510 | 442 | 2030-02-07 01:00 | -700 | 505 | 510 | 442
2030-02-07 02:00 | -386.13 | 505 | 510 | 442 | 2030-02-07 02:00 | -700 | 505 | 510 | 442 | 2030-02-07 02:00 | -700 | 505 | 510 | 442
2030-02-07 03:00 | -700 | 505 | 510 | 442 | 2030-02-07 03:00 | -700 | 505 | 510 | 442 | 2030-02-07 03:00 | -700 | 505 | 510 | 442
2030-02-07 04:00 | -700 | 505 | 510 | 442 | 2030-02-07 04:00 | -700 | 505 | 510 | 442 | 2030-02-07 04:00 | -700 | 505 | 510 | 442
2030-02-07 05:00 | -700 | 505 | 510 | 442 | 2030-02-07 05:00 | -700 | 505 | 510 | 442 | 2030-02-07 05:00 | -700 | 505 | 510 | 442
2030-02-07 06:00 | -700 | 505 | 510 | 442 | 2030-02-07 06:00 | -700 | 505 | 510 | 442 | 2030-02-07 06:00 | -700 | 505 | 510 | 442
2030-02-07 07:00 | -700 | 505 | 510 | 442 | 2030-02-07 07:00 | -700 | 505 | 510 | 442 | 2030-02-07 07:00 | -700 | 505 | 510 | 442
2030-02-07 08:00 | -700 | 505 | 510 | 442 | 2030-02-07 08:00 | -700 | 505 | 510 | 442 | 2030-02-07 08:00 | -700 | 505 | 510 | 442
2030-02-07 09:00 | -700 | 505 | 510 | 442 | 2030-02-07 09:00 | -700 | 505 | 510 | 442 | 2030-02-07 09:00 | -700 | 505 | 510 | 442
2030-02-07 10:00 | -253.59 | 505 | 510 | 442 | 2030-02-07 10:00 | -700 | 505 | 510 | 442 | 2030-02-07 10:00 | -700 | 505 | 510 | 442
2030-02-07 11:00 | -512.6 | 505 | 510 | 442 | 2030-02-07 11:00 | -700 | 505 | 510 | 442 | 2030-02-07 11:00 | -700 | 505 | 510 | 442
2030-02-07 12:00 | -534.3 | 505 | 510 | 442 | 2030-02-07 12:00 | -700 | 505 | 510 | 442 | 2030-02-07 12:00 | -700 | 505 | 510 | 442
2030-02-07 13:00 | -547.44 | 505 | 510 | 442 | 2030-02-07 13:00 | -700 | 505 | 510 | 442 | 2030-02-07 13:00 | -700 | 505 | 510 | 442
2030-02-07 14:00 | -700 | 505 | 510 | 442 | 2030-02-07 14:00 | -700 | 505 | 510 | 442 | 2030-02-07 14:00 | -700 | 505 | 510 | 442
2030-02-07 15:00 | -700 | 505 | 510 | 442 | 2030-02-07 15:00 | -700 | 505 | 396.03 | 442 | 2030-02-07 15:00 | -700 | 505 | 396.03 | 442
2030-02-07 16:00 | -700 | 505 | 510 | 442 | 2030-02-07 16:00 | -700 | 205 | 96.03 | 142 | 2030-02-07 16:00 | -700 | 205 | 96.03 | 142
2030-02-07 17:00 | -100 | 205 | 210 | 142 | 2030-02-07 17:00 | -700 | -95 | -203.97 | -158 | 2030-02-07 17:00 | -700 | -95 | -203.97 | -158
2030-02-07 18:00 | -70.64 | 505 | 510 | 442 | 2030-02-07 18:00 | -700 | 205 | 96.03 | 142 | 2030-02-07 18:00 | -700 | 205 | 96.03 | 142
2030-02-07 19:00 | 0 | 505 | 510 | 442 | 2030-02-07 19:00 | -700 | 505 | 396.03 | 442 | 2030-02-07 19:00 | -700 | 505 | 396.03 | 442
2030-02-07 20:00 | 0 | 505 | 510 | 442 | 2030-02-07 20:00 | -700 | 505 | 510 | 442 | 2030-02-07 20:00 | -700 | 505 | 510 | 442
2030-02-07 21:00 | -50.12 | 505 | 510 | 442 | 2030-02-07 21:00 | -700 | 505 | 510 | 442 | 2030-02-07 21:00 | -700 | 505 | 510 | 442
2030-02-07 22:00 | -495.14 | 505 | 510 | 442 | 2030-02-07 22:00 | -700 | 505 | 510 | 442 | 2030-02-07 22:00 | -700 | 505 | 510 | 442
2030-02-07 23:00 | -578.68 | 505 | 510 | 442 | 2030-02-07 23:00 | -700 | 505 | 510 | 442 | 2030-02-07 23:00 | -700 | 505 | 510 | 442
2030-02-08 | -312.52 | 505 | 510 | 442 | 2030-02-08 | -700 | 505 | 510 | 442 | 2030-02-08 | -700 | 505 | 510 | 442
2030-02-08 01:00 | -441.07 | 505 | 510 | 442 | 2030-02-08 01:00 | -700 | 505 | 510 | 442 | 2030-02-08 01:00 | -700 | 505 | 510 | 442
2030-02-08 02:00 | -147.04 | 505 | 510 | 442 | 2030-02-08 02:00 | -700 | 505 | 510 | 442 | 2030-02-08 02:00 | -700 | 505 | 510 | 442
2030-02-08 03:00 | -544.04 | 505 | 510 | 442 | 2030-02-08 03:00 | -700 | 505 | 510 | 442 | 2030-02-08 03:00 | -700 | 505 | 510 | 442
2030-02-08 04:00 | -351.32 | 505 | 510 | 442 | 2030-02-08 04:00 | -700 | 505 | 510 | 442 | 2030-02-08 04:00 | -700 | 505 | 510 | 442
2030-02-08 05:00 | -406.89 | 505 | 510 | 442 | 2030-02-08 05:00 | -700 | 505 | 510 | 442 | 2030-02-08 05:00 | -700 | 505 | 510 | 442
2030-02-08 06:00 | -461.53 | 505 | 510 | 442 | 2030-02-08 06:00 | -700 | 505 | 510 | 442 | 2030-02-08 06:00 | -700 | 505 | 510 | 442
2030-02-08 07:00 | -213.5 | 205 | 510 | 270.22 | 2030-02-08 07:00 | -700 | 205 | 510 | 270.22 | 2030-02-08 07:00 | -700 | 205 | 510 | 270.22
2030-02-08 08:00 | -84.34 | 279.32 | 510 | 442 | 2030-02-08 08:00 | -700 | 279.32 | 510 | 442 | 2030-02-08 08:00 | -700 | 279.32 | 510 | 442
2030-02-08 09:00 | -629.88 | 505 | 510 | 442 | 2030-02-08 09:00 | -700 | 505 | 510 | 442 | 2030-02-08 09:00 | -700 | 505 | 510 | 442
2030-02-08 10:00 | -700 | 505 | 510 | 442 | 2030-02-08 10:00 | -700 | 505 | 510 | 442 | 2030-02-08 10:00 | -700 | 505 | 510 | 442
2030-02-08 11:00 | -700 | 505 | 510 | 442 | 2030-02-08 11:00 | -700 | 505 | 510 | 442 | 2030-02-08 11:00 | -700 | 505 | 510 | 442
2030-02-08 12:00 | -700 | 505 | 510 | 442 | 2030-02-08 12:00 | -700 | 505 | 510 | 442 | 2030-02-08 12:00 | -700 | 505 | 510 | 442
2030-02-08 13:00 | -700 | 505 | 510 | 442 | 2030-02-08 13:00 | -700 | 505 | 510 | 442 | 2030-02-08 13:00 | -700 | 505 | 510 | 442
2030-02-08 14:00 | -700 | 505 | 510 | 442 | 2030-02-08 14:00 | -700 | 505 | 510 | 442 | 2030-02-08 14:00 | -700 | 505 | 510 | 442
2030-02-08 15:00 | -700 | 505 | 510 | 442 | 2030-02-08 15:00 | -700 | 505 | 510 | 442 | 2030-02-08 15:00 | -700 | 505 | 510 | 442
2030-02-08 16:00 | -700 | 505 | 510 | 442 | 2030-02-08 16:00 | -700 | 505 | 510 | 442 | 2030-02-08 16:00 | -700 | 505 | 510 | 442
2030-02-08 17:00 | -700 | 505 | 510 | 442 | 2030-02-08 17:00 | -700 | 505 | 510 | 442 | 2030-02-08 17:00 | -700 | 505 | 510 | 442
2030-02-08 18:00 | -100 | 505 | 510 | 442 | 2030-02-08 18:00 | -700 | 505 | 510 | 442 | 2030-02-08 18:00 | -700 | 505 | 510 | 442
2030-02-08 19:00 | 500 | 505 | 510 | 442 | 2030-02-08 19:00 | -700 | 505 | 510 | 442 | 2030-02-08 19:00 | -700 | 505 | 510 | 442
2030-02-08 20:00 | 700 | 505 | 510 | 442 | 2030-02-08 20:00 | -700 | 505 | 510 | 442 | 2030-02-08 20:00 | -700 | 505 | 510 | 442
2030-02-08 21:00 | 417.75 | 505 | 510 | 442 | 2030-02-08 21:00 | -700 | 505 | 510 | 442 | 2030-02-08 21:00 | -700 | 505 | 510 | 442
2030-02-08 22:00 | 431.1 | 505 | 510 | 442 | 2030-02-08 22:00 | -700 | 505 | 510 | 442 | 2030-02-08 22:00 | -700 | 505 | 510 | 442
2030-02-08 23:00 | -9.21 | 505 | 510 | 442 | 2030-02-08 23:00 | -700 | 505 | 510 | 442 | 2030-02-08 23:00 | -700 | 505 | 510 | 442
2030-02-09 | -571.26 | 505 | 510 | 442 | 2030-02-09 | -700 | 505 | 510 | 442 | 2030-02-09 | -700 | 505 | 510 | 442
2030-02-09 01:00 | -700 | 505 | 510 | 442 | 2030-02-09 01:00 | -700 | 505 | 510 | 442 | 2030-02-09 01:00 | -700 | 505 | 510 | 442
2030-02-09 02:00 | -700 | 505 | 510 | 442 | 2030-02-09 02:00 | -700 | 505 | 510 | 442 | 2030-02-09 02:00 | -700 | 505 | 510 | 442
2030-02-09 03:00 | -700 | 505 | 510 | 442 | 2030-02-09 03:00 | -700 | 505 | 510 | 442 | 2030-02-09 03:00 | -700 | 505 | 510 | 442
2030-02-09 04:00 | -700 | 505 | 510 | 442 | 2030-02-09 04:00 | -700 | 505 | 510 | 442 | 2030-02-09 04:00 | -700 | 505 | 510 | 442
2030-02-09 05:00 | -700 | 505 | 510 | 304.87 | 2030-02-09 05:00 | -700 | 505 | 510 | 410.9 | 2030-02-09 05:00 | -700 | 505 | 510 | 208.08
2030-02-09 06:00 | -700 | 505 | 510 | 263.54 | 2030-02-09 06:00 | -700 | 505 | 510 | 424.32 | 2030-02-09 06:00 | -700 | 505 | 510 | 234.48
2030-02-09 07:00 | -700 | 505 | 510 | 260.08 | 2030-02-09 07:00 | -700 | 505 | 510 | 300 | 2030-02-09 07:00 | -700 | 505 | 510 | 255.01
2030-02-09 08:00 | -700 | 205 | 470.15 | 0 | 2030-02-09 08:00 | -700 | 205 | 470.15 | 0 | 2030-02-09 08:00 | -700 | 205 | 470.15 | 0
2030-02-09 09:00 | -700 | 505 | 510 | 240.49 | 2030-02-09 09:00 | -700 | 505 | 510 | 258.98 | 2030-02-09 09:00 | -700 | 505 | 510 | 232.98
2030-02-09 10:00 | -700 | 505 | 510 | 298.62 | 2030-02-09 10:00 | -700 | 505 | 510 | 291.23 | 2030-02-09 10:00 | -700 | 505 | 510 | 283.84
2030-02-09 11:00 | -700 | 505 | 510 | 307.79 | 2030-02-09 11:00 | -700 | 505 | 510 | 361.43 | 2030-02-09 11:00 | -700 | 505 | 510 | 291.42
2030-02-09 12:00 | -700 | 505 | 510 | 307.97 | 2030-02-09 12:00 | -700 | 505 | 510 | 442 | 2030-02-09 12:00 | -700 | 505 | 510 | 292.95
2030-02-09 13:00 | -700 | 505 | 510 | 351.46 | 2030-02-09 13:00 | -700 | 505 | 510 | 442 | 2030-02-09 13:00 | -700 | 505 | 510 | 337.08
2030-02-09 14:00 | -700 | 505 | 510 | 425.08 | 2030-02-09 14:00 | -700 | 505 | 502.66 | 409.13 | 2030-02-09 14:00 | -700 | 505 | 493.43 | 403.44
2030-02-09 15:00 | -700 | 505 | 510 | 442 | 2030-02-09 15:00 | -700 | 205 | 202.66 | 109.13 | 2030-02-09 15:00 | -700 | 205 | 193.43 | 118.37
2030-02-09 16:00 | -700 | 300 | 394.02 | 300 | 2030-02-09 16:00 | -700 | -95 | -97.34 | -190.87 | 2030-02-09 16:00 | -700 | -95 | -106.57 | -181.63
2030-02-09 17:00 | -700 | 0 | 94.02 | 0 | 2030-02-09 17:00 | -700 | -395 | -397.34 | -490.87 | 2030-02-09 17:00 | -700 | -395 | -406.57 | -481.63
2030-02-09 18:00 | -700 | 300 | 394.02 | 300 | 2030-02-09 18:00 | -700 | -95 | -97.34 | -190.87 | 2030-02-09 18:00 | -700 | -95 | -106.57 | -181.63
2030-02-09 19:00 | -700 | 505 | 510 | 442 | 2030-02-09 19:00 | -700 | 205 | 202.66 | 109.13 | 2030-02-09 19:00 | -700 | 205 | 193.43 | 118.37
2030-02-09 20:00 | -700 | 505 | 510 | 442 | 2030-02-09 20:00 | -700 | 505 | 502.66 | 409.13 | 2030-02-09 20:00 | -700 | 505 | 493.43 | 418.37
2030-02-09 21:00 | -700 | 505 | 510 | 442 | 2030-02-09 21:00 | -700 | 505 | 510 | 442 | 2030-02-09 21:00 | -700 | 505 | 510 | 442
2030-02-09 22:00 | -700 | 505 | 510 | 442 | 2030-02-09 22:00 | -700 | 505 | 510 | 442 | 2030-02-09 22:00 | -700 | 505 | 510 | 442
2030-02-09 23:00 | -700 | 505 | 510 | 442 | 2030-02-09 23:00 | -700 | 505 | 510 | 442 | 2030-02-09 23:00 | -700 | 505 | 510 | 442
2030-02-10 | -700 | 505 | 510 | 442 | 2030-02-10 | -700 | 505 | 510 | 442 | 2030-02-10 | -700 | 505 | 510 | 442
2030-02-10 01:00 | -700 | 505 | 510 | 239.76 | 2030-02-10 01:00 | -700 | 505 | 510 | 234.7 | 2030-02-10 01:00 | -700 | 505 | 510 | 229.64
2030-02-10 02:00 | -700 | 505 | 510 | 246.66 | 2030-02-10 02:00 | -700 | 505 | 510 | 241.71 | 2030-02-10 02:00 | -700 | 505 | 510 | 236.76
2030-02-10 03:00 | -700 | 505 | 510 | 399.83 | 2030-02-10 03:00 | -700 | 505 | 510 | 395.84 | 2030-02-10 03:00 | -700 | 505 | 510 | 391.84
2030-02-10 04:00 | -700 | 505 | 510 | 383.32 | 2030-02-10 04:00 | -700 | 505 | 510 | 379.39 | 2030-02-10 04:00 | -700 | 505 | 510 | 375.46
2030-02-10 05:00 | -700 | 505 | 510 | 123.09 | 2030-02-10 05:00 | -700 | 505 | 510 | 118.02 | 2030-02-10 05:00 | -700 | 505 | 510 | 112.96
2030-02-10 06:00 | -700 | 505 | 510 | 90.52 | 2030-02-10 06:00 | -700 | 505 | 510 | 85.47 | 2030-02-10 06:00 | -700 | 505 | 510 | 80.42
2030-02-10 07:00 | -700 | 505 | 510 | 265.13 | 2030-02-10 07:00 | -700 | 505 | 510 | 260.88 | 2030-02-10 07:00 | -700 | 505 | 510 | 256.64
2030-02-10 08:00 | -700 | 505 | 510 | 407.89 | 2030-02-10 08:00 | -700 | 505 | 510 | 403.89 | 2030-02-10 08:00 | -700 | 505 | 510 | 399.89
2030-02-10 09:00 | -700 | 505 | 510 | 224.45 | 2030-02-10 09:00 | -700 | 505 | 510 | 218.53 | 2030-02-10 09:00 | -700 | 505 | 510 | 212.6
2030-02-10 10:00 | -700 | 505 | 510 | 381.44 | 2030-02-10 10:00 | -700 | 505 | 510 | 374.96 | 2030-02-10 10:00 | -700 | 505 | 510 | 368.48
2030-02-10 11:00 | -700 | 505 | 510 | 442 | 2030-02-10 11:00 | -700 | 505 | 510 | 442 | 2030-02-10 11:00 | -700 | 505 | 510 | 442
2030-02-10 12:00 | -700 | 205 | 308.28 | 142 | 2030-02-10 12:00 | -700 | 205 | 308.28 | 142 | 2030-02-10 12:00 | -700 | 205 | 308.28 | 142
2030-02-10 13:00 | -700 | 505 | 510 | 442 | 2030-02-10 13:00 | -700 | 505 | 510 | 442 | 2030-02-10 13:00 | -700 | 505 | 510 | 442
2030-02-10 14:00 | -700 | 505 | 510 | 442 | 2030-02-10 14:00 | -700 | 505 | 510 | 442 | 2030-02-10 14:00 | -700 | 505 | 510 | 442
2030-02-10 15:00 | -700 | 505 | 510 | 288.56 | 2030-02-10 15:00 | -700 | 505 | 510 | 281.7 | 2030-02-10 15:00 | -700 | 505 | 510 | 274.83
2030-02-10 16:00 | -700 | 505 | 510 | 442 | 2030-02-10 16:00 | -700 | 505 | 510 | 442 | 2030-02-10 16:00 | -700 | 505 | 510 | 442
2030-02-10 17:00 | -700 | 505 | 510 | 367.96 | 2030-02-10 17:00 | -700 | 505 | 510 | 362.02 | 2030-02-10 17:00 | -700 | 505 | 510 | 356.09
2030-02-10 18:00 | -700 | 505 | 510 | 442 | 2030-02-10 18:00 | -700 | 505 | 510 | 442 | 2030-02-10 18:00 | -700 | 505 | 510 | 442
2030-02-10 19:00 | -700 | 505 | 510 | 442 | 2030-02-10 19:00 | -700 | 505 | 510 | 442 | 2030-02-10 19:00 | -700 | 505 | 510 | 442
2030-02-10 20:00 | -700 | 505 | 510 | 442 | 2030-02-10 20:00 | -700 | 505 | 510 | 442 | 2030-02-10 20:00 | -700 | 505 | 510 | 442
2030-02-10 21:00 | -700 | 505 | 510 | 442 | 2030-02-10 21:00 | -700 | 505 | 510 | 442 | 2030-02-10 21:00 | -700 | 505 | 510 | 442
2030-02-10 22:00 | -700 | 505 | 510 | 442 | 2030-02-10 22:00 | -700 | 505 | 510 | 442 | 2030-02-10 22:00 | -700 | 505 | 510 | 442
2030-02-10 23:00 | -700 | 505 | 510 | 334.75 | 2030-02-10 23:00 | -700 | 505 | 510 | 329.34 | 2030-02-10 23:00 | -700 | 505 | 510 | 323.94
2030-02-11 | -700 | 505 | 510 | 401.79 | 2030-02-11 | -700 | 505 | 510 | 283.64 | 2030-02-11 | -700 | 505 | 510 | 262.19
2030-02-11 01:00 | -700 | 505 | 510 | 220.81 | 2030-02-11 01:00 | -700 | 505 | 510 | 344.31 | 2030-02-11 01:00 | -700 | 505 | 510 | 209.7
2030-02-11 02:00 | -700 | 505 | 510 | 231.51 | 2030-02-11 02:00 | -700 | 505 | 510 | 394.04 | 2030-02-11 02:00 | -700 | 505 | 510 | 220.77
2030-02-11 03:00 | -700 | 505 | 510 | 178.81 | 2030-02-11 03:00 | -700 | 505 | 510 | 244.74 | 2030-02-11 03:00 | -700 | 505 | 510 | 167.76
2030-02-11 04:00 | -700 | 505 | 510 | 226.55 | 2030-02-11 04:00 | -700 | 505 | 510 | 409.01 | 2030-02-11 04:00 | -700 | 505 | 510 | 216.16
2030-02-11 05:00 | -700 | 505 | 510 | 136.63 | 2030-02-11 05:00 | -700 | 505 | 510 | 227.39 | 2030-02-11 05:00 | -700 | 505 | 510 | 125.57
2030-02-11 06:00 | -700 | 505 | 510 | 173.21 | 2030-02-11 06:00 | -700 | 505 | 510 | 442 | 2030-02-11 06:00 | -700 | 505 | 510 | 162.35
2030-02-11 07:00 | -700 | 505 | 510 | 442 | 2030-02-11 07:00 | -700 | 505 | 510 | 442 | 2030-02-11 07:00 | -700 | 505 | 510 | 442
2030-02-11 08:00 | -700 | 505 | 510 | 442 | 2030-02-11 08:00 | -700 | 505 | 510 | 442 | 2030-02-11 08:00 | -700 | 505 | 510 | 442
2030-02-11 09:00 | -700 | 505 | 510 | 442 | 2030-02-11 09:00 | -700 | 505 | 510 | 442 | 2030-02-11 09:00 | -700 | 505 | 510 | 442
2030-02-11 10:00 | -700 | 505 | 510 | 442 | 2030-02-11 10:00 | -700 | 505 | 510 | 442 | 2030-02-11 10:00 | -700 | 505 | 510 | 442
2030-02-11 11:00 | -700 | 505 | 510 | 442 | 2030-02-11 11:00 | -700 | 505 | 510 | 442 | 2030-02-11 11:00 | -700 | 505 | 510 | 442
2030-02-11 12:00 | -700 | 505 | 510 | 442 | 2030-02-11 12:00 | -700 | 505 | 510 | 442 | 2030-02-11 12:00 | -700 | 505 | 510 | 442
2030-02-11 13:00 | -700 | 505 | 510 | 442 | 2030-02-11 13:00 | -700 | 505 | 510 | 442 | 2030-02-11 13:00 | -700 | 505 | 510 | 442
2030-02-11 14:00 | -700 | 505 | 510 | 442 | 2030-02-11 14:00 | -700 | 505 | 510 | 442 | 2030-02-11 14:00 | -700 | 505 | 510 | 442
2030-02-11 15:00 | -700 | 505 | 510 | 442 | 2030-02-11 15:00 | -700 | 505 | 510 | 442 | 2030-02-11 15:00 | -700 | 505 | 510 | 442
2030-02-11 16:00 | -700 | 505 | 510 | 442 | 2030-02-11 16:00 | -700 | 505 | 510 | 442 | 2030-02-11 16:00 | -700 | 505 | 510 | 442
2030-02-11 17:00 | -407.33 | 505 | 510 | 442 | 2030-02-11 17:00 | -700 | 505 | 510 | 442 | 2030-02-11 17:00 | -700 | 505 | 510 | 442
2030-02-11 18:00 | 192.67 | 505 | 510 | 442 | 2030-02-11 18:00 | -700 | 505 | 510 | 442 | 2030-02-11 18:00 | -700 | 505 | 510 | 442
2030-02-11 19:00 | 368.41 | 505 | 510 | 442 | 2030-02-11 19:00 | -700 | 505 | 510 | 442 | 2030-02-11 19:00 | -700 | 505 | 510 | 442
2030-02-11 20:00 | 700 | 505 | 510 | 442 | 2030-02-11 20:00 | -700 | 505 | 510 | 442 | 2030-02-11 20:00 | -700 | 505 | 510 | 442
2030-02-11 21:00 | 654.66 | 505 | 510 | 442 | 2030-02-11 21:00 | -700 | 505 | 510 | 442 | 2030-02-11 21:00 | -700 | 505 | 510 | 442
2030-02-11 22:00 | 463.75 | 505 | 510 | 442 | 2030-02-11 22:00 | -700 | 505 | 510 | 442 | 2030-02-11 22:00 | -700 | 505 | 510 | 442
2030-02-11 23:00 | 22.53 | 505 | 510 | 442 | 2030-02-11 23:00 | -700 | 505 | 510 | 442 | 2030-02-11 23:00 | -700 | 505 | 510 | 442
2030-02-12 | 334.23 | 505 | 510 | 442 | 2030-02-12 | -100 | 505 | 510 | 442 | 2030-02-12 | -100 | 505 | 510 | 442
2030-02-12 01:00 | 33.96 | 505 | 510 | 442 | 2030-02-12 01:00 | 0 | 505 | 510 | 442 | 2030-02-12 01:00 | 500 | 505 | 510 | 442
2030-02-12 02:00 | -101.97 | 505 | 510 | 442 | 2030-02-12 02:00 | 0 | 505 | 510 | 442 | 2030-02-12 02:00 | 500 | 505 | 510 | 442
2030-02-12 03:00 | -349.17 | 505 | 510 | 442 | 2030-02-12 03:00 | -240.18 | 505 | 510 | 442 | 2030-02-12 03:00 | 0 | 505 | 510 | 442
2030-02-12 04:00 | -99.06 | 505 | 510 | 442 | 2030-02-12 04:00 | -595.87 | 505 | 510 | 442 | 2030-02-12 04:00 | 0 | 505 | 510 | 442
2030-02-12 05:00 | -188.54 | 505 | 510 | 442 | 2030-02-12 05:00 | -595.87 | 505 | 510 | 442 | 2030-02-12 05:00 | 0 | 505 | 510 | 442
2030-02-12 06:00 | 321.73 | 505 | 510 | 442 | 2030-02-12 06:00 | 0 | 505 | 510 | 442 | 2030-02-12 06:00 | 320.73 | 505 | 510 | 442
2030-02-12 07:00 | 700 | 505 | 510 | 442 | 2030-02-12 07:00 | 397.56 | 505 | 510 | 442 | 2030-02-12 07:00 | 700 | 505 | 510 | 442
2030-02-12 08:00 | 700 | 336.32 | 510 | 442 | 2030-02-12 08:00 | 700 | 349.7 | 510 | 442 | 2030-02-12 08:00 | 700 | 505 | 510 | 442
2030-02-12 09:00 | 700 | 505 | 510 | 442 | 2030-02-12 09:00 | 700 | 505 | 510 | 442 | 2030-02-12 09:00 | 700 | 502.33 | 510 | 442
2030-02-12 10:00 | 700 | 505 | 510 | 442 | 2030-02-12 10:00 | 700 | 205 | 220.02 | 442 | 2030-02-12 10:00 | 578.9 | 202.33 | 210 | 442
2030-02-12 11:00 | 700 | 505 | 510 | 442 | 2030-02-12 11:00 | 700 | 0 | 160.72 | 442 | 2030-02-12 11:00 | 610.28 | 0 | 0 | 362.09
2030-02-12 12:00 | 700 | 505 | 510 | 442 | 2030-02-12 12:00 | 633.75 | 0 | 210 | 442 | 2030-02-12 12:00 | 623.66 | 0 | 0 | 309.55
2030-02-12 13:00 | 700 | 505 | 510 | 442 | 2030-02-12 13:00 | 700 | 209.42 | 510 | 442 | 2030-02-12 13:00 | 700 | 21.39 | 0 | 442
2030-02-12 14:00 | 700 | 243.34 | 510 | 442 | 2030-02-12 14:00 | 700 | 0 | 210 | 142 | 2030-02-12 14:00 | 100 | -114.56 | -300 | 142
2030-02-12 15:00 | 700 | 21.9 | 510 | 442 | 2030-02-12 15:00 | 700 | 0 | 0 | 2.91 | 2030-02-12 15:00 | 700 | -414.56 | -510 | -137.05
2030-02-12 16:00 | 700 | 10.47 | 510 | 442 | 2030-02-12 16:00 | 700 | 0 | 0 | 181.71 | 2030-02-12 16:00 | 700 | -191.34 | -510 | 0
2030-02-12 17:00 | 700 | 0 | 510 | 442 | 2030-02-12 17:00 | 347.33 | 0 | 0 | 268.49 | 2030-02-12 17:00 | 100 | -191.34 | -510 | 0
2030-02-12 18:00 | 700 | 129.48 | 394.3 | 404.68 | 2030-02-12 18:00 | 700 | 0 | 62.46 | 442 | 2030-02-12 18:00 | 700 | -300 | -300 | 142
2030-02-12 19:00 | 700 | 429.48 | 510 | 442 | 2030-02-12 19:00 | 500 | 76.7 | 362.46 | 442 | 2030-02-12 19:00 | 100 | 0 | 0 | 442
2030-02-12 20:00 | 436.65 | 205 | 495.83 | 442 | 2030-02-12 20:00 | -100 | 0 | 321.55 | 442 | 2030-02-12 20:00 | -500 | 0 | -237.67 | 376.83
2030-02-12 21:00 | -163.35 | 505 | 510 | 442 | 2030-02-12 21:00 | -700 | 300 | 510 | 442 | 2030-02-12 21:00 | -700 | 300 | 62.33 | 442
2030-02-12 22:00 | -268.84 | 505 | 510 | 442 | 2030-02-12 22:00 | -700 | 505 | 510 | 442 | 2030-02-12 22:00 | -700 | 505 | 362.33 | 442
2030-02-12 23:00 | -470.21 | 505 | 510 | 442 | 2030-02-12 23:00 | -700 | 505 | 510 | 442 | 2030-02-12 23:00 | -700 | 505 | 510 | 442
2030-02-13 | 68.62 | 505 | 510 | 335.02 | 2030-02-13 | -100 | 505 | 510 | 442 | 2030-02-13 | -100 | 505 | 510 | 442
2030-02-13 01:00 | 668.62 | 505 | 510 | 285.7 | 2030-02-13 01:00 | 500 | 505 | 510 | 442 | 2030-02-13 01:00 | 0 | 505 | 510 | 442
2030-02-13 02:00 | 541.29 | 505 | 510 | 269.35 | 2030-02-13 02:00 | 700 | 505 | 510 | 442 | 2030-02-13 02:00 | 0 | 505 | 510 | 442
2030-02-13 03:00 | 371.15 | 505 | 510 | 244.7 | 2030-02-13 03:00 | 700 | 505 | 510 | 442 | 2030-02-13 03:00 | 0 | 505 | 510 | 442
2030-02-13 04:00 | 700 | 505 | 510 | 241.97 | 2030-02-13 04:00 | 700 | 505 | 510 | 250.18 | 2030-02-13 04:00 | 0 | 505 | 510 | 174.19
2030-02-13 05:00 | 700 | 505 | 510 | 177.86 | 2030-02-13 05:00 | 700 | 505 | 510 | -49.82 | 2030-02-13 05:00 | 56.99 | 505 | 510 | -125.81
2030-02-13 06:00 | 700 | 348.17 | 510 | 92.11 | 2030-02-13 06:00 | 600 | 300 | 255.11 | -155.46 | 2030-02-13 06:00 | 656.99 | 300 | 400.42 | -400.77
2030-02-13 07:00 | 698.86 | 48.17 | 210 | 0 | 2030-02-13 07:00 | 0 | 0 | -44.89 | -455.46 | 2030-02-13 07:00 | 56.99 | 0 | 100.42 | -464.38
2030-02-13 08:00 | 525.27 | 0 | 0 | 0 | 2030-02-13 08:00 | -121.16 | -152.36 | -344.89 | -158 | 2030-02-13 08:00 | -543.01 | -300 | -199.58 | -164.38
2030-02-13 09:00 | 700 | 0 | 194.88 | 142 | 2030-02-13 09:00 | 478.84 | 0 | -118.94 | 142 | 2030-02-13 09:00 | 0 | 0 | -238.65 | 135.62
2030-02-13 10:00 | 700 | 300 | 494.88 | 442 | 2030-02-13 10:00 | 700 | 0 | 0 | 442 | 2030-02-13 10:00 | 0 | 0 | 0 | 435.62
2030-02-13 11:00 | 700 | 0 | 194.88 | 442 | 2030-02-13 11:00 | 637.69 | 0 | 0 | 442 | 2030-02-13 11:00 | 0 | 0 | 0 | 442
2030-02-13 12:00 | 677.03 | 205 | 210 | 142 | 2030-02-13 12:00 | 154.76 | 205 | 210 | 142 | 2030-02-13 12:00 | 0 | 119.91 | 210 | 142
2030-02-13 13:00 | 100 | 505 | 510 | 442 | 2030-02-13 13:00 | 154.76 | 505 | 510 | 442 | 2030-02-13 13:00 | 0 | 419.91 | 510 | 442
2030-02-13 14:00 | 700 | 205 | 510 | 305.21 | 2030-02-13 14:00 | 700 | 205 | 210 | 370.47 | 2030-02-13 14:00 | 0 | 119.91 | 210 | 142
2030-02-13 15:00 | 700 | 253.2 | 510 | 442 | 2030-02-13 15:00 | 700 | 392.1 | 510 | 442 | 2030-02-13 15:00 | 600 | 0 | 443.54 | 442
2030-02-13 16:00 | 700 | 505 | 510 | 442 | 2030-02-13 16:00 | 700 | 220.8 | 390 | 442 | 2030-02-13 16:00 | 700 | 264.64 | 390 | 442
2030-02-13 17:00 | 700 | 300 | 275.89 | 442 | 2030-02-13 17:00 | 700 | 74 | 90 | 176.34 | 2030-02-13 17:00 | 700 | 74 | 90 | 301.15
2030-02-13 18:00 | 700 | 0 | -24.11 | 142 | 2030-02-13 18:00 | 700 | -226 | -210 | -123.66 | 2030-02-13 18:00 | 700 | -226 | -210 | 1.15
2030-02-13 19:00 | 700 | -242.08 | -324.11 | -4.79 | 2030-02-13 19:00 | 700 | -526 | -510 | -423.66 | 2030-02-13 19:00 | 700 | -526 | -510 | -298.85
2030-02-13 20:00 | 700 | -165.06 | -408.27 | -49.47 | 2030-02-13 20:00 | 700 | -226 | -274.04 | -123.66 | 2030-02-13 20:00 | 700 | -226 | -492.84 | 1.15
2030-02-13 21:00 | 700 | 95.43 | -108.27 | 250.53 | 2030-02-13 21:00 | 700 | 0 | -106.12 | 0 | 2030-02-13 21:00 | 700 | -27.64 | -492.84 | 218.91
2030-02-13 22:00 | 700 | -187.58 | -408.27 | 142 | 2030-02-13 22:00 | 700 | -227.01 | -393.43 | 142 | 2030-02-13 22:00 | 700 | -327.64 | -510 | 376.19
2030-02-13 23:00 | 700 | 0 | -108.27 | 442 | 2030-02-13 23:00 | 700 | 0 | -93.43 | 442 | 2030-02-13 23:00 | 558.43 | -27.64 | -210 | 390.52
2030-02-14 | 500 | 213.23 | 191.73 | 442 | 2030-02-14 | 252.37 | 0 | 71.05 | 386.08 | 2030-02-14 | -41.57 | 0 | -455.65 | 311.26
2030-02-14 01:00 | -100 | 194.61 | 491.73 | 442 | 2030-02-14 01:00 | -347.63 | 0 | 0 | 157.84 | 2030-02-14 01:00 | -641.57 | -104.28 | -510 | 50.57
2030-02-14 02:00 | -700 | 494.61 | 510 | 442 | 2030-02-14 02:00 | -700 | 300 | 300 | 442 | 2030-02-14 02:00 | -700 | 195.72 | -210 | 350.57
2030-02-14 03:00 | -700 | 505 | 510 | 442 | 2030-02-14 03:00 | -700 | 505 | 510 | 442 | 2030-02-14 03:00 | -700 | 495.72 | 90 | 442
2030-02-14 04:00 | -700 | 505 | 510 | 442 | 2030-02-14 04:00 | -700 | 505 | 510 | 442 | 2030-02-14 04:00 | -700 | 505 | 390 | 442
2030-02-14 05:00 | -700 | 505 | 510 | 442 | 2030-02-14 05:00 | -700 | 505 | 510 | 442 | 2030-02-14 05:00 | -700 | 505 | 510 | 442
2030-02-14 06:00 | -700 | 505 | 510 | 442 | 2030-02-14 06:00 | -700 | 505 | 510 | 442 | 2030-02-14 06:00 | -700 | 505 | 510 | 442
2030-02-14 07:00 | -700 | 505 | 510 | 442 | 2030-02-14 07:00 | -700 | 505 | 510 | 442 | 2030-02-14 07:00 | -700 | 505 | 510 | 442
2030-02-14 08:00 | -700 | 505 | 510 | 442 | 2030-02-14 08:00 | -700 | 505 | 510 | 442 | 2030-02-14 08:00 | -700 | 505 | 510 | 442
2030-02-14 09:00 | -700 | 505 | 510 | 442 | 2030-02-14 09:00 | -700 | 505 | 510 | 442 | 2030-02-14 09:00 | -700 | 505 | 510 | 442
2030-02-14 10:00 | -700 | 505 | 510 | 442 | 2030-02-14 10:00 | -700 | 505 | 510 | 442 | 2030-02-14 10:00 | -700 | 505 | 510 | 442
2030-02-14 11:00 | -700 | 505 | 510 | 442 | 2030-02-14 11:00 | -700 | 505 | 510 | 442 | 2030-02-14 11:00 | -700 | 505 | 510 | 442
2030-02-14 12:00 | -700 | 505 | 510 | 442 | 2030-02-14 12:00 | -700 | 505 | 510 | 442 | 2030-02-14 12:00 | -700 | 505 | 510 | 442
2030-02-14 13:00 | -700 | 505 | 510 | 442 | 2030-02-14 13:00 | -700 | 505 | 510 | 442 | 2030-02-14 13:00 | -700 | 505 | 510 | 442
2030-02-14 14:00 | -700 | 505 | 510 | 442 | 2030-02-14 14:00 | -700 | 505 | 510 | 442 | 2030-02-14 14:00 | -700 | 505 | 489.57 | 442
2030-02-14 15:00 | -700 | 392.42 | 510 | 442 | 2030-02-14 15:00 | -700 | 300 | 510 | 442 | 2030-02-14 15:00 | -700 | 300 | 189.57 | 166.49
2030-02-14 16:00 | -100 | 341 | 510 | 442 | 2030-02-14 16:00 | -100 | 0 | 239.78 | 142 | 2030-02-14 16:00 | -600 | 0 | -110.43 | -133.51
2030-02-14 17:00 | 442.23 | 41 | 210 | 391.36 | 2030-02-14 17:00 | 500 | 0 | 0 | 300.44 | 2030-02-14 17:00 | 0 | -226 | -210 | 145.72
2030-02-14 18:00 | 700 | 0 | 365.81 | 442 | 2030-02-14 18:00 | 700 | -300 | -241.38 | 136.43 | 2030-02-14 18:00 | 600 | -526 | -510 | 173.45
2030-02-14 19:00 | 700 | 205 | 306.49 | 442 | 2030-02-14 19:00 | 700 | 0 | 58.62 | 436.43 | 2030-02-14 19:00 | 700 | -226 | -210 | 442
2030-02-14 20:00 | 700 | 505 | 510 | 442 | 2030-02-14 20:00 | 700 | 300 | 358.62 | 442 | 2030-02-14 20:00 | 355.95 | 0 | 0 | 442
2030-02-14 21:00 | 700 | 399.05 | 510 | 442 | 2030-02-14 21:00 | 500 | 505 | 510 | 442 | 2030-02-14 21:00 | 0 | 0 | 0 | 442
2030-02-14 22:00 | 700 | 356.83 | 510 | 442 | 2030-02-14 22:00 | -100 | 205 | 390.52 | 282.76 | 2030-02-14 22:00 | -100 | 0 | 210 | 329.64
2030-02-14 23:00 | 161.22 | 505 | 510 | 442 | 2030-02-14 23:00 | -700 | 403.27 | 510 | 442 | 2030-02-14 23:00 | -700 | 300 | 510 | 442
2030-02-15 | -396.48 | 505 | 510 | 442 | 2030-02-15 | -700 | 505 | 510 | 442 | 2030-02-15 | -700 | 505 | 510 | 442
2030-02-15 01:00 | -700 | 505 | 510 | 442 | 2030-02-15 01:00 | -700 | 505 | 510 | 442 | 2030-02-15 01:00 | -700 | 505 | 510 | 442
2030-02-15 02:00 | -700 | 505 | 510 | 442 | 2030-02-15 02:00 | -700 | 505 | 510 | 442 | 2030-02-15 02:00 | -700 | 505 | 510 | 442
2030-02-15 03:00 | -700 | 505 | 510 | 442 | 2030-02-15 03:00 | -700 | 505 | 510 | 442 | 2030-02-15 03:00 | -700 | 505 | 510 | 442
2030-02-15 04:00 | -700 | 505 | 510 | 442 | 2030-02-15 04:00 | -700 | 505 | 510 | 442 | 2030-02-15 04:00 | -700 | 505 | 510 | 442
2030-02-15 05:00 | -700 | 505 | 510 | 423.16 | 2030-02-15 05:00 | -700 | 505 | 510 | 442 | 2030-02-15 05:00 | -700 | 505 | 510 | 442
2030-02-15 06:00 | -700 | 505 | 510 | 314.74 | 2030-02-15 06:00 | -700 | 505 | 510 | 442 | 2030-02-15 06:00 | -700 | 505 | 510 | 442
2030-02-15 07:00 | -700 | 505 | 510 | 303 | 2030-02-15 07:00 | -700 | 505 | 510 | 442 | 2030-02-15 07:00 | -700 | 505 | 510 | 442
2030-02-15 08:00 | -700 | 505 | 510 | 442 | 2030-02-15 08:00 | -700 | 505 | 510 | 442 | 2030-02-15 08:00 | -700 | 505 | 510 | 442
2030-02-15 09:00 | -700 | 505 | 510 | 442 | 2030-02-15 09:00 | -700 | 505 | 510 | 442 | 2030-02-15 09:00 | -700 | 505 | 510 | 442
2030-02-15 10:00 | -700 | 505 | 510 | 442 | 2030-02-15 10:00 | -700 | 505 | 510 | 442 | 2030-02-15 10:00 | -700 | 505 | 510 | 442
2030-02-15 11:00 | -700 | 505 | 510 | 442 | 2030-02-15 11:00 | -700 | 267.79 | 210 | 442 | 2030-02-15 11:00 | -700 | 327.61 | 300 | 390
2030-02-15 12:00 | -700 | 505 | 510 | 442 | 2030-02-15 12:00 | -700 | -32.21 | -90 | 239.15 | 2030-02-15 12:00 | -700 | 27.61 | 0 | 90
2030-02-15 13:00 | -465.99 | 205 | 210 | 142 | 2030-02-15 13:00 | -700 | -332.21 | -390 | -60.85 | 2030-02-15 13:00 | -700 | -272.39 | -300 | -210
2030-02-15 14:00 | -627.31 | 505 | 510 | 442 | 2030-02-15 14:00 | -700 | -32.21 | -90 | 239.15 | 2030-02-15 14:00 | -700 | 27.61 | 0 | 90
2030-02-15 15:00 | -700 | 505 | 510 | 442 | 2030-02-15 15:00 | -700 | -226 | -210 | 142 | 2030-02-15 15:00 | -700 | -226 | -210 | -210
2030-02-15 16:00 | -122.1 | 205 | 210 | 142 | 2030-02-15 16:00 | -700 | -526 | -510 | -158 | 2030-02-15 16:00 | -700 | -526 | -510 | -510
2030-02-15 17:00 | 0 | 205 | 210 | 442 | 2030-02-15 17:00 | -700 | -280.77 | -360.05 | 142 | 2030-02-15 17:00 | -700 | -526 | -510 | -247.57
2030-02-15 18:00 | 75.98 | 505 | 510 | 442 | 2030-02-15 18:00 | -700 | 19.23 | -60.05 | 442 | 2030-02-15 18:00 | -700 | -226 | -210 | 52.43
2030-02-15 19:00 | 75.98 | 505 | 510 | 442 | 2030-02-15 19:00 | -700 | -280.77 | -360.05 | 295.86 | 2030-02-15 19:00 | -700 | -526 | -510 | 85.99
2030-02-15 20:00 | 0 | 505 | 510 | 442 | 2030-02-15 20:00 | -700 | 0 | -60.05 | 439.79 | 2030-02-15 20:00 | -700 | -226 | -210 | 385.99
2030-02-15 21:00 | -205.53 | 505 | 510 | 442 | 2030-02-15 21:00 | -700 | 300 | 239.95 | 442 | 2030-02-15 21:00 | -700 | 74 | 90 | 442
2030-02-15 22:00 | -586.17 | 505 | 510 | 442 | 2030-02-15 22:00 | -700 | 505 | 510 | 442 | 2030-02-15 22:00 | -700 | 374 | 390 | 442
2030-02-15 23:00 | -700 | 505 | 510 | 442 | 2030-02-15 23:00 | -700 | 505 | 510 | 442 | 2030-02-15 23:00 | -700 | 505 | 510 | 442
2030-02-16 | -700 | 505 | 510 | 363.81 | 2030-02-16 | -700 | 505 | 510 | 358.5 | 2030-02-16 | -700 | 505 | 510 | 356.03
2030-02-16 01:00 | -700 | 505 | 510 | 182.51 | 2030-02-16 01:00 | -700 | 505 | 510 | 118.28 | 2030-02-16 01:00 | -700 | 505 | 510 | 112.01
2030-02-16 02:00 | -700 | 505 | 510 | 442 | 2030-02-16 02:00 | -700 | 505 | 510 | 418.28 | 2030-02-16 02:00 | -700 | 505 | 510 | 412.01
2030-02-16 03:00 | -700 | 505 | 510 | 360.44 | 2030-02-16 03:00 | -700 | 505 | 510 | 353.4 | 2030-02-16 03:00 | -700 | 505 | 510 | 350.74
2030-02-16 04:00 | -700 | 505 | 510 | 125.47 | 2030-02-16 04:00 | -700 | 505 | 510 | 111.33 | 2030-02-16 04:00 | -700 | 505 | 510 | 113.53
2030-02-16 05:00 | -700 | 505 | 510 | 331.28 | 2030-02-16 05:00 | -700 | 505 | 510 | 306.67 | 2030-02-16 05:00 | -700 | 505 | 510 | 301.81
2030-02-16 06:00 | -700 | 505 | 510 | 442 | 2030-02-16 06:00 | -700 | 505 | 510 | 442 | 2030-02-16 06:00 | -700 | 505 | 510 | 442
2030-02-16 07:00 | -700 | 505 | 510 | 442 | 2030-02-16 07:00 | -700 | 505 | 510 | 442 | 2030-02-16 07:00 | -700 | 505 | 510 | 442
2030-02-16 08:00 | -700 | 505 | 510 | 442 | 2030-02-16 08:00 | -700 | 505 | 510 | 442 | 2030-02-16 08:00 | -700 | 505 | 510 | 442
2030-02-16 09:00 | -700 | 505 | 510 | 442 | 2030-02-16 09:00 | -700 | 505 | 510 | 442 | 2030-02-16 09:00 | -700 | 505 | 510 | 442
2030-02-16 10:00 | -700 | 505 | 510 | 442 | 2030-02-16 10:00 | -700 | 505 | 510 | 433.15 | 2030-02-16 10:00 | -700 | 505 | 510 | 425.2
2030-02-16 11:00 | -700 | 505 | 510 | 439.34 | 2030-02-16 11:00 | -700 | 505 | 510 | 430.54 | 2030-02-16 11:00 | -700 | 505 | 510 | 421.74
2030-02-16 12:00 | -700 | 505 | 510 | 442 | 2030-02-16 12:00 | -700 | 505 | 510 | 409.68 | 2030-02-16 12:00 | -700 | 505 | 510 | 401.43
2030-02-16 13:00 | -700 | 505 | 510 | 442 | 2030-02-16 13:00 | -700 | 505 | 510 | 418.51 | 2030-02-16 13:00 | -700 | 505 | 510 | 410.4
2030-02-16 14:00 | -700 | 505 | 510 | 442 | 2030-02-16 14:00 | -700 | 505 | 510 | 422.83 | 2030-02-16 14:00 | -700 | 505 | 510 | 415.78
2030-02-16 15:00 | -700 | 505 | 510 | 333.86 | 2030-02-16 15:00 | -700 | 505 | 510 | 323.66 | 2030-02-16 15:00 | -700 | 505 | 510 | 319.31
2030-02-16 16:00 | -700 | 505 | 510 | 348.61 | 2030-02-16 16:00 | -700 | 505 | 510 | 337.11 | 2030-02-16 16:00 | -700 | 505 | 510 | 333.12
2030-02-16 17:00 | -700 | 505 | 510 | 442 | 2030-02-16 17:00 | -700 | 505 | 510 | 442 | 2030-02-16 17:00 | -700 | 505 | 510 | 442
2030-02-16 18:00 | -700 | 505 | 510 | 442 | 2030-02-16 18:00 | -700 | 505 | 510 | 442 | 2030-02-16 18:00 | -700 | 505 | 510 | 442
2030-02-16 19:00 | -700 | 505 | 510 | 442 | 2030-02-16 19:00 | -700 | 505 | 510 | 442 | 2030-02-16 19:00 | -700 | 505 | 510 | 442
2030-02-16 20:00 | -700 | 505 | 510 | 442 | 2030-02-16 20:00 | -700 | 505 | 510 | 442 | 2030-02-16 20:00 | -700 | 505 | 510 | 442
2030-02-16 21:00 | -700 | 505 | 510 | 442 | 2030-02-16 21:00 | -700 | 505 | 510 | 442 | 2030-02-16 21:00 | -700 | 505 | 510 | 442
2030-02-16 22:00 | -700 | 505 | 510 | 346.56 | 2030-02-16 22:00 | -700 | 505 | 510 | 337.64 | 2030-02-16 22:00 | -700 | 505 | 510 | 333.88
2030-02-16 23:00 | -700 | 505 | 510 | 255.63 | 2030-02-16 23:00 | -700 | 505 | 510 | 249.33 | 2030-02-16 23:00 | -700 | 505 | 510 | 243.03
2030-02-17 | -700 | 505 | 510 | 126.21 | 2030-02-17 | -700 | 505 | 510 | 387.75 | 2030-02-17 | -700 | 505 | 510 | 113.7
2030-02-17 01:00 | -700 | 505 | 510 | 162.48 | 2030-02-17 01:00 | -700 | 505 | 510 | 185.36 | 2030-02-17 01:00 | -700 | 505 | 510 | 99.05
2030-02-17 02:00 | -700 | 505 | 510 | 171.73 | 2030-02-17 02:00 | -700 | 505 | 510 | 214.33 | 2030-02-17 02:00 | -700 | 505 | 510 | 100
2030-02-17 03:00 | -700 | 505 | 510 | 85.84 | 2030-02-17 03:00 | -700 | 505 | 510 | 442 | 2030-02-17 03:00 | -700 | 505 | 510 | 73.43
2030-02-17 04:00 | -700 | 505 | 510 | 178.69 | 2030-02-17 04:00 | -700 | 505 | 510 | 276.67 | 2030-02-17 04:00 | -700 | 505 | 510 | 147.49
2030-02-17 05:00 | -700 | 505 | 510 | 442 | 2030-02-17 05:00 | -700 | 505 | 510 | 442 | 2030-02-17 05:00 | -700 | 505 | 510 | 442
2030-02-17 06:00 | -700 | 505 | 510 | 442 | 2030-02-17 06:00 | -700 | 505 | 510 | 442 | 2030-02-17 06:00 | -700 | 505 | 510 | 442
2030-02-17 07:00 | -700 | 505 | 510 | 442 | 2030-02-17 07:00 | -700 | 505 | 510 | 442 | 2030-02-17 07:00 | -700 | 505 | 510 | 442
2030-02-17 08:00 | -700 | 505 | 510 | 442 | 2030-02-17 08:00 | -700 | 505 | 510 | 442 | 2030-02-17 08:00 | -700 | 505 | 510 | 442
2030-02-17 09:00 | -700 | 505 | 510 | 442 | 2030-02-17 09:00 | -700 | 505 | 510 | 442 | 2030-02-17 09:00 | -700 | 505 | 510 | 442
2030-02-17 10:00 | -700 | 505 | 510 | 442 | 2030-02-17 10:00 | -700 | 505 | 510 | 442 | 2030-02-17 10:00 | -700 | 505 | 510 | 442
2030-02-17 11:00 | -700 | 505 | 510 | 442 | 2030-02-17 11:00 | -700 | 505 | 510 | 442 | 2030-02-17 11:00 | -700 | 505 | 510 | 442
2030-02-17 12:00 | -700 | 505 | 510 | 442 | 2030-02-17 12:00 | -700 | 505 | 510 | 442 | 2030-02-17 12:00 | -700 | 505 | 510 | 442
2030-02-17 13:00 | -700 | 505 | 510 | 442 | 2030-02-17 13:00 | -700 | 505 | 510 | 442 | 2030-02-17 13:00 | -700 | 505 | 510 | 442
2030-02-17 14:00 | -700 | 505 | 510 | 442 | 2030-02-17 14:00 | -700 | 505 | 510 | 442 | 2030-02-17 14:00 | -700 | 505 | 510 | 442
2030-02-17 15:00 | -700 | 505 | 510 | 442 | 2030-02-17 15:00 | -700 | 505 | 510 | 442 | 2030-02-17 15:00 | -700 | 505 | 510 | 442
2030-02-17 16:00 | -700 | 505 | 510 | 442 | 2030-02-17 16:00 | -700 | 505 | 510 | 442 | 2030-02-17 16:00 | -700 | 505 | 510 | 408
2030-02-17 17:00 | -700 | 505 | 510 | 442 | 2030-02-17 17:00 | -700 | 505 | 510 | 442 | 2030-02-17 17:00 | -700 | 505 | 510 | 442
2030-02-17 18:00 | -100 | 505 | 510 | 442 | 2030-02-17 18:00 | -700 | 344.59 | 510 | 442 | 2030-02-17 18:00 | -700 | 344.59 | 510 | 442
2030-02-17 19:00 | 430.62 | 505 | 510 | 442 | 2030-02-17 19:00 | -700 | 505 | 510 | 442 | 2030-02-17 19:00 | -700 | 505 | 510 | 442
2030-02-17 20:00 | 377.2 | 505 | 510 | 442 | 2030-02-17 20:00 | -700 | 505 | 510 | 442 | 2030-02-17 20:00 | -700 | 505 | 510 | 442
2030-02-17 21:00 | 519.14 | 505 | 510 | 442 | 2030-02-17 21:00 | -700 | 505 | 510 | 442 | 2030-02-17 21:00 | -700 | 505 | 510 | 442
2030-02-17 22:00 | 0 | 505 | 510 | 442 | 2030-02-17 22:00 | -700 | 505 | 510 | 442 | 2030-02-17 22:00 | -700 | 505 | 510 | 442
2030-02-17 23:00 | -560.55 | 505 | 510 | 373.31 | 2030-02-17 23:00 | -700 | 505 | 510 | 370.75 | 2030-02-17 23:00 | -700 | 505 | 510 | 365.17
2030-02-18 | -86.88 | 505 | 510 | 442 | 2030-02-18 | -700 | 505 | 510 | 442 | 2030-02-18 | -700 | 505 | 510 | 442
2030-02-18 01:00 | -436.41 | 505 | 510 | 442 | 2030-02-18 01:00 | -700 | 505 | 510 | 442 | 2030-02-18 01:00 | -700 | 505 | 510 | 442
2030-02-18 02:00 | -700 | 505 | 510 | 442 | 2030-02-18 02:00 | -700 | 505 | 510 | 442 | 2030-02-18 02:00 | -700 | 505 | 510 | 442
2030-02-18 03:00 | -563.1 | 505 | 510 | 442 | 2030-02-18 03:00 | -700 | 505 | 510 | 442 | 2030-02-18 03:00 | -700 | 505 | 510 | 442
2030-02-18 04:00 | -700 | 505 | 510 | 442 | 2030-02-18 04:00 | -700 | 505 | 510 | 442 | 2030-02-18 04:00 | -700 | 505 | 510 | 442
2030-02-18 05:00 | -700 | 505 | 510 | 442 | 2030-02-18 05:00 | -700 | 505 | 510 | 442 | 2030-02-18 05:00 | -700 | 505 | 510 | 442
2030-02-18 06:00 | -586.26 | 505 | 510 | 442 | 2030-02-18 06:00 | -700 | 505 | 510 | 442 | 2030-02-18 06:00 | -700 | 505 | 510 | 442
2030-02-18 07:00 | -167.57 | 505 | 510 | 442 | 2030-02-18 07:00 | -700 | 505 | 510 | 442 | 2030-02-18 07:00 | -700 | 505 | 510 | 442
2030-02-18 08:00 | -669.81 | 505 | 510 | 442 | 2030-02-18 08:00 | -700 | 505 | 510 | 442 | 2030-02-18 08:00 | -700 | 505 | 510 | 442
2030-02-18 09:00 | -486.83 | 505 | 510 | 442 | 2030-02-18 09:00 | -700 | 505 | 510 | 442 | 2030-02-18 09:00 | -700 | 505 | 510 | 442
2030-02-18 10:00 | -67.09 | 505 | 510 | 442 | 2030-02-18 10:00 | -700 | 505 | 510 | 442 | 2030-02-18 10:00 | -700 | 505 | 510 | 442
2030-02-18 11:00 | -667.09 | 505 | 510 | 442 | 2030-02-18 11:00 | -700 | 505 | 510 | 442 | 2030-02-18 11:00 | -700 | 505 | 510 | 442
2030-02-18 12:00 | -700 | 505 | 510 | 442 | 2030-02-18 12:00 | -700 | 505 | 510 | 442 | 2030-02-18 12:00 | -700 | 505 | 510 | 442
2030-02-18 13:00 | -700 | 505 | 510 | 442 | 2030-02-18 13:00 | -700 | 505 | 510 | 442 | 2030-02-18 13:00 | -700 | 505 | 510 | 442
2030-02-18 14:00 | -700 | 505 | 510 | 442 | 2030-02-18 14:00 | -700 | 505 | 510 | 442 | 2030-02-18 14:00 | -700 | 505 | 510 | 442
2030-02-18 15:00 | -484.28 | 505 | 510 | 442 | 2030-02-18 15:00 | -700 | 505 | 510 | 442 | 2030-02-18 15:00 | -700 | 505 | 510 | 442
2030-02-18 16:00 | -443.23 | 505 | 510 | 442 | 2030-02-18 16:00 | -700 | 505 | 510 | 442 | 2030-02-18 16:00 | -700 | 505 | 406.14 | 442
2030-02-18 17:00 | 156.77 | 505 | 510 | 442 | 2030-02-18 17:00 | -700 | 505 | 510 | 442 | 2030-02-18 17:00 | -700 | 205 | 106.14 | 311.59
2030-02-18 18:00 | 471.02 | 505 | 510 | 442 | 2030-02-18 18:00 | -576.99 | 505 | 510 | 442 | 2030-02-18 18:00 | -700 | -95 | -193.86 | 11.59
2030-02-18 19:00 | 700 | 505 | 510 | 442 | 2030-02-18 19:00 | 0 | 205 | 210 | 142 | 2030-02-18 19:00 | -700 | -395 | -493.86 | -288.41
2030-02-18 20:00 | 700 | 505 | 510 | 442 | 2030-02-18 20:00 | -202.96 | 505 | 510 | 442 | 2030-02-18 20:00 | -700 | -95 | -193.86 | 11.59
2030-02-18 21:00 | 700 | 505 | 510 | 442 | 2030-02-18 21:00 | 0 | 505 | 510 | 442 | 2030-02-18 21:00 | -700 | 205 | 106.14 | 311.59
2030-02-18 22:00 | 700 | 505 | 510 | 442 | 2030-02-18 22:00 | 0 | 505 | 510 | 442 | 2030-02-18 22:00 | -700 | 505 | 406.14 | 442
2030-02-18 23:00 | 485.77 | 505 | 510 | 442 | 2030-02-18 23:00 | 0 | 505 | 510 | 442 | 2030-02-18 23:00 | -700 | 505 | 510 | 442
2030-02-19 | 700 | 505 | 510 | 442 | 2030-02-19 | 544.27 | 505 | 510 | 442 | 2030-02-19 | -110.03 | 505 | 510 | 442
2030-02-19 01:00 | 700 | 505 | 510 | 442 | 2030-02-19 01:00 | 700 | 505 | 510 | 442 | 2030-02-19 01:00 | 446.24 | 505 | 510 | 442
2030-02-19 02:00 | 700 | 505 | 510 | 442 | 2030-02-19 02:00 | 527.01 | 505 | 510 | 442 | 2030-02-19 02:00 | 100 | 505 | 510 | 442
2030-02-19 03:00 | 700 | 505 | 510 | 442 | 2030-02-19 03:00 | 700 | 485.44 | 510 | 442 | 2030-02-19 03:00 | 700 | 205 | 332.12 | 270.56
2030-02-19 04:00 | 700 | 429.85 | 510 | 442 | 2030-02-19 04:00 | 684.01 | 300 | 510 | 442 | 2030-02-19 04:00 | 461.69 | 300 | 510 | 442
2030-02-19 05:00 | 700 | 129.85 | 510 | 442 | 2030-02-19 05:00 | 700 | 0 | 274.8 | 442 | 2030-02-19 05:00 | 147.63 | 0 | 210 | 142
2030-02-19 06:00 | 700 | 210.52 | 510 | 442 | 2030-02-19 06:00 | 635.89 | 0 | 0 | 442 | 2030-02-19 06:00 | 0 | 0 | 0 | 442
2030-02-19 07:00 | 700 | 0 | 358.71 | 442 | 2030-02-19 07:00 | 35.89 | 0 | 0 | 442 | 2030-02-19 07:00 | -600 | 0 | -165.42 | 430.77
2030-02-19 08:00 | 700 | 0 | 384.2 | 442 | 2030-02-19 08:00 | -89 | 0 | 0 | 442 | 2030-02-19 08:00 | -700 | -39.73 | -295.84 | 442
2030-02-19 09:00 | 600 | 205 | 369.17 | 442 | 2030-02-19 09:00 | -449.64 | 0 | 0 | 442 | 2030-02-19 09:00 | -700 | -339.73 | -510 | 442
2030-02-19 10:00 | 0 | 505 | 510 | 442 | 2030-02-19 10:00 | -700 | 300 | 300 | 442 | 2030-02-19 10:00 | -700 | -39.73 | -210 | 442
2030-02-19 11:00 | -182.27 | 505 | 510 | 442 | 2030-02-19 11:00 | -700 | 505 | 510 | 442 | 2030-02-19 11:00 | -700 | 260.27 | 90 | 442
2030-02-19 12:00 | -361.91 | 505 | 510 | 442 | 2030-02-19 12:00 | -700 | 505 | 510 | 442 | 2030-02-19 12:00 | -700 | 505 | 390 | 442
2030-02-19 13:00 | -307.5 | 505 | 510 | 442 | 2030-02-19 13:00 | -700 | 505 | 510 | 442 | 2030-02-19 13:00 | -700 | 505 | 510 | 442
2030-02-19 14:00 | -700 | 505 | 510 | 442 | 2030-02-19 14:00 | -700 | 505 | 510 | 442 | 2030-02-19 14:00 | -700 | 505 | 510 | 442
2030-02-19 15:00 | -655.1 | 505 | 510 | 442 | 2030-02-19 15:00 | -700 | 505 | 510 | 442 | 2030-02-19 15:00 | -700 | 505 | 510 | 442
2030-02-19 16:00 | -318.46 | 505 | 510 | 442 | 2030-02-19 16:00 | -700 | 505 | 510 | 442 | 2030-02-19 16:00 | -700 | 505 | 510 | 442
2030-02-19 17:00 | 0 | 505 | 510 | 442 | 2030-02-19 17:00 | -700 | 505 | 510 | 442 | 2030-02-19 17:00 | -700 | 505 | 510 | 442
2030-02-19 18:00 | 309.03 | 505 | 510 | 442 | 2030-02-19 18:00 | -700 | 380.4 | 510 | 442 | 2030-02-19 18:00 | -700 | 380.4 | 510 | 442
2030-02-19 19:00 | 700 | 505 | 510 | 442 | 2030-02-19 19:00 | -700 | 505 | 510 | 442 | 2030-02-19 19:00 | -700 | 505 | 510 | 442
2030-02-19 20:00 | 700 | 505 | 510 | 442 | 2030-02-19 20:00 | -700 | 505 | 510 | 442 | 2030-02-19 20:00 | -700 | 505 | 510 | 442
2030-02-19 21:00 | 700 | 505 | 510 | 442 | 2030-02-19 21:00 | -700 | 505 | 510 | 442 | 2030-02-19 21:00 | -700 | 505 | 510 | 442
2030-02-19 22:00 | 408.24 | 505 | 510 | 442 | 2030-02-19 22:00 | -700 | 505 | 510 | 442 | 2030-02-19 22:00 | -700 | 505 | 510 | 442
2030-02-19 23:00 | 305.27 | 505 | 510 | 442 | 2030-02-19 23:00 | -700 | 505 | 510 | 442 | 2030-02-19 23:00 | -700 | 505 | 510 | 442
2030-02-20 | -46.68 | 505 | 510 | 442 | 2030-02-20 | -700 | 505 | 510 | 442 | 2030-02-20 | -700 | 505 | 510 | 442
2030-02-20 01:00 | -95.62 | 505 | 510 | 442 | 2030-02-20 01:00 | -700 | 505 | 510 | 442 | 2030-02-20 01:00 | -700 | 505 | 510 | 442
2030-02-20 02:00 | 323.36 | 505 | 510 | 442 | 2030-02-20 02:00 | -224.91 | 505 | 510 | 442 | 2030-02-20 02:00 | -700 | 505 | 510 | 442
2030-02-20 03:00 | 700 | 505 | 510 | 442 | 2030-02-20 03:00 | 210.23 | 505 | 510 | 442 | 2030-02-20 03:00 | -700 | 505 | 510 | 442
2030-02-20 04:00 | 627.85 | 505 | 510 | 442 | 2030-02-20 04:00 | -389.77 | 505 | 510 | 442 | 2030-02-20 04:00 | -700 | 505 | 510 | 442
2030-02-20 05:00 | 27.85 | 505 | 510 | 442 | 2030-02-20 05:00 | -700 | 505 | 510 | 442 | 2030-02-20 05:00 | -700 | 505 | 423.57 | 442
2030-02-20 06:00 | -53.38 | 505 | 510 | 442 | 2030-02-20 06:00 | -700 | 505 | 510 | 442 | 2030-02-20 06:00 | -700 | 205 | 123.57 | 142
2030-02-20 07:00 | 546.62 | 205 | 210 | 441.9 | 2030-02-20 07:00 | -410.13 | 205 | 210 | 142 | 2030-02-20 07:00 | -700 | -95 | -176.43 | -158
2030-02-20 08:00 | 457.57 | 505 | 510 | 442 | 2030-02-20 08:00 | 0 | 0 | 380.37 | 277.07 | 2030-02-20 08:00 | -700 | -226 | -210 | 31.97
2030-02-20 09:00 | 536.48 | 505 | 510 | 442 | 2030-02-20 09:00 | -100 | 0 | 236.21 | 193.6 | 2030-02-20 09:00 | -700 | -526 | -510 | -268.03
2030-02-20 10:00 | -63.52 | 505 | 510 | 442 | 2030-02-20 10:00 | -700 | 300 | 510 | 442 | 2030-02-20 10:00 | -700 | -226 | -210 | 31.97
2030-02-20 11:00 | -663.52 | 505 | 510 | 442 | 2030-02-20 11:00 | -700 | 505 | 510 | 442 | 2030-02-20 11:00 | -700 | 74 | 90 | 331.97
2030-02-20 12:00 | -700 | 505 | 510 | 442 | 2030-02-20 12:00 | -700 | 505 | 510 | 442 | 2030-02-20 12:00 | -700 | 374 | 390 | 442
2030-02-20 13:00 | -700 | 505 | 510 | 442 | 2030-02-20 13:00 | -700 | 505 | 510 | 442 | 2030-02-20 13:00 | -700 | 505 | 510 | 442
2030-02-20 14:00 | -700 | 505 | 510 | 442 | 2030-02-20 14:00 | -700 | 505 | 510 | 442 | 2030-02-20 14:00 | -700 | 374 | 390 | 442
2030-02-20 15:00 | -700 | 505 | 510 | 442 | 2030-02-20 15:00 | -700 | 505 | 510 | 442 | 2030-02-20 15:00 | -700 | 74 | 90 | 197.33
2030-02-20 16:00 | -700 | 505 | 510 | 442 | 2030-02-20 16:00 | -700 | 300 | 300 | 300 | 2030-02-20 16:00 | -700 | -226 | -210 | -102.67
2030-02-20 17:00 | -100 | 205 | 510 | 271.73 | 2030-02-20 17:00 | -259.52 | 0 | 0 | 0 | 2030-02-20 17:00 | -700 | -526 | -510 | -402.67
2030-02-20 18:00 | 500 | 433.62 | 510 | 442 | 2030-02-20 18:00 | 0 | 0 | 0 | 300 | 2030-02-20 18:00 | -700 | -526 | -510 | -458
2030-02-20 19:00 | 700 | 258.29 | 510 | 442 | 2030-02-20 19:00 | -313.29 | 0 | 0 | 53.99 | 2030-02-20 19:00 | -700 | -526 | -510 | -158
2030-02-20 20:00 | 700 | 403.34 | 510 | 442 | 2030-02-20 20:00 | -561.18 | 205 | 210 | 291.88 | 2030-02-20 20:00 | -700 | -526 | -510 | 142
2030-02-20 21:00 | 373.56 | 505 | 510 | 442 | 2030-02-20 21:00 | -700 | 505 | 510 | 442 | 2030-02-20 21:00 | -700 | -226 | -210 | 442
2030-02-20 22:00 | -148.19 | 505 | 510 | 442 | 2030-02-20 22:00 | -700 | 505 | 510 | 442 | 2030-02-20 22:00 | -700 | 74 | 90 | 442
2030-02-20 23:00 | -446.41 | 505 | 510 | 442 | 2030-02-20 23:00 | -700 | 505 | 510 | 442 | 2030-02-20 23:00 | -700 | 374 | 390 | 442
2030-02-21 | -700 | 505 | 510 | 442 | 2030-02-21 | -700 | 505 | 510 | 442 | 2030-02-21 | -700 | 505 | 510 | 442
2030-02-21 01:00 | -700 | 505 | 510 | 442 | 2030-02-21 01:00 | -700 | 505 | 510 | 442 | 2030-02-21 01:00 | -700 | 505 | 510 | 442
2030-02-21 02:00 | -700 | 505 | 510 | 442 | 2030-02-21 02:00 | -700 | 505 | 510 | 442 | 2030-02-21 02:00 | -700 | 505 | 510 | 442
2030-02-21 03:00 | -700 | 505 | 510 | 442 | 2030-02-21 03:00 | -700 | 505 | 510 | 442 | 2030-02-21 03:00 | -700 | 505 | 510 | 442
2030-02-21 04:00 | -700 | 505 | 510 | 442 | 2030-02-21 04:00 | -700 | 505 | 510 | 415.39 | 2030-02-21 04:00 | -700 | 505 | 510 | 410.52
2030-02-21 05:00 | -700 | 505 | 510 | 442 | 2030-02-21 05:00 | -700 | 505 | 510 | 442 | 2030-02-21 05:00 | -700 | 505 | 510 | 442
2030-02-21 06:00 | -700 | 505 | 510 | 442 | 2030-02-21 06:00 | -700 | 505 | 510 | 442 | 2030-02-21 06:00 | -700 | 505 | 510 | 442
2030-02-21 07:00 | -700 | 505 | 510 | 442 | 2030-02-21 07:00 | -700 | 505 | 510 | 442 | 2030-02-21 07:00 | -700 | 505 | 510 | 442
2030-02-21 08:00 | -700 | 505 | 510 | 442 | 2030-02-21 08:00 | -700 | 505 | 510 | 442 | 2030-02-21 08:00 | -700 | 505 | 510 | 442
2030-02-21 09:00 | -700 | 505 | 510 | 442 | 2030-02-21 09:00 | -700 | 505 | 510 | 442 | 2030-02-21 09:00 | -700 | 505 | 510 | 442
2030-02-21 10:00 | -700 | 505 | 510 | 442 | 2030-02-21 10:00 | -700 | 505 | 510 | 442 | 2030-02-21 10:00 | -700 | 505 | 510 | 442
2030-02-21 11:00 | -700 | 505 | 510 | 442 | 2030-02-21 11:00 | -700 | 505 | 510 | 442 | 2030-02-21 11:00 | -700 | 505 | 510 | 442
2030-02-21 12:00 | -700 | 505 | 510 | 442 | 2030-02-21 12:00 | -700 | 505 | 510 | 442 | 2030-02-21 12:00 | -700 | 505 | 510 | 442
2030-02-21 13:00 | -700 | 505 | 510 | 442 | 2030-02-21 13:00 | -700 | 505 | 510 | 442 | 2030-02-21 13:00 | -700 | 505 | 510 | 442
2030-02-21 14:00 | -700 | 505 | 510 | 442 | 2030-02-21 14:00 | -700 | 505 | 510 | 442 | 2030-02-21 14:00 | -700 | 505 | 510 | 442
2030-02-21 15:00 | -700 | 505 | 510 | 442 | 2030-02-21 15:00 | -700 | 505 | 510 | 442 | 2030-02-21 15:00 | -700 | 505 | 510 | 442
2030-02-21 16:00 | -700 | 505 | 510 | 442 | 2030-02-21 16:00 | -700 | 505 | 510 | 442 | 2030-02-21 16:00 | -700 | 505 | 510 | 442
2030-02-21 17:00 | -700 | 505 | 510 | 442 | 2030-02-21 17:00 | -700 | 505 | 510 | 442 | 2030-02-21 17:00 | -700 | 505 | 510 | 442
2030-02-21 18:00 | -570.07 | 505 | 510 | 442 | 2030-02-21 18:00 | -700 | 505 | 510 | 442 | 2030-02-21 18:00 | -700 | 505 | 510 | 442
2030-02-21 19:00 | -700 | 505 | 510 | 442 | 2030-02-21 19:00 | -700 | 505 | 510 | 442 | 2030-02-21 19:00 | -700 | 505 | 510 | 442
2030-02-21 20:00 | -700 | 505 | 510 | 442 | 2030-02-21 20:00 | -700 | 505 | 510 | 442 | 2030-02-21 20:00 | -700 | 505 | 510 | 442
2030-02-21 21:00 | -700 | 505 | 510 | 442 | 2030-02-21 21:00 | -700 | 505 | 510 | 442 | 2030-02-21 21:00 | -700 | 505 | 510 | 442
2030-02-21 22:00 | -700 | 505 | 510 | 442 | 2030-02-21 22:00 | -700 | 505 | 510 | 442 | 2030-02-21 22:00 | -700 | 505 | 510 | 442
2030-02-21 23:00 | -700 | 505 | 510 | 392.17 | 2030-02-21 23:00 | -700 | 505 | 510 | 386.49 | 2030-02-21 23:00 | -700 | 505 | 510 | 380.16
2030-02-22 | -700 | 505 | 510 | 188.59 | 2030-02-22 | -700 | 505 | 510 | 442 | 2030-02-22 | -700 | 505 | 510 | 442
2030-02-22 01:00 | -700 | 505 | 510 | 242.64 | 2030-02-22 01:00 | -700 | 505 | 510 | 426.17 | 2030-02-22 01:00 | -700 | 505 | 510 | 442
2030-02-22 02:00 | -700 | 505 | 510 | 201.26 | 2030-02-22 02:00 | -700 | 505 | 510 | 442 | 2030-02-22 02:00 | -700 | 505 | 510 | 442
2030-02-22 03:00 | -700 | 505 | 510 | 184.53 | 2030-02-22 03:00 | -700 | 505 | 510 | 197.99 | 2030-02-22 03:00 | -700 | 505 | 510 | 393.12
2030-02-22 04:00 | -700 | 505 | 510 | 197.78 | 2030-02-22 04:00 | -700 | 505 | 510 | 198.93 | 2030-02-22 04:00 | -700 | 505 | 510 | 427.56
2030-02-22 05:00 | -700 | 505 | 510 | 162.92 | 2030-02-22 05:00 | -700 | 505 | 510 | 210.94 | 2030-02-22 05:00 | -700 | 505 | 510 | 303.36
2030-02-22 06:00 | -700 | 505 | 510 | 182.72 | 2030-02-22 06:00 | -700 | 505 | 510 | 210.94 | 2030-02-22 06:00 | -700 | 505 | 510 | 442
2030-02-22 07:00 | -700 | 505 | 510 | 442 | 2030-02-22 07:00 | -700 | 505 | 510 | 442 | 2030-02-22 07:00 | -700 | 505 | 510 | 442
2030-02-22 08:00 | -700 | 505 | 510 | 442 | 2030-02-22 08:00 | -700 | 505 | 510 | 442 | 2030-02-22 08:00 | -700 | 505 | 510 | 442
2030-02-22 09:00 | -700 | 505 | 510 | 442 | 2030-02-22 09:00 | -700 | 505 | 510 | 442 | 2030-02-22 09:00 | -700 | 505 | 510 | 442
2030-02-22 10:00 | -700 | 505 | 510 | 442 | 2030-02-22 10:00 | -700 | 505 | 510 | 442 | 2030-02-22 10:00 | -700 | 505 | 510 | 442
2030-02-22 11:00 | -700 | 505 | 510 | 442 | 2030-02-22 11:00 | -700 | 505 | 510 | 442 | 2030-02-22 11:00 | -700 | 505 | 510 | 442
2030-02-22 12:00 | -700 | 505 | 510 | 442 | 2030-02-22 12:00 | -700 | 505 | 510 | 442 | 2030-02-22 12:00 | -700 | 374 | 390 | 390
2030-02-22 13:00 | -700 | 505 | 510 | 442 | 2030-02-22 13:00 | -700 | 505 | 510 | 442 | 2030-02-22 13:00 | -700 | 74 | 90 | 90
2030-02-22 14:00 | -700 | 370.29 | 510 | 442 | 2030-02-22 14:00 | -700 | 300 | 210 | 245.75 | 2030-02-22 14:00 | -700 | -226 | -210 | -210
2030-02-22 15:00 | -100 | 70.29 | 510 | 368.38 | 2030-02-22 15:00 | -700 | 0 | -90 | -54.25 | 2030-02-22 15:00 | -700 | -526 | -510 | -510
2030-02-22 16:00 | 0 | 197.53 | 510 | 401.61 | 2030-02-22 16:00 | -295.73 | 0 | 0 | 0 | 2030-02-22 16:00 | -700 | -226 | -353.66 | -210
2030-02-22 17:00 | 600 | 0 | 301.91 | 142 | 2030-02-22 17:00 | -398.2 | 0 | 0 | 0 | 2030-02-22 17:00 | -700 | 0 | -510 | -436.71
2030-02-22 18:00 | 700 | 236.47 | 510 | 442 | 2030-02-22 18:00 | 201.8 | 0 | 0 | 0 | 2030-02-22 18:00 | -700 | 0 | -210 | -136.71
2030-02-22 19:00 | 700 | 359.36 | 510 | 442 | 2030-02-22 19:00 | 700 | 0 | 0 | 97.33 | 2030-02-22 19:00 | -100 | 0 | 0 | 0
2030-02-22 20:00 | 700 | 505 | 510 | 442 | 2030-02-22 20:00 | 700 | 0 | 0 | 383.46 | 2030-02-22 20:00 | 0 | 0 | 0 | 0
2030-02-22 21:00 | 700 | 453.07 | 510 | 442 | 2030-02-22 21:00 | 616.69 | 205 | 210 | 442 | 2030-02-22 21:00 | -557.45 | 0 | 0 | 232
2030-02-22 22:00 | 700 | 505 | 510 | 442 | 2030-02-22 22:00 | 700 | 505 | 510 | 442 | 2030-02-22 22:00 | -557.45 | 300 | 300 | 442
2030-02-22 23:00 | 700 | 205 | 432.14 | 442 | 2030-02-22 23:00 | 696.19 | 205 | 210 | 430.36 | 2030-02-22 23:00 | -700 | 0 | 0 | 142
2030-02-23 | 700 | 306.64 | 510 | 442 | 2030-02-23 | 700 | 96.88 | 510 | 442 | 2030-02-23 | -100 | 300 | 300 | 442
2030-02-23 01:00 | 700 | 202.52 | 510 | 442 | 2030-02-23 01:00 | 700 | 29.7 | 510 | 442 | 2030-02-23 01:00 | 500 | 0 | 214.66 | 442
2030-02-23 02:00 | 700 | 492.49 | 510 | 442 | 2030-02-23 02:00 | 700 | 0 | 371.08 | 442 | 2030-02-23 02:00 | 108.74 | 34.44 | 336.18 | 442
2030-02-23 03:00 | 700 | 192.49 | 492.65 | 442 | 2030-02-23 03:00 | 589.05 | 0 | 71.08 | 442 | 2030-02-23 03:00 | 0 | 0 | 36.18 | 442
2030-02-23 04:00 | 700 | 0 | 510 | 421.1 | 2030-02-23 04:00 | 700 | 0 | 335.1 | 442 | 2030-02-23 04:00 | 113.13 | 0 | 335.1 | 442
2030-02-23 05:00 | 700 | 300 | 510 | 442 | 2030-02-23 05:00 | 386.61 | 300 | 510 | 442 | 2030-02-23 05:00 | -11.58 | 0 | 35.1 | 442
2030-02-23 06:00 | 700 | 300 | 510 | 442 | 2030-02-23 06:00 | 302.11 | 300 | 510 | 442 | 2030-02-23 06:00 | -11.58 | 0 | 0 | 368.54
2030-02-23 07:00 | 700 | 0 | 210 | 442 | 2030-02-23 07:00 | 593.3 | 0 | 210 | 402.23 | 2030-02-23 07:00 | -219.1 | 0 | 0 | 353.64
2030-02-23 08:00 | 700 | 0 | 234.3 | 166.89 | 2030-02-23 08:00 | 663.45 | 0 | 0 | 102.23 | 2030-02-23 08:00 | -169.13 | 0 | 0 | 53.64
2030-02-23 09:00 | 700 | 205 | 253.8 | 142 | 2030-02-23 09:00 | 670.08 | 0 | 0 | 0 | 2030-02-23 09:00 | -700 | 0 | 0 | 0
2030-02-23 10:00 | 700 | 505 | 510 | 442 | 2030-02-23 10:00 | 616.13 | 0 | 0 | 220.31 | 2030-02-23 10:00 | -670.32 | 0 | 0 | 58.9
2030-02-23 11:00 | 700 | 205 | 332.99 | 142 | 2030-02-23 11:00 | 16.13 | 0 | 0 | 0 | 2030-02-23 11:00 | -700 | 0 | 0 | 0
2030-02-23 12:00 | 700 | 0 | 510 | 0 | 2030-02-23 12:00 | 0 | 0 | 0 | 0 | 2030-02-23 12:00 | -700 | 0 | 0 | 0
2030-02-23 13:00 | 700 | 0 | 370.95 | 0 | 2030-02-23 13:00 | 0 | 0 | 0 | 0 | 2030-02-23 13:00 | -600 | 0 | 0 | 0
2030-02-23 14:00 | 700 | 70.71 | 148.09 | 82.31 | 2030-02-23 14:00 | 314.53 | 0 | 0 | 0 | 2030-02-23 14:00 | 0 | -226 | -210 | -210
2030-02-23 15:00 | 700 | 0 | -151.91 | -217.69 | 2030-02-23 15:00 | 700 | 0 | -300 | -231.61 | 2030-02-23 15:00 | 571.32 | -526 | -510 | -510
2030-02-23 16:00 | 700 | -226 | -432.05 | -510 | 2030-02-23 16:00 | 700 | -226 | -439.09 | -502.95 | 2030-02-23 16:00 | 700 | -226 | -432.05 | -510
2030-02-23 17:00 | 700 | -526 | -510 | -510 | 2030-02-23 17:00 | 700 | -526 | -510 | -510 | 2030-02-23 17:00 | 700 | -526 | -510 | -510
2030-02-23 18:00 | 700 | -526 | -510 | -510 | 2030-02-23 18:00 | 700 | -526 | -510 | -510 | 2030-02-23 18:00 | 694.84 | -526 | -510 | -440.02
2030-02-23 19:00 | 700 | -526 | -510 | -510 | 2030-02-23 19:00 | 700 | -526 | -510 | -510 | 2030-02-23 19:00 | 100 | -526 | -510 | -440.02
2030-02-23 20:00 | 700 | -526 | -510 | -510 | 2030-02-23 20:00 | 700 | -526 | -510 | -510 | 2030-02-23 20:00 | 700 | -526 | -510 | -403.2
2030-02-23 21:00 | 700 | -526 | -510 | -510 | 2030-02-23 21:00 | 635.18 | -526 | -510 | -510 | 2030-02-23 21:00 | 182.38 | -526 | -510 | -325.48
2030-02-23 22:00 | 700 | -300 | -403 | -210 | 2030-02-23 22:00 | 700 | -300 | -313.8 | -210 | 2030-02-23 22:00 | 596.29 | -526 | -510 | -90.74
2030-02-23 23:00 | 693.44 | 0 | -103 | 90 | 2030-02-23 23:00 | 700 | 0 | -13.8 | 90 | 2030-02-23 23:00 | 405.74 | -226 | -210 | 176.1
2030-02-24 | 93.44 | 275.09 | 197 | 390 | 2030-02-24 | 100 | 0 | -28.17 | 390 | 2030-02-24 | -194.26 | -95 | -491.54 | 337.71
2030-02-24 01:00 | -506.56 | 505 | 497 | 442 | 2030-02-24 01:00 | -500 | 300 | 271.83 | 442 | 2030-02-24 01:00 | -700 | 205 | -191.54 | 442
2030-02-24 02:00 | -700 | 505 | 510 | 442 | 2030-02-24 02:00 | -700 | 505 | 510 | 442 | 2030-02-24 02:00 | -700 | 505 | 108.46 | 442
2030-02-24 03:00 | -700 | 505 | 510 | 371.15 | 2030-02-24 03:00 | -700 | 505 | 510 | 394.19 | 2030-02-24 03:00 | -700 | 505 | 408.46 | 442
2030-02-24 04:00 | -700 | 505 | 510 | 71.15 | 2030-02-24 04:00 | -700 | 505 | 510 | 262.79 | 2030-02-24 04:00 | -700 | 505 | 510 | 442
2030-02-24 05:00 | -700 | 505 | 510 | 8.23 | 2030-02-24 05:00 | -700 | 505 | 510 | 120.47 | 2030-02-24 05:00 | -700 | 505 | 510 | 198.43
2030-02-24 06:00 | -700 | 505 | 510 | -30.56 | 2030-02-24 06:00 | -700 | 505 | 510 | 174.43 | 2030-02-24 06:00 | -700 | 505 | 510 | 442
2030-02-24 07:00 | -700 | 505 | 510 | -11.97 | 2030-02-24 07:00 | -700 | 505 | 510 | 174.43 | 2030-02-24 07:00 | -700 | 505 | 510 | 414.17
2030-02-24 08:00 | -700 | 505 | 510 | 193.95 | 2030-02-24 08:00 | -700 | 505 | 510 | 246.72 | 2030-02-24 08:00 | -700 | 505 | 510 | 223.3
2030-02-24 09:00 | -700 | 505 | 510 | 442 | 2030-02-24 09:00 | -700 | 505 | 510 | 442 | 2030-02-24 09:00 | -700 | 505 | 510 | 442
2030-02-24 10:00 | -700 | 505 | 510 | 442 | 2030-02-24 10:00 | -700 | 505 | 510 | 442 | 2030-02-24 10:00 | -700 | 505 | 510 | 442
2030-02-24 11:00 | -700 | 505 | 510 | 442 | 2030-02-24 11:00 | -700 | 505 | 510 | 442 | 2030-02-24 11:00 | -700 | 505 | 510 | 442
2030-02-24 12:00 | -700 | 505 | 510 | 442 | 2030-02-24 12:00 | -700 | 505 | 510 | 442 | 2030-02-24 12:00 | -700 | 505 | 510 | 442
2030-02-24 13:00 | -700 | 505 | 510 | 442 | 2030-02-24 13:00 | -700 | 505 | 510 | 442 | 2030-02-24 13:00 | -700 | 505 | 510 | 442
2030-02-24 14:00 | -700 | 505 | 510 | 442 | 2030-02-24 14:00 | -700 | 505 | 510 | 442 | 2030-02-24 14:00 | -700 | 374 | 390 | 390
2030-02-24 15:00 | -700 | 300 | 510 | 385.31 | 2030-02-24 15:00 | -700 | 300 | 221.47 | 300 | 2030-02-24 15:00 | -700 | 74 | 90 | 90
2030-02-24 16:00 | -700 | 0 | 227.57 | 85.31 | 2030-02-24 16:00 | -700 | 0 | -78.53 | 0 | 2030-02-24 16:00 | -700 | -226 | -210 | -210
2030-02-24 17:00 | -100 | -40.05 | -25.72 | 142 | 2030-02-24 17:00 | -600 | -243.01 | -300 | -300 | 2030-02-24 17:00 | -700 | -526 | -510 | -510
2030-02-24 18:00 | 500 | 0 | 274.28 | 442 | 2030-02-24 18:00 | 0 | 0 | 0 | 0 | 2030-02-24 18:00 | -440.46 | -226 | -210 | -210
2030-02-24 19:00 | 700 | 229.5 | 510 | 442 | 2030-02-24 19:00 | 600 | 0 | 262.26 | 203.5 | 2030-02-24 19:00 | -209.6 | 0 | 0 | 0
2030-02-24 20:00 | 700 | 229.5 | 510 | 442 | 2030-02-24 20:00 | 700 | 0 | 466.7 | 20.37 | 2030-02-24 20:00 | -417.13 | 0 | 0 | 0
2030-02-24 21:00 | 700 | 505 | 510 | 442 | 2030-02-24 21:00 | 700 | 0 | 466.7 | 157.74 | 2030-02-24 21:00 | 0 | 0 | 0 | 0
2030-02-24 22:00 | 700 | 230.79 | 510 | 442 | 2030-02-24 22:00 | 700 | 0 | 210 | 256.07 | 2030-02-24 22:00 | -223.42 | 0 | 0 | 0
2030-02-24 23:00 | 595.13 | 505 | 510 | 442 | 2030-02-24 23:00 | 377.95 | 300 | 510 | 442 | 2030-02-24 23:00 | -674.62 | 0 | 300 | 70.29
2030-02-25 | 700 | 382.14 | 510 | 442 | 2030-02-25 | 700 | 0 | 331.24 | 391.9 | 2030-02-25 | -74.62 | 0 | 339.83 | 335.7
2030-02-25 01:00 | 700 | 348.3 | 510 | 442 | 2030-02-25 01:00 | 700 | 0 | 31.24 | 344.38 | 2030-02-25 01:00 | -5.03 | 0 | 39.83 | 266.73
2030-02-25 02:00 | 700 | 205 | 510 | 299.27 | 2030-02-25 02:00 | 178.18 | 205 | 210 | 142 | 2030-02-25 02:00 | -605.03 | 205 | 210 | 142
2030-02-25 03:00 | 700 | 505 | 510 | 442 | 2030-02-25 03:00 | -235.89 | 505 | 510 | 442 | 2030-02-25 03:00 | -700 | 505 | 510 | 442
2030-02-25 04:00 | 700 | 505 | 510 | 442 | 2030-02-25 04:00 | -58.85 | 505 | 510 | 442 | 2030-02-25 04:00 | -700 | 505 | 510 | 442
2030-02-25 05:00 | 447.33 | 505 | 510 | 442 | 2030-02-25 05:00 | -658.85 | 505 | 510 | 442 | 2030-02-25 05:00 | -700 | 505 | 510 | 442
2030-02-25 06:00 | 447.33 | 505 | 510 | 442 | 2030-02-25 06:00 | -243.86 | 505 | 510 | 442 | 2030-02-25 06:00 | -700 | 505 | 510 | 442
2030-02-25 07:00 | 373.02 | 505 | 510 | 442 | 2030-02-25 07:00 | 100 | 505 | 510 | 442 | 2030-02-25 07:00 | -431.18 | 505 | 510 | 442
2030-02-25 08:00 | 700 | 505 | 510 | 442 | 2030-02-25 08:00 | 700 | 505 | 510 | 442 | 2030-02-25 08:00 | 168.82 | 300 | 300 | 442
2030-02-25 09:00 | 700 | 505 | 510 | 442 | 2030-02-25 09:00 | 590.01 | 292.19 | 300 | 442 | 2030-02-25 09:00 | -100 | 0 | 0 | 442
2030-02-25 10:00 | 700 | 233.27 | 510 | 442 | 2030-02-25 10:00 | -9.99 | 0 | 0 | 442 | 2030-02-25 10:00 | -700 | -300 | -300 | 368.42
2030-02-25 11:00 | 700 | 0 | 266.14 | 442 | 2030-02-25 11:00 | -609.99 | -300 | -300 | 442 | 2030-02-25 11:00 | -700 | -526 | -510 | 442
2030-02-25 12:00 | 700 | 0 | 284.59 | 442 | 2030-02-25 12:00 | -700 | 0 | -259.88 | 442 | 2030-02-25 12:00 | -700 | -526 | -510 | 442
2030-02-25 13:00 | 700 | 0 | 469.33 | 378.48 | 2030-02-25 13:00 | -700 | 0 | 0 | 356.41 | 2030-02-25 13:00 | -700 | -300 | -300 | 349.05
2030-02-25 14:00 | 575.87 | 205 | 370.97 | 280.72 | 2030-02-25 14:00 | -700 | 205 | 210 | 299.94 | 2030-02-25 14:00 | -700 | 0 | 0 | 418.2
2030-02-25 15:00 | -24.13 | 505 | 510 | 442 | 2030-02-25 15:00 | -700 | 505 | 510 | 442 | 2030-02-25 15:00 | -700 | 300 | 300 | 442
2030-02-25 16:00 | 498.8 | 205 | 210 | 442 | 2030-02-25 16:00 | -700 | 205 | 210 | 442 | 2030-02-25 16:00 | -700 | 0 | 0 | 442
2030-02-25 17:00 | 654.39 | 75.12 | 210 | 442 | 2030-02-25 17:00 | -100 | 0 | 376.02 | 442 | 2030-02-25 17:00 | -700 | -66.38 | -300 | 228.37
2030-02-25 18:00 | 700 | 375.12 | 510 | 442 | 2030-02-25 18:00 | 500 | 0 | 379.6 | 442 | 2030-02-25 18:00 | -700 | 0 | -510 | 442
2030-02-25 19:00 | 700 | 505 | 510 | 442 | 2030-02-25 19:00 | 700 | 0 | 191.56 | 442 | 2030-02-25 19:00 | -700 | 0 | -510 | 442
2030-02-25 20:00 | 700 | 505 | 510 | 442 | 2030-02-25 20:00 | 700 | 0 | 300 | 442 | 2030-02-25 20:00 | -700 | 0 | -510 | 442
2030-02-25 21:00 | 700 | 343.75 | 510 | 442 | 2030-02-25 21:00 | 402.33 | 0 | 0 | 442 | 2030-02-25 21:00 | -700 | -300 | -510 | 442
2030-02-25 22:00 | 135.68 | 505 | 510 | 442 | 2030-02-25 22:00 | -197.67 | 0 | 0 | 442 | 2030-02-25 22:00 | -700 | -109.91 | -487.97 | 442
2030-02-25 23:00 | 0 | 297.33 | 510 | 442 | 2030-02-25 23:00 | -583.45 | 0 | 0 | 442 | 2030-02-25 23:00 | -700 | -409.91 | -510 | 419.18
2030-02-26 | 0 | 505 | 510 | 442 | 2030-02-26 | -118.72 | 300 | 300 | 442 | 2030-02-26 | -700 | -109.91 | -210 | 442
2030-02-26 01:00 | -133.05 | 505 | 510 | 442 | 2030-02-26 01:00 | -700 | 505 | 510 | 442 | 2030-02-26 01:00 | -700 | 190.09 | 90 | 442
2030-02-26 02:00 | -158.28 | 505 | 510 | 442 | 2030-02-26 02:00 | -458.4 | 505 | 510 | 442 | 2030-02-26 02:00 | -700 | 490.09 | 390 | 442
2030-02-26 03:00 | -158.28 | 505 | 510 | 442 | 2030-02-26 03:00 | -700 | 505 | 510 | 442 | 2030-02-26 03:00 | -700 | 505 | 510 | 442
2030-02-26 04:00 | -209.51 | 505 | 510 | 442 | 2030-02-26 04:00 | -700 | 505 | 510 | 442 | 2030-02-26 04:00 | -700 | 505 | 510 | 442
2030-02-26 05:00 | -209.51 | 505 | 510 | 442 | 2030-02-26 05:00 | -440.54 | 505 | 510 | 442 | 2030-02-26 05:00 | -700 | 505 | 510 | 442
2030-02-26 06:00 | 0 | 205 | 488.82 | 142 | 2030-02-26 06:00 | -700 | 205 | 210 | 142 | 2030-02-26 06:00 | -700 | 205 | 210 | 142
2030-02-26 07:00 | -500 | 205 | 510 | 187.89 | 2030-02-26 07:00 | -343.58 | 505 | 510 | 142 | 2030-02-26 07:00 | -700 | 315.61 | 510 | 142
2030-02-26 08:00 | 100 | 505 | 510 | 442 | 2030-02-26 08:00 | 256.42 | 505 | 510 | 442 | 2030-02-26 08:00 | -100 | 232.31 | 210 | 442
2030-02-26 09:00 | 700 | 505 | 510 | 442 | 2030-02-26 09:00 | 700 | 241.2 | 510 | 442 | 2030-02-26 09:00 | -100 | -67.69 | -90 | 442
2030-02-26 10:00 | 700 | 205 | 380.73 | 442 | 2030-02-26 10:00 | 134.59 | 0 | 210 | 394.38 | 2030-02-26 10:00 | -700 | -367.69 | -390 | 227.24
2030-02-26 11:00 | 700 | 0 | 282.56 | 442 | 2030-02-26 11:00 | 6.24 | 0 | 0 | 345.52 | 2030-02-26 11:00 | -700 | -526 | -510 | 169.75
2030-02-26 12:00 | 700 | 0 | 282.56 | 298.72 | 2030-02-26 12:00 | 57.85 | 0 | 0 | 262.47 | 2030-02-26 12:00 | -700 | -526 | -510 | 0
2030-02-26 13:00 | 700 | 0 | 325.28 | 210.37 | 2030-02-26 13:00 | 57.85 | 0 | 0 | 179.1 | 2030-02-26 13:00 | -700 | -526 | -510 | -89.19
2030-02-26 14:00 | 700 | 0 | 467.56 | 239.97 | 2030-02-26 14:00 | 566.07 | 0 | 0 | 299.31 | 2030-02-26 14:00 | -669.3 | -284.32 | -510 | -32.67
2030-02-26 15:00 | 700 | 0 | 391.11 | 135.84 | 2030-02-26 15:00 | 293.86 | 0 | 0 | 0 | 2030-02-26 15:00 | -69.3 | -94.46 | -300 | -126.48
2030-02-26 16:00 | 700 | 195.62 | 510 | 435.84 | 2030-02-26 16:00 | 700 | 0 | 300 | 140.21 | 2030-02-26 16:00 | 530.7 | 0 | 0 | 173.52
2030-02-26 17:00 | 700 | 340.53 | 510 | 324.4 | 2030-02-26 17:00 | 700 | 101.88 | 90 | 184.83 | 2030-02-26 17:00 | 700 | 0 | -210 | -107.7
2030-02-26 18:00 | 681.01 | 40.53 | 210 | 24.4 | 2030-02-26 18:00 | 700 | -198.12 | -210 | -115.17 | 2030-02-26 18:00 | 100 | -300 | -510 | -407.7
2030-02-26 19:00 | 700 | -259.47 | -90 | -275.6 | 2030-02-26 19:00 | 700 | -498.12 | -510 | -415.17 | 2030-02-26 19:00 | 700 | -526 | -510 | -510
2030-02-26 20:00 | 700 | 40.53 | 210 | 24.4 | 2030-02-26 20:00 | 700 | -198.12 | -210 | -115.17 | 2030-02-26 20:00 | 700 | -226 | -210 | -210
2030-02-26 21:00 | 700 | 340.53 | 510 | 324.4 | 2030-02-26 21:00 | 700 | 101.88 | 90 | 184.83 | 2030-02-26 21:00 | 700 | 74 | 90 | 90
2030-02-26 22:00 | 700 | 505 | 510 | 442 | 2030-02-26 22:00 | 700 | 401.88 | 390 | 442 | 2030-02-26 22:00 | 700 | 374 | 390 | 390
2030-02-26 23:00 | 700 | 505 | 510 | 442 | 2030-02-26 23:00 | 700 | 279.41 | 510 | 442 | 2030-02-26 23:00 | 700 | 235.97 | 510 | 442
2030-02-27 | 700 | 505 | 510 | 440.99 | 2030-02-27 | 700 | 301.91 | 510 | 412.66 | 2030-02-27 | 700 | 233.18 | 510 | 442
2030-02-27 01:00 | 700 | 244.59 | 510 | 412.21 | 2030-02-27 01:00 | 700 | 316.34 | 510 | 381.67 | 2030-02-27 01:00 | 700 | 210.32 | 510 | 430.12
2030-02-27 02:00 | 700 | 450.13 | 510 | 357.05 | 2030-02-27 02:00 | 700 | 102.45 | 510 | 316.89 | 2030-02-27 02:00 | 700 | 0 | 510 | 273.58
2030-02-27 03:00 | 700 | 239.28 | 510 | 383.66 | 2030-02-27 03:00 | 700 | 0 | 510 | 215.66 | 2030-02-27 03:00 | 700 | 0 | 321.73 | 270.24
2030-02-27 04:00 | 700 | 0 | 362.46 | 83.66 | 2030-02-27 04:00 | 700 | 0 | 223.48 | -4.78 | 2030-02-27 04:00 | 700 | 0 | 21.73 | -14.31
2030-02-27 05:00 | 405.43 | 205 | 210 | 142 | 2030-02-27 05:00 | 240.72 | 205 | 210 | 142 | 2030-02-27 05:00 | 100 | 92.78 | 210 | 142
2030-02-27 06:00 | -66.37 | 505 | 510 | 442 | 2030-02-27 06:00 | -337.63 | 505 | 510 | 442 | 2030-02-27 06:00 | -500 | 392.78 | 510 | 442
2030-02-27 07:00 | 416.87 | 505 | 510 | 275.37 | 2030-02-27 07:00 | 262.37 | 505 | 510 | 197.21 | 2030-02-27 07:00 | 2.62 | 505 | 510 | 380.31
2030-02-27 08:00 | 700 | 505 | 510 | 442 | 2030-02-27 08:00 | 700 | 465.48 | 510 | 442 | 2030-02-27 08:00 | 600 | 324.31 | 510 | 442
2030-02-27 09:00 | 700 | 505 | 510 | 442 | 2030-02-27 09:00 | 700 | 165.48 | 510 | 442 | 2030-02-27 09:00 | 0 | 24.31 | 210 | 442
2030-02-27 10:00 | 700 | 505 | 510 | 442 | 2030-02-27 10:00 | 700 | 0 | 210 | 348.24 | 2030-02-27 10:00 | -600 | 0 | -90 | 290.12
2030-02-27 11:00 | 700 | 205 | 510 | 442 | 2030-02-27 11:00 | 105.73 | 0 | 0 | 442 | 2030-02-27 11:00 | -700 | 0 | -390 | 416.64
2030-02-27 12:00 | 700 | 0 | 510 | 152.99 | 2030-02-27 12:00 | 0 | 0 | 0 | 142 | 2030-02-27 12:00 | -700 | 0 | -510 | 130.57
2030-02-27 13:00 | 700 | 0 | 510 | 45.02 | 2030-02-27 13:00 | 200.39 | 0 | 0 | 0 | 2030-02-27 13:00 | -700 | 0 | -510 | 0
2030-02-27 14:00 | 700 | 0 | 510 | 345.02 | 2030-02-27 14:00 | 312.71 | 0 | 0 | 0 | 2030-02-27 14:00 | -500 | 0 | -510 | 30.83
2030-02-27 15:00 | 700 | 300 | 245.38 | 300 | 2030-02-27 15:00 | 700 | 0 | 69.62 | 0 | 2030-02-27 15:00 | 100 | 0 | -510 | 0
2030-02-27 16:00 | 700 | 0 | -54.62 | 0 | 2030-02-27 16:00 | 700 | 4.16 | 0 | 0 | 2030-02-27 16:00 | 700 | -226 | -216.27 | -210
2030-02-27 17:00 | 700 | -300 | -354.62 | -300 | 2030-02-27 17:00 | 700 | -295.84 | -300 | -300 | 2030-02-27 17:00 | 611.54 | -526 | -510 | -510
2030-02-27 18:00 | 700 | -526 | -510 | -510 | 2030-02-27 18:00 | 700 | -526 | -510 | -510 | 2030-02-27 18:00 | 700 | -526 | -510 | -510
2030-02-27 19:00 | 700 | -526 | -510 | -510 | 2030-02-27 19:00 | 700 | -526 | -510 | -510 | 2030-02-27 19:00 | 100 | -526 | -510 | -510
2030-02-27 20:00 | 700 | -526 | -510 | -510 | 2030-02-27 20:00 | 700 | -526 | -510 | -510 | 2030-02-27 20:00 | 277.75 | -526 | -510 | -510
2030-02-27 21:00 | 700 | -226 | -210 | -210 | 2030-02-27 21:00 | 700 | -226 | -210 | -210 | 2030-02-27 21:00 | 700 | -226 | -210 | -210
2030-02-27 22:00 | 700 | 74 | 90 | 90 | 2030-02-27 22:00 | 700 | 0 | -30.27 | 90 | 2030-02-27 22:00 | 700 | -91.93 | -210 | 70.1
2030-02-27 23:00 | 700 | 0 | 390 | 54.3 | 2030-02-27 23:00 | 700 | 0 | -330.27 | -63.02 | 2030-02-27 23:00 | 700 | -391.93 | -510 | -177.11
2030-02-28 | 700 | 57.39 | 510 | 354.3 | 2030-02-28 | 544.12 | 0 | -30.27 | 236.98 | 2030-02-28 | 626.8 | -91.93 | -210 | 122.89
2030-02-28 01:00 | 700 | 343.56 | 510 | 442 | 2030-02-28 01:00 | 600 | 249.1 | 269.73 | 442 | 2030-02-28 01:00 | 152.76 | 208.07 | 90 | 422.89
2030-02-28 02:00 | 700 | 205 | 212.48 | 442 | 2030-02-28 02:00 | 0 | 0 | 195.49 | 442 | 2030-02-28 02:00 | -447.24 | 0 | -75.19 | 442
2030-02-28 03:00 | 436.24 | 505 | 510 | 442 | 2030-02-28 03:00 | -169.62 | 300 | 495.49 | 442 | 2030-02-28 03:00 | -518.07 | 300 | 224.81 | 442
2030-02-28 04:00 | 0 | 505 | 510 | 442 | 2030-02-28 04:00 | -700 | 505 | 510 | 442 | 2030-02-28 04:00 | -700 | 505 | 510 | 442
2030-02-28 05:00 | -231.83 | 505 | 510 | 442 | 2030-02-28 05:00 | -700 | 505 | 510 | 442 | 2030-02-28 05:00 | -700 | 505 | 510 | 442
2030-02-28 06:00 | -387.84 | 505 | 510 | 442 | 2030-02-28 06:00 | -700 | 505 | 510 | 442 | 2030-02-28 06:00 | -700 | 505 | 510 | 442
2030-02-28 07:00 | -623.97 | 505 | 510 | 442 | 2030-02-28 07:00 | -700 | 505 | 510 | 442 | 2030-02-28 07:00 | -700 | 505 | 510 | 442
2030-02-28 08:00 | -623.97 | 505 | 510 | 442 | 2030-02-28 08:00 | -700 | 505 | 510 | 442 | 2030-02-28 08:00 | -700 | 374 | 390 | 442
2030-02-28 09:00 | -340.94 | 505 | 510 | 361.18 | 2030-02-28 09:00 | -700 | 505 | 510 | 442 | 2030-02-28 09:00 | -700 | 74 | 90 | 442
2030-02-28 10:00 | 42.04 | 505 | 510 | 421.62 | 2030-02-28 10:00 | -700 | 373.6 | 510 | 442 | 2030-02-28 10:00 | -700 | -226 | -210 | 186.04
2030-02-28 11:00 | 610.32 | 205 | 210 | 142 | 2030-02-28 11:00 | -700 | 73.6 | 210 | 142 | 2030-02-28 11:00 | -700 | -526 | -510 | -113.96
2030-02-28 12:00 | 256.9 | 505 | 510 | 442 | 2030-02-28 12:00 | -700 | 205 | 210 | 346.73 | 2030-02-28 12:00 | -700 | -226 | -210 | 186.04
2030-02-28 13:00 | -214.19 | 505 | 510 | 442 | 2030-02-28 13:00 | -700 | 505 | 510 | 442 | 2030-02-28 13:00 | -700 | 74 | 90 | 442
2030-02-28 14:00 | 368.36 | 505 | 510 | 442 | 2030-02-28 14:00 | -700 | 505 | 510 | 442 | 2030-02-28 14:00 | -700 | 300 | 390 | 442
2030-02-28 15:00 | 700 | 274.57 | 510 | 442 | 2030-02-28 15:00 | -100 | 205 | 274.01 | 442 | 2030-02-28 15:00 | -700 | 0 | 90 | 442
2030-02-28 16:00 | 700 | 505 | 510 | 442 | 2030-02-28 16:00 | 500 | 0 | 0 | 442 | 2030-02-28 16:00 | -700 | 0 | 0 | 331.55
2030-02-28 17:00 | 700 | 505 | 510 | 442 | 2030-02-28 17:00 | 700 | 0 | 164.74 | 442 | 2030-02-28 17:00 | -700 | 0 | 0 | 436.88
2030-02-28 18:00 | 700 | 505 | 510 | 442 | 2030-02-28 18:00 | 700 | 0 | 164.74 | 442 | 2030-02-28 18:00 | -700 | 0 | -248 | 442
2030-02-28 19:00 | 700 | 378.28 | 510 | 442 | 2030-02-28 19:00 | 700 | 0 | 0 | 442 | 2030-02-28 19:00 | -700 | 0 | -13.69 | 442
2030-02-28 20:00 | 700 | 505 | 510 | 442 | 2030-02-28 20:00 | 500 | 0 | 49.07 | 442 | 2030-02-28 20:00 | -700 | 0 | -38.07 | 442
2030-02-28 21:00 | 700 | 227.07 | 510 | 442 | 2030-02-28 21:00 | -100 | 205 | 349.07 | 442 | 2030-02-28 21:00 | -700 | 0 | 137.56 | 442
2030-02-28 22:00 | 434.43 | 505 | 510 | 442 | 2030-02-28 22:00 | -700 | 505 | 510 | 442 | 2030-02-28 22:00 | -700 | 300 | 437.56 | 442
2030-02-28 23:00 | 163.36 | 505 | 510 | 442 | 2030-02-28 23:00 | -700 | 505 | 510 | 442 | 2030-02-28 23:00 | -700 | 505 | 510 | 442
2030-03-01 | -436.64 | 505 | 510 | 183.55 | 2030-03-01 | -700 | 505 | 510 | 142 | 2030-03-01 | -700 | 505 | 510 | 439.88
2030-03-01 01:00 | -700 | 505 | 510 | 90.22 | 2030-03-01 01:00 | -700 | 505 | 510 | 182.04 | 2030-03-01 01:00 | -700 | 505 | 510 | 139.88
2030-03-01 02:00 | -700 | 505 | 510 | 88.72 | 2030-03-01 02:00 | -700 | 505 | 510 | 107.11 | 2030-03-01 02:00 | -700 | 505 | 510 | 267.7
2030-03-01 03:00 | -700 | 505 | 510 | 64.84 | 2030-03-01 03:00 | -700 | 505 | 510 | 236.32 | 2030-03-01 03:00 | -700 | 505 | 510 | 304.75
2030-03-01 04:00 | -700 | 505 | 510 | 49.23 | 2030-03-01 04:00 | -700 | 505 | 510 | 42.95 | 2030-03-01 04:00 | -700 | 505 | 510 | 223.66
2030-03-01 05:00 | -700 | 505 | 510 | 92.76 | 2030-03-01 05:00 | -700 | 505 | 510 | 194.61 | 2030-03-01 05:00 | -700 | 505 | 510 | 223.66
2030-03-01 06:00 | -700 | 505 | 510 | 116.65 | 2030-03-01 06:00 | -700 | 505 | 510 | 281.02 | 2030-03-01 06:00 | -700 | 505 | 510 | 356.51
2030-03-01 07:00 | -659.54 | 505 | 510 | 239.83 | 2030-03-01 07:00 | -700 | 505 | 510 | 442 | 2030-03-01 07:00 | -700 | 505 | 510 | 415.16
2030-03-01 08:00 | -549.6 | 505 | 510 | 383.28 | 2030-03-01 08:00 | -700 | 505 | 510 | 442 | 2030-03-01 08:00 | -700 | 505 | 510 | 442
2030-03-01 09:00 | -421.44 | 505 | 510 | 442 | 2030-03-01 09:00 | -700 | 505 | 510 | 442 | 2030-03-01 09:00 | -700 | 505 | 510 | 442
2030-03-01 10:00 | -633.85 | 505 | 510 | 442 | 2030-03-01 10:00 | -700 | 505 | 510 | 442 | 2030-03-01 10:00 | -700 | 505 | 510 | 442
2030-03-01 11:00 | -700 | 505 | 510 | 442 | 2030-03-01 11:00 | -700 | 505 | 510 | 442 | 2030-03-01 11:00 | -700 | 505 | 510 | 442
2030-03-01 12:00 | -700 | 505 | 510 | 442 | 2030-03-01 12:00 | -700 | 505 | 510 | 442 | 2030-03-01 12:00 | -700 | 374 | 390 | 442
2030-03-01 13:00 | -700 | 505 | 510 | 442 | 2030-03-01 13:00 | -700 | 505 | 510 | 442 | 2030-03-01 13:00 | -700 | 74 | 90 | 387.51
2030-03-01 14:00 | -100.03 | 505 | 510 | 442 | 2030-03-01 14:00 | -700 | 300 | 277.31 | 313.4 | 2030-03-01 14:00 | -700 | -226 | -210 | 87.51
2030-03-01 15:00 | 499.97 | 206.19 | 510 | 442 | 2030-03-01 15:00 | -500 | 0 | -22.69 | 13.4 | 2030-03-01 15:00 | -700 | -526 | -510 | -212.49
2030-03-01 16:00 | 700 | 392.17 | 510 | 442 | 2030-03-01 16:00 | 100 | 152.37 | 210 | 142 | 2030-03-01 16:00 | -100 | -226 | -210 | 87.51
2030-03-01 17:00 | 700 | 446.97 | 510 | 442 | 2030-03-01 17:00 | 700 | 452.37 | 510 | 442 | 2030-03-01 17:00 | 500 | 74 | 90 | 387.51
2030-03-01 18:00 | 700 | 146.97 | 510 | 315.32 | 2030-03-01 18:00 | 700 | 152.37 | 255.47 | 171.02 | 2030-03-01 18:00 | 700 | 0 | 59.82 | 342.55
2030-03-01 19:00 | 700 | 0 | 210 | 15.32 | 2030-03-01 19:00 | 700 | -147.63 | -44.53 | -128.98 | 2030-03-01 19:00 | 700 | -124.1 | -240.18 | 42.55
2030-03-01 20:00 | 700 | 234.9 | 510 | 315.32 | 2030-03-01 20:00 | 700 | 148.8 | 255.47 | 171.02 | 2030-03-01 20:00 | 700 | 0 | 59.82 | 342.55
2030-03-01 21:00 | 700 | 505 | 510 | 104.61 | 2030-03-01 21:00 | 700 | 448.8 | 510 | 258.43 | 2030-03-01 21:00 | 700 | 0 | 359.82 | 442
2030-03-01 22:00 | 700 | 505 | 510 | -21.36 | 2030-03-01 22:00 | 700 | 305.79 | 510 | 87.1 | 2030-03-01 22:00 | 700 | 0 | 510 | 265.85
2030-03-01 23:00 | 700 | 505 | 510 | 278.64 | 2030-03-01 23:00 | 700 | 123.59 | 510 | 387.1 | 2030-03-01 23:00 | 700 | 0 | 510 | 442
2030-03-02 | 700 | 505 | 510 | 442 | 2030-03-02 | 700 | 255.19 | 510 | 442 | 2030-03-02 | 700 | 226.15 | 510 | 442
2030-03-02 01:00 | 700 | 292.83 | 510 | 442 | 2030-03-02 01:00 | 700 | 72.13 | 510 | 442 | 2030-03-02 01:00 | 700 | 52.93 | 510 | 442
2030-03-02 02:00 | 700 | 505 | 510 | 442 | 2030-03-02 02:00 | 700 | 316.91 | 510 | 442 | 2030-03-02 02:00 | 700 | 0 | 510 | 401.17
2030-03-02 03:00 | 700 | 458.73 | 510 | 442 | 2030-03-02 03:00 | 700 | 316.91 | 510 | 442 | 2030-03-02 03:00 | 700 | 0 | 448.37 | 283.3
2030-03-02 04:00 | 700 | 300.12 | 510 | 442 | 2030-03-02 04:00 | 700 | 302.89 | 510 | 442 | 2030-03-02 04:00 | 700 | 0 | 148.37 | 374.89
2030-03-02 05:00 | 700 | 196.11 | 510 | 442 | 2030-03-02 05:00 | 700 | 2.89 | 510 | 442 | 2030-03-02 05:00 | 700 | 0 | 186.11 | 376.28
2030-03-02 06:00 | 700 | 0 | 278.22 | 287.19 | 2030-03-02 06:00 | 700 | 0 | 300 | 265.43 | 2030-03-02 06:00 | 700 | 0 | 48.68 | 76.28
2030-03-02 07:00 | 700 | 0 | 37.84 | 81.71 | 2030-03-02 07:00 | 700 | 0 | 0 | 142 | 2030-03-02 07:00 | 500 | 0 | 0 | 142
2030-03-02 08:00 | 700 | 0 | 337.84 | 369.19 | 2030-03-02 08:00 | 700 | 0 | 136.03 | 442 | 2030-03-02 08:00 | -100 | -226 | -210 | 442
2030-03-02 09:00 | 700 | 83.47 | 510 | 442 | 2030-03-02 09:00 | 100 | -51.12 | -163.97 | 442 | 2030-03-02 09:00 | -700 | -526 | -510 | 442
2030-03-02 10:00 | 700 | 5.95 | 510 | 442 | 2030-03-02 10:00 | -500 | -226 | -236.5 | 437.58 | 2030-03-02 10:00 | -700 | -526 | -510 | 317.44
2030-03-02 11:00 | 105.9 | 0 | 210 | 274.64 | 2030-03-02 11:00 | -700 | -526 | -510 | 160.34 | 2030-03-02 11:00 | -700 | -526 | -510 | 17.44
2030-03-02 12:00 | -141.36 | 0 | 0 | 0 | 2030-03-02 12:00 | -700 | -526 | -510 | -95.38 | 2030-03-02 12:00 | -700 | -526 | -510 | -254.17
2030-03-02 13:00 | -408.51 | 0 | 0 | 176.81 | 2030-03-02 13:00 | -700 | -526 | -510 | 20.87 | 2030-03-02 13:00 | -700 | -526 | -510 | -181.11
2030-03-02 14:00 | -406.22 | 0 | 0 | 332 | 2030-03-02 14:00 | -700 | -526 | -510 | 295.05 | 2030-03-02 14:00 | -700 | -526 | -510 | 55.57
2030-03-02 15:00 | -117.23 | 0 | 0 | 171.22 | 2030-03-02 15:00 | -700 | -477.92 | -510 | 207.57 | 2030-03-02 15:00 | -700 | -526 | -510 | -137.41
2030-03-02 16:00 | 182.29 | 0 | 210 | 318.89 | 2030-03-02 16:00 | -100 | -177.92 | -221.63 | 202.81 | 2030-03-02 16:00 | -700 | -526 | -510 | 86.73
2030-03-02 17:00 | 700 | 111.87 | 510 | 442 | 2030-03-02 17:00 | 500 | 0 | 77.41 | 442 | 2030-03-02 17:00 | -700 | -226 | -210 | 367.08
2030-03-02 18:00 | 700 | 188.61 | 405.16 | 442 | 2030-03-02 18:00 | 700 | 0 | 39.85 | 417.84 | 2030-03-02 18:00 | -700 | 0 | 0 | 300.6
2030-03-02 19:00 | 700 | 488.61 | 510 | 442 | 2030-03-02 19:00 | 700 | 0 | 210 | 442 | 2030-03-02 19:00 | -627.26 | 0 | 0 | 442
2030-03-02 20:00 | 700 | 505 | 510 | 442 | 2030-03-02 20:00 | 700 | 0 | 510 | 442 | 2030-03-02 20:00 | -700 | 0 | 0 | 442
2030-03-02 21:00 | 700 | 505 | 510 | 442 | 2030-03-02 21:00 | 700 | 0 | 350.02 | 442 | 2030-03-02 21:00 | -700 | 0 | 0 | 442
2030-03-02 22:00 | 700 | 501.15 | 510 | 442 | 2030-03-02 22:00 | 700 | 0 | 50.02 | 442 | 2030-03-02 22:00 | -700 | 0 | 0 | 442
2030-03-02 23:00 | 700 | 327.62 | 510 | 442 | 2030-03-02 23:00 | 236 | 0 | 350.02 | 442 | 2030-03-02 23:00 | -700 | 0 | 0 | 414.81
2030-03-03 | 700 | 410.36 | 510 | 442 | 2030-03-03 | 0 | 0 | 510 | 438.52 | 2030-03-03 | -212.78 | 0 | 0 | 207.1
2030-03-03 01:00 | 700 | 505 | 510 | 442 | 2030-03-03 01:00 | 0 | 241.84 | 510 | 442 | 2030-03-03 01:00 | -438.95 | 205 | 210 | 142
2030-03-03 02:00 | 700 | 505 | 510 | 442 | 2030-03-03 02:00 | 0 | 505 | 510 | 442 | 2030-03-03 02:00 | -700 | 505 | 510 | 442
2030-03-03 03:00 | 696.16 | 505 | 510 | 442 | 2030-03-03 03:00 | 257.32 | 505 | 510 | 442 | 2030-03-03 03:00 | -469.32 | 505 | 510 | 442
2030-03-03 04:00 | 667.03 | 505 | 510 | 442 | 2030-03-03 04:00 | 373.47 | 505 | 510 | 442 | 2030-03-03 04:00 | -277.74 | 505 | 510 | 442
2030-03-03 05:00 | 318.5 | 505 | 510 | 442 | 2030-03-03 05:00 | 0 | 505 | 510 | 442 | 2030-03-03 05:00 | -700 | 505 | 510 | 442
2030-03-03 06:00 | 470.43 | 205 | 210 | 142 | 2030-03-03 06:00 | 3.47 | 205 | 210 | 142 | 2030-03-03 06:00 | -600 | 205 | 210 | 142
2030-03-03 07:00 | 470.43 | 505 | 510 | 442 | 2030-03-03 07:00 | 87.22 | 300 | 510 | 362.11 | 2030-03-03 07:00 | 0 | 0 | 390 | 38.9
2030-03-03 08:00 | 700 | 343.25 | 510 | 142 | 2030-03-03 08:00 | 687.22 | 0 | 403.18 | 62.11 | 2030-03-03 08:00 | 295.35 | 0 | 90 | -11.16
2030-03-03 09:00 | 700 | 404.8 | 510 | 442 | 2030-03-03 09:00 | 382.07 | 0 | 103.18 | 362.11 | 2030-03-03 09:00 | -304.65 | -190.79 | -210 | 288.84
2030-03-03 10:00 | 700 | 104.8 | 300 | 198.92 | 2030-03-03 10:00 | 0 | 0 | 0 | 62.11 | 2030-03-03 10:00 | -700 | -490.79 | -510 | -11.16
2030-03-03 11:00 | 552.74 | 0 | 0 | 0 | 2030-03-03 11:00 | -459.92 | 0 | 0 | 0 | 2030-03-03 11:00 | -700 | -526 | -510 | -311.16
2030-03-03 12:00 | 700 | 0 | 27.16 | 0 | 2030-03-03 12:00 | -161.14 | 0 | 0 | 0 | 2030-03-03 12:00 | -700 | -226 | -510 | -510
2030-03-03 13:00 | 700 | 0 | 327.16 | 300 | 2030-03-03 13:00 | 0 | 0 | 0 | 0 | 2030-03-03 13:00 | -700 | -81.14 | -510 | -407.99
2030-03-03 14:00 | 700 | 0 | 298.37 | 0 | 2030-03-03 14:00 | -4.15 | 0 | 0 | 0 | 2030-03-03 14:00 | -500 | -159.49 | -510 | -375.24
2030-03-03 15:00 | 700 | 290.09 | 510 | 225.7 | 2030-03-03 15:00 | 281.55 | 0 | 0 | 74.28 | 2030-03-03 15:00 | 100 | 0 | -510 | -75.24
2030-03-03 16:00 | 700 | 0 | 507.86 | -74.3 | 2030-03-03 16:00 | 700 | 0 | 98.58 | -225.72 | 2030-03-03 16:00 | 700 | 0 | -510 | -343.59
2030-03-03 17:00 | 700 | 232.13 | 207.86 | 195.53 | 2030-03-03 17:00 | 700 | 0 | 162.6 | 74.28 | 2030-03-03 17:00 | 700 | 0 | -210 | -157.44
2030-03-03 18:00 | 700 | 0 | -92.14 | -104.47 | 2030-03-03 18:00 | 700 | 0 | -137.4 | -138.42 | 2030-03-03 18:00 | 700 | -300 | -510 | -457.44
2030-03-03 19:00 | 700 | -300 | -348.13 | -300 | 2030-03-03 19:00 | 700 | -297.17 | -437.4 | -438.42 | 2030-03-03 19:00 | 700 | -526 | -510 | -510
2030-03-03 20:00 | 700 | 0 | -48.13 | 0 | 2030-03-03 20:00 | 700 | 0 | -137.4 | -138.42 | 2030-03-03 20:00 | 700 | -300 | -409.88 | -318.44
2030-03-03 21:00 | 700 | 205 | 251.87 | 167.37 | 2030-03-03 21:00 | 700 | 0 | 162.6 | 127.07 | 2030-03-03 21:00 | 700 | 0 | -109.88 | -18.44
2030-03-03 22:00 | 700 | 505 | 510 | 442 | 2030-03-03 22:00 | 700 | 300 | 462.6 | 427.07 | 2030-03-03 22:00 | 700 | 300 | 190.12 | 281.56
2030-03-03 23:00 | 700 | 505 | 510 | 442 | 2030-03-03 23:00 | 700 | 156.11 | 510 | 442 | 2030-03-03 23:00 | 700 | 445.45 | 490.12 | 423.18
2030-03-04 | 700 | 505 | 510 | 442 | 2030-03-04 | 700 | 456.11 | 510 | 442 | 2030-03-04 | 700 | 505 | 510 | 442
2030-03-04 01:00 | 700 | 505 | 510 | 305.88 | 2030-03-04 01:00 | 700 | 505 | 510 | 442 | 2030-03-04 01:00 | 700 | 505 | 510 | 442
2030-03-04 02:00 | 700 | 300 | 510 | 60.94 | 2030-03-04 02:00 | 700 | 505 | 510 | 442 | 2030-03-04 02:00 | 700 | 505 | 510 | 442
2030-03-04 03:00 | 700 | 0 | 510 | 64.17 | 2030-03-04 03:00 | 700 | 389.35 | 510 | 442 | 2030-03-04 03:00 | 700 | 505 | 510 | 442
2030-03-04 04:00 | 700 | 0 | 510 | 252.28 | 2030-03-04 04:00 | 700 | 132.9 | 510 | 442 | 2030-03-04 04:00 | 700 | 505 | 510 | 442
2030-03-04 05:00 | 700 | 0 | 510 | 226.97 | 2030-03-04 05:00 | 700 | 125.44 | 510 | 442 | 2030-03-04 05:00 | 700 | 505 | 510 | 442
2030-03-04 06:00 | 700 | 0 | 510 | 428.48 | 2030-03-04 06:00 | 700 | 139.95 | 510 | 442 | 2030-03-04 06:00 | 700 | 505 | 510 | 442
2030-03-04 07:00 | 700 | 205 | 510 | 442 | 2030-03-04 07:00 | 700 | 263.65 | 510 | 442 | 2030-03-04 07:00 | 700 | 505 | 510 | 442
2030-03-04 08:00 | 700 | 505 | 510 | 442 | 2030-03-04 08:00 | 700 | 505 | 510 | 442 | 2030-03-04 08:00 | 700 | 505 | 510 | 442
2030-03-04 09:00 | 700 | 205 | 510 | 206.91 | 2030-03-04 09:00 | 700 | 205 | 510 | 206.91 | 2030-03-04 09:00 | 700 | 205 | 510 | 206.91
2030-03-04 10:00 | 700 | 505 | 510 | 442 | 2030-03-04 10:00 | 700 | 505 | 510 | 442 | 2030-03-04 10:00 | 700 | 505 | 510 | 442
2030-03-04 11:00 | 700 | 492.23 | 510 | 442 | 2030-03-04 11:00 | 700 | 478.66 | 510 | 442 | 2030-03-04 11:00 | 700 | 505 | 510 | 442
2030-03-04 12:00 | 700 | 332.83 | 510 | 442 | 2030-03-04 12:00 | 700 | 178.66 | 510 | 442 | 2030-03-04 12:00 | 700 | 505 | 510 | 442
2030-03-04 13:00 | 700 | 272.72 | 510 | 442 | 2030-03-04 13:00 | 700 | 17.16 | 510 | 442 | 2030-03-04 13:00 | 700 | 374 | 390 | 442
2030-03-04 14:00 | 700 | 505 | 510 | 442 | 2030-03-04 14:00 | 700 | 0 | 353.93 | 390 | 2030-03-04 14:00 | 700 | 74 | 90 | 390
2030-03-04 15:00 | 700 | 502.83 | 300 | 300 | 2030-03-04 15:00 | 700 | 0 | 53.93 | 90 | 2030-03-04 15:00 | 700 | -226 | -210 | 90
2030-03-04 16:00 | 700 | 202.83 | 0 | 0 | 2030-03-04 16:00 | 700 | -300 | -246.07 | -210 | 2030-03-04 16:00 | 700 | -526 | -510 | -210
2030-03-04 17:00 | 700 | -97.17 | -300 | -300 | 2030-03-04 17:00 | 700 | -526 | -510 | -510 | 2030-03-04 17:00 | 700 | -526 | -510 | -510
2030-03-04 18:00 | 700 | 0 | -510 | -276.42 | 2030-03-04 18:00 | 700 | -526 | -510 | -510 | 2030-03-04 18:00 | 700 | -526 | -510 | -510
2030-03-04 19:00 | 700 | 0 | -219.7 | -450.61 | 2030-03-04 19:00 | 700 | -526 | -510 | -510 | 2030-03-04 19:00 | 700 | -526 | -510 | -510
2030-03-04 20:00 | 700 | 0 | 80.3 | -150.61 | 2030-03-04 20:00 | 700 | -315.21 | -408.07 | -458 | 2030-03-04 20:00 | 700 | -526 | -510 | -510
2030-03-04 21:00 | 700 | 300 | 380.3 | 149.39 | 2030-03-04 21:00 | 700 | -15.21 | -108.07 | -158 | 2030-03-04 21:00 | 700 | -226 | -210 | -210
2030-03-04 22:00 | 700 | 505 | 510 | -22.98 | 2030-03-04 22:00 | 700 | 284.79 | 191.93 | 142 | 2030-03-04 22:00 | 700 | 74 | 90 | 90
2030-03-04 23:00 | 700 | 505 | 510 | 277.02 | 2030-03-04 23:00 | 700 | 505 | 491.93 | 442 | 2030-03-04 23:00 | 700 | 374 | 390 | 390
2030-03-05 | 700 | 505 | 510 | 174.44 | 2030-03-05 | 700 | 505 | 510 | 442 | 2030-03-05 | 700 | 505 | 510 | 442
2030-03-05 01:00 | 700 | 505 | 510 | 139.51 | 2030-03-05 01:00 | 700 | 505 | 510 | 442 | 2030-03-05 01:00 | 700 | 505 | 510 | 442
2030-03-05 02:00 | 700 | 505 | 510 | 186.04 | 2030-03-05 02:00 | 700 | 505 | 510 | 442 | 2030-03-05 02:00 | 700 | 505 | 510 | 442
2030-03-05 03:00 | 700 | 505 | 510 | 153.17 | 2030-03-05 03:00 | 700 | 505 | 510 | 442 | 2030-03-05 03:00 | 700 | 505 | 510 | 442
2030-03-05 04:00 | 700 | 505 | 510 | 74.01 | 2030-03-05 04:00 | 700 | 505 | 510 | 442 | 2030-03-05 04:00 | 700 | 505 | 510 | 442
2030-03-05 05:00 | 700 | 505 | 510 | 50.35 | 2030-03-05 05:00 | 700 | 505 | 510 | 442 | 2030-03-05 05:00 | 700 | 505 | 510 | 390
2030-03-05 06:00 | 700 | 378.27 | 510 | 57.43 | 2030-03-05 06:00 | 700 | 300 | 428.17 | 142 | 2030-03-05 06:00 | 700 | 228.01 | 210 | 90
2030-03-05 07:00 | 700 | 78.27 | 510 | -242.57 | 2030-03-05 07:00 | 100 | 0 | 128.17 | -158 | 2030-03-05 07:00 | 100 | -71.99 | -90 | -210
2030-03-05 08:00 | 700 | 78.27 | 510 | -137.55 | 2030-03-05 08:00 | 700 | -300 | -171.83 | -458 | 2030-03-05 08:00 | 700 | -371.99 | -390 | -510
2030-03-05 09:00 | 700 | 316.51 | 510 | 109.56 | 2030-03-05 09:00 | 700 | 0 | 78.9 | -158 | 2030-03-05 09:00 | 700 | -300 | -300 | -223.44
2030-03-05 10:00 | 700 | 505 | 510 | 409.56 | 2030-03-05 10:00 | 700 | 300 | 378.9 | 142 | 2030-03-05 10:00 | 700 | 0 | 0 | 76.56
2030-03-05 11:00 | 700 | 505 | 510 | 442 | 2030-03-05 11:00 | 700 | 505 | 510 | 442 | 2030-03-05 11:00 | 700 | 300 | 300 | 376.56
2030-03-05 12:00 | 700 | 505 | 510 | 442 | 2030-03-05 12:00 | 700 | 505 | 510 | 442 | 2030-03-05 12:00 | 700 | 505 | 411.15 | 442
2030-03-05 13:00 | 700 | 346.64 | 390 | 297.77 | 2030-03-05 13:00 | 700 | 300 | 210 | 239.65 | 2030-03-05 13:00 | 700 | 205 | 111.15 | 142
2030-03-05 14:00 | 700 | 85.5 | 90 | -2.23 | 2030-03-05 14:00 | 700 | 0 | -90 | -60.35 | 2030-03-05 14:00 | 700 | -95 | -188.85 | -158
2030-03-05 15:00 | 700 | -80.68 | -210 | -263.83 | 2030-03-05 15:00 | 700 | -226 | -229.81 | -210 | 2030-03-05 15:00 | 700 | -395 | -488.85 | -458
2030-03-05 16:00 | 700 | -380.68 | -510 | -510 | 2030-03-05 16:00 | 700 | -526 | -510 | -510 | 2030-03-05 16:00 | 700 | -526 | -510 | -510
2030-03-05 17:00 | 700 | -168.55 | -510 | -510 | 2030-03-05 17:00 | 683.58 | -526 | -510 | -510 | 2030-03-05 17:00 | 100 | -526 | -510 | -510
2030-03-05 18:00 | 700 | -274.36 | -510 | -467.06 | 2030-03-05 18:00 | 645.72 | -526 | -510 | -510 | 2030-03-05 18:00 | 100 | -526 | -510 | -510
2030-03-05 19:00 | 700 | -517.45 | -510 | -481.97 | 2030-03-05 19:00 | 700 | -526 | -510 | -510 | 2030-03-05 19:00 | 700 | -526 | -510 | -510
2030-03-05 20:00 | 700 | -526 | -510 | -510 | 2030-03-05 20:00 | 700 | -526 | -510 | -510 | 2030-03-05 20:00 | 700 | -526 | -510 | -510
2030-03-05 21:00 | 700 | -300 | -379.17 | -330.98 | 2030-03-05 21:00 | 700 | -300 | -432.2 | -300 | 2030-03-05 21:00 | 700 | -300 | -510 | -367.36
2030-03-05 22:00 | 700 | 0 | -79.17 | -30.98 | 2030-03-05 22:00 | 700 | 0 | -132.2 | 0 | 2030-03-05 22:00 | 700 | 0 | -210 | -67.36
2030-03-05 23:00 | 700 | 273.62 | 220.83 | 269.02 | 2030-03-05 23:00 | 700 | 141.38 | 167.8 | 300 | 2030-03-05 23:00 | 700 | 300 | 90 | 232.64
2030-03-06 | 700 | 27.8 | 510 | 417.87 | 2030-03-06 | 700 | 0 | 467.8 | 173.64 | 2030-03-06 | 700 | 0 | 248.75 | 0
2030-03-06 01:00 | 700 | 34.12 | 474.92 | 300 | 2030-03-06 01:00 | 700 | 0 | 463.18 | 0 | 2030-03-06 01:00 | 700 | 0 | 2.4 | 0
2030-03-06 02:00 | 700 | 0 | 174.92 | 0 | 2030-03-06 02:00 | 700 | 0 | 174.92 | 0 | 2030-03-06 02:00 | 700 | 0 | -271.22 | 142
2030-03-06 03:00 | 700 | 0 | 474.92 | 300 | 2030-03-06 03:00 | 700 | 0 | 474.92 | 300 | 2030-03-06 03:00 | 700 | 300 | 28.78 | 442
2030-03-06 04:00 | 700 | 168.87 | 346.13 | 300 | 2030-03-06 04:00 | 700 | 36.67 | 390 | 390 | 2030-03-06 04:00 | 600 | 0 | -167.74 | 390
2030-03-06 05:00 | 100 | 0 | 46.13 | 0 | 2030-03-06 05:00 | 349.34 | 0 | 90 | 90 | 2030-03-06 05:00 | 0 | -6.04 | -467.74 | 90
2030-03-06 06:00 | -120.54 | -226 | -210 | -210 | 2030-03-06 06:00 | -100 | -226 | -210 | -210 | 2030-03-06 06:00 | -493.05 | -226 | -210 | -210
2030-03-06 07:00 | -700 | -526 | -510 | -510 | 2030-03-06 07:00 | -700 | -526 | -510 | -510 | 2030-03-06 07:00 | -700 | -526 | -510 | -510
2030-03-06 08:00 | -180.58 | -526 | -510 | -455.77 | 2030-03-06 08:00 | -345.01 | -526 | -510 | -510 | 2030-03-06 08:00 | -682.04 | -526 | -510 | -510
2030-03-06 09:00 | 419.42 | -526 | -510 | -289.77 | 2030-03-06 09:00 | -235.2 | -526 | -510 | -395.64 | 2030-03-06 09:00 | -700 | -526 | -510 | -365.13
2030-03-06 10:00 | 700 | -226 | -376.32 | 0 | 2030-03-06 10:00 | -527.97 | -526 | -510 | -95.64 | 2030-03-06 10:00 | -700 | -526 | -510 | -65.13
2030-03-06 11:00 | 700 | -433.13 | -510 | -187.38 | 2030-03-06 11:00 | -700 | -526 | -510 | -45.58 | 2030-03-06 11:00 | -700 | -526 | -510 | 98.66
2030-03-06 12:00 | 700 | -526 | -510 | 0 | 2030-03-06 12:00 | -700 | -526 | -510 | 63.45 | 2030-03-06 12:00 | -700 | -526 | -510 | 1.01
2030-03-06 13:00 | 286.63 | -226 | -210 | 300 | 2030-03-06 13:00 | -700 | -526 | -510 | 363.45 | 2030-03-06 13:00 | -700 | -526 | -510 | 301.01
2030-03-06 14:00 | 461.17 | 0 | 0 | 0 | 2030-03-06 14:00 | -700 | -412.56 | -510 | 436.53 | 2030-03-06 14:00 | -700 | -526 | -510 | 442
2030-03-06 15:00 | 444.44 | 0 | 0 | 288.75 | 2030-03-06 15:00 | -500 | -112.56 | -509.66 | 442 | 2030-03-06 15:00 | -700 | -526 | -510 | 442
2030-03-06 16:00 | 700 | 0 | 300 | 294.08 | 2030-03-06 16:00 | 100 | 0 | -209.66 | 348.35 | 2030-03-06 16:00 | -100 | -226 | -487.23 | 390
2030-03-06 17:00 | 700 | 196.38 | 152.46 | 213.19 | 2030-03-06 17:00 | 700 | 74 | 0 | 48.35 | 2030-03-06 17:00 | 500 | -226 | -210 | 90
2030-03-06 18:00 | 700 | 0 | -147.54 | -86.81 | 2030-03-06 18:00 | 700 | -226 | -300 | -251.65 | 2030-03-06 18:00 | 700 | -526 | -510 | -210
2030-03-06 19:00 | 700 | -300 | -447.54 | -386.81 | 2030-03-06 19:00 | 700 | -526 | -510 | -510 | 2030-03-06 19:00 | 700 | -526 | -510 | -510
2030-03-06 20:00 | 700 | 0 | -147.54 | -86.81 | 2030-03-06 20:00 | 700 | -301.79 | -510 | -510 | 2030-03-06 20:00 | 700 | -526 | -510 | -418.95
2030-03-06 21:00 | 700 | 0 | 152.46 | -51.39 | 2030-03-06 21:00 | 700 | -1.79 | -210 | -210 | 2030-03-06 21:00 | 700 | -526 | -510 | -167.48
2030-03-06 22:00 | 700 | 0 | 452.46 | 232.5 | 2030-03-06 22:00 | 700 | 298.21 | 90 | 90 | 2030-03-06 22:00 | 700 | -226 | -343.28 | 0
2030-03-06 23:00 | 700 | 192.44 | 510 | 442 | 2030-03-06 23:00 | 700 | 0 | 390 | 7.05 | 2030-03-06 23:00 | 700 | 0 | -268.19 | 0
2030-03-07 | 700 | 35.64 | 510 | 442 | 2030-03-07 | 700 | 0 | 243.21 | 307.05 | 2030-03-07 | 699.01 | 0 | 0 | 281.39
2030-03-07 01:00 | 700 | 267.27 | 510 | 442 | 2030-03-07 01:00 | 700 | 0 | 300 | 412.57 | 2030-03-07 01:00 | 500 | 0 | 89.6 | 56.26
2030-03-07 02:00 | 700 | 176.69 | 510 | 442 | 2030-03-07 02:00 | 553.15 | 0 | 0 | 263.18 | 2030-03-07 02:00 | -100 | 0 | -76.59 | 183.92
2030-03-07 03:00 | 700 | 0 | 463.13 | 305.13 | 2030-03-07 03:00 | 100.46 | 0 | 0 | 224.84 | 2030-03-07 03:00 | -700 | 0 | 0 | 144.56
2030-03-07 04:00 | 700 | 0 | 253.01 | 79.95 | 2030-03-07 04:00 | 0 | 0 | 0 | 0 | 2030-03-07 04:00 | -700 | 0 | -232.22 | 0
2030-03-07 05:00 | 700 | 0 | 368.74 | 313.57 | 2030-03-07 05:00 | -183.34 | 0 | 0 | 244.57 | 2030-03-07 05:00 | -700 | 0 | -423.18 | 175.57
2030-03-07 06:00 | 700 | 0 | 182.34 | 182.28 | 2030-03-07 06:00 | -235.71 | 0 | 0 | 83.31 | 2030-03-07 06:00 | -700 | 0 | -483.49 | 0
2030-03-07 07:00 | 700 | 0 | 194.3 | 176.08 | 2030-03-07 07:00 | -189.37 | 0 | 0 | 50.21 | 2030-03-07 07:00 | -700 | -33.36 | -452.41 | 0
2030-03-07 08:00 | 700 | 0 | 118.27 | 221.34 | 2030-03-07 08:00 | -468.63 | 0 | 0 | 65.4 | 2030-03-07 08:00 | -700 | -333.36 | -510 | 0
2030-03-07 09:00 | 600 | 0 | 33.68 | 278.48 | 2030-03-07 09:00 | -700 | -169.34 | -245.36 | 104.82 | 2030-03-07 09:00 | -700 | -526 | -510 | -210
2030-03-07 10:00 | 0 | 0 | 306.12 | 0 | 2030-03-07 10:00 | -700 | -469.34 | -510 | -195.18 | 2030-03-07 10:00 | -700 | -526 | -510 | -510
2030-03-07 11:00 | -482.34 | 0 | 233.6 | 142 | 2030-03-07 11:00 | -700 | -169.34 | -292.9 | -158 | 2030-03-07 11:00 | -700 | -226 | -210 | -210
2030-03-07 12:00 | -700 | 300 | 510 | 442 | 2030-03-07 12:00 | -700 | 130.66 | 7.1 | 142 | 2030-03-07 12:00 | -700 | 74 | 90 | 90
2030-03-07 13:00 | -700 | 505 | 510 | 442 | 2030-03-07 13:00 | -700 | 430.66 | 307.1 | 442 | 2030-03-07 13:00 | -700 | 374 | 390 | 390
2030-03-07 14:00 | -700 | 505 | 510 | 442 | 2030-03-07 14:00 | -700 | 505 | 390 | 390 | 2030-03-07 14:00 | -700 | 374 | 390 | 390
2030-03-07 15:00 | -700 | 300 | 510 | 368.66 | 2030-03-07 15:00 | -700 | 205 | 90 | 90 | 2030-03-07 15:00 | -700 | 74 | 90 | 90
2030-03-07 16:00 | -700 | 0 | 210 | 68.66 | 2030-03-07 16:00 | -700 | -95 | -210 | -210 | 2030-03-07 16:00 | -700 | -226 | -210 | -210
2030-03-07 17:00 | -100 | 0 | 0 | 0 | 2030-03-07 17:00 | -700 | -395 | -510 | -510 | 2030-03-07 17:00 | -700 | -526 | -510 | -510
2030-03-07 18:00 | 395.98 | 0 | 0 | 0 | 2030-03-07 18:00 | -700 | -526 | -510 | -510 | 2030-03-07 18:00 | -700 | -526 | -510 | -510
2030-03-07 19:00 | 645.99 | 0 | 0 | 0 | 2030-03-07 19:00 | -700 | -526 | -510 | -510 | 2030-03-07 19:00 | -700 | -526 | -510 | -510
2030-03-07 20:00 | 645.99 | 0 | 0 | 0 | 2030-03-07 20:00 | -700 | -496.34 | -510 | -510 | 2030-03-07 20:00 | -700 | -526 | -510 | -510
2030-03-07 21:00 | 45.99 | 205 | 210 | 142 | 2030-03-07 21:00 | -700 | -196.34 | -210 | -210 | 2030-03-07 21:00 | -700 | -526 | -510 | -510
2030-03-07 22:00 | -547.73 | 505 | 510 | 442 | 2030-03-07 22:00 | -700 | 103.66 | 90 | 90 | 2030-03-07 22:00 | -700 | -226 | -210 | -210
2030-03-07 23:00 | -637.92 | 505 | 510 | 442 | 2030-03-07 23:00 | -700 | 403.66 | 390 | 390 | 2030-03-07 23:00 | -700 | 74 | 90 | 90
2030-03-08 | -37.92 | 505 | 510 | 442 | 2030-03-08 | -700 | 505 | 510 | 442 | 2030-03-08 | -700 | 374 | 390 | 390
2030-03-08 01:00 | 152.78 | 505 | 510 | 442 | 2030-03-08 01:00 | -700 | 505 | 510 | 442 | 2030-03-08 01:00 | -700 | 505 | 510 | 442
2030-03-08 02:00 | -327.67 | 505 | 510 | 442 | 2030-03-08 02:00 | -700 | 505 | 510 | 442 | 2030-03-08 02:00 | -700 | 505 | 510 | 442
2030-03-08 03:00 | -257.54 | 505 | 510 | 442 | 2030-03-08 03:00 | -700 | 505 | 510 | 442 | 2030-03-08 03:00 | -700 | 281.48 | 210 | 442
2030-03-08 04:00 | 0 | 505 | 510 | 442 | 2030-03-08 04:00 | -700 | 505 | 510 | 442 | 2030-03-08 04:00 | -700 | -18.52 | -90 | 305.76
2030-03-08 05:00 | 0 | 205 | 510 | 356.23 | 2030-03-08 05:00 | -700 | 205 | 210 | 142 | 2030-03-08 05:00 | -700 | -318.52 | -390 | 5.76
2030-03-08 06:00 | 600 | 0 | 210 | 90.43 | 2030-03-08 06:00 | -600 | 0 | 0 | 0 | 2030-03-08 06:00 | -700 | -526 | -510 | -150.13
2030-03-08 07:00 | 700 | 205 | 510 | 390.43 | 2030-03-08 07:00 | 0 | 0 | 0 | 172.9 | 2030-03-08 07:00 | -700 | -526 | -510 | 66.49
2030-03-08 08:00 | 700 | 505 | 510 | 442 | 2030-03-08 08:00 | -99.24 | 0 | 0 | 442 | 2030-03-08 08:00 | -700 | -526 | -510 | 366.49
2030-03-08 09:00 | 700 | 205 | 297.85 | 442 | 2030-03-08 09:00 | -699.24 | -226 | -210 | 442 | 2030-03-08 09:00 | -700 | -526 | -510 | 317.21
2030-03-08 10:00 | 293.33 | 0 | 0 | 442 | 2030-03-08 10:00 | -700 | -526 | -510 | 229.98 | 2030-03-08 10:00 | -700 | -526 | -510 | 17.21
2030-03-08 11:00 | 0 | 0 | 0 | 142 | 2030-03-08 11:00 | -700 | -526 | -510 | -70.02 | 2030-03-08 11:00 | -700 | -526 | -510 | -282.79
2030-03-08 12:00 | 0 | 0 | 0 | 89.99 | 2030-03-08 12:00 | -700 | -526 | -510 | -137.14 | 2030-03-08 12:00 | -700 | -526 | -510 | -362.05
2030-03-08 13:00 | -176.86 | 0 | 0 | 162.05 | 2030-03-08 13:00 | -700 | -526 | -510 | -54.51 | 2030-03-08 13:00 | -700 | -526 | -510 | -267.06
2030-03-08 14:00 | -562.52 | 0 | 0 | 15.47 | 2030-03-08 14:00 | -700 | -526 | -510 | -152.43 | 2030-03-08 14:00 | -700 | -526 | -510 | -319.82
2030-03-08 15:00 | -341.14 | 0 | 0 | 315.47 | 2030-03-08 15:00 | -700 | -526 | -510 | 147.57 | 2030-03-08 15:00 | -700 | -526 | -510 | -19.82
2030-03-08 16:00 | -95.96 | 0 | 0 | 351.87 | 2030-03-08 16:00 | -700 | -526 | -510 | 197.61 | 2030-03-08 16:00 | -700 | -526 | -510 | 43.35
2030-03-08 17:00 | 499.31 | 0 | 0 | 434.5 | 2030-03-08 17:00 | -700 | -226 | -510 | 442 | 2030-03-08 17:00 | -700 | -526 | -510 | 343.35
2030-03-08 18:00 | 592.07 | 0 | 0 | 442 | 2030-03-08 18:00 | -700 | 0 | -510 | 442 | 2030-03-08 18:00 | -700 | -526 | -510 | 442
2030-03-08 19:00 | 700 | 0 | 246.94 | 442 | 2030-03-08 19:00 | -700 | 0 | -510 | 442 | 2030-03-08 19:00 | -700 | -526 | -510 | 442
2030-03-08 20:00 | 700 | 0 | 266.51 | 442 | 2030-03-08 20:00 | -700 | 0 | -407.67 | 442 | 2030-03-08 20:00 | -700 | -526 | -510 | 442
2030-03-08 21:00 | 205.47 | 205 | 224.7 | 442 | 2030-03-08 21:00 | -700 | 0 | -107.67 | 442 | 2030-03-08 21:00 | -700 | -526 | -510 | 442
2030-03-08 22:00 | -394.53 | 505 | 510 | 442 | 2030-03-08 22:00 | -700 | 300 | 192.33 | 442 | 2030-03-08 22:00 | -700 | -226 | -210 | 442
2030-03-08 23:00 | -643.44 | 505 | 510 | 442 | 2030-03-08 23:00 | -700 | 505 | 492.33 | 442 | 2030-03-08 23:00 | -700 | 74 | 90 | 442
2030-03-09 | -337.28 | 505 | 510 | 442 | 2030-03-09 | -700 | 505 | 510 | 442 | 2030-03-09 | -700 | 374 | 390 | 442
2030-03-09 01:00 | -119.44 | 505 | 510 | 442 | 2030-03-09 01:00 | -700 | 505 | 510 | 442 | 2030-03-09 01:00 | -700 | 505 | 510 | 442
2030-03-09 02:00 | 0 | 505 | 510 | 442 | 2030-03-09 02:00 | -700 | 505 | 510 | 442 | 2030-03-09 02:00 | -700 | 505 | 510 | 442
2030-03-09 03:00 | -80.65 | 505 | 510 | 442 | 2030-03-09 03:00 | -700 | 505 | 510 | 442 | 2030-03-09 03:00 | -700 | 505 | 510 | 442
2030-03-09 04:00 | 0 | 505 | 510 | 442 | 2030-03-09 04:00 | -700 | 505 | 510 | 442 | 2030-03-09 04:00 | -700 | 505 | 510 | 442
2030-03-09 05:00 | 134.64 | 505 | 510 | 442 | 2030-03-09 05:00 | -700 | 505 | 510 | 442 | 2030-03-09 05:00 | -700 | 291.44 | 210 | 442
2030-03-09 06:00 | 700 | 329.87 | 510 | 442 | 2030-03-09 06:00 | -100 | 205 | 210 | 142 | 2030-03-09 06:00 | -700 | -8.56 | -90 | 142
2030-03-09 07:00 | 700 | 362.34 | 510 | 442 | 2030-03-09 07:00 | 335.46 | 0 | 0 | 167.35 | 2030-03-09 07:00 | -700 | -308.56 | -390 | 100.75
2030-03-09 08:00 | 700 | 505 | 510 | 442 | 2030-03-09 08:00 | 652.17 | 0 | 0 | 288.65 | 2030-03-09 08:00 | -700 | -526 | -510 | 224.51
2030-03-09 09:00 | 700 | 205 | 211.41 | 442 | 2030-03-09 09:00 | 52.17 | 0 | -210 | 442 | 2030-03-09 09:00 | -700 | -526 | -510 | 0
2030-03-09 10:00 | 580.14 | 0 | 0 | 442 | 2030-03-09 10:00 | -100 | -296.51 | -510 | 203.72 | 2030-03-09 10:00 | -700 | -526 | -510 | 0
2030-03-09 11:00 | 0 | 0 | 0 | 242.94 | 2030-03-09 11:00 | -700 | -442.02 | -510 | -96.28 | 2030-03-09 11:00 | -700 | -526 | -510 | -210
2030-03-09 12:00 | -122.79 | 0 | 0 | 0 | 2030-03-09 12:00 | -700 | -526 | -510 | -396.28 | 2030-03-09 12:00 | -700 | -526 | -510 | -510
2030-03-09 13:00 | -159.53 | 0 | 0 | 0 | 2030-03-09 13:00 | -700 | -487.28 | -510 | -324.35 | 2030-03-09 13:00 | -700 | -526 | -510 | -510
2030-03-09 14:00 | -39.44 | 0 | 0 | 0 | 2030-03-09 14:00 | -700 | -187.28 | -510 | -469.64 | 2030-03-09 14:00 | -700 | -526 | -510 | -510
2030-03-09 15:00 | 0 | 0 | 10.54 | 0 | 2030-03-09 15:00 | -700 | -258.81 | -510 | -185.02 | 2030-03-09 15:00 | -700 | -526 | -510 | -370.23
2030-03-09 16:00 | -137.49 | 0 | 0 | 242.06 | 2030-03-09 16:00 | -700 | -416.59 | -510 | 114.98 | 2030-03-09 16:00 | -700 | -526 | -510 | -70.23
2030-03-09 17:00 | -47.73 | 0 | 0 | 415.11 | 2030-03-09 17:00 | -700 | -365.17 | -510 | 414.98 | 2030-03-09 17:00 | -700 | -526 | -510 | 229.77
2030-03-09 18:00 | 94.25 | 0 | 0 | 442 | 2030-03-09 18:00 | -700 | -65.17 | -510 | 442 | 2030-03-09 18:00 | -700 | -526 | -510 | 90
2030-03-09 19:00 | 473.12 | 0 | 0 | 442 | 2030-03-09 19:00 | -700 | 0 | -246.62 | 300 | 2030-03-09 19:00 | -700 | -526 | -510 | -210
2030-03-09 20:00 | 54.81 | 0 | 300 | 351.01 | 2030-03-09 20:00 | -700 | 0 | -191.01 | 0 | 2030-03-09 20:00 | -700 | -526 | -510 | -510
2030-03-09 21:00 | -545.19 | 300 | 510 | 371.35 | 2030-03-09 21:00 | -700 | 205 | 108.99 | 237.01 | 2030-03-09 21:00 | -700 | -226 | -210 | -210
2030-03-09 22:00 | -700 | 505 | 510 | 325.17 | 2030-03-09 22:00 | -700 | 505 | 408.99 | 321.9 | 2030-03-09 22:00 | -700 | 74 | 90 | 90
2030-03-09 23:00 | -700 | 505 | 510 | 408.86 | 2030-03-09 23:00 | -700 | 505 | 510 | 404.8 | 2030-03-09 23:00 | -700 | 374 | 390 | 390
2030-03-10 | -700 | 505 | 510 | 442 | 2030-03-10 | -700 | 505 | 510 | 442 | 2030-03-10 | -700 | 505 | 510 | 442
2030-03-10 01:00 | -700 | 505 | 510 | 442 | 2030-03-10 01:00 | -700 | 505 | 510 | 442 | 2030-03-10 01:00 | -700 | 505 | 510 | 442
2030-03-10 02:00 | -700 | 505 | 510 | 349.17 | 2030-03-10 02:00 | -700 | 505 | 510 | 442 | 2030-03-10 02:00 | -700 | 505 | 510 | 442
2030-03-10 03:00 | -700 | 505 | 510 | 442 | 2030-03-10 03:00 | -700 | 505 | 510 | 442 | 2030-03-10 03:00 | -700 | 505 | 510 | 442
2030-03-10 04:00 | -700 | 505 | 510 | 333.67 | 2030-03-10 04:00 | -700 | 505 | 510 | 442 | 2030-03-10 04:00 | -700 | 505 | 510 | 442
2030-03-10 05:00 | -700 | 505 | 510 | 273.04 | 2030-03-10 05:00 | -700 | 505 | 510 | 442 | 2030-03-10 05:00 | -700 | 505 | 510 | 442
2030-03-10 06:00 | -700 | 505 | 510 | 442 | 2030-03-10 06:00 | -700 | 505 | 510 | 442 | 2030-03-10 06:00 | -700 | 505 | 510 | 442
2030-03-10 07:00 | -700 | 505 | 510 | 237.8 | 2030-03-10 07:00 | -700 | 505 | 510 | 415.12 | 2030-03-10 07:00 | -700 | 505 | 510 | 442
2030-03-10 08:00 | -700 | 505 | 510 | 197.31 | 2030-03-10 08:00 | -700 | 505 | 510 | 249.3 | 2030-03-10 08:00 | -700 | 505 | 510 | 442
2030-03-10 09:00 | -700 | 505 | 510 | 442 | 2030-03-10 09:00 | -700 | 505 | 510 | 442 | 2030-03-10 09:00 | -700 | 505 | 510 | 442
2030-03-10 10:00 | -700 | 505 | 510 | 195.95 | 2030-03-10 10:00 | -700 | 505 | 510 | 274.96 | 2030-03-10 10:00 | -700 | 505 | 510 | 442
2030-03-10 11:00 | -700 | 505 | 510 | 101.72 | 2030-03-10 11:00 | -700 | 505 | 510 | 92.47 | 2030-03-10 11:00 | -700 | 505 | 510 | 442
2030-03-10 12:00 | -700 | 505 | 510 | 164.58 | 2030-03-10 12:00 | -700 | 505 | 510 | 140.74 | 2030-03-10 12:00 | -700 | 505 | 510 | 225.37
2030-03-10 13:00 | -700 | 505 | 510 | 176.14 | 2030-03-10 13:00 | -700 | 505 | 510 | 261.73 | 2030-03-10 13:00 | -700 | 505 | 510 | 202.15
2030-03-10 14:00 | -700 | 505 | 510 | 178.25 | 2030-03-10 14:00 | -700 | 349.2 | 510 | 163.53 | 2030-03-10 14:00 | -700 | 300 | 288.82 | 154.82
2030-03-10 15:00 | -700 | 300 | 510 | 277.27 | 2030-03-10 15:00 | -700 | 49.2 | 300 | 270.24 | 2030-03-10 15:00 | -700 | 0 | -11.18 | -145.18
2030-03-10 16:00 | -100 | 0 | 510 | 297.83 | 2030-03-10 16:00 | -600 | -250.8 | 0 | -29.76 | 2030-03-10 16:00 | -700 | -300 | -311.18 | -445.18
2030-03-10 17:00 | 500 | 186.51 | 510 | 349.79 | 2030-03-10 17:00 | 0 | 49.2 | 300 | 270.24 | 2030-03-10 17:00 | -100 | 0 | -11.18 | -145.18
2030-03-10 18:00 | 700 | 486.51 | 510 | 387.35 | 2030-03-10 18:00 | 600 | 0 | 510 | 299.77 | 2030-03-10 18:00 | 500 | 0 | -85.14 | 0
2030-03-10 19:00 | 700 | 186.51 | 510 | 442 | 2030-03-10 19:00 | 700 | 0 | 510 | 281.6 | 2030-03-10 19:00 | 700 | 0 | -385.14 | -45.31
2030-03-10 20:00 | 700 | 101.42 | 510 | 442 | 2030-03-10 20:00 | 700 | 0 | 510 | 281.6 | 2030-03-10 20:00 | 700 | 0 | -207.44 | 0
2030-03-10 21:00 | 700 | 101.42 | 510 | 442 | 2030-03-10 21:00 | 700 | 15.79 | 510 | 327.49 | 2030-03-10 21:00 | 700 | 0 | 92.56 | 142
2030-03-10 22:00 | 700 | 373.19 | 510 | 442 | 2030-03-10 22:00 | 700 | 315.79 | 510 | 442 | 2030-03-10 22:00 | 700 | 300 | 392.56 | 442
2030-03-10 23:00 | 700 | 209.85 | 510 | 442 | 2030-03-10 23:00 | 363.89 | 15.79 | 210 | 390.4 | 2030-03-10 23:00 | 100 | 0 | 92.56 | 334.87
2030-03-11 | 700 | 164.57 | 510 | 442 | 2030-03-11 | 500 | 0 | 47.29 | 277.15 | 2030-03-11 | -234.95 | 0 | 0 | 203.98
2030-03-11 01:00 | 500 | 0 | 443.4 | 142 | 2030-03-11 01:00 | -100 | 0 | 0 | 13.97 | 2030-03-11 01:00 | -615.89 | -225.9 | -210 | -21.28
2030-03-11 02:00 | -100 | 184.91 | 210 | 130.74 | 2030-03-11 02:00 | -700 | 0 | -90 | -125.99 | 2030-03-11 02:00 | -700 | -525.9 | -510 | -321.28
2030-03-11 03:00 | -700 | 484.91 | 510 | 430.74 | 2030-03-11 03:00 | -700 | 300 | 210 | 174.01 | 2030-03-11 03:00 | -700 | -225.9 | -210 | -21.28
2030-03-11 04:00 | -700 | 505 | 510 | 442 | 2030-03-11 04:00 | -700 | 505 | 510 | 442 | 2030-03-11 04:00 | -700 | 74.1 | 90 | 278.72
2030-03-11 05:00 | -700 | 505 | 510 | 442 | 2030-03-11 05:00 | -700 | 505 | 510 | 442 | 2030-03-11 05:00 | -700 | 374.1 | 390 | 442
2030-03-11 06:00 | -700 | 505 | 510 | 442 | 2030-03-11 06:00 | -700 | 505 | 510 | 442 | 2030-03-11 06:00 | -700 | 505 | 510 | 442
2030-03-11 07:00 | -700 | 505 | 510 | 422.59 | 2030-03-11 07:00 | -700 | 505 | 510 | 442 | 2030-03-11 07:00 | -700 | 505 | 510 | 442
2030-03-11 08:00 | -365.86 | 505 | 510 | 255.22 | 2030-03-11 08:00 | -700 | 388.16 | 510 | 442 | 2030-03-11 08:00 | -700 | 388.16 | 510 | 442
2030-03-11 09:00 | 0 | 205 | 510 | 142 | 2030-03-11 09:00 | -700 | 88.16 | 210 | 142 | 2030-03-11 09:00 | -700 | 88.16 | 210 | 142
2030-03-11 10:00 | -530.15 | 505 | 510 | 442 | 2030-03-11 10:00 | -700 | 188.36 | 0 | 442 | 2030-03-11 10:00 | -700 | 300 | 61.94 | 393.07
2030-03-11 11:00 | -100 | 205 | 333.5 | 423.49 | 2030-03-11 11:00 | -700 | -111.64 | -300 | 261.04 | 2030-03-11 11:00 | -700 | 0 | -238.06 | 93.07
2030-03-11 12:00 | -700 | 283.11 | 510 | 442 | 2030-03-11 12:00 | -700 | 188.36 | 0 | 442 | 2030-03-11 12:00 | -700 | 300 | 61.94 | 393.07
2030-03-11 13:00 | -700 | 205 | 504.66 | 142 | 2030-03-11 13:00 | -700 | 110.62 | 300 | 442 | 2030-03-11 13:00 | -700 | 74 | 90 | 442
2030-03-11 14:00 | -700 | 505 | 510 | 442 | 2030-03-11 14:00 | -700 | 300 | 101.34 | 442 | 2030-03-11 14:00 | -700 | -226 | -210 | 402.91
2030-03-11 15:00 | -100 | 205 | 210 | 249.26 | 2030-03-11 15:00 | -700 | 0 | -198.66 | 370.38 | 2030-03-11 15:00 | -700 | -526 | -510 | 102.91
2030-03-11 16:00 | 0 | 505 | 510 | 442 | 2030-03-11 16:00 | -700 | 300 | 101.34 | 442 | 2030-03-11 16:00 | -700 | -226 | -210 | 402.91
2030-03-11 17:00 | 600 | 438.43 | 510 | 442 | 2030-03-11 17:00 | -177.34 | 0 | 0 | 442 | 2030-03-11 17:00 | -700 | -526 | -510 | 442
2030-03-11 18:00 | 700 | 156.41 | 510 | 442 | 2030-03-11 18:00 | -177.34 | 0 | 0 | 442 | 2030-03-11 18:00 | -700 | -526 | -510 | 442
2030-03-11 19:00 | 700 | 445.98 | 510 | 442 | 2030-03-11 19:00 | -177.34 | 0 | 0 | 442 | 2030-03-11 19:00 | -700 | -526 | -510 | 442
2030-03-11 20:00 | 700 | 205 | 510 | 442 | 2030-03-11 20:00 | 0 | 0 | 0 | 442 | 2030-03-11 20:00 | -700 | -526 | -510 | 442
2030-03-11 21:00 | 700 | 505 | 510 | 442 | 2030-03-11 21:00 | -197.24 | 0 | 186.64 | 442 | 2030-03-11 21:00 | -700 | -359.12 | -510 | 442
2030-03-11 22:00 | 331.88 | 505 | 510 | 442 | 2030-03-11 22:00 | -700 | 0 | 486.64 | 442 | 2030-03-11 22:00 | -700 | -59.12 | -210 | 442
2030-03-11 23:00 | -69.94 | 505 | 510 | 442 | 2030-03-11 23:00 | -700 | 300 | 510 | 442 | 2030-03-11 23:00 | -700 | 240.88 | 90 | 442
2030-03-12 | -369.41 | 505 | 510 | 442 | 2030-03-12 | -700 | 505 | 510 | 442 | 2030-03-12 | -700 | 505 | 390 | 442
2030-03-12 01:00 | -447.23 | 505 | 510 | 442 | 2030-03-12 01:00 | -700 | 505 | 510 | 442 | 2030-03-12 01:00 | -700 | 505 | 510 | 442
2030-03-12 02:00 | -700 | 505 | 510 | 442 | 2030-03-12 02:00 | -700 | 505 | 510 | 442 | 2030-03-12 02:00 | -700 | 505 | 510 | 442
2030-03-12 03:00 | -700 | 505 | 510 | 442 | 2030-03-12 03:00 | -700 | 505 | 510 | 442 | 2030-03-12 03:00 | -700 | 505 | 510 | 442
2030-03-12 04:00 | -700 | 505 | 510 | 442 | 2030-03-12 04:00 | -700 | 505 | 510 | 442 | 2030-03-12 04:00 | -700 | 505 | 510 | 442
2030-03-12 05:00 | -700 | 505 | 510 | 442 | 2030-03-12 05:00 | -700 | 505 | 510 | 442 | 2030-03-12 05:00 | -700 | 505 | 510 | 442
2030-03-12 06:00 | -700 | 505 | 510 | 442 | 2030-03-12 06:00 | -700 | 505 | 510 | 442 | 2030-03-12 06:00 | -700 | 505 | 510 | 442
2030-03-12 07:00 | -700 | 505 | 510 | 442 | 2030-03-12 07:00 | -700 | 505 | 510 | 442 | 2030-03-12 07:00 | -700 | 505 | 510 | 442
2030-03-12 08:00 | -700 | 505 | 510 | 442 | 2030-03-12 08:00 | -700 | 505 | 510 | 442 | 2030-03-12 08:00 | -700 | 505 | 510 | 442
2030-03-12 09:00 | -700 | 505 | 510 | 442 | 2030-03-12 09:00 | -700 | 505 | 510 | 442 | 2030-03-12 09:00 | -700 | 505 | 510 | 442
2030-03-12 10:00 | -700 | 505 | 510 | 442 | 2030-03-12 10:00 | -700 | 505 | 510 | 442 | 2030-03-12 10:00 | -700 | 505 | 510 | 442
2030-03-12 11:00 | -700 | 505 | 510 | 442 | 2030-03-12 11:00 | -700 | 505 | 510 | 442 | 2030-03-12 11:00 | -700 | 505 | 510 | 442
2030-03-12 12:00 | -700 | 505 | 510 | 430.96 | 2030-03-12 12:00 | -700 | 505 | 510 | 442 | 2030-03-12 12:00 | -700 | 505 | 510 | 442
2030-03-12 13:00 | -700 | 505 | 510 | 417.42 | 2030-03-12 13:00 | -700 | 505 | 510 | 442 | 2030-03-12 13:00 | -700 | 505 | 510 | 442
2030-03-12 14:00 | -700 | 505 | 510 | 302.38 | 2030-03-12 14:00 | -700 | 505 | 510 | 442 | 2030-03-12 14:00 | -700 | 505 | 510 | 442
2030-03-12 15:00 | -700 | 505 | 510 | 259.77 | 2030-03-12 15:00 | -700 | 505 | 510 | 442 | 2030-03-12 15:00 | -700 | 374 | 390 | 390
2030-03-12 16:00 | -700 | 478.89 | 510 | 442 | 2030-03-12 16:00 | -700 | 505 | 448.4 | 442 | 2030-03-12 16:00 | -700 | 74 | 90 | 90
2030-03-12 17:00 | -600 | 178.89 | 510 | 260.14 | 2030-03-12 17:00 | -700 | 300 | 148.4 | 142 | 2030-03-12 17:00 | -700 | -226 | -210 | -210
2030-03-12 18:00 | 0 | 0 | 510 | 253.79 | 2030-03-12 18:00 | -700 | 0 | -151.6 | -158 | 2030-03-12 18:00 | -700 | -526 | -510 | -510
2030-03-12 19:00 | 600 | 0 | 510 | 145.88 | 2030-03-12 19:00 | -700 | 0 | -451.6 | -458 | 2030-03-12 19:00 | -700 | -526 | -510 | -510
2030-03-12 20:00 | 700 | 136.8 | 510 | 142 | 2030-03-12 20:00 | -700 | 0 | -151.6 | -158 | 2030-03-12 20:00 | -700 | -526 | -510 | -510
2030-03-12 21:00 | 700 | 436.8 | 510 | 442 | 2030-03-12 21:00 | -700 | 205 | 148.4 | 142 | 2030-03-12 21:00 | -700 | -226 | -210 | -210
2030-03-12 22:00 | 180.57 | 505 | 510 | 442 | 2030-03-12 22:00 | -700 | 505 | 448.4 | 442 | 2030-03-12 22:00 | -700 | 74 | 90 | 90
2030-03-12 23:00 | -419.43 | 505 | 510 | 422.67 | 2030-03-12 23:00 | -700 | 505 | 510 | 419.63 | 2030-03-12 23:00 | -700 | 374 | 390 | 390
2030-03-13 | 0 | 505 | 510 | 442 | 2030-03-13 | -100 | 505 | 510 | 442 | 2030-03-13 | -100 | 505 | 510 | 442
2030-03-13 01:00 | 290.1 | 505 | 510 | 442 | 2030-03-13 01:00 | 500 | 505 | 510 | 442 | 2030-03-13 01:00 | 500 | 505 | 510 | 442
2030-03-13 02:00 | 488.61 | 505 | 510 | 442 | 2030-03-13 02:00 | 700 | 505 | 510 | 442 | 2030-03-13 02:00 | 700 | 505 | 510 | 442
2030-03-13 03:00 | 447.46 | 505 | 510 | 442 | 2030-03-13 03:00 | 700 | 505 | 510 | 442 | 2030-03-13 03:00 | 700 | 505 | 510 | 442
2030-03-13 04:00 | 649.08 | 505 | 510 | 442 | 2030-03-13 04:00 | 700 | 505 | 510 | 442 | 2030-03-13 04:00 | 700 | 505 | 510 | 442
2030-03-13 05:00 | 700 | 205 | 337.22 | 442 | 2030-03-13 05:00 | 700 | 505 | 510 | 442 | 2030-03-13 05:00 | 700 | 505 | 510 | 442
2030-03-13 06:00 | 700 | 505 | 510 | 442 | 2030-03-13 06:00 | 700 | 375.17 | 510 | 442 | 2030-03-13 06:00 | 700 | 300 | 510 | 442
2030-03-13 07:00 | 700 | 433.79 | 510 | 442 | 2030-03-13 07:00 | 100 | 75.17 | 210 | 442 | 2030-03-13 07:00 | 100 | 0 | 210 | 409.02
2030-03-13 08:00 | 700 | 505 | 510 | 442 | 2030-03-13 08:00 | 351.53 | 0 | 0 | 442 | 2030-03-13 08:00 | 331.53 | 0 | 0 | 217.9
2030-03-13 09:00 | 700 | 499.21 | 510 | 442 | 2030-03-13 09:00 | 700 | 0 | 0 | 442 | 2030-03-13 09:00 | 700 | 0 | -210 | 395.54
2030-03-13 10:00 | 700 | 250.49 | 510 | 441.97 | 2030-03-13 10:00 | 700 | -226 | -210 | 429.45 | 2030-03-13 10:00 | 700 | -244.33 | -510 | 95.54
2030-03-13 11:00 | 700 | 0 | 210 | 141.97 | 2030-03-13 11:00 | 700 | -526 | -510 | 129.45 | 2030-03-13 11:00 | 700 | -526 | -510 | -6.61
2030-03-13 12:00 | 700 | 0 | -90 | -30.42 | 2030-03-13 12:00 | 700 | -526 | -510 | -115.85 | 2030-03-13 12:00 | 526.83 | -526 | -510 | -108.18
2030-03-13 13:00 | 700 | 0 | -390 | -142.48 | 2030-03-13 13:00 | 700 | -526 | -510 | -158.79 | 2030-03-13 13:00 | 700 | -526 | -510 | -361.96
2030-03-13 14:00 | 700 | -300 | -90 | -201.35 | 2030-03-13 14:00 | 700 | -526 | -510 | -175.09 | 2030-03-13 14:00 | 700 | -526 | -510 | -372.48
2030-03-13 15:00 | 700 | 0 | 210 | 98.65 | 2030-03-13 15:00 | 700 | -226 | -210 | 124.91 | 2030-03-13 15:00 | 700 | -300 | -300 | -212.83
2030-03-13 16:00 | 700 | 300 | 510 | 398.65 | 2030-03-13 16:00 | 700 | 74 | 90 | 424.91 | 2030-03-13 16:00 | 700 | 0 | 0 | 87.17
2030-03-13 17:00 | 700 | 505 | 510 | 442 | 2030-03-13 17:00 | 700 | 374 | 390 | 442 | 2030-03-13 17:00 | 700 | 295.21 | 300 | 387.17
2030-03-13 18:00 | 700 | 505 | 510 | 442 | 2030-03-13 18:00 | 700 | 351.86 | 510 | 442 | 2030-03-13 18:00 | 700 | 489.87 | 510 | 442
2030-03-13 19:00 | 700 | 505 | 510 | 442 | 2030-03-13 19:00 | 700 | 505 | 510 | 442 | 2030-03-13 19:00 | 700 | 505 | 510 | 442
2030-03-13 20:00 | 700 | 505 | 510 | 442 | 2030-03-13 20:00 | 700 | 505 | 510 | 442 | 2030-03-13 20:00 | 700 | 505 | 510 | 442
2030-03-13 21:00 | 700 | 505 | 510 | 442 | 2030-03-13 21:00 | 700 | 505 | 510 | 442 | 2030-03-13 21:00 | 700 | 505 | 510 | 442
2030-03-13 22:00 | 700 | 505 | 510 | 442 | 2030-03-13 22:00 | 700 | 505 | 510 | 442 | 2030-03-13 22:00 | 700 | 505 | 510 | 442
2030-03-13 23:00 | 700 | 505 | 510 | 437.78 | 2030-03-13 23:00 | 700 | 505 | 510 | 442 | 2030-03-13 23:00 | 700 | 505 | 510 | 282.8
2030-03-14 | 700 | 505 | 510 | 442 | 2030-03-14 | 700 | 418.71 | 510 | 442 | 2030-03-14 | 700 | 505 | 510 | 442
2030-03-14 01:00 | 700 | 505 | 510 | 442 | 2030-03-14 01:00 | 700 | 118.71 | 510 | 442 | 2030-03-14 01:00 | 700 | 505 | 510 | 442
2030-03-14 02:00 | 700 | 505 | 510 | 442 | 2030-03-14 02:00 | 700 | 0 | 510 | 442 | 2030-03-14 02:00 | 700 | 205 | 510 | 442
2030-03-14 03:00 | 700 | 505 | 510 | 442 | 2030-03-14 03:00 | 700 | 0 | 510 | 442 | 2030-03-14 03:00 | 700 | 7.37 | 510 | 442
2030-03-14 04:00 | 700 | 505 | 510 | 442 | 2030-03-14 04:00 | 700 | 0 | 420.59 | 442 | 2030-03-14 04:00 | 700 | 0 | 510 | 442
2030-03-14 05:00 | 700 | 470.51 | 510 | 442 | 2030-03-14 05:00 | 700 | 0 | 120.59 | 305.32 | 2030-03-14 05:00 | 700 | 97.7 | 300 | 300
2030-03-14 06:00 | 700 | 170.51 | 210 | 305.77 | 2030-03-14 06:00 | 700 | 0 | -179.41 | 5.32 | 2030-03-14 06:00 | 700 | 0 | 0 | 0
2030-03-14 07:00 | 700 | 36.3 | 278.85 | 299.57 | 2030-03-14 07:00 | 700 | 0 | -113.86 | 128.98 | 2030-03-14 07:00 | 500 | 0 | 0 | 142
2030-03-14 08:00 | 700 | 336.3 | 510 | 442 | 2030-03-14 08:00 | 700 | 0 | 63.73 | 428.98 | 2030-03-14 08:00 | -100 | -226 | -210 | 442
2030-03-14 09:00 | 700 | 328.4 | 510 | 442 | 2030-03-14 09:00 | 100 | 0 | -231.75 | 442 | 2030-03-14 09:00 | -700 | -526 | -510 | 442
2030-03-14 10:00 | 700 | 324.69 | 510 | 442 | 2030-03-14 10:00 | -500 | -226 | -231.75 | 442 | 2030-03-14 10:00 | -700 | -526 | -510 | 442
2030-03-14 11:00 | 100 | 24.69 | 329.07 | 442 | 2030-03-14 11:00 | -700 | -526 | -510 | 326.72 | 2030-03-14 11:00 | -700 | -526 | -510 | 183.68
2030-03-14 12:00 | -500 | 17.2 | 510 | 259.97 | 2030-03-14 12:00 | -700 | -226 | -210 | 336.04 | 2030-03-14 12:00 | -700 | -226 | -210 | 336.04
2030-03-14 13:00 | -700 | 317.2 | 510 | 442 | 2030-03-14 13:00 | -700 | 74 | 90 | 442 | 2030-03-14 13:00 | -700 | 74 | 90 | 442
2030-03-14 14:00 | -700 | 505 | 510 | 442 | 2030-03-14 14:00 | -700 | 374 | 390 | 442 | 2030-03-14 14:00 | -700 | 374 | 390 | 442
2030-03-14 15:00 | -700 | 505 | 510 | 442 | 2030-03-14 15:00 | -700 | 505 | 510 | 442 | 2030-03-14 15:00 | -700 | 505 | 510 | 442
2030-03-14 16:00 | -700 | 505 | 510 | 442 | 2030-03-14 16:00 | -700 | 505 | 510 | 442 | 2030-03-14 16:00 | -700 | 505 | 510 | 442
2030-03-14 17:00 | -700 | 505 | 510 | 442 | 2030-03-14 17:00 | -700 | 505 | 510 | 442 | 2030-03-14 17:00 | -700 | 505 | 510 | 442
2030-03-14 18:00 | -100 | 505 | 510 | 442 | 2030-03-14 18:00 | -700 | 300 | 413.65 | 442 | 2030-03-14 18:00 | -700 | 307.11 | 510 | 442
2030-03-14 19:00 | 500 | 505 | 510 | 442 | 2030-03-14 19:00 | -700 | 0 | 113.65 | 333.93 | 2030-03-14 19:00 | -700 | 7.11 | 298.56 | 142
2030-03-14 20:00 | 700 | 505 | 510 | 442 | 2030-03-14 20:00 | -700 | 0 | 64.55 | 151.22 | 2030-03-14 20:00 | -700 | 0 | 210 | 5.92
2030-03-14 21:00 | 700 | 505 | 510 | 442 | 2030-03-14 21:00 | -700 | 300 | 364.55 | 442 | 2030-03-14 21:00 | -700 | 300 | 510 | 305.92
2030-03-14 22:00 | 107.28 | 505 | 510 | 442 | 2030-03-14 22:00 | -700 | 505 | 510 | 442 | 2030-03-14 22:00 | -700 | 505 | 510 | 442
2030-03-14 23:00 | -492.72 | 505 | 510 | 442 | 2030-03-14 23:00 | -700 | 505 | 510 | 442 | 2030-03-14 23:00 | -700 | 505 | 510 | 442
2030-03-15 | -529.73 | 505 | 510 | 442 | 2030-03-15 | -700 | 505 | 510 | 442 | 2030-03-15 | -700 | 505 | 510 | 442
2030-03-15 01:00 | -456.45 | 505 | 510 | 442 | 2030-03-15 01:00 | -700 | 505 | 510 | 442 | 2030-03-15 01:00 | -700 | 505 | 510 | 442
2030-03-15 02:00 | -104.09 | 505 | 510 | 442 | 2030-03-15 02:00 | -700 | 505 | 510 | 442 | 2030-03-15 02:00 | -700 | 505 | 510 | 442
2030-03-15 03:00 | 12.98 | 505 | 510 | 442 | 2030-03-15 03:00 | -700 | 505 | 510 | 442 | 2030-03-15 03:00 | -700 | 505 | 510 | 442
2030-03-15 04:00 | 0 | 505 | 510 | 442 | 2030-03-15 04:00 | -700 | 505 | 510 | 442 | 2030-03-15 04:00 | -700 | 374 | 390 | 390
2030-03-15 05:00 | 0 | 505 | 510 | 442 | 2030-03-15 05:00 | -700 | 505 | 510 | 442 | 2030-03-15 05:00 | -700 | 74 | 90 | 90
2030-03-15 06:00 | 27.8 | 505 | 510 | 442 | 2030-03-15 06:00 | -700 | 505 | 510 | 232.67 | 2030-03-15 06:00 | -700 | -226 | -210 | -210
2030-03-15 07:00 | 610.73 | 205 | 210 | 142 | 2030-03-15 07:00 | -700 | 205 | 210 | -67.33 | 2030-03-15 07:00 | -700 | -526 | -510 | -510
2030-03-15 08:00 | 700 | 450.89 | 510 | 187.95 | 2030-03-15 08:00 | -393.14 | 0 | 0 | -89.92 | 2030-03-15 08:00 | -700 | -526 | -510 | -510
2030-03-15 09:00 | 700 | 150.89 | 510 | 0 | 2030-03-15 09:00 | -700 | 0 | -4.95 | -25.79 | 2030-03-15 09:00 | -700 | -526 | -510 | -510
2030-03-15 10:00 | 700 | 0 | 300 | 267.38 | 2030-03-15 10:00 | -700 | -226 | -210 | -210 | 2030-03-15 10:00 | -700 | -526 | -510 | -510
2030-03-15 11:00 | 259.87 | 0 | 0 | 0 | 2030-03-15 11:00 | -700 | -526 | -510 | -510 | 2030-03-15 11:00 | -700 | -526 | -510 | -510
2030-03-15 12:00 | 0 | 0 | 143.07 | 0 | 2030-03-15 12:00 | -700 | -491.83 | -510 | -510 | 2030-03-15 12:00 | -700 | -491.83 | -510 | -510
2030-03-15 13:00 | -113.07 | 0 | 0 | 0 | 2030-03-15 13:00 | -700 | -526 | -510 | -510 | 2030-03-15 13:00 | -700 | -526 | -510 | -510
2030-03-15 14:00 | -62.82 | 0 | 0 | 0 | 2030-03-15 14:00 | -700 | -526 | -510 | -510 | 2030-03-15 14:00 | -700 | -526 | -510 | -510
2030-03-15 15:00 | 324.09 | 0 | 0 | 0 | 2030-03-15 15:00 | -572.65 | -526 | -510 | -510 | 2030-03-15 15:00 | -700 | -526 | -510 | -510
2030-03-15 16:00 | 700 | 0 | 300 | 107.57 | 2030-03-15 16:00 | 27.35 | -226 | -265.77 | -210 | 2030-03-15 16:00 | -649.56 | -526 | -510 | -510
2030-03-15 17:00 | 700 | 0 | 210 | 120.95 | 2030-03-15 17:00 | 627.35 | -300 | -35.41 | -153.11 | 2030-03-15 17:00 | -49.56 | -226 | -210 | -210
2030-03-15 18:00 | 700 | 300 | 510 | 420.95 | 2030-03-15 18:00 | 700 | 0 | 264.59 | 146.89 | 2030-03-15 18:00 | 550.44 | 0 | 90 | 90
2030-03-15 19:00 | 700 | 505 | 510 | 442 | 2030-03-15 19:00 | 700 | 300 | 510 | 442 | 2030-03-15 19:00 | 700 | 300 | 390 | 390
2030-03-15 20:00 | 700 | 505 | 510 | 442 | 2030-03-15 20:00 | 700 | 505 | 510 | 442 | 2030-03-15 20:00 | 700 | 0 | 510 | 442
2030-03-15 21:00 | 700 | 505 | 510 | 442 | 2030-03-15 21:00 | 700 | 505 | 510 | 442 | 2030-03-15 21:00 | 700 | 267.16 | 510 | 442
2030-03-15 22:00 | 700 | 505 | 510 | 442 | 2030-03-15 22:00 | 700 | 505 | 510 | 442 | 2030-03-15 22:00 | 700 | 0 | 510 | 442
2030-03-15 23:00 | 700 | 505 | 510 | 442 | 2030-03-15 23:00 | 700 | 433.93 | 510 | 442 | 2030-03-15 23:00 | 700 | 96.91 | 510 | 442
2030-03-16 | 700 | 505 | 510 | 442 | 2030-03-16 | 700 | 505 | 510 | 442 | 2030-03-16 | 700 | 396.91 | 510 | 442
2030-03-16 01:00 | 700 | 505 | 510 | 442 | 2030-03-16 01:00 | 700 | 505 | 510 | 442 | 2030-03-16 01:00 | 700 | 505 | 510 | 442
2030-03-16 02:00 | 700 | 505 | 510 | 442 | 2030-03-16 02:00 | 700 | 381.33 | 510 | 442 | 2030-03-16 02:00 | 700 | 505 | 510 | 442
2030-03-16 03:00 | 700 | 505 | 510 | 442 | 2030-03-16 03:00 | 700 | 280.46 | 390 | 442 | 2030-03-16 03:00 | 700 | 374 | 448.66 | 442
2030-03-16 04:00 | 700 | 470.83 | 390 | 442 | 2030-03-16 04:00 | 700 | 74 | 90 | 442 | 2030-03-16 04:00 | 700 | 74 | 148.66 | 442
2030-03-16 05:00 | 700 | 170.83 | 90 | 442 | 2030-03-16 05:00 | 700 | -226 | -210 | 442 | 2030-03-16 05:00 | 700 | -226 | -151.34 | 442
2030-03-16 06:00 | 700 | -129.17 | -210 | 412.84 | 2030-03-16 06:00 | 648.01 | -526 | -510 | 300.61 | 2030-03-16 06:00 | 411.17 | -526 | -451.34 | 237.04
2030-03-16 07:00 | 700 | -429.17 | -510 | 383.54 | 2030-03-16 07:00 | 48.01 | -526 | -510 | 255 | 2030-03-16 07:00 | -188.83 | -526 | -510 | 167.75
2030-03-16 08:00 | 544.61 | -526 | -510 | 442 | 2030-03-16 08:00 | -489.79 | -526 | -510 | 233.47 | 2030-03-16 08:00 | -700 | -526 | -510 | 33.61
2030-03-16 09:00 | 0 | -226 | -210 | 253.94 | 2030-03-16 09:00 | -700 | -526 | -510 | -65.44 | 2030-03-16 09:00 | -700 | -526 | -510 | -221.95
2030-03-16 10:00 | -600 | 0 | -287.13 | 0 | 2030-03-16 10:00 | -700 | -526 | -510 | -365.44 | 2030-03-16 10:00 | -700 | -526 | -510 | -510
2030-03-16 11:00 | -700 | 0 | -14.91 | 0 | 2030-03-16 11:00 | -700 | -226 | -210 | -65.44 | 2030-03-16 11:00 | -700 | -226 | -210 | -210
2030-03-16 12:00 | -700 | 300 | 285.09 | 300 | 2030-03-16 12:00 | -700 | 74 | 90 | 234.56 | 2030-03-16 12:00 | -700 | 74 | 90 | 90
2030-03-16 13:00 | -700 | 505 | 510 | 442 | 2030-03-16 13:00 | -700 | 374 | 390 | 442 | 2030-03-16 13:00 | -700 | 374 | 390 | 390
2030-03-16 14:00 | -700 | 505 | 510 | 442 | 2030-03-16 14:00 | -700 | 505 | 510 | 442 | 2030-03-16 14:00 | -700 | 505 | 510 | 442
2030-03-16 15:00 | -700 | 505 | 510 | 442 | 2030-03-16 15:00 | -700 | 505 | 510 | 442 | 2030-03-16 15:00 | -700 | 505 | 510 | 442
2030-03-16 16:00 | -700 | 505 | 510 | 442 | 2030-03-16 16:00 | -700 | 505 | 510 | 442 | 2030-03-16 16:00 | -700 | 505 | 510 | 346.29
2030-03-16 17:00 | -700 | 505 | 510 | 442 | 2030-03-16 17:00 | -700 | 505 | 510 | 442 | 2030-03-16 17:00 | -700 | 505 | 510 | 442
2030-03-16 18:00 | -700 | 505 | 510 | 442 | 2030-03-16 18:00 | -700 | 505 | 510 | 442 | 2030-03-16 18:00 | -700 | 505 | 510 | 442
2030-03-16 19:00 | -101.5 | 505 | 510 | 442 | 2030-03-16 19:00 | -700 | 505 | 510 | 442 | 2030-03-16 19:00 | -700 | 505 | 510 | 442
2030-03-16 20:00 | 0 | 505 | 510 | 442 | 2030-03-16 20:00 | -700 | 505 | 510 | 442 | 2030-03-16 20:00 | -700 | 505 | 510 | 442
2030-03-16 21:00 | 0 | 505 | 510 | 442 | 2030-03-16 21:00 | -700 | 505 | 510 | 442 | 2030-03-16 21:00 | -700 | 505 | 510 | 442
2030-03-16 22:00 | 0 | 505 | 510 | 442 | 2030-03-16 22:00 | -700 | 505 | 510 | 442 | 2030-03-16 22:00 | -700 | 505 | 510 | 442
2030-03-16 23:00 | 324.78 | 505 | 510 | 442 | 2030-03-16 23:00 | -700 | 505 | 510 | 442 | 2030-03-16 23:00 | -700 | 505 | 510 | 442
2030-03-17 | 274.83 | 505 | 510 | 442 | 2030-03-17 | -100 | 505 | 510 | 442 | 2030-03-17 | -606.27 | 505 | 510 | 442
2030-03-17 01:00 | 700 | 505 | 510 | 442 | 2030-03-17 01:00 | 500 | 505 | 510 | 442 | 2030-03-17 01:00 | -239.59 | 505 | 510 | 442
2030-03-17 02:00 | 700 | 505 | 510 | 442 | 2030-03-17 02:00 | 700 | 505 | 510 | 442 | 2030-03-17 02:00 | -32.51 | 505 | 510 | 442
2030-03-17 03:00 | 700 | 205 | 510 | 355.92 | 2030-03-17 03:00 | 700 | 205 | 456.31 | 142 | 2030-03-17 03:00 | 0 | 205 | 210 | 142
2030-03-17 04:00 | 460.76 | 505 | 510 | 442 | 2030-03-17 04:00 | 577.39 | 505 | 510 | 442 | 2030-03-17 04:00 | -222.77 | 300 | 510 | 442
2030-03-17 05:00 | 700 | 205 | 510 | 142 | 2030-03-17 05:00 | 700 | 205 | 257.16 | 142 | 2030-03-17 05:00 | 222.21 | 0 | 210 | 142
2030-03-17 06:00 | 700 | 130.02 | 510 | 442 | 2030-03-17 06:00 | 700 | 0 | 510 | 391.14 | 2030-03-17 06:00 | 700 | 0 | 330.62 | 75.71
2030-03-17 07:00 | 700 | 175.61 | 510 | 442 | 2030-03-17 07:00 | 559.97 | 0 | 286.02 | 154.72 | 2030-03-17 07:00 | 100 | 0 | 30.62 | 344.53
2030-03-17 08:00 | 700 | 0 | 407.94 | 191.95 | 2030-03-17 08:00 | -40.03 | 0 | 0 | 136.73 | 2030-03-17 08:00 | -500 | -226 | -269.38 | 81.51
2030-03-17 09:00 | 700 | 0 | 149.11 | 216.08 | 2030-03-17 09:00 | -640.03 | 0 | -277.58 | 135.9 | 2030-03-17 09:00 | -700 | -526 | -510 | 55.72
2030-03-17 10:00 | 644.98 | 0 | 0 | 298.33 | 2030-03-17 10:00 | -700 | -72.2 | -510 | 206.68 | 2030-03-17 10:00 | -700 | -526 | -510 | 115.03
2030-03-17 11:00 | 601.03 | 0 | 0 | 341.53 | 2030-03-17 11:00 | -672.99 | 0 | -210 | 254.89 | 2030-03-17 11:00 | -700 | -526 | -510 | 168.25
2030-03-17 12:00 | 700 | 0 | 21.95 | 424.49 | 2030-03-17 12:00 | -700 | -224.66 | -116.13 | 348.98 | 2030-03-17 12:00 | -700 | -526 | -510 | 273.48
2030-03-17 13:00 | 343.79 | 205 | 210 | 387.57 | 2030-03-17 13:00 | -700 | 0 | 183.87 | 377.65 | 2030-03-17 13:00 | -700 | -526 | -510 | 303.93
2030-03-17 14:00 | -256.21 | 505 | 510 | 442 | 2030-03-17 14:00 | -700 | 300 | 483.87 | 442 | 2030-03-17 14:00 | -700 | -226 | -210 | 442
2030-03-17 15:00 | -592.4 | 505 | 510 | 442 | 2030-03-17 15:00 | -700 | 505 | 510 | 442 | 2030-03-17 15:00 | -700 | 74 | 90 | 442
2030-03-17 16:00 | -700 | 505 | 510 | 442 | 2030-03-17 16:00 | -700 | 505 | 510 | 442 | 2030-03-17 16:00 | -700 | 374 | 390 | 442
2030-03-17 17:00 | -411.86 | 505 | 510 | 442 | 2030-03-17 17:00 | -700 | 505 | 510 | 442 | 2030-03-17 17:00 | -700 | 505 | 510 | 442
2030-03-17 18:00 | 188.14 | 505 | 510 | 442 | 2030-03-17 18:00 | -622.57 | 505 | 510 | 442 | 2030-03-17 18:00 | -700 | 300 | 510 | 442
2030-03-17 19:00 | 120.18 | 505 | 510 | 442 | 2030-03-17 19:00 | -22.57 | 505 | 510 | 442 | 2030-03-17 19:00 | -100 | 0 | 210 | 442
2030-03-17 20:00 | 700 | 505 | 510 | 442 | 2030-03-17 20:00 | 577.43 | 505 | 510 | 442 | 2030-03-17 20:00 | -21.44 | 205 | 210 | 442
2030-03-17 21:00 | 700 | 505 | 510 | 442 | 2030-03-17 21:00 | 700 | 505 | 510 | 442 | 2030-03-17 21:00 | -21.44 | 505 | 510 | 442
2030-03-17 22:00 | 700 | 505 | 510 | 442 | 2030-03-17 22:00 | 700 | 477.44 | 510 | 442 | 2030-03-17 22:00 | -21.44 | 205 | 210 | 377.55
2030-03-17 23:00 | 700 | 505 | 510 | 442 | 2030-03-17 23:00 | 700 | 177.44 | 510 | 442 | 2030-03-17 23:00 | -21.44 | 0 | 0 | 442
2030-03-18 | 700 | 505 | 510 | 442 | 2030-03-18 | 700 | 477.44 | 510 | 442 | 2030-03-18 | 578.56 | 300 | 300 | 442
2030-03-18 01:00 | 700 | 505 | 510 | 442 | 2030-03-18 01:00 | 700 | 505 | 510 | 442 | 2030-03-18 01:00 | 700 | 505 | 510 | 442
2030-03-18 02:00 | 700 | 505 | 510 | 442 | 2030-03-18 02:00 | 700 | 505 | 510 | 442 | 2030-03-18 02:00 | 700 | 505 | 510 | 442
2030-03-18 03:00 | 700 | 505 | 510 | 442 | 2030-03-18 03:00 | 700 | 505 | 510 | 442 | 2030-03-18 03:00 | 700 | 505 | 510 | 442
2030-03-18 04:00 | 700 | 505 | 510 | 442 | 2030-03-18 04:00 | 700 | 505 | 510 | 442 | 2030-03-18 04:00 | 700 | 505 | 510 | 442
2030-03-18 05:00 | 700 | 505 | 510 | 442 | 2030-03-18 05:00 | 700 | 505 | 510 | 442 | 2030-03-18 05:00 | 700 | 505 | 510 | 442
2030-03-18 06:00 | 700 | 505 | 510 | 442 | 2030-03-18 06:00 | 700 | 505 | 510 | 442 | 2030-03-18 06:00 | 700 | 505 | 510 | 442
2030-03-18 07:00 | 700 | 505 | 510 | 442 | 2030-03-18 07:00 | 700 | 505 | 510 | 442 | 2030-03-18 07:00 | 700 | 505 | 510 | 442
2030-03-18 08:00 | 700 | 505 | 510 | 419.19 | 2030-03-18 08:00 | 700 | 505 | 510 | 364.53 | 2030-03-18 08:00 | 700 | 505 | 510 | 309.87
2030-03-18 09:00 | 700 | 505 | 510 | 442 | 2030-03-18 09:00 | 700 | 505 | 510 | 442 | 2030-03-18 09:00 | 700 | 347.61 | 510 | 442
2030-03-18 10:00 | 700 | 505 | 510 | 442 | 2030-03-18 10:00 | 700 | 250.55 | 510 | 442 | 2030-03-18 10:00 | 700 | 47.61 | 210 | 142
2030-03-18 11:00 | 700 | 205 | 510 | 326.7 | 2030-03-18 11:00 | 700 | 0 | 350.57 | 142 | 2030-03-18 11:00 | 700 | 0 | -90 | 0
2030-03-18 12:00 | 700 | 0 | 510 | 27.61 | 2030-03-18 12:00 | 700 | 0 | 249.25 | 0 | 2030-03-18 12:00 | 700 | 0 | 113.44 | 135.67
2030-03-18 13:00 | 700 | 0 | 510 | 99.47 | 2030-03-18 13:00 | 700 | 0 | 7.76 | 0 | 2030-03-18 13:00 | 700 | 0 | -186.56 | 0
2030-03-18 14:00 | 700 | 0 | 510 | 353.21 | 2030-03-18 14:00 | 700 | 0 | 306.79 | 0 | 2030-03-18 14:00 | 700 | 0 | -486.56 | -203.57
2030-03-18 15:00 | 700 | 0 | 510 | 134.89 | 2030-03-18 15:00 | 700 | 0 | 204.57 | -35.2 | 2030-03-18 15:00 | 700 | 0 | -309.02 | -290.08
2030-03-18 16:00 | 700 | 64.49 | 510 | 376.42 | 2030-03-18 16:00 | 700 | 0 | 0 | 158.22 | 2030-03-18 16:00 | 700 | 0 | -9.02 | 0
2030-03-18 17:00 | 700 | 0 | 510 | 442 | 2030-03-18 17:00 | 700 | 0 | -300 | -124.04 | 2030-03-18 17:00 | 700 | -95 | -210 | -210
2030-03-18 18:00 | 700 | 145.82 | 510 | 442 | 2030-03-18 18:00 | 700 | -300 | -390 | -387.24 | 2030-03-18 18:00 | 700 | -395 | -510 | -510
2030-03-18 19:00 | 700 | 445.82 | 510 | 442 | 2030-03-18 19:00 | 700 | 0 | -90 | -87.24 | 2030-03-18 19:00 | 700 | -95 | -210 | -210
2030-03-18 20:00 | 700 | 505 | 510 | 442 | 2030-03-18 20:00 | 700 | 300 | 210 | 212.76 | 2030-03-18 20:00 | 700 | 205 | 90 | 90
2030-03-18 21:00 | 700 | 505 | 510 | 442 | 2030-03-18 21:00 | 700 | 371.82 | 510 | 442 | 2030-03-18 21:00 | 700 | 505 | 390 | 390
2030-03-18 22:00 | 700 | 505 | 510 | 442 | 2030-03-18 22:00 | 700 | 160.85 | 510 | 442 | 2030-03-18 22:00 | 700 | 505 | 510 | 442
2030-03-18 23:00 | 700 | 395.46 | 510 | 442 | 2030-03-18 23:00 | 700 | 119.3 | 510 | 442 | 2030-03-18 23:00 | 700 | 308.78 | 510 | 442
2030-03-19 | 700 | 505 | 510 | 442 | 2030-03-19 | 700 | 348.17 | 510 | 426.73 | 2030-03-19 | 700 | 205 | 510 | 394.97
2030-03-19 01:00 | 700 | 505 | 510 | 442 | 2030-03-19 01:00 | 700 | 505 | 510 | 442 | 2030-03-19 01:00 | 700 | 505 | 510 | 442
2030-03-19 02:00 | 700 | 505 | 510 | 442 | 2030-03-19 02:00 | 700 | 419.76 | 510 | 442 | 2030-03-19 02:00 | 700 | 205 | 510 | 442
2030-03-19 03:00 | 700 | 505 | 510 | 442 | 2030-03-19 03:00 | 700 | 505 | 510 | 442 | 2030-03-19 03:00 | 700 | 505 | 510 | 442
2030-03-19 04:00 | 700 | 505 | 510 | 442 | 2030-03-19 04:00 | 700 | 505 | 510 | 442 | 2030-03-19 04:00 | 700 | 505 | 510 | 442
2030-03-19 05:00 | 700 | 505 | 510 | 442 | 2030-03-19 05:00 | 700 | 505 | 510 | 442 | 2030-03-19 05:00 | 700 | 398.23 | 510 | 442
2030-03-19 06:00 | 700 | 205 | 350.05 | 142 | 2030-03-19 06:00 | 700 | 205 | 298.58 | 142 | 2030-03-19 06:00 | 700 | 98.23 | 210 | 142
2030-03-19 07:00 | 700 | 0 | 510 | 434.71 | 2030-03-19 07:00 | 700 | 0 | 128.59 | 442 | 2030-03-19 07:00 | 700 | 0 | 85.66 | 185.79
2030-03-19 08:00 | 700 | 286.6 | 510 | 442 | 2030-03-19 08:00 | 700 | 0 | -171.41 | 274.18 | 2030-03-19 08:00 | 700 | -226 | -214.34 | 339.7
2030-03-19 09:00 | 700 | 0 | 328.78 | 442 | 2030-03-19 09:00 | 700 | -300 | -471.41 | -25.82 | 2030-03-19 09:00 | 100 | -526 | -510 | 324.88
2030-03-19 10:00 | 700 | 0 | 28.78 | 210.1 | 2030-03-19 10:00 | 700 | -526 | -510 | -22.4 | 2030-03-19 10:00 | -366.77 | -526 | -510 | 317.77
2030-03-19 11:00 | 700 | -40.2 | -271.22 | -36.86 | 2030-03-19 11:00 | 700 | -526 | -510 | -118.23 | 2030-03-19 11:00 | -642.46 | -526 | -510 | 205.89
2030-03-19 12:00 | 700 | 0 | -377.84 | 0 | 2030-03-19 12:00 | 700 | -526 | -510 | -108.7 | 2030-03-19 12:00 | -195.25 | -526 | -510 | 186.71
2030-03-19 13:00 | 700 | 0 | -452.89 | 0 | 2030-03-19 13:00 | 700 | -526 | -510 | -342.74 | 2030-03-19 13:00 | -292.11 | -526 | -510 | -58.95
2030-03-19 14:00 | 700 | 0 | -442.45 | 0 | 2030-03-19 14:00 | 700 | -526 | -510 | -356.81 | 2030-03-19 14:00 | 0 | -526 | -510 | -65.51
2030-03-19 15:00 | 700 | 0 | -390 | -115.31 | 2030-03-19 15:00 | 700 | -470.42 | -510 | -510 | 2030-03-19 15:00 | 0 | -526 | -510 | -363.82
2030-03-19 16:00 | 700 | 0 | -90 | -202.34 | 2030-03-19 16:00 | 700 | -179.6 | -300 | -300 | 2030-03-19 16:00 | 373.26 | -526 | -510 | -63.82
2030-03-19 17:00 | 700 | 0 | 210 | 39.77 | 2030-03-19 17:00 | 700 | 0 | 0 | 0 | 2030-03-19 17:00 | 700 | -526 | -510 | 5.9
2030-03-19 18:00 | 700 | 115.13 | 510 | 247.8 | 2030-03-19 18:00 | 700 | 0 | 210 | 43.28 | 2030-03-19 18:00 | 700 | -526 | -510 | 291.38
2030-03-19 19:00 | 700 | 415.13 | 510 | 442 | 2030-03-19 19:00 | 700 | 0 | 510 | 34.05 | 2030-03-19 19:00 | 700 | -300 | -510 | 359.49
2030-03-19 20:00 | 700 | 505 | 510 | 442 | 2030-03-19 20:00 | 700 | 205 | 396.77 | 142 | 2030-03-19 20:00 | 700 | 0 | -210 | 442
2030-03-19 21:00 | 700 | 505 | 510 | 442 | 2030-03-19 21:00 | 700 | 505 | 510 | 442 | 2030-03-19 21:00 | 700 | 300 | 90 | 442
2030-03-19 22:00 | 700 | 505 | 510 | 442 | 2030-03-19 22:00 | 700 | 499.99 | 510 | 442 | 2030-03-19 22:00 | 700 | 411.27 | 390 | 442
2030-03-19 23:00 | 700 | 505 | 510 | 442 | 2030-03-19 23:00 | 550.42 | 505 | 510 | 442 | 2030-03-19 23:00 | 591.21 | 505 | 510 | 442
2030-03-20 | 700 | 505 | 510 | 442 | 2030-03-20 | 353.1 | 505 | 510 | 442 | 2030-03-20 | 414.47 | 505 | 510 | 442
2030-03-20 01:00 | 700 | 505 | 510 | 442 | 2030-03-20 01:00 | 588.61 | 505 | 510 | 442 | 2030-03-20 01:00 | 700 | 505 | 510 | 442
2030-03-20 02:00 | 700 | 505 | 510 | 442 | 2030-03-20 02:00 | 700 | 505 | 510 | 442 | 2030-03-20 02:00 | 700 | 505 | 510 | 442
2030-03-20 03:00 | 700 | 505 | 510 | 442 | 2030-03-20 03:00 | 700 | 505 | 510 | 442 | 2030-03-20 03:00 | 700 | 505 | 510 | 442
2030-03-20 04:00 | 643.01 | 505 | 510 | 442 | 2030-03-20 04:00 | 488.56 | 505 | 510 | 442 | 2030-03-20 04:00 | 401.59 | 505 | 510 | 442
2030-03-20 05:00 | 700 | 205 | 351.53 | 442 | 2030-03-20 05:00 | 610.27 | 205 | 210 | 442 | 2030-03-20 05:00 | 457.52 | 205 | 210 | 383.49
2030-03-20 06:00 | 700 | 0 | 510 | 442 | 2030-03-20 06:00 | 700 | 0 | 435.31 | 442 | 2030-03-20 06:00 | 673.78 | 0 | 0 | 442
2030-03-20 07:00 | 700 | 156.26 | 510 | 442 | 2030-03-20 07:00 | 700 | 0 | 493.91 | 442 | 2030-03-20 07:00 | 500 | 74 | 90 | 442
2030-03-20 08:00 | 700 | 450.59 | 510 | 442 | 2030-03-20 08:00 | 445.53 | 0 | 193.91 | 442 | 2030-03-20 08:00 | -100 | -226 | -210 | 442
2030-03-20 09:00 | 700 | 298.35 | 510 | 442 | 2030-03-20 09:00 | -40.92 | 0 | 0 | 442 | 2030-03-20 09:00 | -700 | -526 | -510 | 437.72
2030-03-20 10:00 | 700 | 0 | 336.82 | 442 | 2030-03-20 10:00 | -640.92 | -280.46 | -300 | 442 | 2030-03-20 10:00 | -700 | -526 | -510 | 422.41
2030-03-20 11:00 | 385.39 | 0 | 36.82 | 397.98 | 2030-03-20 11:00 | -700 | -526 | -510 | 442 | 2030-03-20 11:00 | -700 | -526 | -510 | 244.64
2030-03-20 12:00 | 91.96 | 0 | 0 | 435.44 | 2030-03-20 12:00 | -700 | -526 | -510 | 442 | 2030-03-20 12:00 | -700 | -526 | -510 | 306.46
2030-03-20 13:00 | 0 | 0 | 210 | 369 | 2030-03-20 13:00 | -700 | -526 | -510 | 442 | 2030-03-20 13:00 | -700 | -526 | -510 | 220.59
2030-03-20 14:00 | 0 | 0 | 510 | 442 | 2030-03-20 14:00 | -700 | -226 | -240.01 | 442 | 2030-03-20 14:00 | -700 | -526 | -510 | 442
2030-03-20 15:00 | 0 | 45.75 | 510 | 442 | 2030-03-20 15:00 | -600 | -300 | -279.86 | 442 | 2030-03-20 15:00 | -700 | -526 | -510 | 442
2030-03-20 16:00 | 565.46 | 21.8 | 210 | 442 | 2030-03-20 16:00 | 0 | 0 | 20.14 | 442 | 2030-03-20 16:00 | -700 | -526 | -510 | 442
2030-03-20 17:00 | 700 | 321.8 | 510 | 442 | 2030-03-20 17:00 | 600 | 300 | 320.14 | 442 | 2030-03-20 17:00 | -100 | -226 | -210 | 442
2030-03-20 18:00 | 700 | 505 | 510 | 442 | 2030-03-20 18:00 | 700 | 505 | 510 | 442 | 2030-03-20 18:00 | 500 | 0 | 0 | 442
2030-03-20 19:00 | 700 | 505 | 510 | 442 | 2030-03-20 19:00 | 700 | 505 | 510 | 442 | 2030-03-20 19:00 | 700 | 0 | 0 | 442
2030-03-20 20:00 | 700 | 505 | 510 | 442 | 2030-03-20 20:00 | 700 | 505 | 510 | 442 | 2030-03-20 20:00 | 132.46 | 0 | 0 | 442
2030-03-20 21:00 | 700 | 474.87 | 510 | 442 | 2030-03-20 21:00 | 500 | 505 | 510 | 442 | 2030-03-20 21:00 | 0 | 205 | 300 | 403.96
2030-03-20 22:00 | 549.14 | 505 | 510 | 442 | 2030-03-20 22:00 | -100 | 505 | 510 | 442 | 2030-03-20 22:00 | -410.18 | 505 | 510 | 442
2030-03-20 23:00 | 143.83 | 505 | 510 | 442 | 2030-03-20 23:00 | -700 | 505 | 510 | 442 | 2030-03-20 23:00 | -700 | 505 | 510 | 442
2030-03-21 | 26.39 | 505 | 510 | 442 | 2030-03-21 | -700 | 505 | 510 | 442 | 2030-03-21 | -700 | 505 | 510 | 442
2030-03-21 01:00 | 0 | 505 | 510 | 442 | 2030-03-21 01:00 | -700 | 505 | 510 | 442 | 2030-03-21 01:00 | -700 | 505 | 510 | 442
2030-03-21 02:00 | 0 | 505 | 510 | 442 | 2030-03-21 02:00 | -700 | 505 | 510 | 442 | 2030-03-21 02:00 | -700 | 505 | 510 | 442
2030-03-21 03:00 | -600 | 505 | 510 | 218.86 | 2030-03-21 03:00 | -700 | 505 | 510 | 442 | 2030-03-21 03:00 | -700 | 505 | 510 | 442
2030-03-21 04:00 | -117.19 | 505 | 510 | 393.96 | 2030-03-21 04:00 | -700 | 505 | 510 | 442 | 2030-03-21 04:00 | -700 | 505 | 510 | 442
2030-03-21 05:00 | -556.5 | 505 | 510 | 442 | 2030-03-21 05:00 | -700 | 505 | 510 | 442 | 2030-03-21 05:00 | -700 | 505 | 510 | 442
2030-03-21 06:00 | -234.45 | 505 | 510 | 442 | 2030-03-21 06:00 | -700 | 505 | 510 | 442 | 2030-03-21 06:00 | -700 | 505 | 510 | 442
2030-03-21 07:00 | 0 | 505 | 510 | 442 | 2030-03-21 07:00 | -700 | 505 | 510 | 442 | 2030-03-21 07:00 | -700 | 505 | 510 | 442
2030-03-21 08:00 | 71.96 | 505 | 510 | 442 | 2030-03-21 08:00 | -700 | 505 | 510 | 442 | 2030-03-21 08:00 | -700 | 505 | 510 | 442
2030-03-21 09:00 | -13.69 | 505 | 510 | 392.28 | 2030-03-21 09:00 | -700 | 505 | 510 | 442 | 2030-03-21 09:00 | -700 | 505 | 510 | 442
2030-03-21 10:00 | 0 | 505 | 510 | 401.03 | 2030-03-21 10:00 | -700 | 505 | 510 | 283.87 | 2030-03-21 10:00 | -700 | 505 | 508.48 | 442
2030-03-21 11:00 | 0 | 505 | 510 | 397.56 | 2030-03-21 11:00 | -700 | 300 | 272.74 | -16.13 | 2030-03-21 11:00 | -700 | 205 | 208.48 | 142
2030-03-21 12:00 | 0 | 453.55 | 510 | 119.58 | 2030-03-21 12:00 | -700 | 0 | -27.26 | -316.13 | 2030-03-21 12:00 | -700 | -95 | -91.52 | -158
2030-03-21 13:00 | 600 | 505 | 510 | 419.58 | 2030-03-21 13:00 | -700 | 300 | 272.74 | -16.13 | 2030-03-21 13:00 | -700 | 63.74 | 0 | -60.98
2030-03-21 14:00 | 700 | 205 | 510 | 307.04 | 2030-03-21 14:00 | -100 | 0 | 319.74 | 0 | 2030-03-21 14:00 | -600 | -236.26 | -300 | -360.98
2030-03-21 15:00 | 700 | 279.58 | 510 | 442 | 2030-03-21 15:00 | 500 | 63.29 | 510 | 221.46 | 2030-03-21 15:00 | 0 | 0 | 0 | -60.98
2030-03-21 16:00 | 700 | 229.44 | 510 | 442 | 2030-03-21 16:00 | 700 | 148.04 | 510 | 276.07 | 2030-03-21 16:00 | 600 | 143.01 | 300 | 39.97
2030-03-21 17:00 | 700 | 505 | 510 | 442 | 2030-03-21 17:00 | 700 | 320.44 | 510 | 442 | 2030-03-21 17:00 | 700 | 250.45 | 510 | 339.97
2030-03-21 18:00 | 700 | 400.4 | 510 | 323.03 | 2030-03-21 18:00 | 700 | 422.83 | 510 | 442 | 2030-03-21 18:00 | 700 | 0 | 510 | 175.59
2030-03-21 19:00 | 700 | 505 | 510 | 442 | 2030-03-21 19:00 | 700 | 505 | 510 | 442 | 2030-03-21 19:00 | 700 | 300 | 510 | 442
2030-03-21 20:00 | 700 | 505 | 510 | 442 | 2030-03-21 20:00 | 700 | 505 | 510 | 442 | 2030-03-21 20:00 | 700 | 505 | 510 | 442
2030-03-21 21:00 | 700 | 505 | 510 | 442 | 2030-03-21 21:00 | 700 | 505 | 510 | 442 | 2030-03-21 21:00 | 700 | 505 | 510 | 442
2030-03-21 22:00 | 700 | 505 | 510 | 442 | 2030-03-21 22:00 | 700 | 505 | 510 | 442 | 2030-03-21 22:00 | 700 | 505 | 510 | 442
2030-03-21 23:00 | 700 | 505 | 510 | 442 | 2030-03-21 23:00 | 700 | 505 | 510 | 442 | 2030-03-21 23:00 | 700 | 505 | 510 | 442
2030-03-22 | 700 | 505 | 510 | 442 | 2030-03-22 | 700 | 283.77 | 510 | 442 | 2030-03-22 | 700 | 414.05 | 510 | 442
2030-03-22 01:00 | 700 | 505 | 510 | 442 | 2030-03-22 01:00 | 700 | 505 | 510 | 442 | 2030-03-22 01:00 | 700 | 505 | 510 | 442
2030-03-22 02:00 | 700 | 505 | 510 | 442 | 2030-03-22 02:00 | 700 | 433.18 | 510 | 442 | 2030-03-22 02:00 | 700 | 414.87 | 510 | 442
2030-03-22 03:00 | 700 | 417.77 | 510 | 442 | 2030-03-22 03:00 | 700 | 133.18 | 510 | 442 | 2030-03-22 03:00 | 700 | 114.87 | 510 | 442
2030-03-22 04:00 | 700 | 117.77 | 510 | 442 | 2030-03-22 04:00 | 700 | 0 | 510 | 442 | 2030-03-22 04:00 | 700 | 0 | 440.52 | 442
2030-03-22 05:00 | 700 | 0 | 510 | 442 | 2030-03-22 05:00 | 700 | 0 | 506.31 | 442 | 2030-03-22 05:00 | 700 | 0 | 140.52 | 442
2030-03-22 06:00 | 700 | 0 | 510 | 442 | 2030-03-22 06:00 | 700 | 0 | 380.15 | 442 | 2030-03-22 06:00 | 700 | 0 | 68.12 | 442
2030-03-22 07:00 | 700 | 300 | 510 | 442 | 2030-03-22 07:00 | 700 | 71.83 | 390 | 442 | 2030-03-22 07:00 | 500 | 74 | 90 | 442
2030-03-22 08:00 | 700 | 413.87 | 510 | 442 | 2030-03-22 08:00 | 659.4 | 19.17 | 90 | 442 | 2030-03-22 08:00 | -100 | -226 | -210 | 442
2030-03-22 09:00 | 700 | 395.62 | 510 | 442 | 2030-03-22 09:00 | 59.4 | -280.83 | -210 | 442 | 2030-03-22 09:00 | -700 | -526 | -510 | 442
2030-03-22 10:00 | 700 | 95.62 | 210 | 437.51 | 2030-03-22 10:00 | -540.6 | -526 | -510 | 442 | 2030-03-22 10:00 | -700 | -526 | -510 | 442
2030-03-22 11:00 | 483.71 | 0 | 0 | 442 | 2030-03-22 11:00 | -700 | -526 | -510 | 442 | 2030-03-22 11:00 | -700 | -526 | -510 | 442
2030-03-22 12:00 | 79.98 | 0 | 0 | 442 | 2030-03-22 12:00 | -700 | -526 | -510 | 262.03 | 2030-03-22 12:00 | -700 | -526 | -510 | 442
2030-03-22 13:00 | 247.54 | 0 | 0 | 388.86 | 2030-03-22 13:00 | -700 | -526 | -510 | 442 | 2030-03-22 13:00 | -700 | -526 | -510 | 315.32
2030-03-22 14:00 | 247.54 | 0 | 0 | 270.08 | 2030-03-22 14:00 | -700 | -526 | -510 | 353.39 | 2030-03-22 14:00 | -700 | -526 | -510 | 15.32
2030-03-22 15:00 | 700 | 0 | -90.42 | 133.23 | 2030-03-22 15:00 | -500 | -526 | -510 | 220.8 | 2030-03-22 15:00 | -700 | -526 | -510 | 196.82
2030-03-22 16:00 | 700 | -300 | -390.42 | 82.58 | 2030-03-22 16:00 | 100 | -526 | -510 | 0 | 2030-03-22 16:00 | -700 | -526 | -510 | -103.18
2030-03-22 17:00 | 700 | 0 | -90.42 | 382.58 | 2030-03-22 17:00 | 700 | -427.6 | -510 | 30.2 | 2030-03-22 17:00 | -100 | -526 | -510 | -194.63
2030-03-22 18:00 | 700 | 300 | 209.58 | 442 | 2030-03-22 18:00 | 700 | -127.6 | -508.71 | 327.67 | 2030-03-22 18:00 | 500 | -478.65 | -510 | 0
2030-03-22 19:00 | 700 | 505 | 509.58 | 442 | 2030-03-22 19:00 | 700 | 0 | -208.71 | 442 | 2030-03-22 19:00 | 700 | -178.65 | -210 | 0
2030-03-22 20:00 | 700 | 505 | 510 | 442 | 2030-03-22 20:00 | 700 | 56.88 | 91.29 | 336.16 | 2030-03-22 20:00 | 700 | 121.35 | 90 | 142
2030-03-22 21:00 | 700 | 505 | 510 | 442 | 2030-03-22 21:00 | 700 | 356.88 | 391.29 | 442 | 2030-03-22 21:00 | 700 | 421.35 | 390 | 442
2030-03-22 22:00 | 700 | 344.28 | 510 | 442 | 2030-03-22 22:00 | 700 | 56.88 | 510 | 422.71 | 2030-03-22 22:00 | 700 | 304.35 | 510 | 442
2030-03-22 23:00 | 700 | 290.67 | 510 | 442 | 2030-03-22 23:00 | 700 | 356.88 | 510 | 442 | 2030-03-22 23:00 | 700 | 4.35 | 472.54 | 142
2030-03-23 | 571.95 | 505 | 510 | 442 | 2030-03-23 | 226.4 | 505 | 510 | 442 | 2030-03-23 | 100 | 304.35 | 510 | 442
2030-03-23 01:00 | 354.21 | 505 | 510 | 442 | 2030-03-23 01:00 | 521.24 | 505 | 510 | 442 | 2030-03-23 01:00 | -140.32 | 505 | 510 | 442
2030-03-23 02:00 | 661.59 | 505 | 510 | 442 | 2030-03-23 02:00 | 439.18 | 505 | 510 | 442 | 2030-03-23 02:00 | 0 | 205 | 510 | 296.55
2030-03-23 03:00 | 700 | 205 | 510 | 412.68 | 2030-03-23 03:00 | 527.27 | 205 | 389.48 | 343.2 | 2030-03-23 03:00 | -98.35 | 205 | 421.69 | 283.72
2030-03-23 04:00 | 700 | 505 | 510 | 442 | 2030-03-23 04:00 | -72.73 | 505 | 510 | 442 | 2030-03-23 04:00 | -698.35 | 505 | 510 | 442
2030-03-23 05:00 | 697.11 | 505 | 510 | 442 | 2030-03-23 05:00 | -140.83 | 505 | 510 | 442 | 2030-03-23 05:00 | -700 | 505 | 510 | 442
2030-03-23 06:00 | 700 | 432.47 | 510 | 442 | 2030-03-23 06:00 | 0 | 299.58 | 510 | 442 | 2030-03-23 06:00 | -574.03 | 300 | 300 | 300
2030-03-23 07:00 | 700 | 132.47 | 510 | 442 | 2030-03-23 07:00 | 384.94 | 0 | 210 | 142 | 2030-03-23 07:00 | -62.33 | 0 | 0 | 0
2030-03-23 08:00 | 700 | 0 | 510 | 362.69 | 2030-03-23 08:00 | 0 | 0 | 0 | 0 | 2030-03-23 08:00 | -662.33 | -226 | -210 | 0
2030-03-23 09:00 | 700 | 0 | 510 | 433.78 | 2030-03-23 09:00 | -395.73 | 0 | 0 | 0 | 2030-03-23 09:00 | -700 | -526 | -510 | -295.6
2030-03-23 10:00 | 700 | 0 | 510 | 433.38 | 2030-03-23 10:00 | -626.16 | 0 | -210 | 11.96 | 2030-03-23 10:00 | -700 | -526 | -510 | -155.53
2030-03-23 11:00 | 700 | 0 | 455.87 | 260.79 | 2030-03-23 11:00 | -700 | -150.43 | -510 | 106.49 | 2030-03-23 11:00 | -700 | -526 | -510 | -46.63
2030-03-23 12:00 | 700 | 0 | 407.89 | 142 | 2030-03-23 12:00 | -663.39 | 0 | -210 | 0 | 2030-03-23 12:00 | -700 | -526 | -510 | -316.03
2030-03-23 13:00 | 124.02 | 300 | 510 | 442 | 2030-03-23 13:00 | -659.84 | 0 | 0 | 0 | 2030-03-23 13:00 | -700 | -526 | -510 | -406.82
2030-03-23 14:00 | 700 | 0 | 460.72 | 142 | 2030-03-23 14:00 | -540.13 | 0 | 0 | 0 | 2030-03-23 14:00 | -700 | -526 | -510 | -200.8
2030-03-23 15:00 | 100 | 300 | 510 | 442 | 2030-03-23 15:00 | -700 | 0 | -274.67 | 0 | 2030-03-23 15:00 | -700 | -526 | -510 | -310.35
2030-03-23 16:00 | 360.71 | 0 | 210 | 142 | 2030-03-23 16:00 | -500 | -121.3 | -102.78 | -84.04 | 2030-03-23 16:00 | -700 | -526 | -510 | -277.58
2030-03-23 17:00 | 700 | 100.3 | 510 | 442 | 2030-03-23 17:00 | 100 | 0 | 197.22 | 215.96 | 2030-03-23 17:00 | -502.77 | -226 | -210 | 22.42
2030-03-23 18:00 | 700 | 372.33 | 510 | 442 | 2030-03-23 18:00 | 700 | 0 | 497.22 | 442 | 2030-03-23 18:00 | 0 | 0 | 0 | 322.42
2030-03-23 19:00 | 700 | 505 | 510 | 442 | 2030-03-23 19:00 | 700 | 187.49 | 510 | 442 | 2030-03-23 19:00 | 0 | 0 | 0 | 85.44
2030-03-23 20:00 | 700 | 505 | 510 | 442 | 2030-03-23 20:00 | 700 | 487.49 | 510 | 442 | 2030-03-23 20:00 | 0 | 0 | 0 | 13.42
2030-03-23 21:00 | 595.92 | 505 | 510 | 442 | 2030-03-23 21:00 | 500 | 187.49 | 510 | 442 | 2030-03-23 21:00 | 0 | 0 | 0 | 68.93
2030-03-23 22:00 | -4.08 | 418.1 | 510 | 442 | 2030-03-23 22:00 | -100 | 0 | 510 | 368.76 | 2030-03-23 22:00 | -600 | 0 | 210 | 65.14
2030-03-23 23:00 | -604.08 | 505 | 510 | 442 | 2030-03-23 23:00 | -700 | 300 | 510 | 442 | 2030-03-23 23:00 | -700 | 300 | 510 | 365.14
2030-03-24 | -700 | 505 | 510 | 442 | 2030-03-24 | -700 | 505 | 510 | 442 | 2030-03-24 | -700 | 505 | 510 | 442
2030-03-24 01:00 | -700 | 505 | 510 | 415.81 | 2030-03-24 01:00 | -700 | 505 | 510 | 412.16 | 2030-03-24 01:00 | -700 | 505 | 510 | 407.87
2030-03-24 02:00 | -700 | 505 | 510 | 337.26 | 2030-03-24 02:00 | -700 | 505 | 510 | 315.23 | 2030-03-24 02:00 | -700 | 505 | 510 | 310.4
2030-03-24 03:00 | -700 | 505 | 510 | 442 | 2030-03-24 03:00 | -700 | 505 | 510 | 414.55 | 2030-03-24 03:00 | -700 | 505 | 510 | 410.4
2030-03-24 04:00 | -700 | 505 | 510 | 442 | 2030-03-24 04:00 | -700 | 505 | 510 | 442 | 2030-03-24 04:00 | -700 | 505 | 510 | 442
2030-03-24 05:00 | -700 | 505 | 510 | 442 | 2030-03-24 05:00 | -700 | 505 | 510 | 442 | 2030-03-24 05:00 | -700 | 505 | 510 | 442
2030-03-24 06:00 | -700 | 505 | 510 | 440.55 | 2030-03-24 06:00 | -700 | 505 | 510 | 436.93 | 2030-03-24 06:00 | -700 | 505 | 510 | 433.35
2030-03-24 07:00 | -700 | 505 | 510 | 214 | 2030-03-24 07:00 | -700 | 505 | 510 | 203.34 | 2030-03-24 07:00 | -700 | 505 | 510 | 198.45
2030-03-24 08:00 | -700 | 505 | 510 | 436.66 | 2030-03-24 08:00 | -700 | 505 | 510 | 431.47 | 2030-03-24 08:00 | -700 | 505 | 510 | 426.67
2030-03-24 09:00 | -700 | 505 | 510 | 442 | 2030-03-24 09:00 | -700 | 505 | 510 | 442 | 2030-03-24 09:00 | -700 | 505 | 510 | 442
2030-03-24 10:00 | -700 | 505 | 510 | 442 | 2030-03-24 10:00 | -700 | 504.14 | 510 | 442 | 2030-03-24 10:00 | -700 | 501.27 | 510 | 442
2030-03-24 11:00 | -700 | 505 | 510 | 442 | 2030-03-24 11:00 | -700 | 505 | 485.07 | 442 | 2030-03-24 11:00 | -700 | 463.84 | 510 | 442
2030-03-24 12:00 | -700 | 505 | 510 | 381.73 | 2030-03-24 12:00 | -700 | 505 | 510 | 266.94 | 2030-03-24 12:00 | -700 | 505 | 419.67 | 337.67
2030-03-24 13:00 | -700 | 505 | 510 | 442 | 2030-03-24 13:00 | -700 | 472.84 | 510 | 442 | 2030-03-24 13:00 | -700 | 455.62 | 510 | 442
2030-03-24 14:00 | -700 | 505 | 510 | 442 | 2030-03-24 14:00 | -700 | 505 | 510 | 442 | 2030-03-24 14:00 | -700 | 505 | 510 | 442
2030-03-24 15:00 | -700 | 505 | 510 | 442 | 2030-03-24 15:00 | -700 | 505 | 510 | 442 | 2030-03-24 15:00 | -700 | 505 | 510 | 442
2030-03-24 16:00 | -700 | 505 | 510 | 367.92 | 2030-03-24 16:00 | -700 | 505 | 510 | 362.84 | 2030-03-24 16:00 | -700 | 505 | 510 | 353.76
2030-03-24 17:00 | -700 | 505 | 510 | 363.42 | 2030-03-24 17:00 | -700 | 505 | 510 | 286.53 | 2030-03-24 17:00 | -700 | 505 | 510 | 279.85
2030-03-24 18:00 | -617.92 | 505 | 510 | 442 | 2030-03-24 18:00 | -700 | 505 | 510 | 442 | 2030-03-24 18:00 | -700 | 505 | 510 | 442
2030-03-24 19:00 | -381.75 | 505 | 510 | 442 | 2030-03-24 19:00 | -700 | 505 | 510 | 442 | 2030-03-24 19:00 | -700 | 505 | 510 | 442
2030-03-24 20:00 | 0 | 505 | 510 | 442 | 2030-03-24 20:00 | -700 | 505 | 510 | 442 | 2030-03-24 20:00 | -700 | 505 | 510 | 442
2030-03-24 21:00 | 0 | 505 | 510 | 442 | 2030-03-24 21:00 | -700 | 505 | 510 | 442 | 2030-03-24 21:00 | -700 | 505 | 510 | 442
2030-03-24 22:00 | 0 | 505 | 510 | 442 | 2030-03-24 22:00 | -700 | 505 | 510 | 442 | 2030-03-24 22:00 | -700 | 505 | 510 | 442
2030-03-24 23:00 | -574.3 | 505 | 510 | 442 | 2030-03-24 23:00 | -700 | 505 | 510 | 442 | 2030-03-24 23:00 | -700 | 505 | 510 | 442
2030-03-25 | 25.7 | 505 | 510 | 442 | 2030-03-25 | -100 | 505 | 510 | 442 | 2030-03-25 | -700 | 505 | 510 | 442
2030-03-25 01:00 | 625.7 | 505 | 510 | 442 | 2030-03-25 01:00 | 286.89 | 505 | 510 | 442 | 2030-03-25 01:00 | -700 | 505 | 510 | 442
2030-03-25 02:00 | 700 | 505 | 510 | 442 | 2030-03-25 02:00 | 155.6 | 505 | 510 | 442 | 2030-03-25 02:00 | -700 | 505 | 510 | 442
2030-03-25 03:00 | 700 | 505 | 510 | 442 | 2030-03-25 03:00 | 0 | 505 | 510 | 442 | 2030-03-25 03:00 | -700 | 505 | 510 | 442
2030-03-25 04:00 | 700 | 505 | 510 | 442 | 2030-03-25 04:00 | 196.36 | 505 | 510 | 442 | 2030-03-25 04:00 | -667.58 | 492.27 | 510 | 442
2030-03-25 05:00 | 700 | 205 | 510 | 344.31 | 2030-03-25 05:00 | 700 | 205 | 378.87 | 442 | 2030-03-25 05:00 | -67.58 | 327.63 | 510 | 442
2030-03-25 06:00 | 700 | 364.58 | 510 | 442 | 2030-03-25 06:00 | 700 | 205 | 510 | 442 | 2030-03-25 06:00 | 532.42 | 27.63 | 510 | 442
2030-03-25 07:00 | 700 | 501.26 | 510 | 442 | 2030-03-25 07:00 | 700 | 505 | 510 | 442 | 2030-03-25 07:00 | 700 | 284.27 | 389.45 | 442
2030-03-25 08:00 | 700 | 481.97 | 510 | 442 | 2030-03-25 08:00 | 700 | 466.9 | 510 | 442 | 2030-03-25 08:00 | 100 | 0 | 89.45 | 442
2030-03-25 09:00 | 700 | 181.97 | 354.57 | 442 | 2030-03-25 09:00 | 100 | 166.9 | 210 | 442 | 2030-03-25 09:00 | -500 | -300 | -210.55 | 442
2030-03-25 10:00 | 700 | 0 | 480.61 | 442 | 2030-03-25 10:00 | 0 | 0 | 0 | 442 | 2030-03-25 10:00 | -700 | -526 | -510 | 442
2030-03-25 11:00 | 700 | 0 | 357.8 | 442 | 2030-03-25 11:00 | 0 | 0 | 0 | 442 | 2030-03-25 11:00 | -700 | -526 | -510 | 442
2030-03-25 12:00 | 700 | 0 | 241 | 442 | 2030-03-25 12:00 | 0 | 0 | 0 | 442 | 2030-03-25 12:00 | -700 | -526 | -510 | 442
2030-03-25 13:00 | 700 | 0 | 510 | 442 | 2030-03-25 13:00 | 115.65 | 0 | 0 | 442 | 2030-03-25 13:00 | -700 | -526 | -510 | 442
2030-03-25 14:00 | 700 | 139.33 | 510 | 442 | 2030-03-25 14:00 | 600.95 | 0 | 0 | 442 | 2030-03-25 14:00 | -500 | -526 | -510 | 442
2030-03-25 15:00 | 700 | 0 | 510 | 193.83 | 2030-03-25 15:00 | 700 | -222.72 | -90 | 442 | 2030-03-25 15:00 | 100 | -226 | -236.03 | 435.62
2030-03-25 16:00 | 700 | 25.46 | 510 | 442 | 2030-03-25 16:00 | 700 | 0 | 210 | 292.9 | 2030-03-25 16:00 | 700 | -300 | -366.94 | 442
2030-03-25 17:00 | 700 | 105.7 | 510 | 418.38 | 2030-03-25 17:00 | 700 | 0 | 510 | 442 | 2030-03-25 17:00 | 700 | 0 | -66.94 | 442
2030-03-25 18:00 | 700 | 405.7 | 510 | 442 | 2030-03-25 18:00 | 700 | 271.46 | 510 | 442 | 2030-03-25 18:00 | 700 | 300 | 233.06 | 442
2030-03-25 19:00 | 700 | 320.84 | 510 | 442 | 2030-03-25 19:00 | 700 | 320.84 | 510 | 442 | 2030-03-25 19:00 | 700 | 320.84 | 510 | 442
2030-03-25 20:00 | 700 | 505 | 510 | 442 | 2030-03-25 20:00 | 700 | 505 | 510 | 442 | 2030-03-25 20:00 | 700 | 505 | 510 | 442
2030-03-25 21:00 | 700 | 505 | 510 | 442 | 2030-03-25 21:00 | 700 | 352.45 | 510 | 442 | 2030-03-25 21:00 | 700 | 505 | 510 | 442
2030-03-25 22:00 | 700 | 484.86 | 510 | 442 | 2030-03-25 22:00 | 700 | 151.38 | 510 | 442 | 2030-03-25 22:00 | 700 | 505 | 510 | 442
2030-03-25 23:00 | 700 | 184.86 | 510 | 418.32 | 2030-03-25 23:00 | 700 | 9.64 | 510 | 435.18 | 2030-03-25 23:00 | 700 | 481 | 510 | 442
2030-03-26 | 700 | 361.47 | 510 | 368.14 | 2030-03-26 | 700 | 177.18 | 510 | 344.48 | 2030-03-26 | 700 | 387.69 | 510 | 320.81
2030-03-26 01:00 | 700 | 479.07 | 510 | 308.48 | 2030-03-26 01:00 | 700 | 207.19 | 510 | 286.73 | 2030-03-26 01:00 | 700 | 104.52 | 510 | 264.99
2030-03-26 02:00 | 700 | 505 | 510 | 369.4 | 2030-03-26 02:00 | 700 | 457.08 | 510 | 417.91 | 2030-03-26 02:00 | 700 | 404.52 | 510 | 442
2030-03-26 03:00 | 700 | 505 | 510 | 442 | 2030-03-26 03:00 | 700 | 505 | 510 | 442 | 2030-03-26 03:00 | 700 | 505 | 510 | 442
2030-03-26 04:00 | 700 | 505 | 510 | 442 | 2030-03-26 04:00 | 700 | 505 | 510 | 442 | 2030-03-26 04:00 | 700 | 300 | 440.8 | 300
2030-03-26 05:00 | 700 | 205 | 418.71 | 142 | 2030-03-26 05:00 | 700 | 205 | 210 | 142 | 2030-03-26 05:00 | 700 | 0 | 140.8 | 0
2030-03-26 06:00 | 700 | 0 | 210 | 138.6 | 2030-03-26 06:00 | 700 | 0 | 11.56 | 142 | 2030-03-26 06:00 | 700 | 0 | -159.2 | -80.44
2030-03-26 07:00 | 700 | 0 | 510 | 438.6 | 2030-03-26 07:00 | 700 | 0 | 154 | 442 | 2030-03-26 07:00 | 700 | 0 | 0 | 0
2030-03-26 08:00 | 700 | 48.79 | 510 | 442 | 2030-03-26 08:00 | 700 | 0 | -146 | 390.07 | 2030-03-26 08:00 | 500 | -226 | -210 | 0
2030-03-26 09:00 | 700 | 0 | 510 | 316.8 | 2030-03-26 09:00 | 700 | -300 | -446 | 154.53 | 2030-03-26 09:00 | -100 | -526 | -510 | -67.42
2030-03-26 10:00 | 700 | 0 | 510 | 219.25 | 2030-03-26 10:00 | 100 | -453.38 | -510 | 442 | 2030-03-26 10:00 | -700 | -526 | -510 | 232.58
2030-03-26 11:00 | 700 | 300 | 510 | 442 | 2030-03-26 11:00 | 0 | -153.38 | -213.56 | 442 | 2030-03-26 11:00 | -700 | -526 | -510 | 442
2030-03-26 12:00 | 700 | 0 | 210 | 379.65 | 2030-03-26 12:00 | 0 | -300 | -510 | 442 | 2030-03-26 12:00 | -700 | -526 | -510 | 442
2030-03-26 13:00 | 700 | 0 | 67 | 380.08 | 2030-03-26 13:00 | 0 | 0 | -510 | 442 | 2030-03-26 13:00 | -700 | -526 | -510 | 442
2030-03-26 14:00 | 700 | 0 | -5.99 | 305.27 | 2030-03-26 14:00 | 0 | -226 | -510 | 249 | 2030-03-26 14:00 | -700 | -526 | -510 | 199.57
2030-03-26 15:00 | 700 | 0 | 0 | 5.27 | 2030-03-26 15:00 | 569.28 | -526 | -510 | -51 | 2030-03-26 15:00 | -536.69 | -526 | -510 | -100.43
2030-03-26 16:00 | 700 | 0 | -14.91 | 86.75 | 2030-03-26 16:00 | 700 | -405.27 | -510 | 54.49 | 2030-03-26 16:00 | 63.31 | -526 | -510 | 22.23
2030-03-26 17:00 | 700 | -226 | -210 | -210 | 2030-03-26 17:00 | 700 | -226 | -210 | -210 | 2030-03-26 17:00 | 663.31 | -226 | -229.32 | -210
2030-03-26 18:00 | 700 | -526 | -510 | -510 | 2030-03-26 18:00 | 700 | -526 | -510 | -510 | 2030-03-26 18:00 | 700 | -526 | -510 | -510
2030-03-26 19:00 | 700 | -300 | -390 | -335.44 | 2030-03-26 19:00 | 700 | -493.72 | -510 | -329.55 | 2030-03-26 19:00 | 700 | -505.73 | -510 | -297.04
2030-03-26 20:00 | 700 | 0 | -90 | -35.44 | 2030-03-26 20:00 | 700 | -193.72 | -210 | -29.55 | 2030-03-26 20:00 | 700 | -205.73 | -210 | 2.96
2030-03-26 21:00 | 700 | 300 | 210 | 264.56 | 2030-03-26 21:00 | 700 | 106.28 | 90 | 270.45 | 2030-03-26 21:00 | 700 | 94.27 | 90 | 302.96
2030-03-26 22:00 | 700 | 505 | 510 | 442 | 2030-03-26 22:00 | 700 | 406.28 | 390 | 442 | 2030-03-26 22:00 | 700 | 394.27 | 390 | 442
2030-03-26 23:00 | 700 | 505 | 510 | 442 | 2030-03-26 23:00 | 700 | 505 | 510 | 442 | 2030-03-26 23:00 | 700 | 456.81 | 510 | 442
2030-03-27 | 700 | 505 | 510 | 442 | 2030-03-27 | 700 | 505 | 510 | 442 | 2030-03-27 | 700 | 505 | 510 | 442
2030-03-27 01:00 | 700 | 505 | 510 | 442 | 2030-03-27 01:00 | 700 | 505 | 510 | 442 | 2030-03-27 01:00 | 700 | 457.96 | 510 | 442
2030-03-27 02:00 | 700 | 505 | 510 | 442 | 2030-03-27 02:00 | 700 | 505 | 510 | 442 | 2030-03-27 02:00 | 700 | 505 | 510 | 442
2030-03-27 03:00 | 700 | 505 | 510 | 442 | 2030-03-27 03:00 | 700 | 505 | 510 | 442 | 2030-03-27 03:00 | 700 | 505 | 510 | 442
2030-03-27 04:00 | 700 | 505 | 510 | 442 | 2030-03-27 04:00 | 700 | 505 | 510 | 442 | 2030-03-27 04:00 | 700 | 505 | 510 | 442
2030-03-27 05:00 | 700 | 505 | 510 | 442 | 2030-03-27 05:00 | 700 | 505 | 390 | 442 | 2030-03-27 05:00 | 700 | 291.89 | 390 | 442
2030-03-27 06:00 | 700 | 350.02 | 510 | 442 | 2030-03-27 06:00 | 700 | 212.84 | 90 | 300 | 2030-03-27 06:00 | 700 | 0 | 90 | 338.79
2030-03-27 07:00 | 700 | 50.02 | 379.65 | 142 | 2030-03-27 07:00 | 700 | -87.16 | -210 | 0 | 2030-03-27 07:00 | 500 | -300 | -210 | 38.79
2030-03-27 08:00 | 700 | 0 | 510 | 218.46 | 2030-03-27 08:00 | 700 | -300 | -510 | 300 | 2030-03-27 08:00 | -100 | -526 | -510 | 142
2030-03-27 09:00 | 700 | 107.27 | 510 | 442 | 2030-03-27 09:00 | 497.97 | 0 | -210 | 442 | 2030-03-27 09:00 | -700 | -526 | -510 | 442
2030-03-27 10:00 | 700 | 0 | 277.89 | 442 | 2030-03-27 10:00 | -102.03 | 0 | -510 | 442 | 2030-03-27 10:00 | -700 | -526 | -510 | 442
2030-03-27 11:00 | 524.57 | 0 | 0 | 442 | 2030-03-27 11:00 | -700 | -10.03 | -510 | 442 | 2030-03-27 11:00 | -700 | -526 | -510 | 442
2030-03-27 12:00 | 454.64 | 0 | 0 | 442 | 2030-03-27 12:00 | -700 | -137.52 | -510 | 442 | 2030-03-27 12:00 | -700 | -526 | -510 | 442
2030-03-27 13:00 | 428.27 | 0 | 0 | 442 | 2030-03-27 13:00 | -700 | -14.43 | -510 | 442 | 2030-03-27 13:00 | -700 | -526 | -510 | 442
2030-03-27 14:00 | 526.19 | 0 | 0 | 442 | 2030-03-27 14:00 | -700 | -14.43 | -510 | 442 | 2030-03-27 14:00 | -700 | -526 | -510 | 442
2030-03-27 15:00 | 700 | 0 | 0 | 442 | 2030-03-27 15:00 | -600 | 0 | -425.22 | 442 | 2030-03-27 15:00 | -700 | -526 | -510 | 442
2030-03-27 16:00 | 700 | 0 | 200.06 | 442 | 2030-03-27 16:00 | 0 | 0 | -125.22 | 442 | 2030-03-27 16:00 | -700 | -526 | -510 | 442
2030-03-27 17:00 | 700 | 0 | 399.72 | 442 | 2030-03-27 17:00 | 600 | 88.51 | 0 | 442 | 2030-03-27 17:00 | -100 | -226 | -210 | 442
2030-03-27 18:00 | 700 | 0 | 510 | 442 | 2030-03-27 18:00 | 700 | -132.71 | -300 | 413.78 | 2030-03-27 18:00 | 500 | -526 | -510 | 142
2030-03-27 19:00 | 700 | 78.99 | 510 | 442 | 2030-03-27 19:00 | 700 | -132.71 | -90 | 413.78 | 2030-03-27 19:00 | 700 | -526 | -510 | 0
2030-03-27 20:00 | 700 | 142 | 510 | 442 | 2030-03-27 20:00 | 700 | 18.35 | 210 | 170.83 | 2030-03-27 20:00 | 700 | -284.54 | -210 | -63.01
2030-03-27 21:00 | 700 | 297.52 | 510 | 229.83 | 2030-03-27 21:00 | 700 | 318.35 | 510 | -69.43 | 2030-03-27 21:00 | 700 | 15.46 | 90 | -363.01
2030-03-27 22:00 | 700 | 344.46 | 510 | 76.7 | 2030-03-27 22:00 | 700 | 505 | 510 | -219.24 | 2030-03-27 22:00 | 700 | 69.82 | 390 | -510
2030-03-27 23:00 | 700 | 112.55 | 510 | -11.39 | 2030-03-27 23:00 | 700 | 355.49 | 510 | -305.49 | 2030-03-27 23:00 | 700 | 0 | 377.33 | -510
2030-03-28 | 700 | 199.72 | 510 | -55.1 | 2030-03-28 | 700 | 467.82 | 510 | -96.5 | 2030-03-28 | 700 | 30.69 | 510 | -458
2030-03-28 01:00 | 700 | 45.13 | 510 | 0 | 2030-03-28 01:00 | 700 | 280.91 | 510 | 0 | 2030-03-28 01:00 | 600 | 0 | 439.35 | -158
2030-03-28 02:00 | 483.17 | 345.13 | 510 | 300 | 2030-03-28 02:00 | 270.55 | 505 | 510 | 249.96 | 2030-03-28 02:00 | 0 | 242.23 | 510 | 142
2030-03-28 03:00 | 503.97 | 505 | 510 | 442 | 2030-03-28 03:00 | 679.17 | 505 | 510 | 442 | 2030-03-28 03:00 | -5.15 | 505 | 510 | 442
2030-03-28 04:00 | 700 | 505 | 510 | 442 | 2030-03-28 04:00 | 79.17 | 505 | 510 | 442 | 2030-03-28 04:00 | -605.15 | 505 | 510 | 442
2030-03-28 05:00 | 303.55 | 505 | 510 | 442 | 2030-03-28 05:00 | 0 | 505 | 510 | 442 | 2030-03-28 05:00 | -665.14 | 505 | 510 | 442
2030-03-28 06:00 | 480.79 | 460.4 | 510 | 442 | 2030-03-28 06:00 | 89.51 | 300 | 510 | 442 | 2030-03-28 06:00 | -218 | 205 | 210 | 142
2030-03-28 07:00 | 700 | 205 | 327.17 | 310.36 | 2030-03-28 07:00 | -100 | 0 | 510 | 420.4 | 2030-03-28 07:00 | -594.47 | 0 | 29.1 | 142
2030-03-28 08:00 | 103.36 | 505 | 510 | 442 | 2030-03-28 08:00 | -700 | 300 | 510 | 442 | 2030-03-28 08:00 | -700 | 300 | 329.1 | 442
2030-03-28 09:00 | -400.62 | 505 | 510 | 442 | 2030-03-28 09:00 | -700 | 505 | 510 | 442 | 2030-03-28 09:00 | -700 | 505 | 510 | 442
2030-03-28 10:00 | -700 | 505 | 510 | 442 | 2030-03-28 10:00 | -700 | 505 | 510 | 442 | 2030-03-28 10:00 | -700 | 505 | 510 | 442
2030-03-28 11:00 | -700 | 505 | 510 | 442 | 2030-03-28 11:00 | -700 | 505 | 510 | 442 | 2030-03-28 11:00 | -700 | 505 | 510 | 442
2030-03-28 12:00 | -700 | 505 | 510 | 442 | 2030-03-28 12:00 | -700 | 505 | 510 | 442 | 2030-03-28 12:00 | -700 | 505 | 510 | 442
2030-03-28 13:00 | -700 | 505 | 510 | 442 | 2030-03-28 13:00 | -700 | 505 | 510 | 442 | 2030-03-28 13:00 | -700 | 505 | 510 | 442
2030-03-28 14:00 | -700 | 505 | 510 | 442 | 2030-03-28 14:00 | -700 | 505 | 510 | 442 | 2030-03-28 14:00 | -700 | 505 | 510 | 442
2030-03-28 15:00 | -700 | 505 | 510 | 442 | 2030-03-28 15:00 | -700 | 505 | 510 | 442 | 2030-03-28 15:00 | -700 | 374 | 390 | 442
2030-03-28 16:00 | -700 | 505 | 510 | 442 | 2030-03-28 16:00 | -700 | 505 | 510 | 442 | 2030-03-28 16:00 | -700 | 74 | 90 | 442
2030-03-28 17:00 | -333.86 | 211.25 | 510 | 442 | 2030-03-28 17:00 | -700 | 300 | 329.94 | 442 | 2030-03-28 17:00 | -700 | -226 | -210 | 442
2030-03-28 18:00 | 266.14 | 0 | 510 | 442 | 2030-03-28 18:00 | -100 | 0 | 29.94 | 142 | 2030-03-28 18:00 | -700 | -526 | -510 | 142
2030-03-28 19:00 | 700 | 226.65 | 510 | 442 | 2030-03-28 19:00 | 500 | 0 | 0 | 0 | 2030-03-28 19:00 | -700 | -405.54 | -510 | -158
2030-03-28 20:00 | 700 | 0 | 510 | 442 | 2030-03-28 20:00 | 700 | 0 | 69.67 | 0 | 2030-03-28 20:00 | -700 | -105.54 | -210 | -158
2030-03-28 21:00 | 700 | 213.15 | 510 | 442 | 2030-03-28 21:00 | 239.7 | 205 | 369.67 | 300 | 2030-03-28 21:00 | -700 | 194.46 | 90 | 142
2030-03-28 22:00 | 380.32 | 505 | 510 | 442 | 2030-03-28 22:00 | -92.79 | 505 | 510 | 442 | 2030-03-28 22:00 | -700 | 494.46 | 390 | 442
2030-03-28 23:00 | 397.23 | 505 | 510 | 442 | 2030-03-28 23:00 | -692.79 | 505 | 510 | 442 | 2030-03-28 23:00 | -700 | 505 | 510 | 442
2030-03-29 | 427.77 | 505 | 510 | 442 | 2030-03-29 | -203.26 | 505 | 510 | 442 | 2030-03-29 | -700 | 505 | 510 | 442
2030-03-29 01:00 | 700 | 505 | 510 | 442 | 2030-03-29 01:00 | 0 | 505 | 510 | 442 | 2030-03-29 01:00 | -700 | 505 | 510 | 442
2030-03-29 02:00 | 569.24 | 505 | 510 | 442 | 2030-03-29 02:00 | 7.19 | 505 | 510 | 442 | 2030-03-29 02:00 | -609.36 | 505 | 510 | 442
2030-03-29 03:00 | 629.5 | 505 | 510 | 442 | 2030-03-29 03:00 | 34.36 | 505 | 510 | 442 | 2030-03-29 03:00 | -700 | 505 | 510 | 442
2030-03-29 04:00 | 550.19 | 505 | 510 | 442 | 2030-03-29 04:00 | 117.96 | 505 | 510 | 442 | 2030-03-29 04:00 | -543.71 | 505 | 510 | 442
2030-03-29 05:00 | 700 | 505 | 510 | 442 | 2030-03-29 05:00 | 61.95 | 505 | 510 | 442 | 2030-03-29 05:00 | -510.18 | 505 | 510 | 442
2030-03-29 06:00 | 412.18 | 505 | 510 | 442 | 2030-03-29 06:00 | 253.63 | 505 | 510 | 442 | 2030-03-29 06:00 | -698.6 | 505 | 510 | 442
2030-03-29 07:00 | 700 | 505 | 510 | 442 | 2030-03-29 07:00 | 314.36 | 410.66 | 510 | 442 | 2030-03-29 07:00 | -100 | 205 | 210 | 415.92
2030-03-29 08:00 | 624.13 | 505 | 510 | 442 | 2030-03-29 08:00 | -100 | 110.66 | 510 | 442 | 2030-03-29 08:00 | -700 | -95 | -90 | 442
2030-03-29 09:00 | 24.13 | 505 | 510 | 442 | 2030-03-29 09:00 | -700 | 410.66 | 510 | 442 | 2030-03-29 09:00 | -700 | 205 | 210 | 442
2030-03-29 10:00 | -575.87 | 505 | 510 | 442 | 2030-03-29 10:00 | -700 | 505 | 510 | 442 | 2030-03-29 10:00 | -700 | 505 | 510 | 442
2030-03-29 11:00 | -700 | 505 | 510 | 442 | 2030-03-29 11:00 | -700 | 505 | 510 | 442 | 2030-03-29 11:00 | -700 | 505 | 510 | 442
2030-03-29 12:00 | -700 | 505 | 510 | 442 | 2030-03-29 12:00 | -700 | 505 | 510 | 442 | 2030-03-29 12:00 | -700 | 505 | 510 | 442
2030-03-29 13:00 | -700 | 505 | 510 | 442 | 2030-03-29 13:00 | -700 | 505 | 510 | 442 | 2030-03-29 13:00 | -700 | 374 | 390 | 442
2030-03-29 14:00 | -700 | 505 | 510 | 442 | 2030-03-29 14:00 | -700 | 329.49 | 210 | 442 | 2030-03-29 14:00 | -700 | 74 | 90 | 442
2030-03-29 15:00 | -318.75 | 205 | 510 | 442 | 2030-03-29 15:00 | -700 | 29.49 | -90 | 442 | 2030-03-29 15:00 | -700 | -226 | -210 | 442
2030-03-29 16:00 | 281.25 | 0 | 510 | 442 | 2030-03-29 16:00 | -700 | -270.51 | -390 | 353.68 | 2030-03-29 16:00 | -700 | -526 | -510 | 295.5
2030-03-29 17:00 | 700 | 98 | 510 | 442 | 2030-03-29 17:00 | -100 | -246.16 | -90 | 427.21 | 2030-03-29 17:00 | -213.7 | -300 | -210 | 134.96
2030-03-29 18:00 | 700 | 398 | 510 | 442 | 2030-03-29 18:00 | 500 | 0 | 210 | 442 | 2030-03-29 18:00 | 386.3 | 0 | 90 | 434.96
2030-03-29 19:00 | 700 | 505 | 510 | 442 | 2030-03-29 19:00 | 700 | 288.93 | 510 | 442 | 2030-03-29 19:00 | 700 | 139.18 | 390 | 442
2030-03-29 20:00 | 700 | 505 | 510 | 442 | 2030-03-29 20:00 | 700 | 450.11 | 510 | 442 | 2030-03-29 20:00 | 700 | 265.64 | 510 | 442
2030-03-29 21:00 | 700 | 505 | 510 | 442 | 2030-03-29 21:00 | 700 | 183.25 | 510 | 442 | 2030-03-29 21:00 | 700 | 149 | 510 | 442
2030-03-29 22:00 | 700 | 505 | 510 | 442 | 2030-03-29 22:00 | 700 | 300 | 510 | 442 | 2030-03-29 22:00 | 700 | 257.65 | 510 | 442
2030-03-29 23:00 | 700 | 453.6 | 510 | 442 | 2030-03-29 23:00 | 700 | 0 | 510 | 442 | 2030-03-29 23:00 | 700 | 0 | 510 | 442
2030-03-30 | 700 | 286.03 | 510 | 442 | 2030-03-30 | 700 | 277.38 | 510 | 442 | 2030-03-30 | 700 | 180.11 | 435.05 | 442
2030-03-30 01:00 | 700 | 505 | 510 | 442 | 2030-03-30 01:00 | 700 | 505 | 510 | 442 | 2030-03-30 01:00 | 700 | 480.11 | 510 | 442
2030-03-30 02:00 | 700 | 448.03 | 510 | 442 | 2030-03-30 02:00 | 700 | 476.71 | 510 | 390.88 | 2030-03-30 02:00 | 700 | 406.85 | 510 | 206.38
2030-03-30 03:00 | 700 | 469.92 | 510 | 284.79 | 2030-03-30 03:00 | 700 | 475.92 | 510 | 90.88 | 2030-03-30 03:00 | 700 | 106.85 | 399 | -93.62
2030-03-30 04:00 | 700 | 334.02 | 510 | 181.07 | 2030-03-30 04:00 | 700 | 282.81 | 510 | -28.7 | 2030-03-30 04:00 | 700 | 0 | 510 | -234.01
2030-03-30 05:00 | 700 | 93.2 | 510 | 238.51 | 2030-03-30 05:00 | 700 | 162.75 | 510 | 45.3 | 2030-03-30 05:00 | 700 | 143.82 | 510 | -144.26
2030-03-30 06:00 | 700 | 116.43 | 510 | 141.53 | 2030-03-30 06:00 | 500 | 345.84 | 510 | -69.96 | 2030-03-30 06:00 | 500 | 166.18 | 510 | -283.52
2030-03-30 07:00 | 700 | 416.43 | 510 | 178.9 | 2030-03-30 07:00 | -100 | 505 | 510 | -37.3 | 2030-03-30 07:00 | -100 | 466.18 | 510 | -249.08
2030-03-30 08:00 | 145.21 | 505 | 510 | 442 | 2030-03-30 08:00 | -700 | 505 | 510 | 262.7 | 2030-03-30 08:00 | -700 | 505 | 510 | 50.92
2030-03-30 09:00 | -179.95 | 505 | 510 | 425.8 | 2030-03-30 09:00 | -700 | 505 | 510 | 442 | 2030-03-30 09:00 | -700 | 505 | 510 | 350.92
2030-03-30 10:00 | -700 | 505 | 510 | 442 | 2030-03-30 10:00 | -700 | 505 | 510 | 442 | 2030-03-30 10:00 | -700 | 505 | 510 | 442
2030-03-30 11:00 | -700 | 505 | 510 | 442 | 2030-03-30 11:00 | -700 | 505 | 510 | 442 | 2030-03-30 11:00 | -700 | 505 | 510 | 442
2030-03-30 12:00 | -700 | 505 | 510 | 442 | 2030-03-30 12:00 | -700 | 374 | 390 | 442 | 2030-03-30 12:00 | -700 | 374 | 390 | 442
2030-03-30 13:00 | -700 | 505 | 510 | 442 | 2030-03-30 13:00 | -700 | 74 | 90 | 358.12 | 2030-03-30 13:00 | -700 | 74 | 90 | 152.42
2030-03-30 14:00 | -700 | 300 | 510 | 361.49 | 2030-03-30 14:00 | -700 | -226 | -210 | 58.12 | 2030-03-30 14:00 | -700 | -226 | -210 | -147.58
2030-03-30 15:00 | -100 | 0 | 210 | 61.49 | 2030-03-30 15:00 | -700 | -526 | -510 | -241.88 | 2030-03-30 15:00 | -700 | -526 | -510 | -447.58
2030-03-30 16:00 | 100 | 11.99 | 387.63 | 144.94 | 2030-03-30 16:00 | -700 | -226 | -321.27 | 0 | 2030-03-30 16:00 | -700 | -526 | -510 | -170.99
2030-03-30 17:00 | 700 | 311.99 | 510 | 442 | 2030-03-30 17:00 | -100 | -100.95 | -21.27 | 246.5 | 2030-03-30 17:00 | -100 | -226 | -269.67 | 0
2030-03-30 18:00 | 700 | 255.28 | 510 | 442 | 2030-03-30 18:00 | 500 | 0 | 278.73 | 442 | 2030-03-30 18:00 | 500 | 0 | 0 | 58.49
2030-03-30 19:00 | 700 | 505 | 510 | 442 | 2030-03-30 19:00 | 700 | 0 | 510 | 442 | 2030-03-30 19:00 | 700 | 0 | 210 | 228.05
2030-03-30 20:00 | 700 | 505 | 510 | 442 | 2030-03-30 20:00 | 700 | 300 | 510 | 442 | 2030-03-30 20:00 | 700 | 0 | 510 | 271.31
2030-03-30 21:00 | 700 | 505 | 510 | 442 | 2030-03-30 21:00 | 700 | 143.66 | 510 | 442 | 2030-03-30 21:00 | 700 | 0 | 510 | 0
2030-03-30 22:00 | 700 | 505 | 510 | 442 | 2030-03-30 22:00 | 700 | 0 | 510 | 442 | 2030-03-30 22:00 | 700 | 0 | 442.05 | 0
2030-03-30 23:00 | 700 | 318.5 | 510 | 442 | 2030-03-30 23:00 | 700 | 0 | 510 | 442 | 2030-03-30 23:00 | 700 | 0 | 442.05 | 0
2030-03-31 | 700 | 73.23 | 510 | 442 | 2030-03-31 | 700 | 0 | 510 | 442 | 2030-03-31 | 700 | 0 | 510 | 300
2030-03-31 01:00 | 700 | 40.55 | 510 | 442 | 2030-03-31 01:00 | 700 | 146.53 | 510 | 442 | 2030-03-31 01:00 | 700 | 157.66 | 510 | 442
2030-03-31 02:00 | 700 | 155.8 | 510 | 442 | 2030-03-31 02:00 | 700 | 16.63 | 510 | 442 | 2030-03-31 02:00 | 700 | 266.84 | 510 | 442
2030-03-31 03:00 | 700 | 291.46 | 510 | 442 | 2030-03-31 03:00 | 700 | 316.63 | 510 | 442 | 2030-03-31 03:00 | 700 | 290.35 | 510 | 442
2030-03-31 04:00 | 700 | 420.77 | 510 | 442 | 2030-03-31 04:00 | 700 | 323.31 | 510 | 442 | 2030-03-31 04:00 | 700 | 335.59 | 510 | 442
2030-03-31 05:00 | 700 | 429.9 | 510 | 442 | 2030-03-31 05:00 | 700 | 156.84 | 510 | 442 | 2030-03-31 05:00 | 700 | 240.69 | 510 | 442
2030-03-31 06:00 | 700 | 173.77 | 510 | 442 | 2030-03-31 06:00 | 700 | 0 | 510 | 442 | 2030-03-31 06:00 | 700 | 253.79 | 510 | 442
2030-03-31 07:00 | 700 | 8.15 | 510 | 442 | 2030-03-31 07:00 | 700 | 260.17 | 510 | 442 | 2030-03-31 07:00 | 700 | 255.42 | 510 | 442
2030-03-31 08:00 | 700 | 48.41 | 510 | 442 | 2030-03-31 08:00 | 600 | 230.92 | 300 | 442 | 2030-03-31 08:00 | 500 | 0 | 210 | 442
2030-03-31 09:00 | 700 | 65.31 | 510 | 442 | 2030-03-31 09:00 | 0 | 0 | 0 | 442 | 2030-03-31 09:00 | -100 | -135.85 | -90 | 442
2030-03-31 10:00 | 700 | 0 | 469.53 | 442 | 2030-03-31 10:00 | -74.96 | 0 | 0 | 442 | 2030-03-31 10:00 | -700 | -435.85 | -390 | 442
2030-03-31 11:00 | 700 | 0 | 510 | 442 | 2030-03-31 11:00 | -231.01 | 0 | 0 | 442 | 2030-03-31 11:00 | -700 | -526 | -510 | 442
2030-03-31 12:00 | 700 | 0 | 510 | 442 | 2030-03-31 12:00 | -487.32 | 0 | 0 | 442 | 2030-03-31 12:00 | -700 | -389.82 | -510 | 442
2030-03-31 13:00 | 700 | 0 | 390.43 | 442 | 2030-03-31 13:00 | -134.99 | 0 | 0 | 442 | 2030-03-31 13:00 | -700 | -173.82 | -510 | 442
2030-03-31 14:00 | 700 | 0 | 510 | 442 | 2030-03-31 14:00 | -170.29 | 0 | 0 | 442 | 2030-03-31 14:00 | -700 | -473.82 | -510 | 442
2030-03-31 15:00 | 700 | 22.12 | 330.55 | 442 | 2030-03-31 15:00 | 100 | -58.49 | -210 | 442 | 2030-03-31 15:00 | -377.75 | -526 | -510 | 442
2030-03-31 16:00 | 700 | 0 | 30.55 | 142 | 2030-03-31 16:00 | 700 | -358.49 | -510 | 225.72 | 2030-03-31 16:00 | 222.25 | -526 | -510 | 235.46
2030-03-31 17:00 | 700 | 0 | 203.51 | 3.46 | 2030-03-31 17:00 | 700 | -58.49 | -210 | 165.99 | 2030-03-31 17:00 | 700 | -278.63 | -293.54 | 159.2
2030-03-31 18:00 | 700 | 0 | 503.51 | 303.46 | 2030-03-31 18:00 | 700 | 241.51 | 90 | 442 | 2030-03-31 18:00 | 700 | 0 | 6.46 | 442
2030-03-31 19:00 | 700 | 299.23 | 510 | 442 | 2030-03-31 19:00 | 700 | 386.39 | 390 | 442 | 2030-03-31 19:00 | 700 | 0 | 306.46 | 442
2030-03-31 20:00 | 700 | 505 | 510 | 442 | 2030-03-31 20:00 | 700 | 505 | 510 | 442 | 2030-03-31 20:00 | 700 | 0 | 510 | 442
2030-03-31 21:00 | 700 | 505 | 510 | 442 | 2030-03-31 21:00 | 700 | 311.79 | 510 | 442 | 2030-03-31 21:00 | 700 | 0 | 510 | 442
2030-03-31 22:00 | 700 | 319.85 | 510 | 442 | 2030-03-31 22:00 | 700 | 505 | 510 | 442 | 2030-03-31 22:00 | 700 | 0 | 510 | 442
2030-03-31 23:00 | 700 | 322.3 | 510 | 442 | 2030-03-31 23:00 | 700 | 277.1 | 510 | 442 | 2030-03-31 23:00 | 700 | 0 | 510 | 442
2030-04-01 | 700 | 205 | 510 | 403.11 | 2030-04-01 | 700 | 485.37 | 510 | 442 | 2030-04-01 | 700 | 300 | 510 | 442
2030-04-01 01:00 | 700 | 505 | 510 | 442 | 2030-04-01 01:00 | 700 | 505 | 510 | 442 | 2030-04-01 01:00 | 700 | 502.14 | 510 | 442
2030-04-01 02:00 | 700 | 505 | 510 | 442 | 2030-04-01 02:00 | 700 | 505 | 510 | 442 | 2030-04-01 02:00 | 700 | 505 | 510 | 442
2030-04-01 03:00 | 700 | 505 | 510 | 442 | 2030-04-01 03:00 | 700 | 505 | 510 | 442 | 2030-04-01 03:00 | 700 | 505 | 510 | 442
2030-04-01 04:00 | 700 | 505 | 510 | 442 | 2030-04-01 04:00 | 700 | 505 | 510 | 442 | 2030-04-01 04:00 | 700 | 505 | 510 | 442
2030-04-01 05:00 | 700 | 505 | 510 | 442 | 2030-04-01 05:00 | 700 | 505 | 510 | 442 | 2030-04-01 05:00 | 700 | 474.85 | 510 | 442
2030-04-01 06:00 | 700 | 505 | 510 | 442 | 2030-04-01 06:00 | 700 | 505 | 510 | 442 | 2030-04-01 06:00 | 700 | 505 | 510 | 442
2030-04-01 07:00 | 700 | 505 | 510 | 442 | 2030-04-01 07:00 | 700 | 505 | 510 | 442 | 2030-04-01 07:00 | 700 | 374 | 390 | 442
2030-04-01 08:00 | 700 | 505 | 510 | 442 | 2030-04-01 08:00 | 700 | 300 | 510 | 442 | 2030-04-01 08:00 | 100 | 74 | 90 | 442
2030-04-01 09:00 | 700 | 505 | 510 | 442 | 2030-04-01 09:00 | 221.9 | 0 | 210 | 442 | 2030-04-01 09:00 | -500 | -226 | -210 | 442
2030-04-01 10:00 | 700 | 205 | 510 | 442 | 2030-04-01 10:00 | -142.07 | 0 | 0 | 442 | 2030-04-01 10:00 | -700 | -526 | -510 | 219.6
2030-04-01 11:00 | 700 | 0 | 510 | 442 | 2030-04-01 11:00 | -494.12 | 0 | 0 | 300 | 2030-04-01 11:00 | -700 | -526 | -510 | 0
2030-04-01 12:00 | 700 | 0 | 510 | 442 | 2030-04-01 12:00 | -585.93 | 0 | 0 | 0 | 2030-04-01 12:00 | -700 | -526 | -510 | 23.34
2030-04-01 13:00 | 700 | 0 | 510 | 442 | 2030-04-01 13:00 | -700 | 0 | 0 | 30.07 | 2030-04-01 13:00 | -700 | -526 | -510 | 23.96
2030-04-01 14:00 | 700 | 0 | 510 | 442 | 2030-04-01 14:00 | -329.82 | 0 | 0 | 0 | 2030-04-01 14:00 | -700 | -526 | -510 | 0
2030-04-01 15:00 | 700 | 0 | 510 | 377.99 | 2030-04-01 15:00 | 36.08 | 0 | 0 | 134.92 | 2030-04-01 15:00 | -664.52 | -526 | -510 | 219.37
2030-04-01 16:00 | 700 | 84.31 | 480.92 | 369.75 | 2030-04-01 16:00 | 636.08 | 0 | 0 | 170.57 | 2030-04-01 16:00 | -64.52 | -226 | -282.5 | 82.39
2030-04-01 17:00 | 700 | 384.31 | 510 | 442 | 2030-04-01 17:00 | 700 | 0 | 86.35 | 370.73 | 2030-04-01 17:00 | 535.48 | -526 | -510 | -123.03
2030-04-01 18:00 | 700 | 505 | 510 | 442 | 2030-04-01 18:00 | 700 | 0 | 86.35 | 109.21 | 2030-04-01 18:00 | 700 | -430.6 | -510 | -123.03
2030-04-01 19:00 | 700 | 505 | 510 | 442 | 2030-04-01 19:00 | 700 | 0 | 386.35 | 294.7 | 2030-04-01 19:00 | 700 | -130.6 | -210 | -123.03
2030-04-01 20:00 | 700 | 505 | 510 | 442 | 2030-04-01 20:00 | 700 | 205 | 386.35 | 142 | 2030-04-01 20:00 | 700 | 169.4 | 90 | 142
2030-04-01 21:00 | 700 | 505 | 510 | 442 | 2030-04-01 21:00 | 700 | 505 | 510 | 442 | 2030-04-01 21:00 | 700 | 469.4 | 390 | 442
2030-04-01 22:00 | 700 | 505 | 510 | 442 | 2030-04-01 22:00 | 700 | 505 | 510 | 442 | 2030-04-01 22:00 | 700 | 505 | 510 | 442
2030-04-01 23:00 | 700 | 505 | 510 | 442 | 2030-04-01 23:00 | 700 | 205 | 510 | 306.76 | 2030-04-01 23:00 | 700 | 500.11 | 510 | 442
2030-04-02 | 700 | 453.01 | 510 | 442 | 2030-04-02 | 700 | 287.31 | 510 | 442 | 2030-04-02 | 700 | 263.75 | 510 | 442
2030-04-02 01:00 | 700 | 266.19 | 510 | 442 | 2030-04-02 01:00 | 700 | 0 | 510 | 396.82 | 2030-04-02 01:00 | 700 | 0 | 221.77 | 142
2030-04-02 02:00 | 700 | 202.46 | 510 | 442 | 2030-04-02 02:00 | 700 | 0 | 510 | 323.14 | 2030-04-02 02:00 | 700 | 0 | 165.15 | 0
2030-04-02 03:00 | 700 | 142.5 | 510 | 429.78 | 2030-04-02 03:00 | 616.53 | 59 | 510 | 244.99 | 2030-04-02 03:00 | 500 | 0 | 315.85 | 0
2030-04-02 04:00 | 700 | 205 | 510 | 351.24 | 2030-04-02 04:00 | 16.53 | 359 | 510 | 442 | 2030-04-02 04:00 | -100 | 203.03 | 510 | 105.76
2030-04-02 05:00 | 231.9 | 505 | 510 | 442 | 2030-04-02 05:00 | -583.47 | 505 | 510 | 442 | 2030-04-02 05:00 | -700 | 503.03 | 510 | 337.51
2030-04-02 06:00 | 700 | 205 | 412.34 | 142 | 2030-04-02 06:00 | -146.31 | 205 | 210 | 142 | 2030-04-02 06:00 | -700 | 203.03 | 210 | 37.51
2030-04-02 07:00 | 700 | 205 | 510 | 295.26 | 2030-04-02 07:00 | 0 | 0 | 424.34 | 0 | 2030-04-02 07:00 | -700 | -96.97 | -90 | -262.49
2030-04-02 08:00 | 445.76 | 505 | 510 | 298.72 | 2030-04-02 08:00 | -600 | 206.33 | 510 | 33.02 | 2030-04-02 08:00 | -700 | 110.78 | 210 | 37.51
2030-04-02 09:00 | -116.31 | 505 | 510 | 442 | 2030-04-02 09:00 | -700 | 505 | 510 | 333.02 | 2030-04-02 09:00 | -700 | 410.78 | 510 | 337.51
2030-04-02 10:00 | -700 | 505 | 510 | 442 | 2030-04-02 10:00 | -700 | 505 | 510 | 442 | 2030-04-02 10:00 | -700 | 505 | 510 | 442
2030-04-02 11:00 | -700 | 505 | 510 | 442 | 2030-04-02 11:00 | -700 | 505 | 510 | 442 | 2030-04-02 11:00 | -700 | 505 | 510 | 442
2030-04-02 12:00 | -700 | 505 | 510 | 402.13 | 2030-04-02 12:00 | -700 | 505 | 510 | 442 | 2030-04-02 12:00 | -700 | 505 | 510 | 442
2030-04-02 13:00 | -700 | 505 | 510 | 432.16 | 2030-04-02 13:00 | -700 | 505 | 510 | 442 | 2030-04-02 13:00 | -700 | 374 | 390 | 442
2030-04-02 14:00 | -700 | 505 | 510 | 381.81 | 2030-04-02 14:00 | -700 | 505 | 510 | 442 | 2030-04-02 14:00 | -700 | 74 | 90 | 354.81
2030-04-02 15:00 | -512.62 | 505 | 510 | 302.55 | 2030-04-02 15:00 | -700 | 300 | 300 | 324.9 | 2030-04-02 15:00 | -700 | -226 | -210 | 54.81
2030-04-02 16:00 | 87.38 | 322.25 | 510 | 365.28 | 2030-04-02 16:00 | -482.62 | 0 | 0 | 24.9 | 2030-04-02 16:00 | -700 | -526 | -510 | -245.19
2030-04-02 17:00 | 687.38 | 327.21 | 510 | 442 | 2030-04-02 17:00 | 117.38 | 16.58 | 300 | 324.9 | 2030-04-02 17:00 | -100 | -226 | -210 | 54.81
2030-04-02 18:00 | 700 | 299.3 | 510 | 442 | 2030-04-02 18:00 | 700 | 0 | 510 | 413.66 | 2030-04-02 18:00 | 500 | 74 | 90 | 354.81
2030-04-02 19:00 | 700 | 303.85 | 510 | 442 | 2030-04-02 19:00 | 700 | 0 | 327.2 | 442 | 2030-04-02 19:00 | 700 | 145.89 | 27.67 | 442
2030-04-02 20:00 | 700 | 335.98 | 510 | 442 | 2030-04-02 20:00 | 700 | 0 | 510 | 442 | 2030-04-02 20:00 | 700 | -154.11 | -272.33 | 272.64
2030-04-02 21:00 | 700 | 505 | 510 | 442 | 2030-04-02 21:00 | 700 | 205 | 510 | 442 | 2030-04-02 21:00 | 700 | 0 | 27.67 | 142
2030-04-02 22:00 | 700 | 505 | 510 | 442 | 2030-04-02 22:00 | 700 | 505 | 510 | 442 | 2030-04-02 22:00 | 700 | 300 | 327.67 | 442
2030-04-02 23:00 | 700 | 505 | 510 | 442 | 2030-04-02 23:00 | 700 | 505 | 510 | 442 | 2030-04-02 23:00 | 700 | 505 | 510 | 442
2030-04-03 | 700 | 505 | 510 | 442 | 2030-04-03 | 700 | 505 | 510 | 442 | 2030-04-03 | 700 | 505 | 510 | 442
2030-04-03 01:00 | 700 | 505 | 510 | 442 | 2030-04-03 01:00 | 700 | 505 | 510 | 442 | 2030-04-03 01:00 | 700 | 505 | 510 | 442
2030-04-03 02:00 | 700 | 505 | 510 | 442 | 2030-04-03 02:00 | 700 | 505 | 510 | 442 | 2030-04-03 02:00 | 700 | 505 | 510 | 442
2030-04-03 03:00 | 700 | 505 | 510 | 442 | 2030-04-03 03:00 | 700 | 505 | 510 | 442 | 2030-04-03 03:00 | 700 | 505 | 510 | 442
2030-04-03 04:00 | 700 | 505 | 510 | 442 | 2030-04-03 04:00 | 700 | 505 | 510 | 442 | 2030-04-03 04:00 | 700 | 505 | 510 | 442
2030-04-03 05:00 | 700 | 205 | 433.93 | 142 | 2030-04-03 05:00 | 700 | 205 | 457.6 | 247.7 | 2030-04-03 05:00 | 700 | 205 | 263.55 | 311.07
2030-04-03 06:00 | 700 | 7.28 | 510 | 433.65 | 2030-04-03 06:00 | 700 | 0 | 510 | 442 | 2030-04-03 06:00 | 700 | 0 | 300 | 381.4
2030-04-03 07:00 | 700 | 307.28 | 510 | 442 | 2030-04-03 07:00 | 700 | 259.07 | 510 | 442 | 2030-04-03 07:00 | 700 | 0 | 0 | 405.35
2030-04-03 08:00 | 700 | 505 | 510 | 442 | 2030-04-03 08:00 | 700 | 47.63 | 300 | 442 | 2030-04-03 08:00 | 700 | -260.43 | -300 | 309.28
2030-04-03 09:00 | 700 | 493.85 | 510 | 442 | 2030-04-03 09:00 | 700 | -136.11 | 0 | 313.1 | 2030-04-03 09:00 | 190.67 | -526 | -510 | 142
2030-04-03 10:00 | 700 | 405.96 | 510 | 442 | 2030-04-03 10:00 | 700 | 0 | 0 | 299.25 | 2030-04-03 10:00 | 0 | -499.39 | -510 | 442
2030-04-03 11:00 | 700 | 156.84 | 510 | 442 | 2030-04-03 11:00 | 700 | 0 | 0 | 442 | 2030-04-03 11:00 | 0 | -199.39 | -510 | 442
2030-04-03 12:00 | 700 | 456.84 | 510 | 442 | 2030-04-03 12:00 | 700 | 0 | 300 | 442 | 2030-04-03 12:00 | 0 | 0 | -210 | 442
2030-04-03 13:00 | 700 | 156.84 | 510 | 442 | 2030-04-03 13:00 | 700 | 0 | 77.51 | 382.07 | 2030-04-03 13:00 | 0 | 0 | 0 | 442
2030-04-03 14:00 | 700 | 343.56 | 510 | 442 | 2030-04-03 14:00 | 700 | 0 | 377.51 | 382.07 | 2030-04-03 14:00 | 0 | 0 | 0 | 442
2030-04-03 15:00 | 700 | 300 | 510 | 442 | 2030-04-03 15:00 | 700 | 0 | 252.01 | 427.46 | 2030-04-03 15:00 | 0 | 0 | -102.99 | 442
2030-04-03 16:00 | 700 | 0 | 510 | 309.4 | 2030-04-03 16:00 | 700 | -192.04 | -47.99 | 151.21 | 2030-04-03 16:00 | 572.8 | -300 | -402.99 | 142
2030-04-03 17:00 | 700 | 205 | 510 | 405.63 | 2030-04-03 17:00 | 700 | 107.96 | 252.01 | 442 | 2030-04-03 17:00 | 700 | 0 | -102.99 | 442
2030-04-03 18:00 | 700 | 505 | 510 | 442 | 2030-04-03 18:00 | 700 | 407.96 | 510 | 442 | 2030-04-03 18:00 | 700 | 0 | 9.84 | 369.5
2030-04-03 19:00 | 700 | 505 | 510 | 442 | 2030-04-03 19:00 | 700 | 505 | 510 | 442 | 2030-04-03 19:00 | 700 | 0 | 309.84 | 276.99
2030-04-03 20:00 | 700 | 505 | 510 | 442 | 2030-04-03 20:00 | 700 | 505 | 510 | 442 | 2030-04-03 20:00 | 700 | 0 | 510 | 370.81
2030-04-03 21:00 | 700 | 505 | 510 | 442 | 2030-04-03 21:00 | 700 | 505 | 510 | 442 | 2030-04-03 21:00 | 700 | 0 | 210 | 218.18
2030-04-03 22:00 | 700 | 505 | 510 | 442 | 2030-04-03 22:00 | 700 | 505 | 510 | 442 | 2030-04-03 22:00 | 700 | 205 | 510 | 142
2030-04-03 23:00 | 700 | 505 | 510 | 442 | 2030-04-03 23:00 | 700 | 505 | 510 | 442 | 2030-04-03 23:00 | 700 | 505 | 510 | 442
2030-04-04 | 700 | 505 | 510 | 442 | 2030-04-04 | 700 | 505 | 510 | 442 | 2030-04-04 | 700 | 505 | 510 | 442
2030-04-04 01:00 | 700 | 505 | 510 | 442 | 2030-04-04 01:00 | 700 | 505 | 510 | 442 | 2030-04-04 01:00 | 700 | 505 | 510 | 442
2030-04-04 02:00 | 700 | 505 | 510 | 442 | 2030-04-04 02:00 | 700 | 505 | 510 | 442 | 2030-04-04 02:00 | 700 | 505 | 510 | 442
2030-04-04 03:00 | 700 | 505 | 510 | 442 | 2030-04-04 03:00 | 700 | 505 | 510 | 442 | 2030-04-04 03:00 | 700 | 505 | 510 | 442
2030-04-04 04:00 | 700 | 505 | 510 | 442 | 2030-04-04 04:00 | 700 | 505 | 510 | 442 | 2030-04-04 04:00 | 700 | 242.2 | 510 | 442
2030-04-04 05:00 | 700 | 448.54 | 510 | 442 | 2030-04-04 05:00 | 700 | 300 | 510 | 442 | 2030-04-04 05:00 | 700 | 87.54 | 346.78 | 442
2030-04-04 06:00 | 700 | 170.64 | 510 | 440.49 | 2030-04-04 06:00 | 700 | 0 | 221.98 | 364.76 | 2030-04-04 06:00 | 700 | 0 | 46.78 | 442
2030-04-04 07:00 | 700 | 470.64 | 510 | 442 | 2030-04-04 07:00 | 600 | 279.45 | 242.29 | 442 | 2030-04-04 07:00 | 500 | 74 | 90 | 442
2030-04-04 08:00 | 700 | 297.06 | 510 | 442 | 2030-04-04 08:00 | 0 | 0 | -57.71 | 442 | 2030-04-04 08:00 | -100 | -226 | -210 | 442
2030-04-04 09:00 | 100 | 205.32 | 510 | 442 | 2030-04-04 09:00 | -600 | -300 | -357.71 | 442 | 2030-04-04 09:00 | -700 | -526 | -510 | 384.31
2030-04-04 10:00 | -500 | 0 | 418.42 | 246.33 | 2030-04-04 10:00 | -700 | 0 | -57.71 | 442 | 2030-04-04 10:00 | -700 | -226 | -210 | 442
2030-04-04 11:00 | -700 | 0 | 175.23 | 138.68 | 2030-04-04 11:00 | -700 | 0 | 62.72 | 142 | 2030-04-04 11:00 | -700 | 0 | 62.72 | 142
2030-04-04 12:00 | -700 | 300 | 475.23 | 438.68 | 2030-04-04 12:00 | -700 | 300 | 362.72 | 442 | 2030-04-04 12:00 | -700 | 300 | 362.72 | 442
2030-04-04 13:00 | -700 | 505 | 510 | 442 | 2030-04-04 13:00 | -700 | 505 | 510 | 442 | 2030-04-04 13:00 | -700 | 505 | 510 | 442
2030-04-04 14:00 | -700 | 505 | 510 | 442 | 2030-04-04 14:00 | -700 | 505 | 510 | 442 | 2030-04-04 14:00 | -700 | 505 | 510 | 442
2030-04-04 15:00 | -700 | 505 | 510 | 442 | 2030-04-04 15:00 | -700 | 505 | 510 | 442 | 2030-04-04 15:00 | -700 | 505 | 510 | 442
2030-04-04 16:00 | -700 | 505 | 510 | 442 | 2030-04-04 16:00 | -700 | 505 | 510 | 442 | 2030-04-04 16:00 | -700 | 505 | 510 | 442
2030-04-04 17:00 | -700 | 505 | 510 | 442 | 2030-04-04 17:00 | -700 | 505 | 510 | 442 | 2030-04-04 17:00 | -700 | 505 | 510 | 442
2030-04-04 18:00 | -100 | 505 | 510 | 442 | 2030-04-04 18:00 | -700 | 505 | 510 | 442 | 2030-04-04 18:00 | -700 | 505 | 510 | 442
2030-04-04 19:00 | 448.96 | 505 | 510 | 442 | 2030-04-04 19:00 | -700 | 505 | 510 | 442 | 2030-04-04 19:00 | -700 | 505 | 510 | 442
2030-04-04 20:00 | 252.4 | 505 | 510 | 442 | 2030-04-04 20:00 | -700 | 505 | 510 | 442 | 2030-04-04 20:00 | -700 | 505 | 510 | 442
2030-04-04 21:00 | 0 | 505 | 510 | 442 | 2030-04-04 21:00 | -700 | 505 | 510 | 442 | 2030-04-04 21:00 | -700 | 505 | 510 | 442
2030-04-04 22:00 | -321.53 | 505 | 510 | 442 | 2030-04-04 22:00 | -700 | 505 | 510 | 442 | 2030-04-04 22:00 | -700 | 505 | 510 | 442
2030-04-04 23:00 | -382.43 | 505 | 510 | 442 | 2030-04-04 23:00 | -700 | 505 | 510 | 442 | 2030-04-04 23:00 | -700 | 505 | 510 | 442
2030-04-05 | -448.08 | 505 | 510 | 442 | 2030-04-05 | -700 | 505 | 510 | 442 | 2030-04-05 | -700 | 505 | 510 | 442
2030-04-05 01:00 | -700 | 505 | 510 | 442 | 2030-04-05 01:00 | -700 | 505 | 510 | 442 | 2030-04-05 01:00 | -700 | 505 | 510 | 442
2030-04-05 02:00 | -700 | 505 | 510 | 442 | 2030-04-05 02:00 | -700 | 505 | 510 | 442 | 2030-04-05 02:00 | -700 | 505 | 510 | 442
2030-04-05 03:00 | -700 | 505 | 510 | 442 | 2030-04-05 03:00 | -700 | 505 | 510 | 442 | 2030-04-05 03:00 | -700 | 505 | 510 | 442
2030-04-05 04:00 | -700 | 505 | 510 | 200.72 | 2030-04-05 04:00 | -700 | 505 | 510 | 195.55 | 2030-04-05 04:00 | -700 | 505 | 510 | 190.37
2030-04-05 05:00 | -700 | 505 | 510 | 185.84 | 2030-04-05 05:00 | -700 | 505 | 510 | 180.59 | 2030-04-05 05:00 | -700 | 505 | 510 | 175.33
2030-04-05 06:00 | -700 | 505 | 510 | 258.54 | 2030-04-05 06:00 | -700 | 505 | 510 | 253.37 | 2030-04-05 06:00 | -700 | 505 | 510 | 248.21
2030-04-05 07:00 | -700 | 505 | 510 | 442 | 2030-04-05 07:00 | -700 | 505 | 510 | 442 | 2030-04-05 07:00 | -700 | 505 | 510 | 442
2030-04-05 08:00 | -700 | 505 | 510 | 442 | 2030-04-05 08:00 | -700 | 505 | 510 | 442 | 2030-04-05 08:00 | -700 | 505 | 510 | 442
2030-04-05 09:00 | -700 | 505 | 510 | 442 | 2030-04-05 09:00 | -700 | 505 | 510 | 442 | 2030-04-05 09:00 | -700 | 505 | 510 | 442
2030-04-05 10:00 | -700 | 505 | 510 | 442 | 2030-04-05 10:00 | -700 | 505 | 510 | 442 | 2030-04-05 10:00 | -700 | 505 | 510 | 442
2030-04-05 11:00 | -700 | 505 | 510 | 442 | 2030-04-05 11:00 | -700 | 505 | 510 | 442 | 2030-04-05 11:00 | -700 | 505 | 510 | 442
2030-04-05 12:00 | -700 | 505 | 510 | 442 | 2030-04-05 12:00 | -700 | 505 | 510 | 442 | 2030-04-05 12:00 | -700 | 505 | 510 | 442
2030-04-05 13:00 | -700 | 505 | 510 | 292.5 | 2030-04-05 13:00 | -700 | 505 | 510 | 281.98 | 2030-04-05 13:00 | -700 | 505 | 510 | 271.46
2030-04-05 14:00 | -700 | 505 | 510 | 238.55 | 2030-04-05 14:00 | -700 | 505 | 510 | 228.38 | 2030-04-05 14:00 | -700 | 505 | 510 | 218.22
2030-04-05 15:00 | -700 | 505 | 510 | 248.39 | 2030-04-05 15:00 | -700 | 505 | 510 | 239.61 | 2030-04-05 15:00 | -700 | 505 | 510 | 230.83
2030-04-05 16:00 | -700 | 505 | 510 | 337.36 | 2030-04-05 16:00 | -700 | 505 | 510 | 330.3 | 2030-04-05 16:00 | -700 | 505 | 510 | 323.24
2030-04-05 17:00 | -700 | 505 | 510 | 384 | 2030-04-05 17:00 | -700 | 505 | 510 | 377.42 | 2030-04-05 17:00 | -700 | 505 | 510 | 370.85
2030-04-05 18:00 | -700 | 505 | 510 | 359.06 | 2030-04-05 18:00 | -700 | 505 | 510 | 352.7 | 2030-04-05 18:00 | -700 | 505 | 510 | 346.34
2030-04-05 19:00 | -700 | 505 | 510 | 323.25 | 2030-04-05 19:00 | -700 | 505 | 510 | 316.9 | 2030-04-05 19:00 | -700 | 505 | 510 | 310.56
2030-04-05 20:00 | -700 | 505 | 510 | 334.52 | 2030-04-05 20:00 | -700 | 505 | 510 | 328.21 | 2030-04-05 20:00 | -700 | 505 | 510 | 321.9
2030-04-05 21:00 | -700 | 505 | 510 | 322.99 | 2030-04-05 21:00 | -700 | 505 | 510 | 316.7 | 2030-04-05 21:00 | -700 | 505 | 510 | 310.42
2030-04-05 22:00 | -700 | 505 | 510 | 246.65 | 2030-04-05 22:00 | -700 | 505 | 510 | 240.6 | 2030-04-05 22:00 | -700 | 505 | 510 | 234.55
2030-04-05 23:00 | -700 | 505 | 510 | 183.49 | 2030-04-05 23:00 | -700 | 505 | 510 | 177.74 | 2030-04-05 23:00 | -700 | 505 | 510 | 171.99
2030-04-06 | -372.29 | 505 | 510 | 442 | 2030-04-06 | -700 | 505 | 510 | 442 | 2030-04-06 | -700 | 505 | 510 | 442
2030-04-06 01:00 | -400.57 | 505 | 510 | 442 | 2030-04-06 01:00 | -700 | 505 | 510 | 442 | 2030-04-06 01:00 | -700 | 505 | 510 | 442
2030-04-06 02:00 | -551.2 | 505 | 510 | 442 | 2030-04-06 02:00 | -700 | 505 | 510 | 442 | 2030-04-06 02:00 | -700 | 505 | 510 | 442
2030-04-06 03:00 | -577.56 | 505 | 510 | 442 | 2030-04-06 03:00 | -700 | 505 | 510 | 442 | 2030-04-06 03:00 | -700 | 374 | 390 | 390
2030-04-06 04:00 | -283.31 | 505 | 510 | 442 | 2030-04-06 04:00 | -700 | 505 | 510 | 442 | 2030-04-06 04:00 | -700 | 74 | 90 | 90
2030-04-06 05:00 | 0 | 505 | 510 | 442 | 2030-04-06 05:00 | -700 | 451.31 | 390 | 224.37 | 2030-04-06 05:00 | -700 | -226 | -210 | -210
2030-04-06 06:00 | 600 | 205 | 404.1 | 142 | 2030-04-06 06:00 | -700 | 151.31 | 90 | -75.63 | 2030-04-06 06:00 | -700 | -526 | -510 | -510
2030-04-06 07:00 | 700 | 39.93 | 510 | 442 | 2030-04-06 07:00 | -700 | -148.69 | -210 | -310.03 | 2030-04-06 07:00 | -700 | -526 | -510 | -510
2030-04-06 08:00 | 600 | 3.2 | 510 | 442 | 2030-04-06 08:00 | -700 | -448.69 | -510 | -299.59 | 2030-04-06 08:00 | -700 | -526 | -510 | -510
2030-04-06 09:00 | 0 | 0 | 344.68 | 156.68 | 2030-04-06 09:00 | -700 | -526 | -510 | -109.1 | 2030-04-06 09:00 | -700 | -226 | -510 | -405.3
2030-04-06 10:00 | 0 | 0 | 44.68 | 0 | 2030-04-06 10:00 | -700 | -526 | -510 | -372.1 | 2030-04-06 10:00 | -700 | -526 | -510 | -510
2030-04-06 11:00 | -281.17 | 0 | 0 | 0 | 2030-04-06 11:00 | -700 | -526 | -510 | -390.44 | 2030-04-06 11:00 | -700 | -526 | -510 | -510
2030-04-06 12:00 | -533.79 | 0 | 0 | 0 | 2030-04-06 12:00 | -700 | -526 | -510 | -500.48 | 2030-04-06 12:00 | -700 | -526 | -510 | -510
2030-04-06 13:00 | -413.51 | 0 | 0 | 0 | 2030-04-06 13:00 | -700 | -526 | -510 | -288.25 | 2030-04-06 13:00 | -700 | -526 | -510 | -502.72
2030-04-06 14:00 | -204.57 | 0 | 0 | 106.98 | 2030-04-06 14:00 | -700 | -526 | -510 | -58.66 | 2030-04-06 14:00 | -700 | -526 | -510 | -221.65
2030-04-06 15:00 | 395.43 | 0 | 49.56 | 194.82 | 2030-04-06 15:00 | -700 | -526 | -510 | 57.18 | 2030-04-06 15:00 | -700 | -526 | -510 | -78.49
2030-04-06 16:00 | 700 | 0 | 349.56 | 442 | 2030-04-06 16:00 | -230.52 | -226 | -210 | 204.89 | 2030-04-06 16:00 | -700 | -526 | -510 | 93.32
2030-04-06 17:00 | 700 | 119.75 | 510 | 442 | 2030-04-06 17:00 | 258.58 | 0 | 0 | 336.53 | 2030-04-06 17:00 | -100 | -226 | -381.86 | 244.82
2030-04-06 18:00 | 700 | 170.46 | 300 | 433.25 | 2030-04-06 18:00 | 700 | 0 | 25.2 | 182.26 | 2030-04-06 18:00 | 500 | -226 | -210 | -39.78
2030-04-06 19:00 | 700 | -91.36 | 0 | 133.25 | 2030-04-06 19:00 | 700 | -300 | -274.8 | -117.74 | 2030-04-06 19:00 | 700 | -526 | -510 | -339.78
2030-04-06 20:00 | 700 | 208.64 | 300 | 433.25 | 2030-04-06 20:00 | 700 | 0 | 25.2 | 182.26 | 2030-04-06 20:00 | 700 | -226 | -210 | -39.78
2030-04-06 21:00 | 700 | 505 | 510 | 442 | 2030-04-06 21:00 | 700 | 300 | 325.2 | 442 | 2030-04-06 21:00 | 700 | 46.21 | 90 | 260.22
2030-04-06 22:00 | 700 | 441.27 | 510 | 442 | 2030-04-06 22:00 | 700 | 505 | 510 | 442 | 2030-04-06 22:00 | 700 | 240.48 | 390 | 442
2030-04-06 23:00 | 700 | 401.58 | 510 | 442 | 2030-04-06 23:00 | 700 | 431.44 | 510 | 442 | 2030-04-06 23:00 | 700 | 0 | 510 | 442
2030-04-07 | 700 | 101.58 | 510 | 383.21 | 2030-04-07 | 700 | 131.44 | 510 | 381.38 | 2030-04-07 | 700 | 192.81 | 510 | 442
2030-04-07 01:00 | 700 | 205 | 510 | 318.96 | 2030-04-07 01:00 | 700 | 205 | 510 | 349.36 | 2030-04-07 01:00 | 700 | 228.83 | 510 | 442
2030-04-07 02:00 | 700 | 505 | 510 | 442 | 2030-04-07 02:00 | 700 | 505 | 510 | 442 | 2030-04-07 02:00 | 700 | 505 | 510 | 442
2030-04-07 03:00 | 700 | 220.35 | 510 | 442 | 2030-04-07 03:00 | 700 | 338.34 | 510 | 442 | 2030-04-07 03:00 | 700 | 205 | 510 | 217.47
2030-04-07 04:00 | 700 | 499.91 | 510 | 442 | 2030-04-07 04:00 | 700 | 240.56 | 510 | 442 | 2030-04-07 04:00 | 700 | 0 | 464.1 | 360.37
2030-04-07 05:00 | 700 | 505 | 510 | 442 | 2030-04-07 05:00 | 700 | 240.56 | 510 | 442 | 2030-04-07 05:00 | 700 | 73.72 | 390 | 442
2030-04-07 06:00 | 700 | 488.8 | 510 | 442 | 2030-04-07 06:00 | 700 | 374 | 390 | 442 | 2030-04-07 06:00 | 500 | 74 | 90 | 442
2030-04-07 07:00 | 700 | 374 | 417.85 | 442 | 2030-04-07 07:00 | 414.04 | 74 | 90 | 442 | 2030-04-07 07:00 | -100 | -226 | -210 | 442
2030-04-07 08:00 | 475.37 | 74 | 117.85 | 442 | 2030-04-07 08:00 | -103.11 | -226 | -210 | 400.33 | 2030-04-07 08:00 | -700 | -526 | -510 | 330.79
2030-04-07 09:00 | -124.63 | -226 | -182.15 | 367.84 | 2030-04-07 09:00 | -700 | -526 | -510 | 250.18 | 2030-04-07 09:00 | -700 | -526 | -510 | 132.53
2030-04-07 10:00 | -700 | -526 | -482.15 | 67.84 | 2030-04-07 10:00 | -700 | -526 | -510 | 0 | 2030-04-07 10:00 | -700 | -526 | -510 | -167.47
2030-04-07 11:00 | -700 | -526 | -510 | -60.95 | 2030-04-07 11:00 | -700 | -526 | -510 | -172.08 | 2030-04-07 11:00 | -700 | -526 | -510 | -467.47
2030-04-07 12:00 | -700 | -226 | -210 | 239.05 | 2030-04-07 12:00 | -700 | -526 | -510 | 127.92 | 2030-04-07 12:00 | -700 | -526 | -510 | -167.47
2030-04-07 13:00 | -700 | -526 | -510 | -40.28 | 2030-04-07 13:00 | -700 | -526 | -510 | -172.08 | 2030-04-07 13:00 | -700 | -526 | -510 | -454.57
2030-04-07 14:00 | -700 | -485.74 | -510 | -31.46 | 2030-04-07 14:00 | -700 | -526 | -510 | -222.08 | 2030-04-07 14:00 | -700 | -526 | -510 | -412.71
2030-04-07 15:00 | -700 | -185.74 | -346.28 | 0 | 2030-04-07 15:00 | -700 | -526 | -510 | -239.15 | 2030-04-07 15:00 | -700 | -526 | -510 | -416.59
2030-04-07 16:00 | -203.33 | 0 | -80.85 | 81.27 | 2030-04-07 16:00 | -700 | -300 | -492.35 | -16.34 | 2030-04-07 16:00 | -700 | -526 | -510 | -116.59
2030-04-07 17:00 | 396.67 | 140.85 | 210 | 381.27 | 2030-04-07 17:00 | -100 | 0 | -192.35 | 283.66 | 2030-04-07 17:00 | -100 | -226 | -210 | 183.41
2030-04-07 18:00 | 700 | 440.85 | 510 | 442 | 2030-04-07 18:00 | 500 | 300 | 107.65 | 442 | 2030-04-07 18:00 | 500 | 74 | 90 | 442
2030-04-07 19:00 | 700 | 255.97 | 510 | 442 | 2030-04-07 19:00 | 700 | 0 | 172.33 | 442 | 2030-04-07 19:00 | 700 | 0 | 0 | 442
2030-04-07 20:00 | 700 | 411.77 | 510 | 442 | 2030-04-07 20:00 | 700 | 0 | 162.54 | 442 | 2030-04-07 20:00 | 700 | 0 | 162.54 | 442
2030-04-07 21:00 | 700 | 505 | 510 | 442 | 2030-04-07 21:00 | 700 | 181.95 | 286.58 | 442 | 2030-04-07 21:00 | 700 | 103.7 | 210 | 405.19
2030-04-07 22:00 | 700 | 505 | 510 | 442 | 2030-04-07 22:00 | 700 | 481.95 | 510 | 442 | 2030-04-07 22:00 | 700 | 403.7 | 510 | 442
2030-04-07 23:00 | 700 | 283.77 | 510 | 442 | 2030-04-07 23:00 | 700 | 428.96 | 510 | 442 | 2030-04-07 23:00 | 700 | 115.66 | 510 | 442
2030-04-08 | 700 | 291.09 | 510 | 442 | 2030-04-08 | 700 | 291.09 | 510 | 442 | 2030-04-08 | 700 | 291.09 | 510 | 442
2030-04-08 01:00 | 700 | 505 | 510 | 442 | 2030-04-08 01:00 | 700 | 505 | 510 | 442 | 2030-04-08 01:00 | 700 | 449.28 | 510 | 442
2030-04-08 02:00 | 700 | 505 | 510 | 442 | 2030-04-08 02:00 | 700 | 505 | 510 | 442 | 2030-04-08 02:00 | 700 | 461.54 | 510 | 442
2030-04-08 03:00 | 700 | 505 | 510 | 442 | 2030-04-08 03:00 | 700 | 505 | 510 | 442 | 2030-04-08 03:00 | 700 | 430.41 | 510 | 442
2030-04-08 04:00 | 700 | 505 | 510 | 442 | 2030-04-08 04:00 | 700 | 505 | 510 | 442 | 2030-04-08 04:00 | 700 | 505 | 510 | 442
2030-04-08 05:00 | 700 | 505 | 510 | 442 | 2030-04-08 05:00 | 700 | 505 | 510 | 442 | 2030-04-08 05:00 | 700 | 261.98 | 300 | 442
2030-04-08 06:00 | 700 | 205 | 510 | 148.56 | 2030-04-08 06:00 | 700 | 205 | 382.64 | 344.54 | 2030-04-08 06:00 | 700 | 0 | 0 | 142
2030-04-08 07:00 | 700 | 0 | 510 | 235.38 | 2030-04-08 07:00 | 700 | 0 | 82.64 | 419.46 | 2030-04-08 07:00 | 500 | 0 | 0 | 0
2030-04-08 08:00 | 700 | 0 | 510 | 142 | 2030-04-08 08:00 | 700 | 0 | -217.36 | 442 | 2030-04-08 08:00 | -100 | -226 | -220.02 | 199.07
2030-04-08 09:00 | 700 | 163.84 | 510 | 442 | 2030-04-08 09:00 | 100 | -1.31 | -510 | 442 | 2030-04-08 09:00 | -700 | -526 | -510 | 442
2030-04-08 10:00 | 700 | 0 | 510 | 442 | 2030-04-08 10:00 | -500 | 0 | -331.74 | 442 | 2030-04-08 10:00 | -700 | -526 | -510 | 442
2030-04-08 11:00 | 700 | 0 | 210 | 255.89 | 2030-04-08 11:00 | -700 | 0 | -510 | 442 | 2030-04-08 11:00 | -700 | -526 | -510 | 442
2030-04-08 12:00 | 700 | 0 | 367.39 | 442 | 2030-04-08 12:00 | -700 | 0 | -510 | 442 | 2030-04-08 12:00 | -700 | -526 | -510 | 442
2030-04-08 13:00 | 700 | 0 | 67.39 | 442 | 2030-04-08 13:00 | -700 | 0 | -295.26 | 442 | 2030-04-08 13:00 | -700 | -526 | -510 | 442
2030-04-08 14:00 | 700 | 0 | 0 | 442 | 2030-04-08 14:00 | -232.24 | -226 | -510 | 442 | 2030-04-08 14:00 | -700 | -526 | -510 | 411.27
2030-04-08 15:00 | 700 | 0 | 4.63 | 442 | 2030-04-08 15:00 | 367.76 | -526 | -510 | 397.95 | 2030-04-08 15:00 | -700 | -526 | -510 | 111.27
2030-04-08 16:00 | 700 | 0 | 304.63 | 308.8 | 2030-04-08 16:00 | 700 | -321.88 | -510 | 442 | 2030-04-08 16:00 | -100 | -300 | -496.32 | 143.07
2030-04-08 17:00 | 700 | 107.02 | 510 | 442 | 2030-04-08 17:00 | 700 | -21.88 | -210 | 442 | 2030-04-08 17:00 | 500 | 0 | -196.32 | 181.98
2030-04-08 18:00 | 700 | 275.64 | 510 | 442 | 2030-04-08 18:00 | 700 | 0 | -337.22 | 142 | 2030-04-08 18:00 | 700 | -182.8 | -210 | -118.02
2030-04-08 19:00 | 700 | 267.71 | 510 | 442 | 2030-04-08 19:00 | 700 | -300 | -291.32 | -158 | 2030-04-08 19:00 | 700 | -482.8 | -510 | -418.02
2030-04-08 20:00 | 700 | 505 | 510 | 442 | 2030-04-08 20:00 | 700 | 0 | 8.68 | 142 | 2030-04-08 20:00 | 700 | -182.8 | -210 | -118.02
2030-04-08 21:00 | 700 | 505 | 510 | 442 | 2030-04-08 21:00 | 700 | 300 | 308.68 | 442 | 2030-04-08 21:00 | 700 | 117.2 | 90 | 181.98
2030-04-08 22:00 | 700 | 498.46 | 510 | 442 | 2030-04-08 22:00 | 700 | 204.14 | 510 | 442 | 2030-04-08 22:00 | 700 | 417.2 | 390 | 442
2030-04-08 23:00 | 700 | 386.76 | 510 | 442 | 2030-04-08 23:00 | 700 | 496.04 | 510 | 442 | 2030-04-08 23:00 | 700 | 426.85 | 510 | 442
2030-04-09 | 700 | 505 | 510 | 373.06 | 2030-04-09 | 700 | 365.14 | 510 | 442 | 2030-04-09 | 700 | 194.24 | 510 | 442
2030-04-09 01:00 | 700 | 314.54 | 510 | 366.93 | 2030-04-09 01:00 | 700 | 79.43 | 510 | 442 | 2030-04-09 01:00 | 700 | 0 | 510 | 250.14
2030-04-09 02:00 | 700 | 333.69 | 510 | 371.61 | 2030-04-09 02:00 | 700 | 0 | 510 | 442 | 2030-04-09 02:00 | 700 | 0 | 510 | 142.94
2030-04-09 03:00 | 700 | 208.66 | 510 | 373.32 | 2030-04-09 03:00 | 700 | 26.81 | 510 | 416.11 | 2030-04-09 03:00 | 700 | 0 | 510 | 442
2030-04-09 04:00 | 700 | 406.02 | 510 | 361.82 | 2030-04-09 04:00 | 700 | 326.81 | 510 | 442 | 2030-04-09 04:00 | 700 | 300 | 510 | 442
2030-04-09 05:00 | 700 | 226.99 | 510 | 311.78 | 2030-04-09 05:00 | 700 | 26.81 | 510 | 376.91 | 2030-04-09 05:00 | 700 | 0 | 390 | 363.05
2030-04-09 06:00 | 700 | 171.83 | 510 | 367.77 | 2030-04-09 06:00 | 700 | 107.95 | 354.42 | 431.9 | 2030-04-09 06:00 | 700 | 0 | 90 | 408.18
2030-04-09 07:00 | 700 | 314.59 | 510 | 442 | 2030-04-09 07:00 | 700 | 0 | 54.42 | 432.6 | 2030-04-09 07:00 | 500 | -27.11 | -210 | 186.86
2030-04-09 08:00 | 700 | 195.84 | 510 | 442 | 2030-04-09 08:00 | 700 | -300 | -245.58 | 132.6 | 2030-04-09 08:00 | -100 | -327.11 | -510 | -1.95
2030-04-09 09:00 | 700 | 0 | 408.71 | 224.61 | 2030-04-09 09:00 | 332.93 | -300 | -510 | 432.6 | 2030-04-09 09:00 | -700 | -526 | -510 | 298.05
2030-04-09 10:00 | 700 | 0 | 510 | 442 | 2030-04-09 10:00 | -267.07 | 0 | -223.21 | 442 | 2030-04-09 10:00 | -700 | -526 | -510 | 442
2030-04-09 11:00 | 700 | 0 | 510 | 256.47 | 2030-04-09 11:00 | -677.73 | 0 | 0 | 442 | 2030-04-09 11:00 | -700 | -526 | -510 | 441.44
2030-04-09 12:00 | 700 | 0 | 510 | 152.45 | 2030-04-09 12:00 | -700 | 0 | -210 | 442 | 2030-04-09 12:00 | -700 | -526 | -510 | 442
2030-04-09 13:00 | 700 | 0 | 211.67 | 0 | 2030-04-09 13:00 | -234.1 | -300 | -510 | 406.21 | 2030-04-09 13:00 | -700 | -526 | -510 | 442
2030-04-09 14:00 | 700 | 0 | 406.95 | 64.39 | 2030-04-09 14:00 | -111.89 | -192.25 | -210 | 442 | 2030-04-09 14:00 | -700 | -526 | -510 | 412.87
2030-04-09 15:00 | 700 | 0 | 358.82 | 0 | 2030-04-09 15:00 | 454.28 | -492.25 | -510 | 179.64 | 2030-04-09 15:00 | -700 | -526 | -510 | 112.87
2030-04-09 16:00 | 700 | 0 | 510 | 150.19 | 2030-04-09 16:00 | 700 | -300 | -262.87 | 252.44 | 2030-04-09 16:00 | -100 | -526 | -510 | 162.04
2030-04-09 17:00 | 700 | 180.34 | 510 | 308.71 | 2030-04-09 17:00 | 700 | 0 | 37.13 | 442 | 2030-04-09 17:00 | 500 | -226 | -210 | 208.19
2030-04-09 18:00 | 700 | 199.1 | 510 | 435.28 | 2030-04-09 18:00 | 700 | 300 | 337.13 | 442 | 2030-04-09 18:00 | 700 | 0 | 6.6 | 0
2030-04-09 19:00 | 700 | 0 | 210 | 135.28 | 2030-04-09 19:00 | 700 | 0 | 203.27 | 142 | 2030-04-09 19:00 | 700 | 0 | 306.6 | 38.77
2030-04-09 20:00 | 700 | 300 | 510 | 329.13 | 2030-04-09 20:00 | 700 | 300 | 503.27 | 442 | 2030-04-09 20:00 | 700 | 0 | 458.43 | 97
2030-04-09 21:00 | 700 | 505 | 510 | 327.2 | 2030-04-09 21:00 | 700 | 460.87 | 510 | 442 | 2030-04-09 21:00 | 700 | 0 | 510 | 169.33
2030-04-09 22:00 | 700 | 505 | 510 | 27.2 | 2030-04-09 22:00 | 700 | 351.97 | 510 | 442 | 2030-04-09 22:00 | 700 | 0 | 510 | 0
2030-04-09 23:00 | 700 | 442.76 | 510 | -52.07 | 2030-04-09 23:00 | 700 | 240.19 | 510 | 431.29 | 2030-04-09 23:00 | 700 | 0 | 510 | 0
2030-04-10 | 700 | 358.26 | 510 | -76.9 | 2030-04-10 | 700 | 299.22 | 510 | 131.29 | 2030-04-10 | 700 | 66.84 | 510 | 0
2030-04-10 01:00 | 700 | 505 | 510 | 27.68 | 2030-04-10 01:00 | 700 | 436.76 | 510 | 0 | 2030-04-10 01:00 | 700 | 214.65 | 510 | 142
2030-04-10 02:00 | 700 | 505 | 510 | 327.68 | 2030-04-10 02:00 | 700 | 505 | 510 | 300 | 2030-04-10 02:00 | 700 | 505 | 510 | 442
2030-04-10 03:00 | 700 | 505 | 510 | 442 | 2030-04-10 03:00 | 700 | 505 | 510 | 442 | 2030-04-10 03:00 | 700 | 505 | 510 | 442
2030-04-10 04:00 | 700 | 505 | 510 | 442 | 2030-04-10 04:00 | 700 | 505 | 510 | 442 | 2030-04-10 04:00 | 700 | 505 | 510 | 442
2030-04-10 05:00 | 700 | 505 | 510 | 442 | 2030-04-10 05:00 | 700 | 505 | 510 | 442 | 2030-04-10 05:00 | 700 | 505 | 510 | 442
2030-04-10 06:00 | 700 | 232.21 | 510 | 401.03 | 2030-04-10 06:00 | 700 | 205 | 466.71 | 142 | 2030-04-10 06:00 | 700 | 205 | 406.42 | 376.32
2030-04-10 07:00 | 700 | 122.81 | 510 | 442 | 2030-04-10 07:00 | 700 | 0 | 510 | 282.02 | 2030-04-10 07:00 | 700 | 143.52 | 106.42 | 442
2030-04-10 08:00 | 700 | 422.81 | 510 | 442 | 2030-04-10 08:00 | 700 | 0 | 300 | 319.15 | 2030-04-10 08:00 | 700 | -156.48 | -193.58 | 218.31
2030-04-10 09:00 | 700 | 266.2 | 510 | 442 | 2030-04-10 09:00 | 700 | 0 | 0 | 60 | 2030-04-10 09:00 | 700 | -456.48 | -493.58 | 11.28
2030-04-10 10:00 | 700 | 0 | 510 | 325.05 | 2030-04-10 10:00 | 700 | 0 | -295.45 | 0 | 2030-04-10 10:00 | 700 | -526 | -510 | 90.5
2030-04-10 11:00 | 700 | 0 | 510 | 361 | 2030-04-10 11:00 | 700 | 0 | -324.48 | 0 | 2030-04-10 11:00 | 700 | -526 | -510 | -73.06
2030-04-10 12:00 | 700 | 0 | 510 | 381.78 | 2030-04-10 12:00 | 700 | 0 | -280.04 | 0 | 2030-04-10 12:00 | 700 | -526 | -510 | -73.06
2030-04-10 13:00 | 700 | 0 | 510 | 330.99 | 2030-04-10 13:00 | 700 | 0 | -218.16 | 0 | 2030-04-10 13:00 | 700 | -526 | -510 | -106.47
2030-04-10 14:00 | 700 | 0 | 439.19 | 176.38 | 2030-04-10 14:00 | 700 | 0 | -85.49 | 0 | 2030-04-10 14:00 | 700 | -526 | -510 | -148.95
2030-04-10 15:00 | 700 | 274.85 | 139.19 | 0 | 2030-04-10 15:00 | 700 | 0 | -210 | 0 | 2030-04-10 15:00 | 700 | -526 | -510 | 0
2030-04-10 16:00 | 700 | 0 | -160.81 | -300 | 2030-04-10 16:00 | 700 | -203.12 | -510 | -294.44 | 2030-04-10 16:00 | 700 | -520.86 | -510 | 18.8
2030-04-10 17:00 | 700 | -226 | -378.91 | -210 | 2030-04-10 17:00 | 700 | -226 | -396.37 | -210 | 2030-04-10 17:00 | 700 | -226 | -378.59 | -210
2030-04-10 18:00 | 700 | -526 | -510 | -510 | 2030-04-10 18:00 | 700 | -526 | -510 | -510 | 2030-04-10 18:00 | 700 | -526 | -510 | -510
2030-04-10 19:00 | 700 | -526 | -510 | -510 | 2030-04-10 19:00 | 700 | -526 | -510 | -510 | 2030-04-10 19:00 | 700 | -526 | -510 | -510
2030-04-10 20:00 | 700 | -226 | -210 | -350.45 | 2030-04-10 20:00 | 700 | -226 | -210 | -210 | 2030-04-10 20:00 | 700 | -226 | -210 | -210
2030-04-10 21:00 | 700 | 74 | 90 | -78.86 | 2030-04-10 21:00 | 700 | 5.45 | 90 | 90 | 2030-04-10 21:00 | 700 | 36.93 | 90 | 90
2030-04-10 22:00 | 700 | 374 | 390 | 221.14 | 2030-04-10 22:00 | 700 | 305.45 | 390 | 390 | 2030-04-10 22:00 | 700 | 336.93 | 390 | 390
2030-04-10 23:00 | 700 | 378.82 | 510 | 437.19 | 2030-04-10 23:00 | 700 | 453.66 | 510 | 426.05 | 2030-04-10 23:00 | 700 | 280.28 | 510 | 414.91
2030-04-11 | 700 | 325.09 | 510 | 241.76 | 2030-04-11 | 700 | 319.53 | 510 | 219.62 | 2030-04-11 | 700 | 150.87 | 510 | 197.48
2030-04-11 01:00 | 700 | 432.03 | 510 | 278.13 | 2030-04-11 01:00 | 700 | 32.87 | 510 | 249.2 | 2030-04-11 01:00 | 700 | 0 | 510 | 133.04
2030-04-11 02:00 | 700 | 328.91 | 510 | 360.52 | 2030-04-11 02:00 | 700 | 0 | 510 | 315.06 | 2030-04-11 02:00 | 700 | 0 | 510 | 128.13
2030-04-11 03:00 | 700 | 73.39 | 510 | 333.28 | 2030-04-11 03:00 | 700 | 0 | 510 | 206.71 | 2030-04-11 03:00 | 700 | 0 | 352.33 | 0
2030-04-11 04:00 | 700 | 200.07 | 510 | 350.85 | 2030-04-11 04:00 | 700 | 0 | 510 | 40.33 | 2030-04-11 04:00 | 700 | 0 | 396.99 | 0
2030-04-11 05:00 | 700 | 0 | 510 | 177.45 | 2030-04-11 05:00 | 700 | 0 | 510 | 13.43 | 2030-04-11 05:00 | 700 | 0 | 300.14 | 0
2030-04-11 06:00 | 700 | 180.41 | 510 | 277.09 | 2030-04-11 06:00 | 700 | 0 | 390 | 37.96 | 2030-04-11 06:00 | 700 | 0 | 250.84 | 0
2030-04-11 07:00 | 700 | 480.41 | 510 | 392.14 | 2030-04-11 07:00 | 700 | 51.14 | 90 | 337.96 | 2030-04-11 07:00 | 500 | 0 | 90 | 104.3
2030-04-11 08:00 | 700 | 281.18 | 510 | 442 | 2030-04-11 08:00 | 700 | -226 | -210 | 216.24 | 2030-04-11 08:00 | -100 | -226 | -210 | -15.47
2030-04-11 09:00 | 700 | 0 | 315.5 | 142 | 2030-04-11 09:00 | 486.1 | -526 | -510 | -42.03 | 2030-04-11 09:00 | -700 | -526 | -510 | -2.9
2030-04-11 10:00 | 700 | 0 | 510 | 253.84 | 2030-04-11 10:00 | -113.9 | -526 | -510 | 257.97 | 2030-04-11 10:00 | -700 | -526 | -510 | 297.1
2030-04-11 11:00 | 700 | 0 | 452.21 | 442 | 2030-04-11 11:00 | -63.42 | -526 | -510 | 442 | 2030-04-11 11:00 | -700 | -526 | -510 | 442
2030-04-11 12:00 | 700 | 0 | 493.83 | 442 | 2030-04-11 12:00 | -663.42 | -300 | -510 | 442 | 2030-04-11 12:00 | -700 | -526 | -510 | 442
2030-04-11 13:00 | 700 | 0 | 193.83 | 442 | 2030-04-11 13:00 | -700 | 0 | -210 | 442 | 2030-04-11 13:00 | -700 | -526 | -510 | 442
2030-04-11 14:00 | 700 | 39 | 99.86 | 442 | 2030-04-11 14:00 | -631.12 | -226 | -328.34 | 442 | 2030-04-11 14:00 | -700 | -526 | -510 | 442
2030-04-11 15:00 | 700 | 0 | -200.14 | 142 | 2030-04-11 15:00 | -31.12 | -526 | -510 | 273.61 | 2030-04-11 15:00 | -700 | -526 | -510 | 147.95
2030-04-11 16:00 | 700 | 0 | 99.86 | 3.39 | 2030-04-11 16:00 | 214.07 | -526 | -510 | -26.39 | 2030-04-11 16:00 | -500 | -526 | -510 | -152.05
2030-04-11 17:00 | 700 | 6.9 | 399.86 | 303.39 | 2030-04-11 17:00 | 700 | -226 | -221.14 | 0 | 2030-04-11 17:00 | 100 | -317.89 | -510 | -115.72
2030-04-11 18:00 | 700 | 0 | 510 | 176.43 | 2030-04-11 18:00 | 700 | -149.56 | -210 | -210 | 2030-04-11 18:00 | 700 | -226 | -210 | -210
2030-04-11 19:00 | 700 | 0 | 501.21 | 0 | 2030-04-11 19:00 | 700 | -449.56 | -510 | -510 | 2030-04-11 19:00 | 700 | -526 | -510 | -510
2030-04-11 20:00 | 700 | 205 | 510 | 142 | 2030-04-11 20:00 | 700 | -300 | -210 | -260.91 | 2030-04-11 20:00 | 700 | -300 | -390 | -438.12
2030-04-11 21:00 | 700 | 505 | 510 | 442 | 2030-04-11 21:00 | 700 | 0 | 90 | 39.09 | 2030-04-11 21:00 | 700 | 0 | -90 | -138.12
2030-04-11 22:00 | 700 | 426.48 | 510 | 442 | 2030-04-11 22:00 | 700 | 300 | 390 | 339.09 | 2030-04-11 22:00 | 700 | 300 | 210 | 161.88
2030-04-11 23:00 | 700 | 359.74 | 510 | 381.21 | 2030-04-11 23:00 | 700 | 496.32 | 510 | 369.58 | 2030-04-11 23:00 | 700 | 312.16 | 510 | 357.96
2030-04-12 | 700 | 505 | 510 | 398.95 | 2030-04-12 | 700 | 505 | 510 | 442 | 2030-04-12 | 700 | 505 | 510 | 442
2030-04-12 01:00 | 700 | 486.42 | 510 | 374.01 | 2030-04-12 01:00 | 700 | 505 | 510 | 442 | 2030-04-12 01:00 | 700 | 505 | 510 | 442
2030-04-12 02:00 | 700 | 314.58 | 510 | 168.32 | 2030-04-12 02:00 | 700 | 505 | 510 | 442 | 2030-04-12 02:00 | 700 | 505 | 510 | 442
2030-04-12 03:00 | 700 | 170.42 | 510 | 177.67 | 2030-04-12 03:00 | 700 | 505 | 510 | 392.2 | 2030-04-12 03:00 | 700 | 505 | 510 | 442
2030-04-12 04:00 | 700 | 219.62 | 510 | 262.04 | 2030-04-12 04:00 | 700 | 505 | 510 | 385.48 | 2030-04-12 04:00 | 700 | 505 | 510 | 442
2030-04-12 05:00 | 700 | 0 | 510 | 230.84 | 2030-04-12 05:00 | 700 | 300 | 300 | 207.83 | 2030-04-12 05:00 | 700 | 300 | 300 | 300
2030-04-12 06:00 | 700 | 9.44 | 229.03 | 300 | 2030-04-12 06:00 | 700 | 0 | 0 | -92.17 | 2030-04-12 06:00 | 700 | 0 | 0 | 0
2030-04-12 07:00 | 700 | 0 | -70.97 | 0 | 2030-04-12 07:00 | 700 | -300 | -300 | -392.17 | 2030-04-12 07:00 | 700 | -300 | -300 | -300
2030-04-12 08:00 | 700 | 0 | 174.7 | 0 | 2030-04-12 08:00 | 700 | -488.09 | -510 | -434.86 | 2030-04-12 08:00 | 700 | -526 | -510 | -499.68
2030-04-12 09:00 | 700 | 300 | 474.7 | 300 | 2030-04-12 09:00 | 700 | -188.09 | -210 | -134.86 | 2030-04-12 09:00 | 700 | -226 | -210 | -199.68
2030-04-12 10:00 | 700 | 380.83 | 510 | 137.99 | 2030-04-12 10:00 | 700 | 0 | -26.88 | -7.99 | 2030-04-12 10:00 | 700 | -226 | -510 | -166.27
2030-04-12 11:00 | 700 | 80.83 | 510 | 235.95 | 2030-04-12 11:00 | 700 | -24.79 | -300 | -205.21 | 2030-04-12 11:00 | 484.38 | -526 | -510 | 35.1
2030-04-12 12:00 | 700 | 366.04 | 510 | 442 | 2030-04-12 12:00 | 700 | 275.21 | 0 | 94.79 | 2030-04-12 12:00 | -40.05 | -226 | -210 | 0
2030-04-12 13:00 | 700 | 132.52 | 510 | 442 | 2030-04-12 13:00 | 144.7 | 0 | 0 | 192.56 | 2030-04-12 13:00 | -640.05 | -238.32 | -510 | 60.75
2030-04-12 14:00 | 700 | 360.01 | 510 | 442 | 2030-04-12 14:00 | 246.5 | 0 | 0 | 2.43 | 2030-04-12 14:00 | -700 | -53.15 | -510 | -58.48
2030-04-12 15:00 | 700 | 60.01 | 491.66 | 277.6 | 2030-04-12 15:00 | -261.54 | 0 | 0 | 146 | 2030-04-12 15:00 | -700 | -353.15 | -510 | 14.41
2030-04-12 16:00 | 152.72 | 360.01 | 510 | 442 | 2030-04-12 16:00 | -700 | 205 | 210 | 297.47 | 2030-04-12 16:00 | -700 | -300 | -470.7 | 190.89
2030-04-12 17:00 | 53.68 | 505 | 510 | 442 | 2030-04-12 17:00 | -700 | 505 | 510 | 442 | 2030-04-12 17:00 | -700 | 0 | -170.7 | 442
2030-04-12 18:00 | 16.87 | 505 | 510 | 442 | 2030-04-12 18:00 | -700 | 505 | 510 | 442 | 2030-04-12 18:00 | -700 | 300 | 129.3 | 442
2030-04-12 19:00 | 507.6 | 367.15 | 510 | 442 | 2030-04-12 19:00 | -495.67 | 205 | 210 | 442 | 2030-04-12 19:00 | -700 | 0 | -170.7 | 380.38
2030-04-12 20:00 | 700 | 505 | 510 | 442 | 2030-04-12 20:00 | -100 | 174.45 | 210 | 374.16 | 2030-04-12 20:00 | -700 | -169.84 | -390 | 168.23
2030-04-12 21:00 | 300.26 | 505 | 510 | 276.59 | 2030-04-12 21:00 | -700 | 474.45 | 510 | 270.59 | 2030-04-12 21:00 | -700 | 130.16 | -90 | 260.1
2030-04-12 22:00 | -59.6 | 505 | 510 | 94.57 | 2030-04-12 22:00 | -700 | 505 | 510 | 150.49 | 2030-04-12 22:00 | -700 | 430.16 | 210 | 136.64
2030-04-12 23:00 | -39 | 505 | 510 | 1.77 | 2030-04-12 23:00 | -700 | 505 | 510 | 48.15 | 2030-04-12 23:00 | -700 | 505 | 510 | 51.75
2030-04-13 | -351.38 | 505 | 510 | 301.77 | 2030-04-13 | -700 | 505 | 510 | 348.15 | 2030-04-13 | -700 | 505 | 510 | 351.75
2030-04-13 01:00 | -54.76 | 505 | 510 | 310.14 | 2030-04-13 01:00 | -700 | 505 | 510 | 442 | 2030-04-13 01:00 | -700 | 505 | 510 | 442
2030-04-13 02:00 | -355.75 | 505 | 510 | 325.46 | 2030-04-13 02:00 | -700 | 505 | 510 | 442 | 2030-04-13 02:00 | -700 | 505 | 510 | 442
2030-04-13 03:00 | -228.84 | 505 | 510 | 295.06 | 2030-04-13 03:00 | -700 | 505 | 510 | 442 | 2030-04-13 03:00 | -700 | 505 | 510 | 442
2030-04-13 04:00 | -539.1 | 505 | 510 | 279.97 | 2030-04-13 04:00 | -700 | 505 | 510 | 442 | 2030-04-13 04:00 | -700 | 505 | 510 | 442
2030-04-13 05:00 | -305.11 | 505 | 510 | 442 | 2030-04-13 05:00 | -700 | 505 | 510 | 442 | 2030-04-13 05:00 | -700 | 505 | 510 | 442
2030-04-13 06:00 | 196.93 | 505 | 510 | 442 | 2030-04-13 06:00 | -700 | 505 | 510 | 442 | 2030-04-13 06:00 | -700 | 505 | 510 | 442
2030-04-13 07:00 | 163.98 | 505 | 510 | 442 | 2030-04-13 07:00 | -700 | 205 | 510 | 234.41 | 2030-04-13 07:00 | -700 | 205 | 510 | 234.41
2030-04-13 08:00 | -422.98 | 505 | 510 | 442 | 2030-04-13 08:00 | -700 | 505 | 510 | 442 | 2030-04-13 08:00 | -700 | 505 | 510 | 442
2030-04-13 09:00 | -700 | 505 | 510 | 442 | 2030-04-13 09:00 | -700 | 505 | 510 | 442 | 2030-04-13 09:00 | -700 | 505 | 510 | 442
2030-04-13 10:00 | -700 | 505 | 510 | 442 | 2030-04-13 10:00 | -700 | 505 | 510 | 442 | 2030-04-13 10:00 | -700 | 505 | 510 | 442
2030-04-13 11:00 | -700 | 505 | 510 | 442 | 2030-04-13 11:00 | -700 | 374 | 390 | 442 | 2030-04-13 11:00 | -700 | 374 | 390 | 442
2030-04-13 12:00 | -700 | 505 | 510 | 442 | 2030-04-13 12:00 | -700 | 74 | 90 | 442 | 2030-04-13 12:00 | -700 | 74 | 90 | 442
2030-04-13 13:00 | -700 | 447.15 | 510 | 442 | 2030-04-13 13:00 | -700 | -226 | -210 | 442 | 2030-04-13 13:00 | -700 | -226 | -210 | 442
2030-04-13 14:00 | -100 | 147.15 | 340.53 | 410.03 | 2030-04-13 14:00 | -700 | -526 | -510 | 424.44 | 2030-04-13 14:00 | -700 | -526 | -510 | 324.42
2030-04-13 15:00 | 500 | 0 | 218.3 | 439.4 | 2030-04-13 15:00 | -700 | -526 | -510 | 442 | 2030-04-13 15:00 | -700 | -526 | -510 | 389.39
2030-04-13 16:00 | 700 | 156.62 | 510 | 442 | 2030-04-13 16:00 | -500 | -226 | -363.8 | 442 | 2030-04-13 16:00 | -700 | -526 | -510 | 409.7
2030-04-13 17:00 | 700 | 169.06 | 510 | 442 | 2030-04-13 17:00 | 100 | 0 | -264.58 | 442 | 2030-04-13 17:00 | -100 | -441.62 | -510 | 442
2030-04-13 18:00 | 700 | 326.8 | 510 | 442 | 2030-04-13 18:00 | 700 | 0 | 0 | 442 | 2030-04-13 18:00 | 500 | -141.62 | -210 | 307.98
2030-04-13 19:00 | 700 | 293.07 | 510 | 442 | 2030-04-13 19:00 | 700 | 0 | 283.19 | 442 | 2030-04-13 19:00 | 700 | 0 | 0 | 442
2030-04-13 20:00 | 700 | 426.1 | 510 | 442 | 2030-04-13 20:00 | 700 | 0 | 510 | 442 | 2030-04-13 20:00 | 700 | 0 | 0 | 431.46
2030-04-13 21:00 | 700 | 126.1 | 510 | 442 | 2030-04-13 21:00 | 700 | 0 | 510 | 442 | 2030-04-13 21:00 | 700 | 0 | 0 | 442
2030-04-13 22:00 | 700 | 126.1 | 510 | 442 | 2030-04-13 22:00 | 700 | 0 | 510 | 442 | 2030-04-13 22:00 | 700 | 0 | 0 | 283.75
2030-04-13 23:00 | 700 | 390.81 | 510 | 442 | 2030-04-13 23:00 | 700 | 0 | 460.55 | 442 | 2030-04-13 23:00 | 700 | 0 | 0 | 56.91
2030-04-14 | 700 | 360.69 | 510 | 442 | 2030-04-14 | 700 | 0 | 510 | 433.52 | 2030-04-14 | 700 | 69.44 | 300 | 356.91
2030-04-14 01:00 | 700 | 293.3 | 510 | 442 | 2030-04-14 01:00 | 700 | 90.27 | 510 | 442 | 2030-04-14 01:00 | 700 | 0 | 412.57 | 341.27
2030-04-14 02:00 | 700 | 285.02 | 510 | 442 | 2030-04-14 02:00 | 700 | 205 | 510 | 302.04 | 2030-04-14 02:00 | 700 | 205 | 238.14 | 354.01
2030-04-14 03:00 | 700 | 505 | 510 | 442 | 2030-04-14 03:00 | 700 | 505 | 510 | 442 | 2030-04-14 03:00 | 700 | 505 | 510 | 442
2030-04-14 04:00 | 700 | 505 | 510 | 442 | 2030-04-14 04:00 | 700 | 505 | 510 | 442 | 2030-04-14 04:00 | 700 | 505 | 510 | 442
2030-04-14 05:00 | 700 | 505 | 510 | 442 | 2030-04-14 05:00 | 700 | 505 | 510 | 442 | 2030-04-14 05:00 | 700 | 374 | 390 | 442
2030-04-14 06:00 | 700 | 480.38 | 510 | 442 | 2030-04-14 06:00 | 700 | 374 | 390 | 442 | 2030-04-14 06:00 | 561.78 | 74 | 90 | 442
2030-04-14 07:00 | 700 | 180.38 | 498.05 | 142 | 2030-04-14 07:00 | 500 | 74 | 90 | 419.95 | 2030-04-14 07:00 | -38.22 | -226 | -210 | 442
2030-04-14 08:00 | 700 | 77.66 | 510 | 442 | 2030-04-14 08:00 | -100 | -226 | -210 | 442 | 2030-04-14 08:00 | -638.22 | -526 | -510 | 442
2030-04-14 09:00 | 700 | 0 | 210 | 442 | 2030-04-14 09:00 | -700 | -526 | -510 | 442 | 2030-04-14 09:00 | -700 | -526 | -510 | 442
2030-04-14 10:00 | 575.63 | 0 | 0 | 442 | 2030-04-14 10:00 | -700 | -526 | -510 | 442 | 2030-04-14 10:00 | -700 | -526 | -510 | 442
2030-04-14 11:00 | 700 | 0 | 0 | 442 | 2030-04-14 11:00 | -700 | -526 | -510 | 442 | 2030-04-14 11:00 | -700 | -526 | -510 | 442
2030-04-14 12:00 | 485.76 | 0 | 0 | 442 | 2030-04-14 12:00 | -700 | -526 | -510 | 442 | 2030-04-14 12:00 | -700 | -526 | -510 | 442
2030-04-14 13:00 | 700 | 0 | 0 | 403.54 | 2030-04-14 13:00 | -700 | -526 | -510 | 442 | 2030-04-14 13:00 | -700 | -526 | -510 | 442
2030-04-14 14:00 | 614.32 | 0 | 0 | 418.27 | 2030-04-14 14:00 | -700 | -526 | -510 | 442 | 2030-04-14 14:00 | -700 | -526 | -510 | 442
2030-04-14 15:00 | 700 | 0 | 138.92 | 347.05 | 2030-04-14 15:00 | -620.73 | -526 | -510 | 442 | 2030-04-14 15:00 | -700 | -526 | -510 | 442
2030-04-14 16:00 | 700 | -122.61 | -62.69 | 228.83 | 2030-04-14 16:00 | -20.73 | -526 | -510 | 161.87 | 2030-04-14 16:00 | -700 | -526 | -510 | 277.19
2030-04-14 17:00 | 700 | 0 | 237.31 | 442 | 2030-04-14 17:00 | 579.27 | -226 | -210 | 259.86 | 2030-04-14 17:00 | -100 | -366.26 | -510 | 392.86
2030-04-14 18:00 | 700 | 0 | 510 | 324.02 | 2030-04-14 18:00 | 700 | 74 | 90 | 442 | 2030-04-14 18:00 | 500 | -66.26 | -210 | 442
2030-04-14 19:00 | 700 | 0 | 210 | 24.02 | 2030-04-14 19:00 | 700 | 0 | 91.9 | 142 | 2030-04-14 19:00 | 700 | 0 | 0 | 233.81
2030-04-14 20:00 | 700 | 282.73 | 510 | 324.02 | 2030-04-14 20:00 | 700 | 300 | 391.9 | 442 | 2030-04-14 20:00 | 700 | 0 | 212.18 | 442
2030-04-14 21:00 | 700 | 401.82 | 510 | 442 | 2030-04-14 21:00 | 700 | 499.97 | 510 | 442 | 2030-04-14 21:00 | 700 | 0 | 201.03 | 442
2030-04-14 22:00 | 700 | 187.94 | 510 | 442 | 2030-04-14 22:00 | 700 | 499.97 | 510 | 442 | 2030-04-14 22:00 | 700 | 0 | 501.03 | 442
2030-04-14 23:00 | 700 | 206.91 | 510 | 344.7 | 2030-04-14 23:00 | 700 | 199.97 | 510 | 442 | 2030-04-14 23:00 | 700 | 0 | 201.03 | 442
2030-04-15 | 700 | 496.1 | 510 | 285.97 | 2030-04-15 | 700 | 440.75 | 510 | 442 | 2030-04-15 | 700 | 300 | 501.03 | 442
2030-04-15 01:00 | 700 | 496.1 | 510 | 280.91 | 2030-04-15 01:00 | 700 | 396.25 | 510 | 442 | 2030-04-15 01:00 | 700 | 466.15 | 510 | 442
2030-04-15 02:00 | 700 | 321.45 | 510 | 288.2 | 2030-04-15 02:00 | 700 | 182.43 | 510 | 442 | 2030-04-15 02:00 | 700 | 257.69 | 510 | 442
2030-04-15 03:00 | 700 | 422.09 | 510 | 278.86 | 2030-04-15 03:00 | 700 | 117.41 | 510 | 442 | 2030-04-15 03:00 | 700 | 271.69 | 510 | 442
2030-04-15 04:00 | 700 | 291.81 | 510 | 256.14 | 2030-04-15 04:00 | 700 | 198.19 | 510 | 442 | 2030-04-15 04:00 | 700 | 0 | 510 | 442
2030-04-15 05:00 | 700 | 37.54 | 510 | 270.8 | 2030-04-15 05:00 | 700 | 372 | 510 | 442 | 2030-04-15 05:00 | 700 | 0 | 449.06 | 442
2030-04-15 06:00 | 700 | 280.47 | 510 | 353.24 | 2030-04-15 06:00 | 700 | 502.52 | 510 | 442 | 2030-04-15 06:00 | 700 | 74 | 149.06 | 442
2030-04-15 07:00 | 700 | 193.5 | 510 | 442 | 2030-04-15 07:00 | 700 | 202.52 | 300 | 442 | 2030-04-15 07:00 | 100 | -226 | -150.94 | 442
2030-04-15 08:00 | 700 | 0 | 510 | 230.25 | 2030-04-15 08:00 | 313.64 | 0 | 0 | 442 | 2030-04-15 08:00 | -500 | -526 | -450.94 | 442
2030-04-15 09:00 | 700 | 214.78 | 510 | 442 | 2030-04-15 09:00 | -286.36 | -300 | -300 | 442 | 2030-04-15 09:00 | -700 | -526 | -510 | 442
2030-04-15 10:00 | 700 | 0 | 210 | 404.69 | 2030-04-15 10:00 | -700 | -526 | -510 | 442 | 2030-04-15 10:00 | -700 | -526 | -510 | 442
2030-04-15 11:00 | 700 | 0 | 0 | 379.97 | 2030-04-15 11:00 | -700 | -526 | -510 | 442 | 2030-04-15 11:00 | -700 | -526 | -510 | 442
2030-04-15 12:00 | 700 | 0 | 0 | 402.99 | 2030-04-15 12:00 | -700 | -526 | -510 | 442 | 2030-04-15 12:00 | -700 | -526 | -510 | 442
2030-04-15 13:00 | 700 | 0 | 0 | 370.63 | 2030-04-15 13:00 | -700 | -526 | -510 | 442 | 2030-04-15 13:00 | -700 | -526 | -510 | 442
2030-04-15 14:00 | 700 | 0 | -66.66 | 357.55 | 2030-04-15 14:00 | -700 | -526 | -510 | 442 | 2030-04-15 14:00 | -700 | -526 | -510 | 442
2030-04-15 15:00 | 700 | -300 | -366.66 | 57.55 | 2030-04-15 15:00 | -269.52 | -526 | -510 | 415.12 | 2030-04-15 15:00 | -700 | -526 | -510 | 415.12
2030-04-15 16:00 | 700 | -139.43 | -90 | -95.71 | 2030-04-15 16:00 | 330.48 | -526 | -510 | 438.83 | 2030-04-15 16:00 | -700 | -526 | -510 | 267.87
2030-04-15 17:00 | 700 | 0 | 210 | 167.86 | 2030-04-15 17:00 | 700 | -303.12 | -390 | 442 | 2030-04-15 17:00 | -100 | -300 | -395.19 | 267.87
2030-04-15 18:00 | 700 | 73.34 | 510 | 442 | 2030-04-15 18:00 | 700 | -3.12 | -90 | 442 | 2030-04-15 18:00 | 500 | 0 | -95.19 | 442
2030-04-15 19:00 | 700 | 73.34 | 510 | 442 | 2030-04-15 19:00 | 700 | 0 | 210 | 442 | 2030-04-15 19:00 | 700 | 0 | 204.81 | 205.18
2030-04-15 20:00 | 700 | 324.05 | 510 | 442 | 2030-04-15 20:00 | 700 | 222.94 | 510 | 442 | 2030-04-15 20:00 | 700 | 0 | 204.81 | 346.66
2030-04-15 21:00 | 700 | 289.03 | 510 | 442 | 2030-04-15 21:00 | 700 | 505 | 510 | 442 | 2030-04-15 21:00 | 700 | 0 | 163.66 | 396.02
2030-04-15 22:00 | 700 | 289.03 | 510 | 442 | 2030-04-15 22:00 | 700 | 505 | 510 | 442 | 2030-04-15 22:00 | 700 | 205 | 306.68 | 396.22
2030-04-15 23:00 | 700 | 505 | 510 | 442 | 2030-04-15 23:00 | 700 | 505 | 510 | 442 | 2030-04-15 23:00 | 700 | 505 | 510 | 442
2030-04-16 | 700 | 505 | 510 | 442 | 2030-04-16 | 700 | 505 | 510 | 442 | 2030-04-16 | 700 | 505 | 510 | 442
2030-04-16 01:00 | 700 | 505 | 510 | 442 | 2030-04-16 01:00 | 700 | 505 | 510 | 442 | 2030-04-16 01:00 | 700 | 322.91 | 510 | 442
2030-04-16 02:00 | 700 | 452.7 | 510 | 442 | 2030-04-16 02:00 | 700 | 505 | 510 | 442 | 2030-04-16 02:00 | 700 | 505 | 510 | 442
2030-04-16 03:00 | 700 | 505 | 510 | 442 | 2030-04-16 03:00 | 700 | 379.87 | 510 | 442 | 2030-04-16 03:00 | 700 | 505 | 510 | 442
2030-04-16 04:00 | 700 | 437.68 | 510 | 442 | 2030-04-16 04:00 | 700 | 178.52 | 510 | 442 | 2030-04-16 04:00 | 700 | 416.74 | 510 | 442
2030-04-16 05:00 | 700 | 216.45 | 510 | 442 | 2030-04-16 05:00 | 700 | 45.71 | 510 | 442 | 2030-04-16 05:00 | 700 | 141.73 | 390 | 442
2030-04-16 06:00 | 700 | 17.01 | 510 | 442 | 2030-04-16 06:00 | 700 | 226.68 | 390 | 442 | 2030-04-16 06:00 | 500 | 66.3 | 90 | 442
2030-04-16 07:00 | 700 | 0 | 510 | 412.56 | 2030-04-16 07:00 | 700 | 67.79 | 90 | 442 | 2030-04-16 07:00 | -100 | -226 | -210 | 442
2030-04-16 08:00 | 700 | 113.16 | 510 | 442 | 2030-04-16 08:00 | 100 | -226.04 | -210 | 442 | 2030-04-16 08:00 | -700 | -526 | -510 | 442
2030-04-16 09:00 | 700 | 67.67 | 510 | 442 | 2030-04-16 09:00 | -500 | -526 | -510 | 442 | 2030-04-16 09:00 | -700 | -526 | -510 | 442
2030-04-16 10:00 | 700 | 0 | 483.51 | 442 | 2030-04-16 10:00 | -700 | -526 | -510 | 442 | 2030-04-16 10:00 | -700 | -526 | -510 | 442
2030-04-16 11:00 | 700 | 0 | 222.93 | 442 | 2030-04-16 11:00 | -700 | -526 | -510 | 442 | 2030-04-16 11:00 | -700 | -526 | -510 | 442
2030-04-16 12:00 | 700 | 0 | 222.93 | 351.26 | 2030-04-16 12:00 | -700 | -526 | -510 | 442 | 2030-04-16 12:00 | -700 | -526 | -510 | 442
2030-04-16 13:00 | 700 | 0 | 0 | 134.9 | 2030-04-16 13:00 | -700 | -526 | -510 | 401.97 | 2030-04-16 13:00 | -700 | -526 | -510 | 331.43
2030-04-16 14:00 | 700 | 0 | 0 | 130.47 | 2030-04-16 14:00 | -700 | -526 | -510 | 101.97 | 2030-04-16 14:00 | -700 | -526 | -510 | 31.43
2030-04-16 15:00 | 700 | -192.88 | -300 | 84.97 | 2030-04-16 15:00 | -446.9 | -526 | -510 | 53.27 | 2030-04-16 15:00 | -700 | -526 | -510 | -268.57
2030-04-16 16:00 | 700 | 0 | 0 | 34.99 | 2030-04-16 16:00 | 153.1 | -526 | -510 | 353.27 | 2030-04-16 16:00 | -700 | -526 | -510 | 31.43
2030-04-16 17:00 | 700 | 300 | 300 | 334.99 | 2030-04-16 17:00 | 700 | -226 | -210 | 442 | 2030-04-16 17:00 | -100 | -526 | -510 | 331.43
2030-04-16 18:00 | 700 | 259.98 | 300 | 336.73 | 2030-04-16 18:00 | 700 | -95 | -122.47 | 442 | 2030-04-16 18:00 | 500 | -526 | -510 | 244.3
2030-04-16 19:00 | 700 | -40.02 | 0 | 36.73 | 2030-04-16 19:00 | 700 | -395 | -422.47 | 415.05 | 2030-04-16 19:00 | 700 | -526 | -510 | -55.7
2030-04-16 20:00 | 700 | 259.98 | 300 | -32.63 | 2030-04-16 20:00 | 700 | -95 | -122.47 | 177.83 | 2030-04-16 20:00 | 700 | -229.68 | -210 | -355.7
2030-04-16 21:00 | 700 | 205 | 510 | 1.01 | 2030-04-16 21:00 | 700 | 205 | 177.53 | 65.68 | 2030-04-16 21:00 | 700 | 70.32 | 90 | -510
2030-04-16 22:00 | 700 | 505 | 510 | 162.68 | 2030-04-16 22:00 | 700 | 505 | 477.53 | -13.14 | 2030-04-16 22:00 | 700 | 370.32 | 390 | -247.16
2030-04-16 23:00 | 700 | 505 | 510 | -8.38 | 2030-04-16 23:00 | 700 | 448.92 | 510 | -265.53 | 2030-04-16 23:00 | 700 | 505 | 510 | -510
2030-04-17 | 700 | 505 | 510 | 291.62 | 2030-04-17 | 700 | 375.56 | 510 | 34.47 | 2030-04-17 | 700 | 472.74 | 510 | -210
2030-04-17 01:00 | 700 | 505 | 510 | 311.38 | 2030-04-17 01:00 | 700 | 359.11 | 510 | 30.94 | 2030-04-17 01:00 | 253.22 | 317.64 | 510 | -277.24
2030-04-17 02:00 | 700 | 505 | 510 | 442 | 2030-04-17 02:00 | 700 | 505 | 510 | 330.94 | 2030-04-17 02:00 | 700 | 17.64 | 510 | 22.76
2030-04-17 03:00 | 700 | 505 | 510 | 442 | 2030-04-17 03:00 | 700 | 374.06 | 510 | 300 | 2030-04-17 03:00 | 700 | 0 | 510 | 40.36
2030-04-17 04:00 | 700 | 505 | 510 | 164.92 | 2030-04-17 04:00 | 700 | 387.56 | 510 | 0 | 2030-04-17 04:00 | 700 | 0 | 510 | -259.64
2030-04-17 05:00 | 700 | 502.42 | 510 | 132.18 | 2030-04-17 05:00 | 700 | 331.56 | 510 | -44.54 | 2030-04-17 05:00 | 700 | 0 | 424.55 | -300
2030-04-17 06:00 | 700 | 468.33 | 510 | 432.18 | 2030-04-17 06:00 | 700 | 31.56 | 510 | 255.46 | 2030-04-17 06:00 | 600 | 27.56 | 124.55 | 0
2030-04-17 07:00 | 700 | 438.5 | 510 | 442 | 2030-04-17 07:00 | 700 | 155.25 | 390 | 237.78 | 2030-04-17 07:00 | 0 | -27.6 | -175.45 | -94.73
2030-04-17 08:00 | 700 | 214.59 | 510 | 442 | 2030-04-17 08:00 | 100 | 0 | 90 | 110.76 | 2030-04-17 08:00 | -600 | -327.6 | -475.45 | -394.73
2030-04-17 09:00 | 700 | 229.52 | 510 | 442 | 2030-04-17 09:00 | -500 | -37.53 | -210 | -13.42 | 2030-04-17 09:00 | -700 | -526 | -510 | -378.66
2030-04-17 10:00 | 700 | 0 | 510 | 308.99 | 2030-04-17 10:00 | -700 | -323.78 | -510 | 108.32 | 2030-04-17 10:00 | -700 | -526 | -510 | -90.08
2030-04-17 11:00 | 700 | 0 | 341.85 | 40.44 | 2030-04-17 11:00 | -700 | -491.53 | -510 | -191.68 | 2030-04-17 11:00 | -700 | -526 | -510 | -390.08
2030-04-17 12:00 | 700 | 0 | 41.85 | 10.58 | 2030-04-17 12:00 | -700 | -526 | -510 | -227 | 2030-04-17 12:00 | -700 | -526 | -510 | -498.01
2030-04-17 13:00 | 700 | 0 | 41.85 | 0 | 2030-04-17 13:00 | -700 | -526 | -510 | -357.59 | 2030-04-17 13:00 | -700 | -526 | -510 | -510
2030-04-17 14:00 | 700 | 0 | 190.43 | 23.54 | 2030-04-17 14:00 | -700 | -374.83 | -510 | -165.52 | 2030-04-17 14:00 | -700 | -526 | -510 | -412.44
2030-04-17 15:00 | 700 | 0 | 446.23 | 247.59 | 2030-04-17 15:00 | -500 | -74.83 | -325.24 | 65.26 | 2030-04-17 15:00 | -700 | -526 | -510 | -112.44
2030-04-17 16:00 | 700 | 30.18 | 510 | 442 | 2030-04-17 16:00 | 100 | 0 | -25.24 | 124.79 | 2030-04-17 16:00 | -600 | -357.79 | -510 | -49.43
2030-04-17 17:00 | 700 | 199.6 | 510 | 442 | 2030-04-17 17:00 | 700 | 205 | 223.46 | 363.97 | 2030-04-17 17:00 | 0 | -226 | -210 | 200.77
2030-04-17 18:00 | 700 | 0 | 210 | 352.55 | 2030-04-17 18:00 | 700 | -95 | -76.54 | 63.97 | 2030-04-17 18:00 | 600 | -526 | -510 | -99.23
2030-04-17 19:00 | 700 | 300 | 510 | 442 | 2030-04-17 19:00 | 700 | 205 | 223.46 | 363.97 | 2030-04-17 19:00 | 700 | -226 | -210 | 200.77
2030-04-17 20:00 | 700 | 505 | 510 | 442 | 2030-04-17 20:00 | 700 | 505 | 510 | 442 | 2030-04-17 20:00 | 700 | 0 | 0 | 442
2030-04-17 21:00 | 700 | 505 | 510 | 442 | 2030-04-17 21:00 | 700 | 505 | 510 | 442 | 2030-04-17 21:00 | 700 | 0 | 0 | 142
2030-04-17 22:00 | 700 | 426.58 | 510 | 442 | 2030-04-17 22:00 | 700 | 348.03 | 510 | 307.12 | 2030-04-17 22:00 | 700 | 0 | 210 | 0
2030-04-17 23:00 | 604.51 | 505 | 510 | 442 | 2030-04-17 23:00 | 524.64 | 505 | 510 | 435.14 | 2030-04-17 23:00 | 466.93 | 300 | 510 | 289.7
2030-04-18 | 700 | 505 | 510 | 176.29 | 2030-04-18 | 700 | 362.74 | 510 | 379.49 | 2030-04-18 | 700 | 441.12 | 510 | 228.25
2030-04-18 01:00 | 700 | 505 | 510 | 429.37 | 2030-04-18 01:00 | 700 | 390.62 | 510 | 315.44 | 2030-04-18 01:00 | 700 | 505 | 510 | 47.49
2030-04-18 02:00 | 700 | 505 | 510 | 442 | 2030-04-18 02:00 | 700 | 249.12 | 510 | 442 | 2030-04-18 02:00 | 700 | 205 | 510 | 306.56
2030-04-18 03:00 | 700 | 505 | 510 | 442 | 2030-04-18 03:00 | 700 | 115.17 | 510 | 442 | 2030-04-18 03:00 | 700 | 197.67 | 510 | 442
2030-04-18 04:00 | 700 | 505 | 510 | 442 | 2030-04-18 04:00 | 700 | 0 | 510 | 442 | 2030-04-18 04:00 | 700 | 0 | 510 | 284.22
2030-04-18 05:00 | 700 | 505 | 510 | 442 | 2030-04-18 05:00 | 700 | 17.59 | 510 | 442 | 2030-04-18 05:00 | 700 | 219.28 | 510 | 389.46
2030-04-18 06:00 | 700 | 505 | 510 | 442 | 2030-04-18 06:00 | 700 | 234.25 | 510 | 442 | 2030-04-18 06:00 | 700 | 300 | 214.57 | 355.91
2030-04-18 07:00 | 700 | 408.47 | 510 | 442 | 2030-04-18 07:00 | 700 | 300 | 210 | 278.84 | 2030-04-18 07:00 | 700 | 0 | -85.43 | 329.07
2030-04-18 08:00 | 700 | 108.47 | 315.81 | 225.17 | 2030-04-18 08:00 | 700 | 0 | -90 | -21.16 | 2030-04-18 08:00 | 646.51 | -300 | -385.43 | 29.07
2030-04-18 09:00 | 700 | 390.56 | 510 | 442 | 2030-04-18 09:00 | 700 | 0 | 73.88 | 278.84 | 2030-04-18 09:00 | 46.51 | 0 | -210 | 0
2030-04-18 10:00 | 700 | 90.56 | 510 | 301.77 | 2030-04-18 10:00 | 700 | 0 | 0 | 83.49 | 2030-04-18 10:00 | -366.86 | -300 | -510 | 0
2030-04-18 11:00 | 700 | 0 | 510 | 442 | 2030-04-18 11:00 | 700 | 0 | 0 | 130.37 | 2030-04-18 11:00 | -347.3 | -521.68 | -510 | 0
2030-04-18 12:00 | 700 | 0 | 510 | 421.59 | 2030-04-18 12:00 | 700 | 0 | 0 | 0 | 2030-04-18 12:00 | -272.98 | -526 | -510 | 0
2030-04-18 13:00 | 700 | 0 | 510 | 344.94 | 2030-04-18 13:00 | 700 | 0 | 0 | 0 | 2030-04-18 13:00 | 0 | -300 | -510 | 0
2030-04-18 14:00 | 700 | 300 | 510 | 442 | 2030-04-18 14:00 | 700 | 0 | 0 | 287.34 | 2030-04-18 14:00 | 0 | 0 | -210 | 124.75
2030-04-18 15:00 | 700 | 0 | 510 | 442 | 2030-04-18 15:00 | 700 | -136.49 | -300 | 428.88 | 2030-04-18 15:00 | 0 | -300 | -510 | 313.53
2030-04-18 16:00 | 700 | 0 | 210 | 142 | 2030-04-18 16:00 | 700 | -268.89 | -510 | 128.88 | 2030-04-18 16:00 | 364.13 | -526 | -510 | 76.46
2030-04-18 17:00 | 700 | 0 | 392.14 | 300 | 2030-04-18 17:00 | 700 | -226 | -444.15 | -142.8 | 2030-04-18 17:00 | 700 | -226 | -210 | -210
2030-04-18 18:00 | 700 | 0 | 92.14 | 0 | 2030-04-18 18:00 | 700 | -526 | -510 | -442.8 | 2030-04-18 18:00 | 700 | -526 | -510 | -510
2030-04-18 19:00 | 700 | 0 | 0 | 0 | 2030-04-18 19:00 | 700 | -526 | -510 | -510 | 2030-04-18 19:00 | 700 | -526 | -510 | -510
2030-04-18 20:00 | 700 | 0 | 210 | 68.75 | 2030-04-18 20:00 | 700 | -423.71 | -510 | -220.85 | 2030-04-18 20:00 | 700 | -300 | -463.82 | -404.19
2030-04-18 21:00 | 700 | 256.86 | 510 | 368.75 | 2030-04-18 21:00 | 700 | -123.71 | -210 | 79.15 | 2030-04-18 21:00 | 700 | 0 | -163.82 | -104.19
2030-04-18 22:00 | 700 | 258.9 | 510 | 442 | 2030-04-18 22:00 | 700 | 176.29 | 90 | 379.15 | 2030-04-18 22:00 | 700 | 300 | 136.18 | 195.81
2030-04-18 23:00 | 700 | 505 | 510 | 442 | 2030-04-18 23:00 | 700 | 476.29 | 390 | 442 | 2030-04-18 23:00 | 700 | 326.07 | 436.18 | 442
2030-04-19 | 700 | 505 | 510 | 442 | 2030-04-19 | 700 | 176.29 | 510 | 215.76 | 2030-04-19 | 700 | 26.07 | 390.31 | 142
2030-04-19 01:00 | 700 | 505 | 510 | 442 | 2030-04-19 01:00 | 700 | 0 | 510 | 299.83 | 2030-04-19 01:00 | 700 | 0 | 292.66 | 142
2030-04-19 02:00 | 700 | 505 | 510 | 442 | 2030-04-19 02:00 | 700 | 300 | 510 | 442 | 2030-04-19 02:00 | 700 | 6.51 | 510 | 442
2030-04-19 03:00 | 700 | 505 | 510 | 442 | 2030-04-19 03:00 | 700 | 505 | 510 | 442 | 2030-04-19 03:00 | 700 | 45.68 | 510 | 442
2030-04-19 04:00 | 700 | 505 | 510 | 442 | 2030-04-19 04:00 | 700 | 505 | 510 | 442 | 2030-04-19 04:00 | 700 | 0 | 510 | 442
2030-04-19 05:00 | 700 | 505 | 510 | 442 | 2030-04-19 05:00 | 700 | 300 | 250.18 | 300 | 2030-04-19 05:00 | 700 | 58.49 | 210 | 142
2030-04-19 06:00 | 700 | 205 | 510 | 405.01 | 2030-04-19 06:00 | 700 | 0 | -49.82 | 0 | 2030-04-19 06:00 | 700 | -241.51 | -90 | -158
2030-04-19 07:00 | 700 | 0 | 510 | 412.73 | 2030-04-19 07:00 | 700 | 0 | -111.84 | 192.74 | 2030-04-19 07:00 | 500 | -95.25 | -210 | 0
2030-04-19 08:00 | 700 | 37 | 300 | 401.76 | 2030-04-19 08:00 | 500 | -300 | -411.84 | -107.26 | 2030-04-19 08:00 | -100 | -395.25 | -510 | 64.64
2030-04-19 09:00 | 658.9 | 0 | 0 | 101.76 | 2030-04-19 09:00 | -100 | -526 | -510 | 0 | 2030-04-19 09:00 | -700 | -526 | -510 | -151.59
2030-04-19 10:00 | 700 | 0 | 0 | 0 | 2030-04-19 10:00 | -700 | -526 | -510 | -275.32 | 2030-04-19 10:00 | -700 | -526 | -510 | -406.71
2030-04-19 11:00 | 695.09 | -141.27 | -300 | 19.05 | 2030-04-19 11:00 | -700 | -526 | -510 | -26.47 | 2030-04-19 11:00 | -700 | -526 | -510 | -300
2030-04-19 12:00 | 123.07 | 0 | 0 | 214.44 | 2030-04-19 12:00 | -700 | -526 | -510 | 11.96 | 2030-04-19 12:00 | -700 | -526 | -510 | 0
2030-04-19 13:00 | 0 | 0 | 0 | 0 | 2030-04-19 13:00 | -700 | -526 | -510 | 0 | 2030-04-19 13:00 | -700 | -526 | -510 | 0
2030-04-19 14:00 | 265.08 | -226 | -210 | 50.7 | 2030-04-19 14:00 | -700 | -526 | -510 | 0 | 2030-04-19 14:00 | -700 | -526 | -510 | 0
2030-04-19 15:00 | 671.92 | -526 | -510 | 77.78 | 2030-04-19 15:00 | -700 | -526 | -510 | 110.65 | 2030-04-19 15:00 | -700 | -526 | -510 | -37.79
2030-04-19 16:00 | 570.61 | -526 | -510 | 123.99 | 2030-04-19 16:00 | -606.99 | -526 | -510 | -9.46 | 2030-04-19 16:00 | -700 | -526 | -510 | 38.9
2030-04-19 17:00 | 700 | -526 | -510 | 60.37 | 2030-04-19 17:00 | -6.99 | -526 | -510 | 117.16 | 2030-04-19 17:00 | -100 | -526 | -510 | 216.23
2030-04-19 18:00 | 700 | -526 | -510 | -223.76 | 2030-04-19 18:00 | 593.01 | -526 | -510 | -129.54 | 2030-04-19 18:00 | 500 | -526 | -510 | -62.75
2030-04-19 19:00 | 700 | -526 | -510 | -414.26 | 2030-04-19 19:00 | 700 | -526 | -510 | -429.54 | 2030-04-19 19:00 | 700 | -526 | -510 | -362.75
2030-04-19 20:00 | 700 | -300 | -210 | -265.93 | 2030-04-19 20:00 | 700 | -395 | -390 | -229.04 | 2030-04-19 20:00 | 700 | -395 | -390 | -62.75
2030-04-19 21:00 | 700 | 0 | 90 | 34.07 | 2030-04-19 21:00 | 700 | -95 | -90 | -113.33 | 2030-04-19 21:00 | 700 | -95 | -90 | 147.12
2030-04-19 22:00 | 700 | 300 | 390 | 334.07 | 2030-04-19 22:00 | 700 | 205 | 210 | 186.67 | 2030-04-19 22:00 | 700 | 205 | 210 | 184.05
2030-04-19 23:00 | 307.93 | 505 | 510 | 442 | 2030-04-19 23:00 | 524.26 | 505 | 510 | 442 | 2030-04-19 23:00 | 639.27 | 505 | 510 | 442
2030-04-20 | 444.64 | 505 | 510 | 442 | 2030-04-20 | 700 | 505 | 510 | 442 | 2030-04-20 | 360.61 | 505 | 510 | 442
2030-04-20 01:00 | 413.9 | 505 | 510 | 442 | 2030-04-20 01:00 | 657.95 | 505 | 510 | 442 | 2030-04-20 01:00 | 17.6 | 505 | 510 | 442
2030-04-20 02:00 | 651.59 | 505 | 510 | 442 | 2030-04-20 02:00 | 700 | 505 | 510 | 442 | 2030-04-20 02:00 | 328.46 | 505 | 510 | 442
2030-04-20 03:00 | 617.19 | 505 | 510 | 442 | 2030-04-20 03:00 | 700 | 505 | 510 | 442 | 2030-04-20 03:00 | 180.34 | 505 | 510 | 442
2030-04-20 04:00 | 587.05 | 205 | 210 | 142 | 2030-04-20 04:00 | 287.49 | 205 | 210 | 142 | 2030-04-20 04:00 | -320.35 | 205 | 210 | 142
2030-04-20 05:00 | 700 | 0 | 510 | 194.63 | 2030-04-20 05:00 | 700 | 0 | 390 | 94.73 | 2030-04-20 05:00 | 0 | 0 | 0 | 0
2030-04-20 06:00 | 700 | 0 | 510 | 310.85 | 2030-04-20 06:00 | 500 | 43.62 | 90 | 376.92 | 2030-04-20 06:00 | 0 | 0 | 0 | 0
2030-04-20 07:00 | 700 | 0 | 426.71 | 239.13 | 2030-04-20 07:00 | -100 | -75.22 | -210 | 76.92 | 2030-04-20 07:00 | -593.08 | -226 | -210 | -154.31
2030-04-20 08:00 | 495.68 | 0 | 126.71 | 0 | 2030-04-20 08:00 | -700 | -375.22 | -510 | -223.08 | 2030-04-20 08:00 | -700 | -526 | -510 | -454.31
2030-04-20 09:00 | -104.32 | 0 | 0 | 0 | 2030-04-20 09:00 | -700 | -526 | -510 | -385.57 | 2030-04-20 09:00 | -700 | -526 | -510 | -510
2030-04-20 10:00 | -357.15 | 0 | 0 | 0 | 2030-04-20 10:00 | -700 | -526 | -510 | -419.12 | 2030-04-20 10:00 | -700 | -526 | -510 | -510
2030-04-20 11:00 | -209.88 | 0 | 0 | 0 | 2030-04-20 11:00 | -700 | -526 | -510 | -242.36 | 2030-04-20 11:00 | -700 | -526 | -510 | -463.56
2030-04-20 12:00 | -220.78 | 0 | 0 | 175.48 | 2030-04-20 12:00 | -700 | -526 | -510 | -25.27 | 2030-04-20 12:00 | -700 | -526 | -510 | -163.56
2030-04-20 13:00 | -700 | 0 | 177.81 | 125.58 | 2030-04-20 13:00 | -700 | -526 | -510 | 142 | 2030-04-20 13:00 | -700 | -526 | -510 | 136.44
2030-04-20 14:00 | -700 | 300 | 477.81 | 425.58 | 2030-04-20 14:00 | -700 | -226 | -210 | 442 | 2030-04-20 14:00 | -700 | -226 | -210 | 436.44
2030-04-20 15:00 | -700 | 505 | 510 | 442 | 2030-04-20 15:00 | -700 | -226 | -210 | 442 | 2030-04-20 15:00 | -700 | -226 | -210 | 442
2030-04-20 16:00 | -380.99 | 205 | 210 | 442 | 2030-04-20 16:00 | -700 | -526 | -510 | 396.14 | 2030-04-20 16:00 | -700 | -526 | -510 | 396.14
2030-04-20 17:00 | 100 | 181.36 | 510 | 442 | 2030-04-20 17:00 | -355.01 | -226 | -210 | 442 | 2030-04-20 17:00 | -700 | -526 | -510 | 383.97
2030-04-20 18:00 | 700 | 81.51 | 510 | 442 | 2030-04-20 18:00 | 244.99 | 0 | 78.55 | 386.35 | 2030-04-20 18:00 | -600 | -226 | -210 | 83.97
2030-04-20 19:00 | 700 | 381.51 | 510 | 442 | 2030-04-20 19:00 | 700 | 0 | 378.55 | 381.19 | 2030-04-20 19:00 | 0 | 0 | 0 | 0
2030-04-20 20:00 | 700 | 307.04 | 510 | 442 | 2030-04-20 20:00 | 700 | 0 | 510 | 200.84 | 2030-04-20 20:00 | 0 | 0 | 0 | 0
2030-04-20 21:00 | 700 | 7.04 | 510 | 442 | 2030-04-20 21:00 | 700 | 0 | 252.3 | 0 | 2030-04-20 21:00 | -219.26 | 0 | 0 | 0
2030-04-20 22:00 | 700 | 299.15 | 510 | 442 | 2030-04-20 22:00 | 700 | 205 | 510 | 196.58 | 2030-04-20 22:00 | -40.35 | 205 | 210 | 142
2030-04-20 23:00 | 456.67 | 505 | 510 | 442 | 2030-04-20 23:00 | 700 | 505 | 510 | 442 | 2030-04-20 23:00 | -525.39 | 505 | 510 | 442
2030-04-21 | 374.09 | 505 | 510 | 442 | 2030-04-21 | 662.23 | 505 | 510 | 442 | 2030-04-21 | 74.61 | 505 | 510 | 442
2030-04-21 01:00 | 438.48 | 505 | 510 | 421.04 | 2030-04-21 01:00 | 698.29 | 505 | 510 | 442 | 2030-04-21 01:00 | 254.01 | 505 | 510 | 442
2030-04-21 02:00 | 368.44 | 505 | 510 | 121.04 | 2030-04-21 02:00 | 697.7 | 505 | 510 | 442 | 2030-04-21 02:00 | 231.55 | 505 | 510 | 390
2030-04-21 03:00 | 281.1 | 505 | 510 | -103.61 | 2030-04-21 03:00 | 658.23 | 505 | 510 | 186.93 | 2030-04-21 03:00 | 319.54 | 505 | 510 | 90
2030-04-21 04:00 | 700 | 505 | 510 | 196.39 | 2030-04-21 04:00 | 557.69 | 505 | 510 | -113.07 | 2030-04-21 04:00 | 7.54 | 505 | 510 | -210
2030-04-21 05:00 | 472.06 | 448.13 | 510 | 161.11 | 2030-04-21 05:00 | 178.73 | 505 | 510 | -413.07 | 2030-04-21 05:00 | -16.14 | 332.39 | 510 | -510
2030-04-21 06:00 | 696.26 | 505 | 510 | 59.73 | 2030-04-21 06:00 | -100 | 505 | 510 | -113.07 | 2030-04-21 06:00 | -616.14 | 505 | 510 | -210
2030-04-21 07:00 | 145.92 | 505 | 510 | 59.2 | 2030-04-21 07:00 | -700 | 205 | 210 | 90 | 2030-04-21 07:00 | -700 | 205 | 210 | 90
2030-04-21 08:00 | -139.05 | 205 | 210 | -171.39 | 2030-04-21 08:00 | -700 | -95 | -90 | -210 | 2030-04-21 08:00 | -700 | -95 | -90 | -210
2030-04-21 09:00 | -261.55 | 0 | 0 | 0 | 2030-04-21 09:00 | -700 | -395 | -390 | -510 | 2030-04-21 09:00 | -700 | -395 | -390 | -510
2030-04-21 10:00 | -540.5 | 0 | 0 | 0 | 2030-04-21 10:00 | -700 | -526 | -510 | -510 | 2030-04-21 10:00 | -700 | -526 | -510 | -510
2030-04-21 11:00 | -473.98 | 0 | 210 | 142 | 2030-04-21 11:00 | -700 | -526 | -510 | -477.44 | 2030-04-21 11:00 | -700 | -526 | -510 | -510
2030-04-21 12:00 | -700 | 300 | 510 | 442 | 2030-04-21 12:00 | -700 | -226 | -210 | -177.44 | 2030-04-21 12:00 | -700 | -226 | -210 | -210
2030-04-21 13:00 | -700 | 505 | 510 | 442 | 2030-04-21 13:00 | -700 | 74 | 90 | 122.56 | 2030-04-21 13:00 | -700 | 74 | 90 | 90
2030-04-21 14:00 | -600 | 205 | 466.21 | 284.74 | 2030-04-21 14:00 | -700 | -226 | -210 | 422.56 | 2030-04-21 14:00 | -700 | -226 | -210 | 321.23
2030-04-21 15:00 | 0 | 0 | 510 | 438.55 | 2030-04-21 15:00 | -700 | -526 | -510 | 153.66 | 2030-04-21 15:00 | -700 | -526 | -510 | 21.23
2030-04-21 16:00 | 600 | 186.58 | 488.23 | 354.7 | 2030-04-21 16:00 | -421.44 | -226 | -210 | 246.48 | 2030-04-21 16:00 | -700 | -526 | -510 | 95.98
2030-04-21 17:00 | 700 | 486.58 | 510 | 442 | 2030-04-21 17:00 | 178.56 | 0 | 90 | 397.65 | 2030-04-21 17:00 | -100 | -226 | -210 | 0
2030-04-21 18:00 | 700 | 505 | 510 | 442 | 2030-04-21 18:00 | 700 | 0 | 390 | 442 | 2030-04-21 18:00 | 500 | 0 | 0 | 7.01
2030-04-21 19:00 | 700 | 505 | 510 | 442 | 2030-04-21 19:00 | 700 | 0 | 510 | 442 | 2030-04-21 19:00 | 700 | 0 | 0 | 40.37
2030-04-21 20:00 | 700 | 505 | 510 | 442 | 2030-04-21 20:00 | 700 | 0 | 510 | 254.68 | 2030-04-21 20:00 | 700 | 0 | 0 | 0
2030-04-21 21:00 | 700 | 505 | 510 | 254.13 | 2030-04-21 21:00 | 700 | 0 | 510 | 0 | 2030-04-21 21:00 | 700 | 0 | 210 | -210
2030-04-21 22:00 | 700 | 505 | 510 | -19.82 | 2030-04-21 22:00 | 700 | 300 | 510 | -276.68 | 2030-04-21 22:00 | 700 | 300 | 510 | -510
2030-04-21 23:00 | 586.38 | 505 | 510 | 127.03 | 2030-04-21 23:00 | 700 | 505 | 510 | -83.76 | 2030-04-21 23:00 | 579.15 | 505 | 510 | -310.48
2030-04-22 | 700 | 505 | 510 | 82.83 | 2030-04-22 | 700 | 454.88 | 510 | 0 | 2030-04-22 | 700 | 205 | 510 | -343.04
2030-04-22 01:00 | 700 | 305.29 | 510 | -82.22 | 2030-04-22 01:00 | 700 | 225.45 | 510 | -0.14 | 2030-04-22 01:00 | 700 | 0 | 510 | -510
2030-04-22 02:00 | 700 | 505 | 510 | -84.33 | 2030-04-22 02:00 | 700 | 155.86 | 510 | -300.14 | 2030-04-22 02:00 | 700 | 0 | 485.74 | -510
2030-04-22 03:00 | 700 | 491.91 | 510 | -86.22 | 2030-04-22 03:00 | 700 | 426.1 | 510 | -300.14 | 2030-04-22 03:00 | 700 | 0 | 392.85 | -510
2030-04-22 04:00 | 700 | 420.89 | 510 | 115.35 | 2030-04-22 04:00 | 700 | 504.18 | 510 | -30.23 | 2030-04-22 04:00 | 700 | 0 | 510 | -296.41
2030-04-22 05:00 | 700 | 120.89 | 510 | 242.84 | 2030-04-22 05:00 | 700 | 505 | 510 | 61.12 | 2030-04-22 05:00 | 700 | 246.48 | 390 | -109.25
2030-04-22 06:00 | 700 | 0 | 510 | 442 | 2030-04-22 06:00 | 700 | 374.15 | 510 | 361.12 | 2030-04-22 06:00 | 500 | 74 | 90 | 190.75
2030-04-22 07:00 | 700 | 0 | 510 | 307.01 | 2030-04-22 07:00 | 500 | 74.15 | 213.21 | 293 | 2030-04-22 07:00 | -100 | -226 | -210 | 0
2030-04-22 08:00 | 700 | 0 | 361.34 | 7.01 | 2030-04-22 08:00 | -100 | 0 | -86.79 | 0 | 2030-04-22 08:00 | -700 | -526 | -510 | -300
2030-04-22 09:00 | 700 | 0 | 114.61 | 0 | 2030-04-22 09:00 | -700 | 0 | -386.79 | 0 | 2030-04-22 09:00 | -700 | -526 | -510 | -510
2030-04-22 10:00 | 700 | 0 | 0 | 0 | 2030-04-22 10:00 | -700 | 0 | -510 | -180.51 | 2030-04-22 10:00 | -700 | -526 | -510 | -510
2030-04-22 11:00 | 700 | 0 | 164.25 | 34.88 | 2030-04-22 11:00 | -700 | 0 | -510 | -96.16 | 2030-04-22 11:00 | -700 | -526 | -510 | -369.05
2030-04-22 12:00 | 700 | 0 | 164.25 | 0 | 2030-04-22 12:00 | -700 | 0 | -510 | 0 | 2030-04-22 12:00 | -700 | -526 | -510 | -510
2030-04-22 13:00 | 700 | 0 | 210 | 22.78 | 2030-04-22 13:00 | -700 | 0 | -510 | 0 | 2030-04-22 13:00 | -700 | -526 | -510 | -356.34
2030-04-22 14:00 | 700 | 0 | 510 | 248.77 | 2030-04-22 14:00 | -625.13 | 0 | -300 | 114.73 | 2030-04-22 14:00 | -700 | -526 | -510 | -56.34
2030-04-22 15:00 | 700 | 40.02 | 510 | 442 | 2030-04-22 15:00 | -25.13 | 0 | 0 | 162.1 | 2030-04-22 15:00 | -700 | -526 | -510 | 46.39
2030-04-22 16:00 | 700 | 297.77 | 510 | 442 | 2030-04-22 16:00 | 574.87 | 0 | 300 | 442 | 2030-04-22 16:00 | -100 | -226 | -210 | 346.39
2030-04-22 17:00 | 700 | 461.51 | 510 | 442 | 2030-04-22 17:00 | 700 | 0 | 510 | 255.18 | 2030-04-22 17:00 | 500 | 0 | 80.22 | 46.39
2030-04-22 18:00 | 700 | 161.51 | 510 | 442 | 2030-04-22 18:00 | 700 | 0 | 510 | 261.75 | 2030-04-22 18:00 | 700 | 0 | 11.91 | 0
2030-04-22 19:00 | 700 | 205 | 510 | 325.93 | 2030-04-22 19:00 | 700 | 0 | 210 | 1.78 | 2030-04-22 19:00 | 700 | 0 | -58.04 | 0
2030-04-22 20:00 | 700 | 505 | 510 | 442 | 2030-04-22 20:00 | 700 | 300 | 510 | 301.78 | 2030-04-22 20:00 | 700 | 0 | 241.96 | 142
2030-04-22 21:00 | 700 | 505 | 510 | 442 | 2030-04-22 21:00 | 700 | 505 | 510 | 442 | 2030-04-22 21:00 | 700 | 300 | 510 | 442
2030-04-22 22:00 | 700 | 505 | 510 | 442 | 2030-04-22 22:00 | 700 | 505 | 510 | 442 | 2030-04-22 22:00 | 700 | 505 | 510 | 442
2030-04-22 23:00 | 700 | 505 | 510 | 442 | 2030-04-22 23:00 | 700 | 505 | 510 | 442 | 2030-04-22 23:00 | 700 | 505 | 510 | 442
2030-04-23 | 700 | 505 | 510 | 442 | 2030-04-23 | 700 | 505 | 510 | 442 | 2030-04-23 | 700 | 505 | 510 | 442
2030-04-23 01:00 | 700 | 505 | 510 | 442 | 2030-04-23 01:00 | 700 | 505 | 510 | 442 | 2030-04-23 01:00 | 700 | 505 | 510 | 442
2030-04-23 02:00 | 700 | 505 | 510 | 442 | 2030-04-23 02:00 | 700 | 505 | 510 | 442 | 2030-04-23 02:00 | 700 | 505 | 510 | 442
2030-04-23 03:00 | 700 | 505 | 510 | 442 | 2030-04-23 03:00 | 700 | 505 | 510 | 442 | 2030-04-23 03:00 | 700 | 505 | 510 | 442
2030-04-23 04:00 | 700 | 505 | 510 | 442 | 2030-04-23 04:00 | 700 | 500.79 | 510 | 442 | 2030-04-23 04:00 | 700 | 505 | 510 | 442
2030-04-23 05:00 | 700 | 205 | 510 | 175.74 | 2030-04-23 05:00 | 700 | 200.79 | 210 | 142 | 2030-04-23 05:00 | 700 | 205 | 390 | 142
2030-04-23 06:00 | 700 | 0 | 510 | 265.87 | 2030-04-23 06:00 | 700 | 0 | 300 | 11.99 | 2030-04-23 06:00 | 700 | 0 | 90 | 237.93
2030-04-23 07:00 | 700 | 234.18 | 510 | 442 | 2030-04-23 07:00 | 700 | 0 | 0 | 232.61 | 2030-04-23 07:00 | 500 | -61.76 | -210 | 0
2030-04-23 08:00 | 700 | 239.84 | 510 | 442 | 2030-04-23 08:00 | 700 | -260.4 | -300 | 205.5 | 2030-04-23 08:00 | -100 | -361.76 | -510 | 0
2030-04-23 09:00 | 700 | 0 | 510 | 246.87 | 2030-04-23 09:00 | 577.39 | -526 | -510 | -35.11 | 2030-04-23 09:00 | -700 | -526 | -510 | -152.11
2030-04-23 10:00 | 700 | 280.67 | 510 | 442 | 2030-04-23 10:00 | 0 | -226 | -210 | 264.89 | 2030-04-23 10:00 | -700 | -526 | -510 | 147.89
2030-04-23 11:00 | 700 | 0 | 210 | 442 | 2030-04-23 11:00 | 0 | -186.7 | -510 | 442 | 2030-04-23 11:00 | -700 | -526 | -510 | 442
2030-04-23 12:00 | 700 | 0 | 0 | 442 | 2030-04-23 12:00 | 0 | -186.7 | -510 | 442 | 2030-04-23 12:00 | -700 | -526 | -510 | 442
2030-04-23 13:00 | 700 | 0 | 0 | 430.02 | 2030-04-23 13:00 | 0 | -270.53 | -510 | 385.84 | 2030-04-23 13:00 | -700 | -526 | -510 | 442
2030-04-23 14:00 | 700 | 0 | 192.3 | 442 | 2030-04-23 14:00 | 21.29 | -226 | -210 | 195.84 | 2030-04-23 14:00 | -700 | -526 | -510 | 442
2030-04-23 15:00 | 700 | 0 | 23.57 | 142 | 2030-04-23 15:00 | 621.29 | -526 | -510 | -104.16 | 2030-04-23 15:00 | -607.39 | -526 | -510 | 179.29
2030-04-23 16:00 | 700 | 0 | 323.57 | 411.25 | 2030-04-23 16:00 | 700 | -300 | -495.12 | -73.23 | 2030-04-23 16:00 | -7.39 | -526 | -510 | 298.59
2030-04-23 17:00 | 700 | 249.22 | 510 | 442 | 2030-04-23 17:00 | 700 | 0 | -195.12 | 226.77 | 2030-04-23 17:00 | 592.61 | -226 | -301.71 | 359.58
2030-04-23 18:00 | 700 | 0 | 282.07 | 142 | 2030-04-23 18:00 | 700 | 0 | -266.31 | -73.23 | 2030-04-23 18:00 | 700 | -46.59 | -354.55 | 59.58
2030-04-23 19:00 | 700 | 0 | 282.07 | 0 | 2030-04-23 19:00 | 700 | -212.07 | -510 | -373.23 | 2030-04-23 19:00 | 700 | -346.59 | -510 | -240.42
2030-04-23 20:00 | 700 | 134.72 | 480.17 | 142 | 2030-04-23 20:00 | 700 | -233.78 | -210 | -300 | 2030-04-23 20:00 | 700 | -300 | -444.38 | 0
2030-04-23 21:00 | 700 | 434.72 | 510 | 442 | 2030-04-23 21:00 | 700 | 66.22 | 90 | 0 | 2030-04-23 21:00 | 700 | 0 | -144.38 | 300
2030-04-23 22:00 | 700 | 469.38 | 510 | 260 | 2030-04-23 22:00 | 700 | 236.81 | 390 | 204.65 | 2030-04-23 22:00 | 700 | 0 | 66.45 | 0
2030-04-23 23:00 | 700 | 466.27 | 510 | 67.47 | 2030-04-23 23:00 | 700 | 0 | 510 | -2.04 | 2030-04-23 23:00 | 700 | 0 | 80.7 | 0
2030-04-24 | 700 | 500.79 | 510 | 186.48 | 2030-04-24 | 700 | 0 | 510 | 258.92 | 2030-04-24 | 700 | 162.15 | 380.7 | 300
2030-04-24 01:00 | 700 | 505 | 510 | 344.17 | 2030-04-24 01:00 | 700 | 5.17 | 510 | 442 | 2030-04-24 01:00 | 700 | 191.17 | 510 | 442
2030-04-24 02:00 | 700 | 431.41 | 510 | 320.16 | 2030-04-24 02:00 | 700 | 0 | 510 | 312.92 | 2030-04-24 02:00 | 700 | 31.2 | 510 | 442
2030-04-24 03:00 | 700 | 505 | 510 | 308.8 | 2030-04-24 03:00 | 700 | 0 | 510 | 303.17 | 2030-04-24 03:00 | 700 | 0 | 510 | 442
2030-04-24 04:00 | 700 | 342.38 | 510 | 246.69 | 2030-04-24 04:00 | 700 | 0 | 510 | 442 | 2030-04-24 04:00 | 700 | 0 | 510 | 442
2030-04-24 05:00 | 700 | 42.38 | 510 | 308.14 | 2030-04-24 05:00 | 700 | 0 | 390 | 265.87 | 2030-04-24 05:00 | 700 | 151.47 | 390 | 442
2030-04-24 06:00 | 700 | 300 | 300 | 331.48 | 2030-04-24 06:00 | 700 | 273.02 | 90 | 442 | 2030-04-24 06:00 | 700 | 50.97 | 90 | 442
2030-04-24 07:00 | 700 | 0 | 0 | 31.48 | 2030-04-24 07:00 | 700 | -26.98 | -210 | 262.49 | 2030-04-24 07:00 | 500 | -226 | -210 | 352.29
2030-04-24 08:00 | 700 | 77 | 300 | 331.48 | 2030-04-24 08:00 | 700 | -326.98 | -510 | 333.54 | 2030-04-24 08:00 | -100 | -526 | -510 | 442
2030-04-24 09:00 | 700 | 0 | 0 | 415.98 | 2030-04-24 09:00 | 565.6 | -526 | -510 | 278.25 | 2030-04-24 09:00 | -700 | -526 | -510 | 442
2030-04-24 10:00 | 700 | 0 | -186.21 | 288.59 | 2030-04-24 10:00 | 0 | -526 | -510 | 211.68 | 2030-04-24 10:00 | -700 | -526 | -510 | 160.08
2030-04-24 11:00 | 700 | 0 | -463.13 | 235.04 | 2030-04-24 11:00 | 0 | -526 | -510 | 139.56 | 2030-04-24 11:00 | -700 | -526 | -510 | 210.81
2030-04-24 12:00 | 700 | 0 | -279.11 | 169.35 | 2030-04-24 12:00 | 0 | -526 | -510 | 87.55 | 2030-04-24 12:00 | -700 | -526 | -510 | 253.86
2030-04-24 13:00 | 700 | 0 | -422.89 | 130.39 | 2030-04-24 13:00 | 191.95 | -526 | -510 | 50.48 | 2030-04-24 13:00 | -700 | -526 | -510 | 173.1
2030-04-24 14:00 | 700 | 0 | -232.03 | 147.12 | 2030-04-24 14:00 | 581.75 | -526 | -510 | 60.62 | 2030-04-24 14:00 | -700 | -526 | -510 | 364.99
2030-04-24 15:00 | 700 | 0 | 52.83 | 206.97 | 2030-04-24 15:00 | 700 | -526 | -510 | 285.09 | 2030-04-24 15:00 | -177.57 | -526 | -510 | 64.99
2030-04-24 16:00 | 700 | 0 | 352.83 | 393.75 | 2030-04-24 16:00 | 700 | -226 | -326.84 | 427.31 | 2030-04-24 16:00 | 100 | -526 | -510 | 246.61
2030-04-24 17:00 | 700 | 0 | 233.19 | 93.75 | 2030-04-24 17:00 | 700 | -100.81 | -210 | 300 | 2030-04-24 17:00 | 700 | -226 | -224.78 | -53.39
2030-04-24 18:00 | 700 | 0 | 112.03 | 25.22 | 2030-04-24 18:00 | 700 | -400.81 | -510 | 0 | 2030-04-24 18:00 | 700 | -526 | -510 | -353.39
2030-04-24 19:00 | 700 | -300 | -187.97 | -235.97 | 2030-04-24 19:00 | 700 | -300 | -302.6 | -255.12 | 2030-04-24 19:00 | 700 | -526 | -510 | -260.6
2030-04-24 20:00 | 700 | 0 | 112.03 | 64.03 | 2030-04-24 20:00 | 700 | 0 | -2.6 | 44.88 | 2030-04-24 20:00 | 700 | -300 | -451.03 | 39.4
2030-04-24 21:00 | 700 | 300 | 412.03 | 364.03 | 2030-04-24 21:00 | 700 | 300 | 297.4 | 344.88 | 2030-04-24 21:00 | 700 | 0 | -151.03 | 339.4
2030-04-24 22:00 | 700 | 505 | 510 | 442 | 2030-04-24 22:00 | 700 | 505 | 510 | 442 | 2030-04-24 22:00 | 700 | 0 | 23.67 | 256.35
2030-04-24 23:00 | 700 | 460.17 | 510 | 442 | 2030-04-24 23:00 | 700 | 205 | 510 | 442 | 2030-04-24 23:00 | 700 | 0 | 323.67 | 184.39
2030-04-25 | 700 | 504.6 | 510 | 442 | 2030-04-25 | 700 | 444.49 | 510 | 442 | 2030-04-25 | 700 | 300 | 510 | 442
2030-04-25 01:00 | 700 | 465.92 | 510 | 442 | 2030-04-25 01:00 | 700 | 330.99 | 510 | 442 | 2030-04-25 01:00 | 700 | 499.07 | 510 | 442
2030-04-25 02:00 | 700 | 505 | 510 | 442 | 2030-04-25 02:00 | 700 | 446.07 | 510 | 442 | 2030-04-25 02:00 | 700 | 505 | 510 | 442
2030-04-25 03:00 | 700 | 346.53 | 510 | 442 | 2030-04-25 03:00 | 700 | 439.58 | 510 | 442 | 2030-04-25 03:00 | 700 | 293.65 | 510 | 442
2030-04-25 04:00 | 700 | 398.62 | 510 | 442 | 2030-04-25 04:00 | 700 | 476.77 | 510 | 442 | 2030-04-25 04:00 | 700 | 276.49 | 510 | 442
2030-04-25 05:00 | 700 | 217.21 | 510 | 442 | 2030-04-25 05:00 | 700 | 218.27 | 510 | 442 | 2030-04-25 05:00 | 700 | 276.49 | 390 | 442
2030-04-25 06:00 | 700 | 253.14 | 510 | 442 | 2030-04-25 06:00 | 700 | 292.32 | 210 | 442 | 2030-04-25 06:00 | 700 | 74 | 90 | 442
2030-04-25 07:00 | 700 | 0 | 248.53 | 142 | 2030-04-25 07:00 | 700 | -7.68 | -90 | 442 | 2030-04-25 07:00 | 500 | -226 | -210 | 442
2030-04-25 08:00 | 700 | 292.3 | 231.43 | 442 | 2030-04-25 08:00 | 700 | -307.68 | -390 | 274.77 | 2030-04-25 08:00 | -100 | -526 | -510 | 442
2030-04-25 09:00 | 700 | 0 | -68.57 | 301.54 | 2030-04-25 09:00 | 100 | -526 | -510 | 442 | 2030-04-25 09:00 | -700 | -526 | -510 | 380.3
2030-04-25 10:00 | 700 | 0 | -368.57 | 334.46 | 2030-04-25 10:00 | -353.95 | -526 | -510 | 167.57 | 2030-04-25 10:00 | -700 | -526 | -510 | 112.08
2030-04-25 11:00 | 700 | -288.78 | -510 | 287.18 | 2030-04-25 11:00 | -700 | -526 | -510 | 237.33 | 2030-04-25 11:00 | -700 | -526 | -510 | 384.67
2030-04-25 12:00 | 700 | -186.54 | -510 | 257.08 | 2030-04-25 12:00 | -100 | -526 | -510 | 302.5 | 2030-04-25 12:00 | -700 | -526 | -510 | 271.98
2030-04-25 13:00 | 700 | -90.39 | -510 | 188.95 | 2030-04-25 13:00 | 0 | -526 | -510 | 182.12 | 2030-04-25 13:00 | -700 | -526 | -510 | 3.15
2030-04-25 14:00 | 700 | 0 | -510 | 226.44 | 2030-04-25 14:00 | 0 | -526 | -510 | 146.86 | 2030-04-25 14:00 | -700 | -526 | -510 | 102.31
2030-04-25 15:00 | 700 | 0 | -256.96 | 161.18 | 2030-04-25 15:00 | 240.83 | -526 | -510 | 136.95 | 2030-04-25 15:00 | -700 | -526 | -510 | 30.4
2030-04-25 16:00 | 700 | 0 | 43.04 | 436.82 | 2030-04-25 16:00 | 700 | -370.07 | -510 | 436.95 | 2030-04-25 16:00 | -100 | -526 | -510 | 330.4
2030-04-25 17:00 | 700 | 0 | 313.81 | 139.95 | 2030-04-25 17:00 | 700 | -70.07 | -298.84 | 190.68 | 2030-04-25 17:00 | 500 | -245.95 | -510 | 129.42
2030-04-25 18:00 | 700 | 0 | 13.81 | 46.08 | 2030-04-25 18:00 | 700 | -226 | -210 | -109.32 | 2030-04-25 18:00 | 700 | -526 | -510 | -170.58
2030-04-25 19:00 | 700 | -300 | -286.19 | -241.18 | 2030-04-25 19:00 | 700 | -526 | -510 | -409.32 | 2030-04-25 19:00 | 700 | -526 | -510 | -470.58
2030-04-25 20:00 | 700 | 0 | 13.81 | 58.82 | 2030-04-25 20:00 | 700 | -226 | -210 | -109.32 | 2030-04-25 20:00 | 700 | -300 | -478.69 | -170.58
2030-04-25 21:00 | 700 | 300 | 313.81 | 358.82 | 2030-04-25 21:00 | 700 | 74 | 90 | 190.68 | 2030-04-25 21:00 | 700 | 0 | -178.69 | 129.42
2030-04-25 22:00 | 700 | 505 | 510 | 442 | 2030-04-25 22:00 | 700 | 194.64 | 390 | 442 | 2030-04-25 22:00 | 700 | 300 | 121.31 | 429.42
2030-04-25 23:00 | 700 | 223.15 | 510 | 400.39 | 2030-04-25 23:00 | 700 | 281.14 | 510 | 313.77 | 2030-04-25 23:00 | 700 | 181.18 | 421.31 | 227.15
2030-04-26 | 700 | 505 | 510 | 429.74 | 2030-04-26 | 700 | 505 | 510 | 442 | 2030-04-26 | 700 | 481.18 | 510 | 442
2030-04-26 01:00 | 700 | 505 | 510 | 429.74 | 2030-04-26 01:00 | 700 | 505 | 510 | 442 | 2030-04-26 01:00 | 700 | 505 | 510 | 442
2030-04-26 02:00 | 700 | 505 | 510 | 442 | 2030-04-26 02:00 | 700 | 505 | 510 | 442 | 2030-04-26 02:00 | 700 | 505 | 510 | 442
2030-04-26 03:00 | 700 | 505 | 510 | 442 | 2030-04-26 03:00 | 700 | 505 | 510 | 442 | 2030-04-26 03:00 | 700 | 505 | 510 | 442
2030-04-26 04:00 | 700 | 310.84 | 510 | 442 | 2030-04-26 04:00 | 700 | 310.84 | 510 | 442 | 2030-04-26 04:00 | 700 | 310.84 | 510 | 442
2030-04-26 05:00 | 700 | 10.84 | 510 | 216.63 | 2030-04-26 05:00 | 700 | 10.84 | 510 | 291.28 | 2030-04-26 05:00 | 700 | 10.84 | 510 | 144.15
2030-04-26 06:00 | 700 | 0 | 510 | 77.71 | 2030-04-26 06:00 | 700 | 64.15 | 510 | 442 | 2030-04-26 06:00 | 700 | 0 | 356 | 442
2030-04-26 07:00 | 700 | 0 | 510 | 374 | 2030-04-26 07:00 | 700 | 0 | 510 | 439.31 | 2030-04-26 07:00 | 700 | 0 | 56 | 438.14
2030-04-26 08:00 | 700 | 0 | 510 | 362.31 | 2030-04-26 08:00 | 700 | 0 | 312.5 | 219.62 | 2030-04-26 08:00 | 700 | 0 | -244 | 159.53
2030-04-26 09:00 | 700 | 0 | 310.4 | 62.31 | 2030-04-26 09:00 | 700 | 0 | 12.5 | 39.08 | 2030-04-26 09:00 | 700 | -258.13 | -510 | -69.6
2030-04-26 10:00 | 700 | 0 | 10.4 | 0 | 2030-04-26 10:00 | 700 | 0 | 0 | 0 | 2030-04-26 10:00 | 700 | -457.44 | -510 | -281.39
2030-04-26 11:00 | 700 | 0 | 105.35 | 0 | 2030-04-26 11:00 | 700 | 0 | 0 | 0 | 2030-04-26 11:00 | 700 | -253.43 | -510 | -222.26
2030-04-26 12:00 | 700 | 0 | 364.52 | 0 | 2030-04-26 12:00 | 700 | 0 | 258.99 | 0 | 2030-04-26 12:00 | 700 | 0 | -510 | -222.56
2030-04-26 13:00 | 700 | 0 | 510 | 38.45 | 2030-04-26 13:00 | 700 | 0 | 333.24 | 0 | 2030-04-26 13:00 | 700 | -39.13 | -510 | -158.74
2030-04-26 14:00 | 700 | 0 | 391.08 | 0 | 2030-04-26 14:00 | 700 | 0 | 223.08 | 0 | 2030-04-26 14:00 | 700 | -154.88 | -510 | -225.84
2030-04-26 15:00 | 700 | 0 | 404.49 | 0 | 2030-04-26 15:00 | 700 | 0 | 67.19 | 0 | 2030-04-26 15:00 | 700 | 0 | -326.77 | -267.11
2030-04-26 16:00 | 700 | 0 | 510 | 89.83 | 2030-04-26 16:00 | 700 | 0 | 90 | 61.24 | 2030-04-26 16:00 | 700 | 0 | -26.77 | 0
2030-04-26 17:00 | 700 | 0 | 248.27 | 0 | 2030-04-26 17:00 | 700 | -39.83 | -210 | -154.87 | 2030-04-26 17:00 | 700 | -226 | -210 | -210
2030-04-26 18:00 | 700 | 0 | 461.3 | 0 | 2030-04-26 18:00 | 700 | -339.83 | -510 | -454.87 | 2030-04-26 18:00 | 700 | -526 | -510 | -510
2030-04-26 19:00 | 700 | 0 | 161.3 | 0 | 2030-04-26 19:00 | 700 | -300 | -323.06 | -282.06 | 2030-04-26 19:00 | 700 | -300 | -390 | -358.56
2030-04-26 20:00 | 700 | 147.47 | 350.54 | 9.81 | 2030-04-26 20:00 | 700 | 0 | -23.06 | 17.94 | 2030-04-26 20:00 | 700 | 0 | -90 | -58.56
2030-04-26 21:00 | 700 | 447.47 | 510 | 309.81 | 2030-04-26 21:00 | 700 | 300 | 276.94 | 317.94 | 2030-04-26 21:00 | 700 | 300 | 210 | 241.44
2030-04-26 22:00 | 700 | 440.73 | 510 | 260.11 | 2030-04-26 22:00 | 700 | 286.29 | 510 | 442 | 2030-04-26 22:00 | 700 | 496.17 | 510 | 442
2030-04-26 23:00 | 700 | 140.73 | 510 | 253.36 | 2030-04-26 23:00 | 700 | 475.33 | 510 | 442 | 2030-04-26 23:00 | 700 | 257.33 | 510 | 442
2030-04-27 | 700 | 0 | 510 | 276.43 | 2030-04-27 | 700 | 175.33 | 510 | 285.69 | 2030-04-27 | 700 | 0 | 510 | 216.03
2030-04-27 01:00 | 700 | 0 | 510 | 253.32 | 2030-04-27 01:00 | 700 | 0 | 510 | 334.83 | 2030-04-27 01:00 | 700 | 0 | 510 | 326.94
2030-04-27 02:00 | 700 | 0 | 510 | 238.82 | 2030-04-27 02:00 | 700 | 0 | 510 | 442 | 2030-04-27 02:00 | 700 | 0 | 510 | 213.21
2030-04-27 03:00 | 700 | 0 | 510 | 109.1 | 2030-04-27 03:00 | 700 | 0 | 510 | 413.59 | 2030-04-27 03:00 | 700 | 0 | 510 | 209.89
2030-04-27 04:00 | 700 | 0 | 510 | 0 | 2030-04-27 04:00 | 700 | 0 | 510 | 113.59 | 2030-04-27 04:00 | 700 | 0 | 510 | 76.45
2030-04-27 05:00 | 700 | 0 | 510 | 32.02 | 2030-04-27 05:00 | 700 | 0 | 390 | 340.36 | 2030-04-27 05:00 | 700 | 0 | 390 | 204.21
2030-04-27 06:00 | 700 | 0 | 510 | 127.08 | 2030-04-27 06:00 | 700 | 0 | 90 | 442 | 2030-04-27 06:00 | 700 | 0 | 90 | 204.21
2030-04-27 07:00 | 700 | 0 | 475.29 | 18.45 | 2030-04-27 07:00 | 700 | -135.66 | -210 | 230.29 | 2030-04-27 07:00 | 500 | -226 | -210 | 80.49
2030-04-27 08:00 | 700 | 0 | 175.29 | 280.27 | 2030-04-27 08:00 | 700 | -435.66 | -510 | 42.57 | 2030-04-27 08:00 | -100 | -526 | -510 | -23.29
2030-04-27 09:00 | 700 | 0 | -124.71 | -17.9 | 2030-04-27 09:00 | 100 | -526 | -510 | 38.56 | 2030-04-27 09:00 | -700 | -526 | -510 | -50.38
2030-04-27 10:00 | 700 | 0 | -424.71 | -196.5 | 2030-04-27 10:00 | -172.06 | -526 | -510 | -88.92 | 2030-04-27 10:00 | -700 | -526 | -510 | -156.09
2030-04-27 11:00 | 700 | -167.24 | -300 | -37.32 | 2030-04-27 11:00 | 0 | -526 | -510 | 107.91 | 2030-04-27 11:00 | -700 | -526 | -510 | 143.91
2030-04-27 12:00 | 700 | 0 | 0 | 262.68 | 2030-04-27 12:00 | -415.1 | -226 | -210 | 407.91 | 2030-04-27 12:00 | -700 | -526 | -510 | 442
2030-04-27 13:00 | 700 | 0 | 0 | 0 | 2030-04-27 13:00 | -1.49 | -526 | -510 | 373.89 | 2030-04-27 13:00 | -700 | -526 | -510 | 442
2030-04-27 14:00 | 700 | 0 | 0 | 0 | 2030-04-27 14:00 | 0 | -526 | -510 | 106.74 | 2030-04-27 14:00 | -700 | -526 | -510 | 300
2030-04-27 15:00 | 700 | 0 | -300 | -86.32 | 2030-04-27 15:00 | 23.33 | -526 | -510 | 1.68 | 2030-04-27 15:00 | -700 | -526 | -510 | 0
2030-04-27 16:00 | 700 | 0 | -16.71 | 0 | 2030-04-27 16:00 | 623.33 | -526 | -510 | 97.34 | 2030-04-27 16:00 | -100 | -524.74 | -510 | 62
2030-04-27 17:00 | 700 | 0 | -90 | -25.42 | 2030-04-27 17:00 | 700 | -226 | -338.71 | -22.61 | 2030-04-27 17:00 | 500 | -410.84 | -510 | -210
2030-04-27 18:00 | 700 | -168.46 | -390 | -325.42 | 2030-04-27 18:00 | 700 | -526 | -510 | -322.61 | 2030-04-27 18:00 | 700 | -526 | -510 | -510
2030-04-27 19:00 | 700 | 0 | -90 | -274.7 | 2030-04-27 19:00 | 700 | -300 | -297.31 | -158 | 2030-04-27 19:00 | 700 | -526 | -510 | -363.16
2030-04-27 20:00 | 700 | 300 | 210 | 25.3 | 2030-04-27 20:00 | 700 | 0 | 2.69 | 142 | 2030-04-27 20:00 | 700 | -226 | -210 | -63.16
2030-04-27 21:00 | 700 | 496.01 | 510 | 245.92 | 2030-04-27 21:00 | 700 | 300 | 302.69 | 442 | 2030-04-27 21:00 | 700 | 0 | 90 | 101.25
2030-04-27 22:00 | 700 | 473 | 510 | 232.98 | 2030-04-27 22:00 | 700 | 345.27 | 510 | 442 | 2030-04-27 22:00 | 700 | 0 | 390 | 401.25
2030-04-27 23:00 | 700 | 214.14 | 510 | 191.81 | 2030-04-27 23:00 | 700 | 97.12 | 510 | 442 | 2030-04-27 23:00 | 700 | 0 | 510 | 442
2030-04-28 | 700 | 161.91 | 510 | 59.61 | 2030-04-28 | 700 | 0 | 510 | 333.12 | 2030-04-28 | 700 | 160.03 | 510 | 396.72
2030-04-28 01:00 | 700 | 313.53 | 510 | 108.86 | 2030-04-28 01:00 | 700 | 80.93 | 510 | 442 | 2030-04-28 01:00 | 700 | 358.47 | 510 | 442
2030-04-28 02:00 | 700 | 291.13 | 510 | 191.67 | 2030-04-28 02:00 | 700 | 205 | 510 | 329.1 | 2030-04-28 02:00 | 700 | 379.57 | 510 | 442
2030-04-28 03:00 | 700 | 505 | 510 | 442 | 2030-04-28 03:00 | 700 | 505 | 510 | 442 | 2030-04-28 03:00 | 700 | 505 | 510 | 442
2030-04-28 04:00 | 700 | 505 | 510 | 442 | 2030-04-28 04:00 | 700 | 505 | 510 | 442 | 2030-04-28 04:00 | 700 | 505 | 510 | 442
2030-04-28 05:00 | 700 | 205 | 510 | 142 | 2030-04-28 05:00 | 700 | 205 | 508.24 | 142 | 2030-04-28 05:00 | 700 | 205 | 300 | 256.28
2030-04-28 06:00 | 700 | 0 | 510 | 44.86 | 2030-04-28 06:00 | 700 | 0 | 382.08 | 316.78 | 2030-04-28 06:00 | 700 | 0 | 0 | 442
2030-04-28 07:00 | 700 | 0 | 510 | 227.57 | 2030-04-28 07:00 | 700 | 0 | 82.08 | 55.31 | 2030-04-28 07:00 | 500 | -118.59 | -300 | 162.88
2030-04-28 08:00 | 700 | 273.56 | 510 | 442 | 2030-04-28 08:00 | 144.38 | 0 | -210 | 296.11 | 2030-04-28 08:00 | -100 | -281.9 | -510 | 114.34
2030-04-28 09:00 | 700 | 0 | 431.19 | 288.07 | 2030-04-28 09:00 | -455.62 | -300 | -510 | 259.52 | 2030-04-28 09:00 | -700 | -526 | -510 | 256.59
2030-04-28 10:00 | 700 | 0 | 256.19 | 244.67 | 2030-04-28 10:00 | -700 | -526 | -510 | 81.48 | 2030-04-28 10:00 | -700 | -526 | -510 | 78.47
2030-04-28 11:00 | 700 | 0 | 0 | 329.76 | 2030-04-28 11:00 | -700 | -526 | -510 | 203.43 | 2030-04-28 11:00 | -700 | -526 | -510 | 105.87
2030-04-28 12:00 | 700 | 0 | 0 | 275.66 | 2030-04-28 12:00 | -700 | -526 | -510 | 295.34 | 2030-04-28 12:00 | -700 | -526 | -510 | 105.87
2030-04-28 13:00 | 700 | 0 | 0 | 300.35 | 2030-04-28 13:00 | -700 | -526 | -510 | 276.42 | 2030-04-28 13:00 | -700 | -526 | -510 | 27.99
2030-04-28 14:00 | 700 | 0 | 122.35 | 211.45 | 2030-04-28 14:00 | -700 | -526 | -510 | 126.53 | 2030-04-28 14:00 | -700 | -526 | -510 | 27.99
2030-04-28 15:00 | 700 | 0 | 317.69 | 426.48 | 2030-04-28 15:00 | -700 | -432.59 | -510 | 426.53 | 2030-04-28 15:00 | -700 | -526 | -510 | 188.3
2030-04-28 16:00 | 700 | 0 | 404 | 353.64 | 2030-04-28 16:00 | -100 | -132.59 | -319.72 | 442 | 2030-04-28 16:00 | -504.52 | -526 | -510 | 206.32
2030-04-28 17:00 | 700 | 0 | 105.95 | 442 | 2030-04-28 17:00 | 500 | -95 | -261.57 | 420.37 | 2030-04-28 17:00 | 95.48 | -226 | -210 | 442
2030-04-28 18:00 | 700 | 0 | 405.95 | 442 | 2030-04-28 18:00 | 700 | -395 | -466.31 | 148.55 | 2030-04-28 18:00 | 695.48 | -405.45 | -510 | 201.27
2030-04-28 19:00 | 700 | 205 | 510 | 442 | 2030-04-28 19:00 | 700 | -95 | -166.31 | 389.28 | 2030-04-28 19:00 | 700 | -105.45 | -210 | 442
2030-04-28 20:00 | 700 | 505 | 510 | 442 | 2030-04-28 20:00 | 700 | 205 | 133.69 | 442 | 2030-04-28 20:00 | 700 | 194.55 | 90 | 442
2030-04-28 21:00 | 700 | 505 | 510 | 442 | 2030-04-28 21:00 | 700 | 505 | 433.69 | 442 | 2030-04-28 21:00 | 700 | 276.33 | 390 | 442
2030-04-28 22:00 | 700 | 505 | 510 | 442 | 2030-04-28 22:00 | 700 | 505 | 510 | 442 | 2030-04-28 22:00 | 700 | 505 | 510 | 442
2030-04-28 23:00 | 700 | 441.84 | 510 | 442 | 2030-04-28 23:00 | 700 | 229.01 | 510 | 442 | 2030-04-28 23:00 | 700 | 505 | 510 | 442
2030-04-29 | 700 | 141.84 | 510 | 301.16 | 2030-04-29 | 700 | 414.85 | 510 | 442 | 2030-04-29 | 700 | 336.75 | 510 | 442
2030-04-29 01:00 | 700 | 339.14 | 510 | 442 | 2030-04-29 01:00 | 700 | 238.98 | 510 | 442 | 2030-04-29 01:00 | 700 | 36.75 | 510 | 148.64
2030-04-29 02:00 | 700 | 83.03 | 510 | 442 | 2030-04-29 02:00 | 700 | 0 | 509.71 | 404.56 | 2030-04-29 02:00 | 700 | 0 | 392.7 | 57.65
2030-04-29 03:00 | 700 | 0 | 300 | 395.33 | 2030-04-29 03:00 | 700 | 0 | 209.71 | 305.89 | 2030-04-29 03:00 | 332.2 | 0 | 92.7 | 267.61
2030-04-29 04:00 | 541.43 | 0 | 0 | 138.79 | 2030-04-29 04:00 | 223.78 | 0 | 0 | 58.66 | 2030-04-29 04:00 | -267.8 | 0 | -130.5 | 0
2030-04-29 05:00 | 188.22 | 0 | 0 | 208.74 | 2030-04-29 05:00 | -71.89 | 0 | 0 | 143.23 | 2030-04-29 05:00 | -700 | 0 | -16.04 | 77.71
2030-04-29 06:00 | 678.47 | 205 | 210 | 257 | 2030-04-29 06:00 | 203.8 | 205 | 210 | 185.75 | 2030-04-29 06:00 | -289.25 | 78.66 | 210 | 142
2030-04-29 07:00 | 189.6 | 505 | 510 | 442 | 2030-04-29 07:00 | -43.2 | 505 | 510 | 442 | 2030-04-29 07:00 | -700 | 378.66 | 510 | 442
2030-04-29 08:00 | 247.24 | 505 | 510 | 442 | 2030-04-29 08:00 | -541.98 | 505 | 510 | 442 | 2030-04-29 08:00 | -700 | 505 | 510 | 442
2030-04-29 09:00 | 8.98 | 505 | 510 | 442 | 2030-04-29 09:00 | -700 | 505 | 510 | 442 | 2030-04-29 09:00 | -700 | 505 | 510 | 442
2030-04-29 10:00 | 608.98 | 505 | 510 | 442 | 2030-04-29 10:00 | -100 | 505 | 510 | 442 | 2030-04-29 10:00 | -100 | 505 | 510 | 442
2030-04-29 11:00 | 700 | 505 | 510 | 442 | 2030-04-29 11:00 | 500 | 505 | 510 | 442 | 2030-04-29 11:00 | 500 | 374 | 390 | 442
2030-04-29 12:00 | 700 | 505 | 510 | 442 | 2030-04-29 12:00 | -100 | 351.74 | 510 | 442 | 2030-04-29 12:00 | -100 | 74 | 90 | 442
2030-04-29 13:00 | 122.68 | 505 | 510 | 442 | 2030-04-29 13:00 | -700 | 51.74 | 210 | 442 | 2030-04-29 13:00 | -700 | -226 | -210 | 442
2030-04-29 14:00 | 700 | 267.8 | 510 | 442 | 2030-04-29 14:00 | -500 | -248.26 | -90 | 432.65 | 2030-04-29 14:00 | -700 | -526 | -510 | 351.9
2030-04-29 15:00 | 700 | 282.11 | 510 | 442 | 2030-04-29 15:00 | 100 | 0 | 210 | 442 | 2030-04-29 15:00 | -700 | -385.9 | -390 | 397.35
2030-04-29 16:00 | 700 | 191.71 | 510 | 442 | 2030-04-29 16:00 | 700 | 0 | 510 | 442 | 2030-04-29 16:00 | -100 | -85.9 | -90 | 442
2030-04-29 17:00 | 700 | 491.71 | 510 | 442 | 2030-04-29 17:00 | 700 | 0 | 510 | 442 | 2030-04-29 17:00 | 500 | 0 | 210 | 442
2030-04-29 18:00 | 700 | 505 | 510 | 442 | 2030-04-29 18:00 | 700 | 117.13 | 510 | 442 | 2030-04-29 18:00 | 700 | 251.73 | 510 | 442
2030-04-29 19:00 | 700 | 505 | 510 | 442 | 2030-04-29 19:00 | 700 | 101.79 | 510 | 442 | 2030-04-29 19:00 | 700 | 251.73 | 510 | 442
2030-04-29 20:00 | 700 | 397.25 | 510 | 442 | 2030-04-29 20:00 | 700 | 289.53 | 510 | 442 | 2030-04-29 20:00 | 700 | 251.73 | 510 | 442
2030-04-29 21:00 | 700 | 505 | 510 | 442 | 2030-04-29 21:00 | 700 | 505 | 510 | 442 | 2030-04-29 21:00 | 700 | 505 | 510 | 442
2030-04-29 22:00 | 700 | 505 | 510 | 442 | 2030-04-29 22:00 | 700 | 505 | 510 | 442 | 2030-04-29 22:00 | 700 | 505 | 510 | 442
2030-04-29 23:00 | 700 | 505 | 510 | 442 | 2030-04-29 23:00 | 700 | 333.33 | 510 | 442 | 2030-04-29 23:00 | 700 | 205 | 510 | 442
2030-04-30 | 700 | 437.31 | 510 | 442 | 2030-04-30 | 700 | 505 | 510 | 442 | 2030-04-30 | 700 | 31.59 | 510 | 442
2030-04-30 01:00 | 700 | 426.27 | 510 | 442 | 2030-04-30 01:00 | 700 | 505 | 510 | 442 | 2030-04-30 01:00 | 700 | 54.57 | 510 | 442
2030-04-30 02:00 | 700 | 293.48 | 510 | 442 | 2030-04-30 02:00 | 700 | 505 | 510 | 442 | 2030-04-30 02:00 | 700 | 89.1 | 510 | 442
2030-04-30 03:00 | 700 | 454.19 | 510 | 442 | 2030-04-30 03:00 | 700 | 505 | 510 | 442 | 2030-04-30 03:00 | 700 | 144.7 | 510 | 442
2030-04-30 04:00 | 700 | 154.19 | 510 | 442 | 2030-04-30 04:00 | 700 | 269.18 | 510 | 442 | 2030-04-30 04:00 | 700 | 0 | 510 | 430.53
2030-04-30 05:00 | 700 | 86.66 | 510 | 396.68 | 2030-04-30 05:00 | 700 | 330.42 | 510 | 442 | 2030-04-30 05:00 | 700 | 82.9 | 510 | 248.17
2030-04-30 06:00 | 700 | 156.53 | 510 | 234.82 | 2030-04-30 06:00 | 700 | 343.23 | 510 | 442 | 2030-04-30 06:00 | 700 | 0 | 510 | 248.17
2030-04-30 07:00 | 700 | 456.53 | 510 | 442 | 2030-04-30 07:00 | 700 | 505 | 510 | 442 | 2030-04-30 07:00 | 700 | 235.79 | 510 | 442
2030-04-30 08:00 | 700 | 505 | 510 | 442 | 2030-04-30 08:00 | 700 | 505 | 510 | 442 | 2030-04-30 08:00 | 500 | 300 | 368.98 | 442
2030-04-30 09:00 | 700 | 372.94 | 510 | 442 | 2030-04-30 09:00 | 700 | 205 | 210 | 442 | 2030-04-30 09:00 | -100 | 0 | 68.98 | 428.6
2030-04-30 10:00 | 700 | 303.29 | 510 | 442 | 2030-04-30 10:00 | 675.25 | 0 | 0 | 442 | 2030-04-30 10:00 | -700 | -95 | -90 | 361.39
2030-04-30 11:00 | 700 | 205 | 510 | 416.4 | 2030-04-30 11:00 | 75.25 | 205 | 210 | 442 | 2030-04-30 11:00 | -700 | 205 | 210 | 442
2030-04-30 12:00 | 700 | 505 | 510 | 442 | 2030-04-30 12:00 | 255.25 | 505 | 510 | 442 | 2030-04-30 12:00 | -700 | 505 | 510 | 442
2030-04-30 13:00 | 700 | 505 | 510 | 442 | 2030-04-30 13:00 | 0 | 505 | 510 | 442 | 2030-04-30 13:00 | -700 | 505 | 510 | 442
2030-04-30 14:00 | 700 | 505 | 510 | 442 | 2030-04-30 14:00 | 0 | 505 | 510 | 442 | 2030-04-30 14:00 | -700 | 505 | 510 | 442
2030-04-30 15:00 | 700 | 205 | 510 | 256.91 | 2030-04-30 15:00 | 100 | 205 | 210 | 442 | 2030-04-30 15:00 | -700 | 205 | 210 | 300.25
2030-04-30 16:00 | 700 | 0 | 510 | 315.29 | 2030-04-30 16:00 | 700 | 0 | 140.81 | 296.01 | 2030-04-30 16:00 | -500 | -95 | -90 | 300.25
2030-04-30 17:00 | 700 | 300 | 510 | 442 | 2030-04-30 17:00 | 700 | 0 | 440.81 | 317.87 | 2030-04-30 17:00 | 100 | 0 | 92.76 | 143.24
2030-04-30 18:00 | 700 | 0 | 510 | 305.57 | 2030-04-30 18:00 | 700 | 0 | 210 | 17.87 | 2030-04-30 18:00 | 700 | 0 | -207.24 | 0
2030-04-30 19:00 | 700 | 1.09 | 510 | 442 | 2030-04-30 19:00 | 700 | 0 | 510 | 269.83 | 2030-04-30 19:00 | 700 | 0 | -507.24 | 0
2030-04-30 20:00 | 700 | 301.09 | 510 | 442 | 2030-04-30 20:00 | 700 | 0 | 510 | 442 | 2030-04-30 20:00 | 700 | 0 | -390 | 76.97
2030-04-30 21:00 | 700 | 505 | 510 | 442 | 2030-04-30 21:00 | 700 | 0 | 464.33 | 442 | 2030-04-30 21:00 | 700 | 0 | -90 | 269.32
2030-04-30 22:00 | 700 | 377.61 | 510 | 442 | 2030-04-30 22:00 | 700 | 205 | 464.33 | 442 | 2030-04-30 22:00 | 700 | 205 | 210 | 372.66
2030-04-30 23:00 | 700 | 478.85 | 510 | 442 | 2030-04-30 23:00 | 700 | 505 | 510 | 442 | 2030-04-30 23:00 | 700 | 505 | 510 | 442
2030-05-01 | 700 | 494.66 | 510 | 442 | 2030-05-01 | 700 | 496.07 | 510 | 442 | 2030-05-01 | 700 | 205 | 510 | 442
2030-05-01 01:00 | 700 | 494.66 | 510 | 442 | 2030-05-01 01:00 | 700 | 440.61 | 510 | 442 | 2030-05-01 01:00 | 700 | 191.29 | 510 | 442
2030-05-01 02:00 | 700 | 194.66 | 510 | 442 | 2030-05-01 02:00 | 700 | 387.54 | 510 | 442 | 2030-05-01 02:00 | 700 | 0 | 510 | 442
2030-05-01 03:00 | 700 | 467.7 | 510 | 442 | 2030-05-01 03:00 | 700 | 280.01 | 510 | 442 | 2030-05-01 03:00 | 700 | 0 | 510 | 442
2030-05-01 04:00 | 700 | 173.12 | 510 | 442 | 2030-05-01 04:00 | 700 | 234.29 | 510 | 442 | 2030-05-01 04:00 | 700 | 0 | 510 | 392.83
2030-05-01 05:00 | 700 | 381.86 | 510 | 442 | 2030-05-01 05:00 | 700 | 505 | 510 | 442 | 2030-05-01 05:00 | 700 | 9.73 | 510 | 442
2030-05-01 06:00 | 700 | 351.47 | 510 | 442 | 2030-05-01 06:00 | 700 | 357.92 | 510 | 442 | 2030-05-01 06:00 | 648.63 | 88.57 | 300 | 442
2030-05-01 07:00 | 700 | 505 | 510 | 442 | 2030-05-01 07:00 | 500 | 300 | 271 | 442 | 2030-05-01 07:00 | 48.63 | 0 | 0 | 442
2030-05-01 08:00 | 700 | 272.91 | 510 | 442 | 2030-05-01 08:00 | -100 | 0 | -29 | 442 | 2030-05-01 08:00 | -551.37 | -300 | -300 | 442
2030-05-01 09:00 | 600 | 0 | 219.94 | 442 | 2030-05-01 09:00 | -700 | -300 | -329 | 442 | 2030-05-01 09:00 | -700 | -526 | -510 | 183.28
2030-05-01 10:00 | 0 | -174.94 | -80.06 | 442 | 2030-05-01 10:00 | -700 | -526 | -510 | 442 | 2030-05-01 10:00 | -700 | -526 | -510 | 396.08
2030-05-01 11:00 | -551.75 | 0 | 0 | 407.33 | 2030-05-01 11:00 | -700 | -526 | -510 | 442 | 2030-05-01 11:00 | -700 | -526 | -510 | 442
2030-05-01 12:00 | -700 | 0 | -23.08 | 338.31 | 2030-05-01 12:00 | -700 | -526 | -510 | 442 | 2030-05-01 12:00 | -700 | -526 | -510 | 222.21
2030-05-01 13:00 | -615.34 | 0 | 0 | 38.31 | 2030-05-01 13:00 | -700 | -526 | -510 | 142 | 2030-05-01 13:00 | -700 | -526 | -510 | -77.79
2030-05-01 14:00 | -700 | 0 | -174.64 | 266.03 | 2030-05-01 14:00 | -700 | -526 | -510 | 442 | 2030-05-01 14:00 | -700 | -526 | -510 | 0
2030-05-01 15:00 | -693.98 | 0 | 0 | 75.88 | 2030-05-01 15:00 | -700 | -526 | -510 | 143.19 | 2030-05-01 15:00 | -700 | -526 | -510 | -216.81
2030-05-01 16:00 | -93.98 | -92.73 | 0 | 0 | 2030-05-01 16:00 | -600 | -526 | -509.07 | 0 | 2030-05-01 16:00 | -700 | -526 | -510 | -389.32
2030-05-01 17:00 | 506.02 | 56.8 | 300 | 300 | 2030-05-01 17:00 | 0 | -226 | -209.07 | 266.09 | 2030-05-01 17:00 | -217.31 | -300 | -453.32 | -123.4
2030-05-01 18:00 | 700 | 53.04 | 510 | 442 | 2030-05-01 18:00 | 600 | 46.59 | 90.93 | 442 | 2030-05-01 18:00 | 382.69 | 0 | -153.32 | 94.27
2030-05-01 19:00 | 700 | 243.2 | 510 | 442 | 2030-05-01 19:00 | 700 | 346.59 | 390.93 | 442 | 2030-05-01 19:00 | 700 | 0 | 0 | 394.27
2030-05-01 20:00 | 700 | 352.34 | 510 | 442 | 2030-05-01 20:00 | 700 | 205 | 510 | 442 | 2030-05-01 20:00 | 700 | 0 | 0 | 442
2030-05-01 21:00 | 700 | 505 | 510 | 442 | 2030-05-01 21:00 | 700 | 505 | 510 | 442 | 2030-05-01 21:00 | 700 | 278.45 | 300 | 442
2030-05-01 22:00 | 700 | 505 | 510 | 442 | 2030-05-01 22:00 | 700 | 505 | 510 | 442 | 2030-05-01 22:00 | 700 | 278.45 | 510 | 442
2030-05-01 23:00 | 700 | 258.06 | 510 | 442 | 2030-05-01 23:00 | 700 | 505 | 510 | 442 | 2030-05-01 23:00 | 700 | 278.45 | 510 | 442
2030-05-02 | 700 | 505 | 510 | 442 | 2030-05-02 | 700 | 323.59 | 510 | 442 | 2030-05-02 | 700 | 501.36 | 510 | 442
2030-05-02 01:00 | 700 | 505 | 510 | 442 | 2030-05-02 01:00 | 700 | 505 | 510 | 442 | 2030-05-02 01:00 | 700 | 201.36 | 510 | 442
2030-05-02 02:00 | 700 | 505 | 510 | 442 | 2030-05-02 02:00 | 700 | 505 | 510 | 442 | 2030-05-02 02:00 | 700 | 289.09 | 510 | 442
2030-05-02 03:00 | 700 | 231.45 | 510 | 442 | 2030-05-02 03:00 | 700 | 456.57 | 510 | 442 | 2030-05-02 03:00 | 700 | 204.52 | 510 | 442
2030-05-02 04:00 | 700 | 327.12 | 510 | 442 | 2030-05-02 04:00 | 700 | 478.48 | 510 | 442 | 2030-05-02 04:00 | 700 | 504.52 | 510 | 442
2030-05-02 05:00 | 700 | 505 | 510 | 442 | 2030-05-02 05:00 | 700 | 505 | 510 | 442 | 2030-05-02 05:00 | 700 | 318.12 | 510 | 442
2030-05-02 06:00 | 700 | 505 | 510 | 442 | 2030-05-02 06:00 | 700 | 350.6 | 510 | 442 | 2030-05-02 06:00 | 509.54 | 300 | 300 | 442
2030-05-02 07:00 | 700 | 505 | 510 | 442 | 2030-05-02 07:00 | 666.27 | 193.28 | 300 | 442 | 2030-05-02 07:00 | -90.46 | 0 | 0 | 442
2030-05-02 08:00 | 700 | 344.59 | 510 | 442 | 2030-05-02 08:00 | 66.27 | 0 | 0 | 442 | 2030-05-02 08:00 | -690.46 | -300 | -300 | 442
2030-05-02 09:00 | 700 | 44.59 | 448.47 | 442 | 2030-05-02 09:00 | -533.73 | -99.29 | -300 | 442 | 2030-05-02 09:00 | -700 | -526 | -510 | 442
2030-05-02 10:00 | 700 | 0 | 148.47 | 442 | 2030-05-02 10:00 | -700 | -399.29 | -510 | 442 | 2030-05-02 10:00 | -700 | -526 | -510 | 442
2030-05-02 11:00 | 700 | 0 | 0 | 442 | 2030-05-02 11:00 | -700 | -406.12 | -510 | 442 | 2030-05-02 11:00 | -700 | -526 | -510 | 442
2030-05-02 12:00 | 700 | 0 | 89.28 | 442 | 2030-05-02 12:00 | -700 | -106.12 | -510 | 442 | 2030-05-02 12:00 | -700 | -526 | -510 | 442
2030-05-02 13:00 | 700 | 0 | 0 | 442 | 2030-05-02 13:00 | -700 | -338.91 | -510 | 442 | 2030-05-02 13:00 | -700 | -526 | -510 | 442
2030-05-02 14:00 | 700 | 0 | 0 | 442 | 2030-05-02 14:00 | -459.36 | -226 | -510 | 442 | 2030-05-02 14:00 | -700 | -526 | -510 | 442
2030-05-02 15:00 | 700 | -146.67 | -300 | 404.33 | 2030-05-02 15:00 | 140.64 | -526 | -510 | 307.95 | 2030-05-02 15:00 | -700 | -526 | -510 | 149.97
2030-05-02 16:00 | 700 | 0 | 0 | 209.92 | 2030-05-02 16:00 | 583.36 | -526 | -510 | 402.59 | 2030-05-02 16:00 | -100 | -526 | -510 | 409.16
2030-05-02 17:00 | 700 | 0 | 290.62 | 218.7 | 2030-05-02 17:00 | 700 | -226 | -210 | 442 | 2030-05-02 17:00 | 500 | -226 | -210 | 426.35
2030-05-02 18:00 | 700 | 0 | 510 | 442 | 2030-05-02 18:00 | 700 | 0 | 0 | 442 | 2030-05-02 18:00 | 700 | 0 | 90 | 442
2030-05-02 19:00 | 700 | 255.52 | 510 | 442 | 2030-05-02 19:00 | 700 | 0 | 300 | 442 | 2030-05-02 19:00 | 700 | 0 | 390 | 442
2030-05-02 20:00 | 700 | 0 | 444.92 | 442 | 2030-05-02 20:00 | 700 | 0 | 444.92 | 442 | 2030-05-02 20:00 | 700 | 0 | 446.19 | 440.73
2030-05-02 21:00 | 700 | 277.29 | 510 | 442 | 2030-05-02 21:00 | 700 | 0 | 144.92 | 442 | 2030-05-02 21:00 | 700 | 0 | 510 | 442
2030-05-02 22:00 | 700 | 382.99 | 510 | 442 | 2030-05-02 22:00 | 700 | 0 | 188.87 | 441.67 | 2030-05-02 22:00 | 700 | 0 | 441.37 | 377.16
2030-05-02 23:00 | 700 | 82.99 | 510 | 442 | 2030-05-02 23:00 | 700 | 0 | 148.97 | 375.8 | 2030-05-02 23:00 | 700 | 0 | 141.37 | 383.39
2030-05-03 | 700 | 77.55 | 510 | 442 | 2030-05-03 | 700 | 214.39 | 448.97 | 442 | 2030-05-03 | 700 | 215.01 | 441.37 | 442
2030-05-03 01:00 | 700 | 205 | 405.42 | 342.08 | 2030-05-03 01:00 | 700 | 93.67 | 510 | 442 | 2030-05-03 01:00 | 700 | 0 | 462.14 | 421.06
2030-05-03 02:00 | 700 | 505 | 510 | 442 | 2030-05-03 02:00 | 700 | 309.08 | 510 | 442 | 2030-05-03 02:00 | 700 | 176.85 | 510 | 442
2030-05-03 03:00 | 700 | 505 | 510 | 442 | 2030-05-03 03:00 | 700 | 70 | 510 | 442 | 2030-05-03 03:00 | 700 | 0 | 510 | 442
2030-05-03 04:00 | 700 | 346.69 | 510 | 442 | 2030-05-03 04:00 | 700 | 300 | 408.74 | 442 | 2030-05-03 04:00 | 700 | 300 | 419.54 | 442
2030-05-03 05:00 | 700 | 46.69 | 210 | 142 | 2030-05-03 05:00 | 700 | 0 | 108.74 | 290.43 | 2030-05-03 05:00 | 700 | 0 | 119.54 | 279.64
2030-05-03 06:00 | 700 | 0 | 363.46 | 0 | 2030-05-03 06:00 | 700 | 0 | -96.28 | 232.23 | 2030-05-03 06:00 | 700 | 0 | -161.46 | 301.93
2030-05-03 07:00 | 700 | 0 | 510 | 56.63 | 2030-05-03 07:00 | 700 | -226 | -396.28 | 417.43 | 2030-05-03 07:00 | 500 | -226 | -461.46 | 418.33
2030-05-03 08:00 | 700 | 0 | 296.54 | 162.23 | 2030-05-03 08:00 | 700 | -526 | -510 | 366.49 | 2030-05-03 08:00 | -100 | -526 | -510 | 402.22
2030-05-03 09:00 | 700 | 0 | -3.46 | 142 | 2030-05-03 09:00 | 100 | -430.48 | -510 | 442 | 2030-05-03 09:00 | -700 | -526 | -510 | 442
2030-05-03 10:00 | 660.06 | 0 | 0 | 442 | 2030-05-03 10:00 | 0 | -526 | -510 | 442 | 2030-05-03 10:00 | -700 | -526 | -510 | 442
2030-05-03 11:00 | 700 | -106.33 | -300 | 442 | 2030-05-03 11:00 | 0 | -439.36 | -510 | 442 | 2030-05-03 11:00 | -700 | -526 | -510 | 442
2030-05-03 12:00 | 611.63 | 0 | 0 | 442 | 2030-05-03 12:00 | 0 | -139.36 | -210 | 442 | 2030-05-03 12:00 | -700 | -526 | -510 | 442
2030-05-03 13:00 | 554.35 | 0 | 0 | 442 | 2030-05-03 13:00 | 0 | -439.36 | -510 | 442 | 2030-05-03 13:00 | -700 | -526 | -510 | 442
2030-05-03 14:00 | 700 | 0 | -68.55 | 442 | 2030-05-03 14:00 | 0 | -526 | -510 | 442 | 2030-05-03 14:00 | -700 | -526 | -510 | 442
2030-05-03 15:00 | 700 | 0 | -368.55 | 350.04 | 2030-05-03 15:00 | 0 | -526 | -510 | 250.69 | 2030-05-03 15:00 | -700 | -526 | -510 | 386.97
2030-05-03 16:00 | 700 | 0 | -265.44 | 442 | 2030-05-03 16:00 | 373.69 | -526 | -510 | 384.83 | 2030-05-03 16:00 | -100 | -526 | -510 | 442
2030-05-03 17:00 | 700 | 0 | -96.59 | 373.48 | 2030-05-03 17:00 | 700 | -226 | -210 | 268.27 | 2030-05-03 17:00 | 500 | -357.8 | -510 | 294.81
2030-05-03 18:00 | 700 | 0 | 173.39 | 73.48 | 2030-05-03 18:00 | 700 | 0 | 0 | 313.46 | 2030-05-03 18:00 | 700 | -57.8 | -510 | 227.58
2030-05-03 19:00 | 700 | 0 | 473.39 | 0 | 2030-05-03 19:00 | 700 | 0 | 299.54 | 173.68 | 2030-05-03 19:00 | 700 | 0 | -390 | 116.31
2030-05-03 20:00 | 700 | 0 | 395.12 | 0 | 2030-05-03 20:00 | 700 | 0 | 475.09 | 144.67 | 2030-05-03 20:00 | 700 | 0 | -90 | 255.29
2030-05-03 21:00 | 700 | 136.21 | 510 | 142 | 2030-05-03 21:00 | 700 | 205 | 263.01 | 347.63 | 2030-05-03 21:00 | 700 | 205 | 210 | 343.67
2030-05-03 22:00 | 700 | 436.21 | 510 | 442 | 2030-05-03 22:00 | 700 | 505 | 510 | 442 | 2030-05-03 22:00 | 700 | 505 | 510 | 442
2030-05-03 23:00 | 700 | 505 | 510 | 442 | 2030-05-03 23:00 | 700 | 505 | 510 | 442 | 2030-05-03 23:00 | 700 | 505 | 510 | 442
2030-05-04 | 700 | 505 | 510 | 442 | 2030-05-04 | 700 | 426.32 | 510 | 442 | 2030-05-04 | 700 | 205 | 510 | 442
2030-05-04 01:00 | 700 | 505 | 510 | 442 | 2030-05-04 01:00 | 700 | 317.21 | 510 | 442 | 2030-05-04 01:00 | 700 | 78.27 | 510 | 442
2030-05-04 02:00 | 700 | 505 | 510 | 442 | 2030-05-04 02:00 | 700 | 359.24 | 510 | 442 | 2030-05-04 02:00 | 700 | 118.55 | 510 | 442
2030-05-04 03:00 | 700 | 440.25 | 510 | 442 | 2030-05-04 03:00 | 700 | 279.7 | 510 | 442 | 2030-05-04 03:00 | 700 | 222.87 | 510 | 442
2030-05-04 04:00 | 700 | 394.78 | 510 | 442 | 2030-05-04 04:00 | 700 | 280.05 | 510 | 442 | 2030-05-04 04:00 | 700 | 154.03 | 510 | 442
2030-05-04 05:00 | 700 | 351.34 | 510 | 442 | 2030-05-04 05:00 | 700 | 300 | 510 | 442 | 2030-05-04 05:00 | 700 | 0 | 300 | 442
2030-05-04 06:00 | 700 | 51.34 | 510 | 442 | 2030-05-04 06:00 | 700 | 0 | 235.07 | 391.32 | 2030-05-04 06:00 | 500 | 0 | 0 | 306.16
2030-05-04 07:00 | 700 | 60.41 | 510 | 442 | 2030-05-04 07:00 | 100 | 0 | -64.93 | 388.63 | 2030-05-04 07:00 | -100 | -243.02 | -300 | 334.35
2030-05-04 08:00 | 700 | 0 | 423.19 | 442 | 2030-05-04 08:00 | -500 | -300 | -364.93 | 267.43 | 2030-05-04 08:00 | -700 | -526 | -510 | 164.6
2030-05-04 09:00 | 650.14 | 0 | 123.19 | 284.88 | 2030-05-04 09:00 | -700 | -526 | -510 | 134.83 | 2030-05-04 09:00 | -700 | -526 | -510 | -14.85
2030-05-04 10:00 | 280.96 | 0 | 0 | 168.17 | 2030-05-04 10:00 | -700 | -526 | -510 | -12.26 | 2030-05-04 10:00 | -700 | -526 | -510 | -188.53
2030-05-04 11:00 | -264.99 | 0 | 0 | 185.22 | 2030-05-04 11:00 | -700 | -526 | -510 | 8.74 | 2030-05-04 11:00 | -700 | -526 | -510 | -163.61
2030-05-04 12:00 | -700 | 0 | -21.62 | 365.5 | 2030-05-04 12:00 | -700 | -526 | -510 | 233.15 | 2030-05-04 12:00 | -700 | -526 | -510 | 100.79
2030-05-04 13:00 | -700 | 0 | -199.22 | 311.14 | 2030-05-04 13:00 | -700 | -526 | -510 | 180.22 | 2030-05-04 13:00 | -700 | -526 | -510 | 49.29
2030-05-04 14:00 | -700 | 0 | -264.09 | 95.79 | 2030-05-04 14:00 | -700 | -526 | -510 | -68.43 | 2030-05-04 14:00 | -700 | -526 | -510 | -230.29
2030-05-04 15:00 | -700 | 0 | -399.66 | 67.81 | 2030-05-04 15:00 | -700 | -526 | -510 | -89.34 | 2030-05-04 15:00 | -700 | -526 | -510 | -244.81
2030-05-04 16:00 | -600 | -54.86 | -300 | 104.59 | 2030-05-04 16:00 | -700 | -526 | -510 | -42.11 | 2030-05-04 16:00 | -700 | -526 | -510 | -186.24
2030-05-04 17:00 | 0 | 0 | 0 | 172.52 | 2030-05-04 17:00 | -700 | -526 | -510 | -84.96 | 2030-05-04 17:00 | -700 | -526 | -510 | -235.45
2030-05-04 18:00 | 600 | 0 | 140.82 | 120.38 | 2030-05-04 18:00 | -700 | -526 | -510 | -15.2 | 2030-05-04 18:00 | -700 | -526 | -510 | -147.8
2030-05-04 19:00 | 700 | 0 | 440.82 | 160.79 | 2030-05-04 19:00 | -700 | -300 | -327.1 | 18.35 | 2030-05-04 19:00 | -700 | -526 | -510 | -98.93
2030-05-04 20:00 | 700 | 205 | 510 | 376.89 | 2030-05-04 20:00 | -700 | 0 | -27.1 | 142 | 2030-05-04 20:00 | -700 | -526 | -510 | -64.92
2030-05-04 21:00 | 623.27 | 505 | 510 | 442 | 2030-05-04 21:00 | -700 | 300 | 272.9 | 442 | 2030-05-04 21:00 | -700 | -226 | -210 | 235.08
2030-05-04 22:00 | 415.17 | 505 | 510 | 442 | 2030-05-04 22:00 | -700 | 505 | 510 | 442 | 2030-05-04 22:00 | -700 | 74 | 90 | 442
2030-05-04 23:00 | -114.83 | 505 | 510 | 442 | 2030-05-04 23:00 | -700 | 505 | 510 | 442 | 2030-05-04 23:00 | -700 | 374 | 390 | 442
2030-05-05 | -409.02 | 505 | 510 | 442 | 2030-05-05 | -700 | 505 | 510 | 442 | 2030-05-05 | -700 | 505 | 510 | 442
2030-05-05 01:00 | -468.98 | 505 | 510 | 442 | 2030-05-05 01:00 | -700 | 505 | 510 | 442 | 2030-05-05 01:00 | -700 | 505 | 510 | 442
2030-05-05 02:00 | -700 | 505 | 510 | 442 | 2030-05-05 02:00 | -700 | 505 | 510 | 442 | 2030-05-05 02:00 | -700 | 505 | 510 | 442
2030-05-05 03:00 | -700 | 505 | 510 | 442 | 2030-05-05 03:00 | -700 | 505 | 510 | 442 | 2030-05-05 03:00 | -700 | 505 | 510 | 442
2030-05-05 04:00 | -700 | 505 | 510 | 442 | 2030-05-05 04:00 | -700 | 505 | 510 | 442 | 2030-05-05 04:00 | -700 | 505 | 510 | 442
2030-05-05 05:00 | -700 | 505 | 510 | 442 | 2030-05-05 05:00 | -700 | 505 | 510 | 442 | 2030-05-05 05:00 | -700 | 505 | 510 | 442
2030-05-05 06:00 | -700 | 505 | 510 | 442 | 2030-05-05 06:00 | -700 | 505 | 510 | 442 | 2030-05-05 06:00 | -700 | 505 | 510 | 442
2030-05-05 07:00 | -700 | 505 | 510 | 442 | 2030-05-05 07:00 | -700 | 505 | 510 | 442 | 2030-05-05 07:00 | -700 | 505 | 510 | 442
2030-05-05 08:00 | -700 | 505 | 510 | 442 | 2030-05-05 08:00 | -700 | 505 | 510 | 442 | 2030-05-05 08:00 | -700 | 505 | 510 | 442
2030-05-05 09:00 | -700 | 505 | 510 | 413.85 | 2030-05-05 09:00 | -700 | 505 | 510 | 442 | 2030-05-05 09:00 | -700 | 505 | 510 | 442
2030-05-05 10:00 | -700 | 260.43 | 510 | 442 | 2030-05-05 10:00 | -436.69 | 505 | 510 | 442 | 2030-05-05 10:00 | -436.69 | 505 | 510 | 442
2030-05-05 11:00 | -700 | 172.1 | 510 | 442 | 2030-05-05 11:00 | -700 | 505 | 510 | 442 | 2030-05-05 11:00 | -700 | 505 | 510 | 442
2030-05-05 12:00 | -700 | 234.62 | 390 | 442 | 2030-05-05 12:00 | -700 | 374 | 390 | 442 | 2030-05-05 12:00 | -700 | 374 | 390 | 390
2030-05-05 13:00 | -700 | 175.09 | 90 | 415.09 | 2030-05-05 13:00 | -700 | 74 | 90 | 204.86 | 2030-05-05 13:00 | -700 | 74 | 90 | 90
2030-05-05 14:00 | -700 | -124.91 | -210 | 115.09 | 2030-05-05 14:00 | -700 | -226 | -210 | -95.14 | 2030-05-05 14:00 | -700 | -226 | -210 | -210
2030-05-05 15:00 | -700 | -424.91 | -510 | -184.91 | 2030-05-05 15:00 | -700 | -526 | -510 | -395.14 | 2030-05-05 15:00 | -700 | -526 | -510 | -510
2030-05-05 16:00 | -680.12 | -124.91 | -210 | 0 | 2030-05-05 16:00 | -700 | -526 | -510 | -156.84 | 2030-05-05 16:00 | -700 | -526 | -510 | -510
2030-05-05 17:00 | -83.52 | 0 | -41.44 | 204.44 | 2030-05-05 17:00 | -700 | -526 | -510 | 50.36 | 2030-05-05 17:00 | -700 | -526 | -510 | -356.66
2030-05-05 18:00 | 516.48 | 0 | 210 | 311.11 | 2030-05-05 18:00 | -700 | -226 | -210 | 213.44 | 2030-05-05 18:00 | -700 | -526 | -510 | -56.66
2030-05-05 19:00 | 700 | 0 | 510 | 442 | 2030-05-05 19:00 | -260.88 | 0 | 0 | 174.04 | 2030-05-05 19:00 | -700 | -526 | -510 | 0
2030-05-05 20:00 | 700 | 0 | 510 | 429.61 | 2030-05-05 20:00 | 0 | 0 | 0 | 0 | 2030-05-05 20:00 | -700 | -526 | -510 | 0
2030-05-05 21:00 | 700 | 205 | 510 | 429.61 | 2030-05-05 21:00 | -185.58 | 205 | 210 | 142 | 2030-05-05 21:00 | -700 | -289.3 | -510 | 142
2030-05-05 22:00 | 663.63 | 505 | 510 | 442 | 2030-05-05 22:00 | -700 | 505 | 510 | 442 | 2030-05-05 22:00 | -700 | 10.7 | -210 | 442
2030-05-05 23:00 | 602.04 | 505 | 510 | 442 | 2030-05-05 23:00 | -700 | 505 | 510 | 442 | 2030-05-05 23:00 | -700 | 310.7 | 90 | 442
2030-05-06 | 530.51 | 505 | 510 | 442 | 2030-05-06 | -148.97 | 505 | 510 | 442 | 2030-05-06 | -100 | 505 | 390 | 442
2030-05-06 01:00 | 366.04 | 505 | 510 | 442 | 2030-05-06 01:00 | 0 | 505 | 510 | 442 | 2030-05-06 01:00 | 0 | 505 | 510 | 442
2030-05-06 02:00 | 495.7 | 505 | 510 | 442 | 2030-05-06 02:00 | 9.84 | 505 | 510 | 442 | 2030-05-06 02:00 | 172.37 | 505 | 510 | 442
2030-05-06 03:00 | 464.43 | 505 | 510 | 442 | 2030-05-06 03:00 | 0 | 505 | 510 | 442 | 2030-05-06 03:00 | 77.52 | 505 | 510 | 442
2030-05-06 04:00 | 656.87 | 505 | 510 | 442 | 2030-05-06 04:00 | 525.42 | 505 | 510 | 442 | 2030-05-06 04:00 | 46.21 | 505 | 510 | 442
2030-05-06 05:00 | 700 | 505 | 510 | 442 | 2030-05-06 05:00 | 441.77 | 374 | 390 | 442 | 2030-05-06 05:00 | 126.73 | 205 | 210 | 442
2030-05-06 06:00 | 700 | 205 | 510 | 370 | 2030-05-06 06:00 | 495.58 | 74 | 90 | 151.49 | 2030-05-06 06:00 | -100 | -95 | -90 | 142
2030-05-06 07:00 | 700 | 0 | 510 | 246.41 | 2030-05-06 07:00 | -100 | -226 | -210 | 226.91 | 2030-05-06 07:00 | -700 | -395 | -390 | 0
2030-05-06 08:00 | 188.97 | 0 | 210 | 242.35 | 2030-05-06 08:00 | -700 | -526 | -510 | 120.9 | 2030-05-06 08:00 | -700 | -526 | -510 | 0
2030-05-06 09:00 | -411.03 | 0 | -29.54 | 220 | 2030-05-06 09:00 | -700 | -526 | -510 | 70.99 | 2030-05-06 09:00 | -700 | -526 | -510 | 0
2030-05-06 10:00 | -700 | 0 | 0 | 282.15 | 2030-05-06 10:00 | -700 | -526 | -510 | 142.25 | 2030-05-06 10:00 | -700 | -526 | -510 | 2.35
2030-05-06 11:00 | -700 | 0 | 0 | 286.78 | 2030-05-06 11:00 | -700 | -526 | -510 | 142.98 | 2030-05-06 11:00 | -700 | -526 | -510 | 0
2030-05-06 12:00 | -700 | 0 | -82.69 | 306.22 | 2030-05-06 12:00 | -700 | -526 | -510 | 166.12 | 2030-05-06 12:00 | -700 | -526 | -510 | 26.02
2030-05-06 13:00 | -700 | 0 | -18.88 | 316.03 | 2030-05-06 13:00 | -700 | -526 | -510 | 183.24 | 2030-05-06 13:00 | -700 | -526 | -510 | 50.45
2030-05-06 14:00 | -676.86 | 0 | 0 | 313.28 | 2030-05-06 14:00 | -700 | -526 | -510 | 186.31 | 2030-05-06 14:00 | -700 | -526 | -510 | 59.34
2030-05-06 15:00 | -493.18 | 0 | 0 | 284.8 | 2030-05-06 15:00 | -700 | -526 | -510 | 159.8 | 2030-05-06 15:00 | -700 | -526 | -510 | 34.8
2030-05-06 16:00 | 106.82 | 0 | 0 | 418.8 | 2030-05-06 16:00 | -700 | -526 | -510 | 323.23 | 2030-05-06 16:00 | -700 | -526 | -510 | 227.67
2030-05-06 17:00 | 700 | 0 | -233.98 | 442 | 2030-05-06 17:00 | -100 | -314.01 | -510 | 442 | 2030-05-06 17:00 | -700 | -526 | -510 | 380.96
2030-05-06 18:00 | 700 | -300 | -174.88 | 442 | 2030-05-06 18:00 | 500 | -526 | -510 | 441.79 | 2030-05-06 18:00 | -100 | -526 | -510 | 80.96
2030-05-06 19:00 | 700 | 0 | 125.12 | 442 | 2030-05-06 19:00 | 700 | -386.49 | -390 | 442 | 2030-05-06 19:00 | 0 | -526 | -510 | 142
2030-05-06 20:00 | 700 | 300 | 425.12 | 442 | 2030-05-06 20:00 | 700 | -86.49 | -90 | 442 | 2030-05-06 20:00 | 0 | -226 | -210 | 442
2030-05-06 21:00 | 700 | 419.07 | 510 | 442 | 2030-05-06 21:00 | 700 | 213.51 | 210 | 442 | 2030-05-06 21:00 | 0 | 0 | 0 | 442
2030-05-06 22:00 | 700 | 245.08 | 510 | 442 | 2030-05-06 22:00 | 700 | 383.7 | 510 | 442 | 2030-05-06 22:00 | 0 | 0 | 0 | 442
2030-05-06 23:00 | 700 | 329.03 | 510 | 442 | 2030-05-06 23:00 | 700 | 83.7 | 494.99 | 442 | 2030-05-06 23:00 | 0 | 0 | 0 | 442
2030-05-07 | 700 | 206.73 | 510 | 442 | 2030-05-07 | 700 | 0 | 474.59 | 442 | 2030-05-07 | 600 | 146.84 | 300 | 442
2030-05-07 01:00 | 700 | 332.64 | 510 | 442 | 2030-05-07 01:00 | 700 | 122.48 | 510 | 442 | 2030-05-07 01:00 | 700 | 131.19 | 510 | 442
2030-05-07 02:00 | 700 | 343.67 | 510 | 442 | 2030-05-07 02:00 | 700 | 133.22 | 510 | 442 | 2030-05-07 02:00 | 700 | 302.22 | 510 | 442
2030-05-07 03:00 | 700 | 270.34 | 510 | 442 | 2030-05-07 03:00 | 700 | 156.61 | 510 | 442 | 2030-05-07 03:00 | 700 | 235.02 | 510 | 442
2030-05-07 04:00 | 700 | 0 | 510 | 442 | 2030-05-07 04:00 | 700 | 455.06 | 510 | 442 | 2030-05-07 04:00 | 700 | 64.2 | 510 | 442
2030-05-07 05:00 | 700 | 0 | 510 | 442 | 2030-05-07 05:00 | 700 | 155.06 | 510 | 442 | 2030-05-07 05:00 | 700 | 0 | 476.87 | 442
2030-05-07 06:00 | 700 | 0 | 276.12 | 423.21 | 2030-05-07 06:00 | 700 | 0 | 375.59 | 442 | 2030-05-07 06:00 | 352.36 | 0 | 176.87 | 442
2030-05-07 07:00 | 700 | 180.22 | 510 | 442 | 2030-05-07 07:00 | 700 | 53.02 | 390 | 442 | 2030-05-07 07:00 | -100 | 0 | -84.12 | 442
2030-05-07 08:00 | 700 | 185.27 | 510 | 442 | 2030-05-07 08:00 | 255.72 | 0 | 90 | 442 | 2030-05-07 08:00 | -700 | -300 | -384.12 | 442
2030-05-07 09:00 | 700 | 269.78 | 510 | 442 | 2030-05-07 09:00 | -344.28 | -300 | -210 | 442 | 2030-05-07 09:00 | -700 | -526 | -510 | 442
2030-05-07 10:00 | 700 | 0 | 321.7 | 437.12 | 2030-05-07 10:00 | -700 | -526 | -510 | 442 | 2030-05-07 10:00 | -700 | -526 | -510 | 442
2030-05-07 11:00 | 700 | 0 | 196.65 | 389.89 | 2030-05-07 11:00 | -700 | -431.06 | -390 | 441.52 | 2030-05-07 11:00 | -700 | -526 | -510 | 442
2030-05-07 12:00 | 700 | 0 | 155.98 | 387.97 | 2030-05-07 12:00 | -700 | -131.06 | -90 | 442 | 2030-05-07 12:00 | -700 | -526 | -510 | 442
2030-05-07 13:00 | 700 | 205 | 224.57 | 350.91 | 2030-05-07 13:00 | -700 | 168.94 | 210 | 442 | 2030-05-07 13:00 | -700 | -526 | -510 | 442
2030-05-07 14:00 | 700 | 505 | 510 | 442 | 2030-05-07 14:00 | -700 | 468.94 | 510 | 442 | 2030-05-07 14:00 | -700 | -226 | -210 | 442
2030-05-07 15:00 | 700 | 205 | 403.13 | 256.08 | 2030-05-07 15:00 | -700 | 168.94 | 210 | 313.72 | 2030-05-07 15:00 | -700 | -526 | -510 | 442
2030-05-07 16:00 | 700 | 461.08 | 510 | 442 | 2030-05-07 16:00 | -100 | 0 | 253.57 | 442 | 2030-05-07 16:00 | -693.82 | -226 | -249.51 | 442
2030-05-07 17:00 | 700 | 196.44 | 510 | 442 | 2030-05-07 17:00 | 500 | 92.41 | 510 | 442 | 2030-05-07 17:00 | -93.82 | 0 | 0 | 442
2030-05-07 18:00 | 700 | 461.43 | 510 | 442 | 2030-05-07 18:00 | 700 | 219.09 | 510 | 442 | 2030-05-07 18:00 | 506.18 | 198.48 | 300 | 442
2030-05-07 19:00 | 700 | 505 | 510 | 442 | 2030-05-07 19:00 | 700 | 319.5 | 510 | 442 | 2030-05-07 19:00 | 700 | 198.48 | 510 | 442
2030-05-07 20:00 | 700 | 505 | 510 | 442 | 2030-05-07 20:00 | 700 | 300 | 510 | 442 | 2030-05-07 20:00 | 700 | 300 | 510 | 442
2030-05-07 21:00 | 700 | 505 | 510 | 442 | 2030-05-07 21:00 | 700 | 0 | 210 | 442 | 2030-05-07 21:00 | 700 | 0 | 210 | 442
2030-05-07 22:00 | 700 | 505 | 510 | 442 | 2030-05-07 22:00 | 700 | 300 | 510 | 442 | 2030-05-07 22:00 | 700 | 300 | 510 | 442
2030-05-07 23:00 | 700 | 505 | 510 | 442 | 2030-05-07 23:00 | 700 | 505 | 510 | 442 | 2030-05-07 23:00 | 700 | 419.59 | 510 | 442
2030-05-08 | 700 | 205 | 433.35 | 142 | 2030-05-08 | 700 | 205 | 510 | 200.16 | 2030-05-08 | 700 | 304.47 | 510 | 442
2030-05-08 01:00 | 700 | 505 | 510 | 442 | 2030-05-08 01:00 | 700 | 505 | 510 | 442 | 2030-05-08 01:00 | 700 | 505 | 510 | 442
2030-05-08 02:00 | 700 | 505 | 510 | 442 | 2030-05-08 02:00 | 700 | 505 | 510 | 442 | 2030-05-08 02:00 | 700 | 505 | 510 | 442
2030-05-08 03:00 | 700 | 505 | 510 | 442 | 2030-05-08 03:00 | 700 | 505 | 510 | 442 | 2030-05-08 03:00 | 700 | 505 | 510 | 442
2030-05-08 04:00 | 700 | 205 | 210 | 142 | 2030-05-08 04:00 | 700 | 205 | 510 | 422.92 | 2030-05-08 04:00 | 700 | 205 | 503.95 | 442
2030-05-08 05:00 | 700 | 0 | 348.86 | 265.17 | 2030-05-08 05:00 | 700 | 0 | 390 | 442 | 2030-05-08 05:00 | 700 | 203.83 | 203.95 | 442
2030-05-08 06:00 | 700 | 0 | 206.55 | 324.38 | 2030-05-08 06:00 | 700 | 0 | 90 | 442 | 2030-05-08 06:00 | 700 | -96.17 | -96.05 | 442
2030-05-08 07:00 | 700 | 0 | 179.21 | 428.29 | 2030-05-08 07:00 | 700 | -226 | -210 | 442 | 2030-05-08 07:00 | 500 | -396.17 | -396.05 | 442
2030-05-08 08:00 | 700 | 0 | 250.08 | 442 | 2030-05-08 08:00 | 596.32 | -526 | -510 | 442 | 2030-05-08 08:00 | -100 | -526 | -510 | 442
2030-05-08 09:00 | 700 | 0 | 510 | 418.53 | 2030-05-08 09:00 | -3.68 | -526 | -510 | 442 | 2030-05-08 09:00 | -700 | -526 | -510 | 442
2030-05-08 10:00 | 700 | 0 | 510 | 333.31 | 2030-05-08 10:00 | -603.68 | -526 | -510 | 442 | 2030-05-08 10:00 | -700 | -526 | -510 | 442
2030-05-08 11:00 | 700 | 0 | 370.36 | 241.78 | 2030-05-08 11:00 | -700 | -526 | -510 | 442 | 2030-05-08 11:00 | -700 | -526 | -510 | 442
2030-05-08 12:00 | 700 | 0 | 70.36 | 275.35 | 2030-05-08 12:00 | -700 | -526 | -510 | 442 | 2030-05-08 12:00 | -700 | -526 | -510 | 442
2030-05-08 13:00 | 700 | 0 | 305.56 | 442 | 2030-05-08 13:00 | -700 | -526 | -510 | 442 | 2030-05-08 13:00 | -700 | -526 | -510 | 442
2030-05-08 14:00 | 700 | 0 | 510 | 442 | 2030-05-08 14:00 | -700 | -526 | -510 | 442 | 2030-05-08 14:00 | -700 | -526 | -510 | 442
2030-05-08 15:00 | 700 | 0 | 360.17 | 442 | 2030-05-08 15:00 | -500 | -526 | -510 | 442 | 2030-05-08 15:00 | -700 | -526 | -510 | 442
2030-05-08 16:00 | 700 | 0 | 240.33 | 442 | 2030-05-08 16:00 | 100 | -526 | -423.43 | 442 | 2030-05-08 16:00 | -550.7 | -526 | -510 | 442
2030-05-08 17:00 | 700 | 0 | 4.3 | 442 | 2030-05-08 17:00 | 700 | -226 | -123.43 | 336.53 | 2030-05-08 17:00 | 49.3 | -256.22 | -300 | 442
2030-05-08 18:00 | 700 | 0 | 304.3 | 442 | 2030-05-08 18:00 | 700 | 0 | 176.57 | 442 | 2030-05-08 18:00 | 649.3 | 0 | 0 | 442
2030-05-08 19:00 | 700 | 0 | 510 | 442 | 2030-05-08 19:00 | 700 | 215.16 | 476.57 | 442 | 2030-05-08 19:00 | 700 | 0 | 0 | 442
2030-05-08 20:00 | 700 | 94.23 | 510 | 442 | 2030-05-08 20:00 | 700 | 215.16 | 510 | 442 | 2030-05-08 20:00 | 700 | 0 | 300 | 442
2030-05-08 21:00 | 700 | 0 | 510 | 442 | 2030-05-08 21:00 | 700 | 229.45 | 510 | 442 | 2030-05-08 21:00 | 700 | 0 | 154.06 | 407.51
2030-05-08 22:00 | 700 | 159.86 | 510 | 442 | 2030-05-08 22:00 | 700 | 229.45 | 510 | 442 | 2030-05-08 22:00 | 700 | 205 | 210 | 442
2030-05-08 23:00 | 700 | 442.18 | 510 | 442 | 2030-05-08 23:00 | 700 | 505 | 510 | 442 | 2030-05-08 23:00 | 700 | 505 | 510 | 442
2030-05-09 | 700 | 505 | 510 | 442 | 2030-05-09 | 700 | 505 | 510 | 442 | 2030-05-09 | 700 | 505 | 510 | 442
2030-05-09 01:00 | 700 | 505 | 510 | 442 | 2030-05-09 01:00 | 700 | 505 | 510 | 442 | 2030-05-09 01:00 | 700 | 505 | 510 | 442
2030-05-09 02:00 | 700 | 505 | 510 | 442 | 2030-05-09 02:00 | 700 | 505 | 510 | 442 | 2030-05-09 02:00 | 700 | 505 | 510 | 442
2030-05-09 03:00 | 700 | 505 | 510 | 442 | 2030-05-09 03:00 | 700 | 505 | 510 | 442 | 2030-05-09 03:00 | 700 | 505 | 510 | 442
2030-05-09 04:00 | 700 | 505 | 510 | 442 | 2030-05-09 04:00 | 700 | 479.62 | 510 | 442 | 2030-05-09 04:00 | 700 | 374 | 510 | 442
2030-05-09 05:00 | 700 | 205 | 300 | 281.41 | 2030-05-09 05:00 | 700 | 179.62 | 510 | 169.73 | 2030-05-09 05:00 | 700 | 74 | 499.96 | 286.68
2030-05-09 06:00 | 700 | 0 | 0 | 0 | 2030-05-09 06:00 | 700 | -120.38 | 210 | 0 | 2030-05-09 06:00 | 500 | -226 | 199.96 | 286.68
2030-05-09 07:00 | 700 | 0 | 0 | 0 | 2030-05-09 07:00 | 700 | -420.38 | 0 | 0 | 2030-05-09 07:00 | -100 | -526 | 0 | 367.9
2030-05-09 08:00 | 700 | 65.26 | 0 | 142 | 2030-05-09 08:00 | 216.25 | -526 | 0 | 142 | 2030-05-09 08:00 | -700 | -526 | 0 | 432.57
2030-05-09 09:00 | 700 | 365.26 | 0 | 442 | 2030-05-09 09:00 | -383.75 | -526 | 0 | 442 | 2030-05-09 09:00 | -700 | -526 | 0 | 442
2030-05-09 10:00 | 700 | 149.49 | 0 | 442 | 2030-05-09 10:00 | -700 | -526 | 0 | 442 | 2030-05-09 10:00 | -700 | -526 | 0 | 442
2030-05-09 11:00 | 700 | 151 | 0 | 442 | 2030-05-09 11:00 | -700 | -526 | 0 | 442 | 2030-05-09 11:00 | -700 | -526 | 0 | 442
2030-05-09 12:00 | 700 | 154.27 | 0 | 442 | 2030-05-09 12:00 | -700 | -526 | 0 | 442 | 2030-05-09 12:00 | -700 | -526 | 0 | 442
2030-05-09 13:00 | 700 | 300 | 0 | 442 | 2030-05-09 13:00 | -700 | -526 | 0 | 442 | 2030-05-09 13:00 | -700 | -526 | 0 | 442
2030-05-09 14:00 | 700 | 0 | 0 | 442 | 2030-05-09 14:00 | -700 | -526 | 0 | 442 | 2030-05-09 14:00 | -700 | -526 | 0 | 442
2030-05-09 15:00 | 700 | 0 | 0 | 326.39 | 2030-05-09 15:00 | -522.29 | -526 | 0 | 442 | 2030-05-09 15:00 | -700 | -526 | 0 | 442
2030-05-09 16:00 | 700 | 0 | 0 | 255.26 | 2030-05-09 16:00 | 77.71 | -526 | 0 | 442 | 2030-05-09 16:00 | -675.4 | -526 | 0 | 326.42
2030-05-09 17:00 | 700 | 0 | 0 | 316.07 | 2030-05-09 17:00 | 677.71 | -526 | 0 | 442 | 2030-05-09 17:00 | -75.4 | -431.38 | 0 | 420.85
2030-05-09 18:00 | 700 | 0 | 0 | 442 | 2030-05-09 18:00 | 700 | -226 | 0 | 299.02 | 2030-05-09 18:00 | 524.6 | -131.38 | 0 | 264.58
2030-05-09 19:00 | 700 | 0 | 0 | 442 | 2030-05-09 19:00 | 700 | -154.79 | 0 | 345.04 | 2030-05-09 19:00 | 700 | 0 | 0 | 301.01
2030-05-09 20:00 | 700 | 229.09 | 0 | 442 | 2030-05-09 20:00 | 700 | 0 | 0 | 442 | 2030-05-09 20:00 | 700 | 0 | 0 | 384.28
2030-05-09 21:00 | 700 | 205 | 0 | 442 | 2030-05-09 21:00 | 700 | 205 | 0 | 142 | 2030-05-09 21:00 | 700 | 205 | 0 | 407.27
2030-05-09 22:00 | 700 | 505 | 0 | 442 | 2030-05-09 22:00 | 700 | 505 | 0 | 442 | 2030-05-09 22:00 | 700 | 505 | 0 | 442
2030-05-09 23:00 | 700 | 505 | 0 | 442 | 2030-05-09 23:00 | 700 | 375.01 | 0 | 442 | 2030-05-09 23:00 | 700 | 505 | 0 | 442
2030-05-10 | 700 | 241.15 | 0 | 442 | 2030-05-10 | 700 | 348.32 | 0 | 442 | 2030-05-10 | 700 | 398.04 | 0 | 442
2030-05-10 01:00 | 696.94 | 505 | 0 | 442 | 2030-05-10 01:00 | 299.7 | 505 | 0 | 442 | 2030-05-10 01:00 | 682.84 | 505 | 0 | 442
2030-05-10 02:00 | 632.47 | 505 | 0 | 442 | 2030-05-10 02:00 | 524.21 | 505 | 0 | 442 | 2030-05-10 02:00 | 398.85 | 505 | 0 | 442
2030-05-10 03:00 | 487.47 | 505 | 0 | 442 | 2030-05-10 03:00 | 303.06 | 505 | 0 | 442 | 2030-05-10 03:00 | 155.8 | 505 | 0 | 442
2030-05-10 04:00 | 700 | 505 | 0 | 442 | 2030-05-10 04:00 | 72.28 | 505 | 0 | 442 | 2030-05-10 04:00 | -302.27 | 505 | 0 | 442
2030-05-10 05:00 | 225.08 | 505 | 0 | 442 | 2030-05-10 05:00 | -11.33 | 505 | 0 | 442 | 2030-05-10 05:00 | -700 | 505 | 0 | 442
2030-05-10 06:00 | 542.97 | 505 | 0 | 442 | 2030-05-10 06:00 | -534.11 | 505 | 0 | 442 | 2030-05-10 06:00 | -700 | 505 | 0 | 442
2030-05-10 07:00 | 481.76 | 505 | 0 | 442 | 2030-05-10 07:00 | -700 | 505 | 0 | 442 | 2030-05-10 07:00 | -700 | 505 | 0 | 442
2030-05-10 08:00 | 361.08 | 505 | 0 | 442 | 2030-05-10 08:00 | -700 | 505 | 0 | 442 | 2030-05-10 08:00 | -700 | 505 | 0 | 442
2030-05-10 09:00 | -98.98 | 505 | 0 | 442 | 2030-05-10 09:00 | -700 | 505 | 0 | 442 | 2030-05-10 09:00 | -700 | 505 | 0 | 442
2030-05-10 10:00 | -521.52 | 505 | 0 | 155.33 | 2030-05-10 10:00 | -700 | 505 | 0 | 442 | 2030-05-10 10:00 | -700 | 505 | 0 | 442
2030-05-10 11:00 | -700 | 505 | 0 | 172.63 | 2030-05-10 11:00 | -700 | 505 | 0 | 292.88 | 2030-05-10 11:00 | -700 | 505 | 0 | 442
2030-05-10 12:00 | -700 | 505 | 0 | 183.92 | 2030-05-10 12:00 | -700 | 505 | 0 | 291.03 | 2030-05-10 12:00 | -700 | 505 | 0 | 442
2030-05-10 13:00 | -700 | 505 | 0 | 190.95 | 2030-05-10 13:00 | -700 | 505 | 0 | 247.45 | 2030-05-10 13:00 | -700 | 505 | 0 | 442
2030-05-10 14:00 | -700 | 505 | 0 | 283.73 | 2030-05-10 14:00 | -700 | 505 | 0 | 295.95 | 2030-05-10 14:00 | -700 | 505 | 0 | 442
2030-05-10 15:00 | -700 | 505 | 0 | 367.89 | 2030-05-10 15:00 | -700 | 505 | 0 | 442 | 2030-05-10 15:00 | -700 | 505 | 0 | 442
2030-05-10 16:00 | -700 | 505 | 0 | 442 | 2030-05-10 16:00 | -700 | 505 | 0 | 442 | 2030-05-10 16:00 | -700 | 505 | 0 | 442
2030-05-10 17:00 | -700 | 505 | 0 | 418.84 | 2030-05-10 17:00 | -700 | 505 | 0 | 442 | 2030-05-10 17:00 | -700 | 505 | 0 | 442
2030-05-10 18:00 | -413.7 | 505 | 0 | 442 | 2030-05-10 18:00 | -700 | 505 | 0 | 442 | 2030-05-10 18:00 | -700 | 505 | 0 | 442
2030-05-10 19:00 | 28.37 | 505 | 0 | 442 | 2030-05-10 19:00 | -700 | 505 | 0 | 442 | 2030-05-10 19:00 | -700 | 505 | 0 | 442
2030-05-10 20:00 | 628.37 | 505 | 0 | 442 | 2030-05-10 20:00 | -700 | 505 | 0 | 442 | 2030-05-10 20:00 | -700 | 505 | 0 | 442
2030-05-10 21:00 | 583.08 | 505 | 0 | 442 | 2030-05-10 21:00 | -700 | 505 | 0 | 442 | 2030-05-10 21:00 | -700 | 505 | 0 | 442
2030-05-10 22:00 | 700 | 505 | 0 | 442 | 2030-05-10 22:00 | -700 | 505 | 0 | 442 | 2030-05-10 22:00 | -700 | 505 | 0 | 442
2030-05-10 23:00 | 700 | 505 | 0 | 442 | 2030-05-10 23:00 | -700 | 505 | 0 | 442 | 2030-05-10 23:00 | -700 | 505 | 0 | 442
2030-05-11 | 700 | 505 | 0 | 442 | 2030-05-11 | -100 | 505 | 0 | 442 | 2030-05-11 | -289.88 | 505 | 0 | 442
2030-05-11 01:00 | 700 | 505 | 0 | 442 | 2030-05-11 01:00 | 231.97 | 505 | 0 | 442 | 2030-05-11 01:00 | -146.64 | 505 | 0 | 442
2030-05-11 02:00 | 700 | 505 | 0 | 442 | 2030-05-11 02:00 | 354.35 | 505 | 0 | 442 | 2030-05-11 02:00 | 38.97 | 505 | 0 | 442
2030-05-11 03:00 | 603.68 | 505 | 0 | 442 | 2030-05-11 03:00 | 0 | 505 | 0 | 442 | 2030-05-11 03:00 | -223.23 | 505 | 0 | 442
2030-05-11 04:00 | 700 | 505 | 0 | 442 | 2030-05-11 04:00 | 441.57 | 505 | 0 | 442 | 2030-05-11 04:00 | 160.38 | 505 | 0 | 442
2030-05-11 05:00 | 666.93 | 505 | 0 | 442 | 2030-05-11 05:00 | 152.32 | 505 | 0 | 442 | 2030-05-11 05:00 | 0 | 505 | 0 | 442
2030-05-11 06:00 | 458.93 | 505 | 0 | 442 | 2030-05-11 06:00 | -100 | 505 | 0 | 442 | 2030-05-11 06:00 | -400.33 | 505 | 0 | 442
2030-05-11 07:00 | -141.07 | 505 | 300 | 442 | 2030-05-11 07:00 | -700 | 505 | 300 | 442 | 2030-05-11 07:00 | -700 | 505 | 300 | 442
2030-05-11 08:00 | -700 | 505 | 510 | 442 | 2030-05-11 08:00 | -700 | 505 | 510 | 442 | 2030-05-11 08:00 | -700 | 505 | 510 | 442
2030-05-11 09:00 | -100 | 505 | 510 | 442 | 2030-05-11 09:00 | -100 | 505 | 510 | 442 | 2030-05-11 09:00 | -100 | 505 | 510 | 442
2030-05-11 10:00 | -700 | 505 | 510 | 442 | 2030-05-11 10:00 | -700 | 505 | 510 | 442 | 2030-05-11 10:00 | -700 | 505 | 510 | 442
2030-05-11 11:00 | -700 | 505 | 510 | 442 | 2030-05-11 11:00 | -700 | 505 | 510 | 442 | 2030-05-11 11:00 | -700 | 505 | 510 | 442
2030-05-11 12:00 | -700 | 505 | 510 | 442 | 2030-05-11 12:00 | -700 | 505 | 510 | 442 | 2030-05-11 12:00 | -700 | 505 | 510 | 442
2030-05-11 13:00 | -700 | 505 | 510 | 442 | 2030-05-11 13:00 | -700 | 505 | 510 | 442 | 2030-05-11 13:00 | -700 | 505 | 510 | 442
2030-05-11 14:00 | -100 | 505 | 510 | 442 | 2030-05-11 14:00 | -100 | 505 | 510 | 442 | 2030-05-11 14:00 | -100 | 374 | 390 | 442
2030-05-11 15:00 | -100 | 505 | 510 | 442 | 2030-05-11 15:00 | -100 | 278.78 | 210 | 442 | 2030-05-11 15:00 | -100 | 74 | 90 | 442
2030-05-11 16:00 | -700 | 205 | 510 | 262.64 | 2030-05-11 16:00 | -700 | -21.22 | -90 | 294.9 | 2030-05-11 16:00 | -700 | -226 | -210 | 154.03
2030-05-11 17:00 | -100 | 409.73 | 510 | 442 | 2030-05-11 17:00 | -500 | -321.22 | -390 | -5.1 | 2030-05-11 17:00 | -700 | -526 | -510 | -145.97
2030-05-11 18:00 | 500 | 161.93 | 510 | 442 | 2030-05-11 18:00 | 100 | -21.22 | -90 | 142 | 2030-05-11 18:00 | -100 | -226 | -300 | -14.99
2030-05-11 19:00 | 700 | 355.85 | 510 | 442 | 2030-05-11 19:00 | 700 | 278.78 | 210 | 442 | 2030-05-11 19:00 | 500 | 74 | 0 | 283.46
2030-05-11 20:00 | 700 | 317.15 | 510 | 442 | 2030-05-11 20:00 | 700 | 0 | 510 | 142 | 2030-05-11 20:00 | 700 | -226 | -300 | -16.54
2030-05-11 21:00 | 700 | 505 | 510 | 442 | 2030-05-11 21:00 | 700 | 205 | 510 | 153.03 | 2030-05-11 21:00 | 700 | 0 | 0 | 0
2030-05-11 22:00 | 700 | 505 | 510 | 442 | 2030-05-11 22:00 | 700 | 505 | 510 | 442 | 2030-05-11 22:00 | 700 | 300 | 300 | 300
2030-05-11 23:00 | 700 | 505 | 510 | 442 | 2030-05-11 23:00 | 700 | 505 | 510 | 442 | 2030-05-11 23:00 | 700 | 505 | 510 | 442
2030-05-12 | 700 | 505 | 510 | 442 | 2030-05-12 | 700 | 419.63 | 510 | 442 | 2030-05-12 | 700 | 400.25 | 510 | 442
2030-05-12 01:00 | 700 | 505 | 510 | 442 | 2030-05-12 01:00 | 700 | 505 | 510 | 442 | 2030-05-12 01:00 | 700 | 505 | 510 | 442
2030-05-12 02:00 | 700 | 505 | 510 | 442 | 2030-05-12 02:00 | 700 | 458.85 | 510 | 442 | 2030-05-12 02:00 | 700 | 495.51 | 510 | 442
2030-05-12 03:00 | 700 | 505 | 510 | 442 | 2030-05-12 03:00 | 700 | 340.7 | 510 | 442 | 2030-05-12 03:00 | 700 | 505 | 510 | 442
2030-05-12 04:00 | 700 | 370.04 | 510 | 442 | 2030-05-12 04:00 | 700 | 315.01 | 510 | 442 | 2030-05-12 04:00 | 700 | 205 | 510 | 442
2030-05-12 05:00 | 700 | 446.73 | 510 | 442 | 2030-05-12 05:00 | 700 | 407.2 | 510 | 442 | 2030-05-12 05:00 | 700 | 278.16 | 390 | 442
2030-05-12 06:00 | 700 | 338.3 | 510 | 442 | 2030-05-12 06:00 | 500 | 265.21 | 251.22 | 442 | 2030-05-12 06:00 | 419.05 | 0 | 90 | 442
2030-05-12 07:00 | 700 | 157.07 | 510 | 442 | 2030-05-12 07:00 | -100 | -34.79 | -48.78 | 272.56 | 2030-05-12 07:00 | -180.95 | -300 | -210 | 231.52
2030-05-12 08:00 | 600 | 0 | 268.55 | 281.21 | 2030-05-12 08:00 | -700 | -226 | -348.78 | 135.24 | 2030-05-12 08:00 | -700 | -526 | -510 | 53.08
2030-05-12 09:00 | 0 | 0 | 0 | 0 | 2030-05-12 09:00 | -700 | -526 | -510 | -93.35 | 2030-05-12 09:00 | -700 | -526 | -510 | -232.21
2030-05-12 10:00 | -81.52 | 0 | 0 | 0 | 2030-05-12 10:00 | -700 | -526 | -510 | -311.27 | 2030-05-12 10:00 | -700 | -526 | -510 | -496.77
2030-05-12 11:00 | -237.74 | 0 | 0 | 0 | 2030-05-12 11:00 | -700 | -526 | -510 | -272.38 | 2030-05-12 11:00 | -700 | -526 | -510 | -489.23
2030-05-12 12:00 | -109.2 | 0 | 0 | 0 | 2030-05-12 12:00 | -700 | -526 | -510 | -510 | 2030-05-12 12:00 | -700 | -526 | -510 | -510
2030-05-12 13:00 | 0 | 0 | 0 | 0 | 2030-05-12 13:00 | -700 | -526 | -510 | -510 | 2030-05-12 13:00 | -700 | -526 | -510 | -510
2030-05-12 14:00 | -35.23 | 0 | 0 | 0 | 2030-05-12 14:00 | -700 | -526 | -510 | -280.82 | 2030-05-12 14:00 | -700 | -526 | -510 | -470.85
2030-05-12 15:00 | 29.08 | 0 | 0 | 0 | 2030-05-12 15:00 | -500 | -521.34 | -510 | -328.09 | 2030-05-12 15:00 | -700 | -526 | -510 | -510
2030-05-12 16:00 | 612.49 | 0 | 0 | 0 | 2030-05-12 16:00 | 100 | -221.34 | -510 | -95.2 | 2030-05-12 16:00 | -700 | -526 | -510 | -510
2030-05-12 17:00 | 700 | 0 | 7.06 | 0 | 2030-05-12 17:00 | 700 | -300 | -404.1 | -300 | 2030-05-12 17:00 | -100 | -526 | -510 | -510
2030-05-12 18:00 | 700 | 49.75 | 307.06 | 300 | 2030-05-12 18:00 | 700 | 0 | -104.1 | 0 | 2030-05-12 18:00 | 500 | -526 | -510 | -510
2030-05-12 19:00 | 700 | 349.75 | 510 | 442 | 2030-05-12 19:00 | 700 | 0 | 27.22 | 0 | 2030-05-12 19:00 | 700 | -526 | -510 | -510
2030-05-12 20:00 | 700 | 451.39 | 510 | 442 | 2030-05-12 20:00 | 700 | 0 | 210 | 0 | 2030-05-12 20:00 | 700 | -411.13 | -510 | -354.12
2030-05-12 21:00 | 700 | 505 | 510 | 442 | 2030-05-12 21:00 | 700 | 0 | 510 | 0 | 2030-05-12 21:00 | 700 | -111.13 | -210 | -116.2
2030-05-12 22:00 | 700 | 505 | 510 | 442 | 2030-05-12 22:00 | 700 | 205 | 510 | 142 | 2030-05-12 22:00 | 700 | 188.87 | 90 | 142
2030-05-12 23:00 | 700 | 505 | 510 | 442 | 2030-05-12 23:00 | 700 | 505 | 510 | 442 | 2030-05-12 23:00 | 700 | 488.87 | 390 | 442
2030-05-13 | 700 | 505 | 510 | 442 | 2030-05-13 | 700 | 505 | 510 | 442 | 2030-05-13 | 700 | 188.87 | 510 | 442
2030-05-13 01:00 | 700 | 505 | 510 | 442 | 2030-05-13 01:00 | 700 | 505 | 510 | 442 | 2030-05-13 01:00 | 700 | 346.31 | 510 | 442
2030-05-13 02:00 | 700 | 505 | 510 | 442 | 2030-05-13 02:00 | 700 | 505 | 510 | 442 | 2030-05-13 02:00 | 700 | 273.06 | 510 | 442
2030-05-13 03:00 | 700 | 505 | 510 | 442 | 2030-05-13 03:00 | 700 | 505 | 510 | 442 | 2030-05-13 03:00 | 700 | 505 | 510 | 442
2030-05-13 04:00 | 700 | 491.24 | 510 | 442 | 2030-05-13 04:00 | 700 | 503.52 | 510 | 442 | 2030-05-13 04:00 | 700 | 418.34 | 510 | 442
2030-05-13 05:00 | 700 | 339.46 | 510 | 442 | 2030-05-13 05:00 | 700 | 416.86 | 510 | 442 | 2030-05-13 05:00 | 700 | 118.34 | 510 | 442
2030-05-13 06:00 | 700 | 207.01 | 510 | 442 | 2030-05-13 06:00 | 500 | 258.74 | 510 | 442 | 2030-05-13 06:00 | 500 | 0 | 464.22 | 442
2030-05-13 07:00 | 690.91 | 458.81 | 510 | 442 | 2030-05-13 07:00 | -100 | 479.28 | 510 | 442 | 2030-05-13 07:00 | -100 | 0 | 164.22 | 442
2030-05-13 08:00 | 90.91 | 505 | 510 | 442 | 2030-05-13 08:00 | -700 | 505 | 510 | 442 | 2030-05-13 08:00 | -700 | 300 | 464.22 | 442
2030-05-13 09:00 | -509.09 | 505 | 510 | 442 | 2030-05-13 09:00 | -700 | 505 | 510 | 442 | 2030-05-13 09:00 | -700 | 505 | 510 | 442
2030-05-13 10:00 | -700 | 505 | 510 | 442 | 2030-05-13 10:00 | -700 | 505 | 510 | 442 | 2030-05-13 10:00 | -700 | 505 | 510 | 442
2030-05-13 11:00 | -700 | 505 | 510 | 442 | 2030-05-13 11:00 | -700 | 505 | 510 | 442 | 2030-05-13 11:00 | -700 | 505 | 510 | 442
2030-05-13 12:00 | -700 | 505 | 510 | 442 | 2030-05-13 12:00 | -700 | 505 | 510 | 442 | 2030-05-13 12:00 | -700 | 505 | 510 | 442
2030-05-13 13:00 | -700 | 505 | 510 | 442 | 2030-05-13 13:00 | -700 | 374 | 444.17 | 442 | 2030-05-13 13:00 | -700 | 374 | 390 | 442
2030-05-13 14:00 | -700 | 505 | 510 | 442 | 2030-05-13 14:00 | -700 | 74 | 144.17 | 442 | 2030-05-13 14:00 | -700 | 74 | 90 | 442
2030-05-13 15:00 | -600 | 205 | 443.46 | 442 | 2030-05-13 15:00 | -700 | -226 | -155.83 | 442 | 2030-05-13 15:00 | -700 | -226 | -210 | 442
2030-05-13 16:00 | 0 | 0 | 458.73 | 442 | 2030-05-13 16:00 | -700 | -526 | -455.83 | 442 | 2030-05-13 16:00 | -700 | -526 | -510 | 442
2030-05-13 17:00 | 600 | 211.09 | 510 | 442 | 2030-05-13 17:00 | -100 | -226 | -155.83 | 442 | 2030-05-13 17:00 | -700 | -526 | -510 | 442
2030-05-13 18:00 | 700 | 264.77 | 510 | 442 | 2030-05-13 18:00 | 500 | 74 | 144.17 | 442 | 2030-05-13 18:00 | -100 | -226 | -210 | 442
2030-05-13 19:00 | 700 | 505 | 510 | 442 | 2030-05-13 19:00 | 700 | 374 | 444.17 | 442 | 2030-05-13 19:00 | 500 | 74 | 90 | 442
2030-05-13 20:00 | 700 | 505 | 510 | 442 | 2030-05-13 20:00 | 700 | 505 | 510 | 442 | 2030-05-13 20:00 | 700 | 0 | 377.48 | 442
2030-05-13 21:00 | 700 | 216 | 510 | 442 | 2030-05-13 21:00 | 700 | 325.91 | 510 | 442 | 2030-05-13 21:00 | 700 | 0 | 273.6 | 442
2030-05-13 22:00 | 700 | 505 | 510 | 442 | 2030-05-13 22:00 | 700 | 505 | 510 | 442 | 2030-05-13 22:00 | 700 | 300 | 510 | 442
2030-05-13 23:00 | 700 | 505 | 510 | 442 | 2030-05-13 23:00 | 700 | 505 | 510 | 442 | 2030-05-13 23:00 | 700 | 505 | 510 | 442
2030-05-14 | 700 | 505 | 510 | 442 | 2030-05-14 | 700 | 505 | 510 | 442 | 2030-05-14 | 700 | 505 | 510 | 442
2030-05-14 01:00 | 700 | 505 | 510 | 442 | 2030-05-14 01:00 | 700 | 505 | 510 | 442 | 2030-05-14 01:00 | 700 | 505 | 510 | 442
2030-05-14 02:00 | 700 | 505 | 510 | 442 | 2030-05-14 02:00 | 700 | 505 | 510 | 442 | 2030-05-14 02:00 | 700 | 505 | 510 | 442
2030-05-14 03:00 | 700 | 505 | 510 | 442 | 2030-05-14 03:00 | 700 | 505 | 510 | 442 | 2030-05-14 03:00 | 700 | 505 | 510 | 442
2030-05-14 04:00 | 700 | 505 | 510 | 442 | 2030-05-14 04:00 | 700 | 505 | 510 | 442 | 2030-05-14 04:00 | 700 | 389.89 | 390 | 442
2030-05-14 05:00 | 700 | 205 | 242.93 | 362.93 | 2030-05-14 05:00 | 700 | 281.14 | 210 | 442 | 2030-05-14 05:00 | 700 | 89.89 | 90 | 442
2030-05-14 06:00 | 700 | 0 | 447.11 | 416.11 | 2030-05-14 06:00 | 700 | -18.86 | -90 | 442 | 2030-05-14 06:00 | 500 | -171.13 | -210 | 442
2030-05-14 07:00 | 700 | 0 | 158.8 | 442 | 2030-05-14 07:00 | 500 | -318.86 | -390 | 442 | 2030-05-14 07:00 | -100 | -471.13 | -510 | 442
2030-05-14 08:00 | 700 | 0 | -110.35 | 442 | 2030-05-14 08:00 | -100 | -526 | -510 | 442 | 2030-05-14 08:00 | -700 | -526 | -510 | 353.02
2030-05-14 09:00 | 700 | 0 | 189.65 | 442 | 2030-05-14 09:00 | -700 | -526 | -510 | 442 | 2030-05-14 09:00 | -700 | -526 | -510 | 442
2030-05-14 10:00 | 700 | 0 | 130.54 | 442 | 2030-05-14 10:00 | -700 | -526 | -510 | 442 | 2030-05-14 10:00 | -700 | -526 | -510 | 442
2030-05-14 11:00 | 700 | 0 | 0 | 442 | 2030-05-14 11:00 | -700 | -526 | -510 | 442 | 2030-05-14 11:00 | -700 | -526 | -510 | 442
2030-05-14 12:00 | 700 | 0 | 0 | 442 | 2030-05-14 12:00 | -700 | -526 | -510 | 442 | 2030-05-14 12:00 | -700 | -526 | -510 | 442
2030-05-14 13:00 | 700 | 0 | 253.65 | 430.31 | 2030-05-14 13:00 | -700 | -526 | -510 | 442 | 2030-05-14 13:00 | -700 | -526 | -510 | 442
2030-05-14 14:00 | 700 | 0 | 316.31 | 420.82 | 2030-05-14 14:00 | -700 | -526 | -510 | 442 | 2030-05-14 14:00 | -700 | -526 | -510 | 442
2030-05-14 15:00 | 700 | 0 | 235.34 | 425.52 | 2030-05-14 15:00 | -700 | -526 | -510 | 442 | 2030-05-14 15:00 | -700 | -526 | -510 | 150
2030-05-14 16:00 | 700 | 0 | -64.66 | 177.65 | 2030-05-14 16:00 | -357.74 | -526 | -510 | 247.16 | 2030-05-14 16:00 | -700 | -526 | -510 | -150
2030-05-14 17:00 | 700 | -76.57 | 0 | 251.22 | 2030-05-14 17:00 | 242.26 | -526 | -510 | 303.05 | 2030-05-14 17:00 | -100 | -526 | -510 | 0
2030-05-14 18:00 | 700 | 0 | 300 | 442 | 2030-05-14 18:00 | 700 | -226 | -210 | 382.12 | 2030-05-14 18:00 | 500 | -226 | -324.71 | 170.17
2030-05-14 19:00 | 700 | 299.43 | 510 | 442 | 2030-05-14 19:00 | 700 | 0 | 64.78 | 412.89 | 2030-05-14 19:00 | 700 | 0 | -24.71 | 160.18
2030-05-14 20:00 | 700 | 505 | 510 | 442 | 2030-05-14 20:00 | 700 | 0 | 364.78 | 442 | 2030-05-14 20:00 | 700 | 0 | 0 | 196.67
2030-05-14 21:00 | 700 | 505 | 510 | 442 | 2030-05-14 21:00 | 700 | 0 | 364.78 | 442 | 2030-05-14 21:00 | 700 | 0 | 0 | 162.95
2030-05-14 22:00 | 700 | 499.65 | 510 | 442 | 2030-05-14 22:00 | 700 | 0 | 510 | 442 | 2030-05-14 22:00 | 700 | 0 | 0 | 128.13
2030-05-14 23:00 | 700 | 505 | 510 | 442 | 2030-05-14 23:00 | 700 | 0 | 510 | 442 | 2030-05-14 23:00 | 700 | 0 | 0 | 428.13
2030-05-15 | 700 | 504.18 | 510 | 442 | 2030-05-15 | 700 | 251.45 | 510 | 442 | 2030-05-15 | 700 | 191.96 | 300 | 442
2030-05-15 01:00 | 700 | 412.4 | 510 | 442 | 2030-05-15 01:00 | 700 | 213.02 | 510 | 442 | 2030-05-15 01:00 | 700 | 205 | 510 | 242.81
2030-05-15 02:00 | 700 | 505 | 510 | 442 | 2030-05-15 02:00 | 700 | 505 | 510 | 442 | 2030-05-15 02:00 | 700 | 505 | 510 | 442
2030-05-15 03:00 | 700 | 505 | 510 | 442 | 2030-05-15 03:00 | 700 | 505 | 510 | 442 | 2030-05-15 03:00 | 700 | 505 | 510 | 442
2030-05-15 04:00 | 700 | 505 | 510 | 442 | 2030-05-15 04:00 | 700 | 505 | 411.86 | 442 | 2030-05-15 04:00 | 700 | 371.53 | 390 | 442
2030-05-15 05:00 | 700 | 326.15 | 510 | 442 | 2030-05-15 05:00 | 700 | 205 | 111.86 | 442 | 2030-05-15 05:00 | 700 | 71.53 | 90 | 442
2030-05-15 06:00 | 700 | 26.15 | 510 | 442 | 2030-05-15 06:00 | 700 | -95 | -188.14 | 434.82 | 2030-05-15 06:00 | 500 | -228.47 | -210 | 177.16
2030-05-15 07:00 | 700 | 170.26 | 510 | 442 | 2030-05-15 07:00 | 694.8 | -395 | -488.14 | 442 | 2030-05-15 07:00 | -100 | -526 | -510 | 438.58
2030-05-15 08:00 | 700 | 226.7 | 510 | 442 | 2030-05-15 08:00 | 94.8 | -526 | -510 | 442 | 2030-05-15 08:00 | -700 | -526 | -510 | 442
2030-05-15 09:00 | 700 | 0 | 295.37 | 442 | 2030-05-15 09:00 | -505.2 | -526 | -510 | 442 | 2030-05-15 09:00 | -700 | -526 | -510 | 275.8
2030-05-15 10:00 | 700 | 0 | 472.73 | 442 | 2030-05-15 10:00 | -700 | -526 | -510 | 442 | 2030-05-15 10:00 | -700 | -526 | -510 | 400.96
2030-05-15 11:00 | 700 | 0 | 280.6 | 340.21 | 2030-05-15 11:00 | -700 | -526 | -510 | 280.71 | 2030-05-15 11:00 | -700 | -526 | -510 | 243.49
2030-05-15 12:00 | 700 | 0 | 101.73 | 282.37 | 2030-05-15 12:00 | -700 | -526 | -510 | 238.65 | 2030-05-15 12:00 | -700 | -526 | -510 | 120.97
2030-05-15 13:00 | 700 | 0 | 241.85 | 407.74 | 2030-05-15 13:00 | -700 | -526 | -510 | 238.65 | 2030-05-15 13:00 | -700 | -526 | -510 | 420.97
2030-05-15 14:00 | 700 | 0 | 157.99 | 267.06 | 2030-05-15 14:00 | -700 | -526 | -510 | 375.89 | 2030-05-15 14:00 | -700 | -526 | -510 | 201.34
2030-05-15 15:00 | 700 | 34.51 | 136.95 | 442 | 2030-05-15 15:00 | -500 | -424.51 | -510 | 442 | 2030-05-15 15:00 | -700 | -526 | -510 | 147.52
2030-05-15 16:00 | 700 | -14.69 | -163.05 | 142 | 2030-05-15 16:00 | 100 | -459.16 | -390 | 442 | 2030-05-15 16:00 | -100 | -388.53 | -510 | 305.18
2030-05-15 17:00 | 700 | 0 | 136.95 | 242.82 | 2030-05-15 17:00 | 700 | -233.53 | -90 | 415.4 | 2030-05-15 17:00 | 500 | -347.61 | -390 | 430
2030-05-15 18:00 | 700 | 105.41 | 436.95 | 442 | 2030-05-15 18:00 | 700 | 0 | 210 | 442 | 2030-05-15 18:00 | 700 | -47.61 | -90 | 442
2030-05-15 19:00 | 700 | 332.2 | 510 | 442 | 2030-05-15 19:00 | 700 | 0 | 510 | 442 | 2030-05-15 19:00 | 700 | 0 | 210 | 442
2030-05-15 20:00 | 700 | 438.3 | 510 | 442 | 2030-05-15 20:00 | 700 | 228.02 | 510 | 442 | 2030-05-15 20:00 | 700 | 0 | 510 | 442
2030-05-15 21:00 | 700 | 149.37 | 510 | 442 | 2030-05-15 21:00 | 700 | 379.05 | 510 | 442 | 2030-05-15 21:00 | 700 | 0 | 510 | 442
2030-05-15 22:00 | 700 | 449.37 | 510 | 442 | 2030-05-15 22:00 | 700 | 442.3 | 510 | 442 | 2030-05-15 22:00 | 700 | 0 | 510 | 442
2030-05-15 23:00 | 700 | 201.73 | 510 | 442 | 2030-05-15 23:00 | 700 | 233.22 | 510 | 442 | 2030-05-15 23:00 | 700 | 16.1 | 510 | 442
2030-05-16 | 700 | 205 | 510 | 360.53 | 2030-05-16 | 700 | 299.64 | 510 | 442 | 2030-05-16 | 700 | 205 | 510 | 366.18
2030-05-16 01:00 | 700 | 505 | 510 | 442 | 2030-05-16 01:00 | 700 | 505 | 510 | 442 | 2030-05-16 01:00 | 700 | 505 | 510 | 442
2030-05-16 02:00 | 700 | 505 | 510 | 442 | 2030-05-16 02:00 | 700 | 505 | 510 | 442 | 2030-05-16 02:00 | 700 | 505 | 510 | 442
2030-05-16 03:00 | 700 | 505 | 510 | 442 | 2030-05-16 03:00 | 700 | 505 | 510 | 442 | 2030-05-16 03:00 | 700 | 505 | 510 | 442
2030-05-16 04:00 | 700 | 499.07 | 510 | 442 | 2030-05-16 04:00 | 700 | 505 | 510 | 442 | 2030-05-16 04:00 | 700 | 505 | 390 | 442
2030-05-16 05:00 | 700 | 199.07 | 210 | 186.25 | 2030-05-16 05:00 | 700 | 205 | 233.91 | 250.67 | 2030-05-16 05:00 | 700 | 205 | 90 | 171.78
2030-05-16 06:00 | 700 | 0 | 0 | 181.96 | 2030-05-16 06:00 | 700 | 0 | -66.09 | 377.18 | 2030-05-16 06:00 | 700 | -54.6 | -210 | 0
2030-05-16 07:00 | 700 | 0 | 0 | 353.17 | 2030-05-16 07:00 | 700 | -300 | -366.09 | 389.63 | 2030-05-16 07:00 | 191.82 | -354.6 | -510 | 217.48
2030-05-16 08:00 | 700 | -3.6 | -90 | 424.56 | 2030-05-16 08:00 | 600 | -123.44 | -510 | 442 | 2030-05-16 08:00 | -408.18 | -526 | -510 | 442
2030-05-16 09:00 | 700 | 112.15 | 210 | 442 | 2030-05-16 09:00 | 0 | 0 | -210 | 442 | 2030-05-16 09:00 | -700 | -526 | -510 | 442
2030-05-16 10:00 | 700 | 0 | 510 | 442 | 2030-05-16 10:00 | -286.33 | 0 | 0 | 442 | 2030-05-16 10:00 | -700 | -526 | -510 | 442
2030-05-16 11:00 | 700 | 0 | 510 | 442 | 2030-05-16 11:00 | -354.32 | 0 | -201 | 442 | 2030-05-16 11:00 | -700 | -526 | -510 | 442
2030-05-16 12:00 | 700 | 0 | 210 | 229.63 | 2030-05-16 12:00 | -204.65 | 0 | -501 | 442 | 2030-05-16 12:00 | -700 | -526 | -510 | 442
2030-05-16 13:00 | 700 | 0 | 278.21 | 434.96 | 2030-05-16 13:00 | 0 | -281.21 | -510 | 442 | 2030-05-16 13:00 | -700 | -526 | -510 | 442
2030-05-16 14:00 | 700 | 172.36 | 258.22 | 442 | 2030-05-16 14:00 | 100 | 0 | -210 | 442 | 2030-05-16 14:00 | -460.12 | -526 | -510 | 442
2030-05-16 15:00 | 700 | 0 | -41.78 | 309.25 | 2030-05-16 15:00 | 700 | -266.75 | -384.53 | 442 | 2030-05-16 15:00 | 139.88 | -292.27 | -510 | 442
2030-05-16 16:00 | 700 | 0 | 239.28 | 401.66 | 2030-05-16 16:00 | 700 | 0 | -84.53 | 442 | 2030-05-16 16:00 | 700 | -334.48 | -510 | 442
2030-05-16 17:00 | 700 | 0 | 510 | 442 | 2030-05-16 17:00 | 700 | 0 | 0 | 442 | 2030-05-16 17:00 | 700 | -34.48 | -510 | 442
2030-05-16 18:00 | 700 | 60.68 | 510 | 442 | 2030-05-16 18:00 | 700 | 0 | 300 | 442 | 2030-05-16 18:00 | 700 | 0 | -510 | 442
2030-05-16 19:00 | 700 | 99.21 | 510 | 442 | 2030-05-16 19:00 | 700 | 0 | 300 | 442 | 2030-05-16 19:00 | 700 | 0 | -510 | 435.62
2030-05-16 20:00 | 700 | 266.11 | 510 | 442 | 2030-05-16 20:00 | 700 | 0 | 412.5 | 442 | 2030-05-16 20:00 | 700 | 0 | -348.3 | 419.81
2030-05-16 21:00 | 700 | 458.92 | 510 | 442 | 2030-05-16 21:00 | 700 | 0 | 112.5 | 388.66 | 2030-05-16 21:00 | 700 | 0 | -48.3 | 442
2030-05-16 22:00 | 700 | 158.92 | 510 | 442 | 2030-05-16 22:00 | 700 | 0 | 210 | 340.05 | 2030-05-16 22:00 | 700 | 0 | 134.06 | 142
2030-05-16 23:00 | 700 | 315.95 | 510 | 442 | 2030-05-16 23:00 | 700 | 295.64 | 510 | 442 | 2030-05-16 23:00 | 700 | 300 | 434.06 | 442
2030-05-17 | 700 | 505 | 510 | 442 | 2030-05-17 | 700 | 168.91 | 510 | 442 | 2030-05-17 | 700 | 269.13 | 510 | 442
2030-05-17 01:00 | 700 | 358.66 | 510 | 442 | 2030-05-17 01:00 | 700 | 168.91 | 510 | 442 | 2030-05-17 01:00 | 700 | 290.47 | 510 | 442
2030-05-17 02:00 | 700 | 505 | 510 | 442 | 2030-05-17 02:00 | 700 | 356.08 | 510 | 442 | 2030-05-17 02:00 | 700 | 305.04 | 510 | 442
2030-05-17 03:00 | 700 | 331.72 | 510 | 442 | 2030-05-17 03:00 | 700 | 56.08 | 510 | 442 | 2030-05-17 03:00 | 700 | 64.3 | 510 | 442
2030-05-17 04:00 | 700 | 156.22 | 510 | 442 | 2030-05-17 04:00 | 700 | 129.69 | 510 | 442 | 2030-05-17 04:00 | 700 | 0 | 438.12 | 442
2030-05-17 05:00 | 700 | 0 | 489.05 | 442 | 2030-05-17 05:00 | 700 | 10.81 | 510 | 442 | 2030-05-17 05:00 | 700 | 0 | 138.12 | 442
2030-05-17 06:00 | 700 | 0 | 419.71 | 442 | 2030-05-17 06:00 | 700 | 158.84 | 510 | 442 | 2030-05-17 06:00 | 700 | 0 | 198.82 | 442
2030-05-17 07:00 | 700 | 0 | 510 | 442 | 2030-05-17 07:00 | 700 | 337.96 | 510 | 442 | 2030-05-17 07:00 | 700 | 0 | 151.19 | 442
2030-05-17 08:00 | 700 | 92.85 | 510 | 442 | 2030-05-17 08:00 | 700 | 100.23 | 510 | 442 | 2030-05-17 08:00 | 268.47 | 0 | 0 | 442
2030-05-17 09:00 | 700 | 77.55 | 510 | 442 | 2030-05-17 09:00 | 309.29 | 0 | 210 | 442 | 2030-05-17 09:00 | -331.53 | -300 | -300 | 442
2030-05-17 10:00 | 700 | 139.77 | 510 | 442 | 2030-05-17 10:00 | -158.07 | 0 | 0 | 442 | 2030-05-17 10:00 | -700 | -526 | -510 | 442
2030-05-17 11:00 | 700 | 300.44 | 510 | 442 | 2030-05-17 11:00 | 179.66 | 0 | 0 | 442 | 2030-05-17 11:00 | -700 | -226 | -441.22 | 442
2030-05-17 12:00 | 601.56 | 192.62 | 272.05 | 442 | 2030-05-17 12:00 | -420.34 | 0 | -89.2 | 442 | 2030-05-17 12:00 | -700 | -526 | -510 | 442
2030-05-17 13:00 | 1.56 | 492.62 | 510 | 442 | 2030-05-17 13:00 | -671.1 | 0 | 110.79 | 442 | 2030-05-17 13:00 | -700 | -226 | -275.8 | 442
2030-05-17 14:00 | 281.73 | 192.62 | 210 | 442 | 2030-05-17 14:00 | -700 | -300 | -189.21 | 442 | 2030-05-17 14:00 | -700 | -433.01 | -510 | 433.5
2030-05-17 15:00 | -163.01 | 492.62 | 510 | 442 | 2030-05-17 15:00 | -607.28 | 0 | 110.79 | 270.74 | 2030-05-17 15:00 | -700 | -133.01 | -210 | 442
2030-05-17 16:00 | 436.99 | 505 | 510 | 442 | 2030-05-17 16:00 | -7.28 | 289.33 | 410.79 | 442 | 2030-05-17 16:00 | -227.14 | 0 | 0 | 442
2030-05-17 17:00 | 700 | 205 | 510 | 442 | 2030-05-17 17:00 | 592.72 | 241.31 | 510 | 442 | 2030-05-17 17:00 | 174.36 | 0 | 0 | 386.66
2030-05-17 18:00 | 700 | 165.29 | 510 | 442 | 2030-05-17 18:00 | 700 | 216.69 | 510 | 442 | 2030-05-17 18:00 | 36.5 | 0 | 0 | 139.98
2030-05-17 19:00 | 700 | 148.88 | 510 | 442 | 2030-05-17 19:00 | 700 | 329.37 | 510 | 442 | 2030-05-17 19:00 | 299.86 | 0 | 0 | 377.11
2030-05-17 20:00 | 700 | 0 | 396.94 | 407.21 | 2030-05-17 20:00 | 700 | 29.37 | 391.22 | 360.52 | 2030-05-17 20:00 | 0 | 0 | 0 | 313.83
2030-05-17 21:00 | 700 | 176.27 | 510 | 442 | 2030-05-17 21:00 | 700 | 251.63 | 510 | 442 | 2030-05-17 21:00 | 156.75 | 0 | 0 | 442
2030-05-17 22:00 | 700 | 447.79 | 510 | 442 | 2030-05-17 22:00 | 700 | 505 | 510 | 442 | 2030-05-17 22:00 | 156.75 | 205 | 210 | 442
2030-05-17 23:00 | 588.09 | 505 | 510 | 442 | 2030-05-17 23:00 | 194.52 | 505 | 510 | 442 | 2030-05-17 23:00 | -443.25 | 505 | 510 | 442
2030-05-18 | 700 | 505 | 510 | 442 | 2030-05-18 | 687.98 | 505 | 510 | 442 | 2030-05-18 | 156.75 | 505 | 510 | 442
2030-05-18 01:00 | 605.06 | 505 | 510 | 442 | 2030-05-18 01:00 | 265.12 | 505 | 510 | 442 | 2030-05-18 01:00 | 520.26 | 505 | 510 | 442
2030-05-18 02:00 | 18.94 | 505 | 510 | 442 | 2030-05-18 02:00 | 265.12 | 505 | 510 | 442 | 2030-05-18 02:00 | 39.75 | 505 | 510 | 442
2030-05-18 03:00 | 0 | 505 | 510 | 442 | 2030-05-18 03:00 | 257.54 | 505 | 510 | 442 | 2030-05-18 03:00 | 0 | 505 | 510 | 442
2030-05-18 04:00 | 214.02 | 505 | 510 | 442 | 2030-05-18 04:00 | 177.5 | 505 | 510 | 442 | 2030-05-18 04:00 | 100 | 505 | 510 | 442
2030-05-18 05:00 | 700 | 297.67 | 510 | 442 | 2030-05-18 05:00 | 700 | 205 | 510 | 299.32 | 2030-05-18 05:00 | 700 | 205 | 510 | 231.62
2030-05-18 06:00 | 700 | 468.29 | 510 | 442 | 2030-05-18 06:00 | 700 | 53.82 | 510 | 442 | 2030-05-18 06:00 | 700 | 16.19 | 510 | 442
2030-05-18 07:00 | 700 | 207.77 | 510 | 442 | 2030-05-18 07:00 | 700 | 143.7 | 510 | 442 | 2030-05-18 07:00 | 700 | 0 | 494.3 | 435.98
2030-05-18 08:00 | 700 | 287.17 | 510 | 442 | 2030-05-18 08:00 | 700 | 0 | 510 | 438.64 | 2030-05-18 08:00 | 582.12 | 0 | 194.3 | 262.05
2030-05-18 09:00 | 700 | 172.29 | 510 | 442 | 2030-05-18 09:00 | 700 | 38.41 | 510 | 442 | 2030-05-18 09:00 | -17.88 | 0 | 0 | 442
2030-05-18 10:00 | 700 | 182.89 | 510 | 442 | 2030-05-18 10:00 | 700 | 0 | 476.71 | 442 | 2030-05-18 10:00 | -203.57 | 0 | 0 | 442
2030-05-18 11:00 | 700 | 178.65 | 510 | 442 | 2030-05-18 11:00 | 700 | 92.69 | 510 | 442 | 2030-05-18 11:00 | 62.95 | 0 | 0 | 442
2030-05-18 12:00 | 700 | 201.78 | 510 | 442 | 2030-05-18 12:00 | 700 | 249.33 | 510 | 442 | 2030-05-18 12:00 | 357.55 | 0 | 0 | 442
2030-05-18 13:00 | 700 | 0 | 510 | 442 | 2030-05-18 13:00 | 618.13 | 0 | 210 | 442 | 2030-05-18 13:00 | -242.45 | 0 | -0.59 | 296.3
2030-05-18 14:00 | 700 | 0 | 405.62 | 442 | 2030-05-18 14:00 | 691.91 | 0 | 0 | 442 | 2030-05-18 14:00 | -434.24 | 0 | 0 | 442
2030-05-18 15:00 | 558.29 | 0 | 105.62 | 324.37 | 2030-05-18 15:00 | 700 | 0 | 155.07 | 442 | 2030-05-18 15:00 | -127.86 | 0 | 0 | 142
2030-05-18 16:00 | 640.59 | 0 | 135.98 | 410.95 | 2030-05-18 16:00 | 700 | 148.07 | 331.84 | 442 | 2030-05-18 16:00 | 401.59 | 0 | 0 | 213.46
2030-05-18 17:00 | 700 | 0 | 435.98 | 442 | 2030-05-18 17:00 | 700 | 448.07 | 510 | 442 | 2030-05-18 17:00 | 700 | 0 | 289.77 | 442
2030-05-18 18:00 | 700 | 0 | 337.46 | 442 | 2030-05-18 18:00 | 700 | 208.76 | 510 | 442 | 2030-05-18 18:00 | 700 | 7.07 | 508.11 | 442
2030-05-18 19:00 | 700 | 289.89 | 510 | 442 | 2030-05-18 19:00 | 700 | 497.76 | 510 | 442 | 2030-05-18 19:00 | 700 | 307.07 | 510 | 442
2030-05-18 20:00 | 700 | 505 | 510 | 442 | 2030-05-18 20:00 | 700 | 505 | 510 | 442 | 2030-05-18 20:00 | 700 | 505 | 510 | 442
2030-05-18 21:00 | 700 | 505 | 510 | 442 | 2030-05-18 21:00 | 700 | 505 | 510 | 442 | 2030-05-18 21:00 | 700 | 505 | 510 | 442
2030-05-18 22:00 | 700 | 505 | 510 | 442 | 2030-05-18 22:00 | 700 | 505 | 510 | 442 | 2030-05-18 22:00 | 700 | 505 | 510 | 442
2030-05-18 23:00 | 562.47 | 505 | 510 | 442 | 2030-05-18 23:00 | 568.76 | 505 | 510 | 442 | 2030-05-18 23:00 | 463.12 | 505 | 510 | 442
2030-05-19 | 700 | 505 | 510 | 442 | 2030-05-19 | 700 | 505 | 510 | 442 | 2030-05-19 | 700 | 505 | 510 | 442
2030-05-19 01:00 | 451.75 | 505 | 510 | 442 | 2030-05-19 01:00 | 700 | 505 | 510 | 442 | 2030-05-19 01:00 | 469.48 | 505 | 510 | 442
2030-05-19 02:00 | 527.24 | 505 | 510 | 442 | 2030-05-19 02:00 | 634.86 | 505 | 510 | 442 | 2030-05-19 02:00 | 12.88 | 505 | 510 | 442
2030-05-19 03:00 | 629.18 | 505 | 510 | 442 | 2030-05-19 03:00 | 700 | 505 | 510 | 442 | 2030-05-19 03:00 | 260.33 | 505 | 510 | 442
2030-05-19 04:00 | 700 | 505 | 510 | 442 | 2030-05-19 04:00 | 544.54 | 505 | 510 | 442 | 2030-05-19 04:00 | 282.51 | 505 | 510 | 442
2030-05-19 05:00 | 700 | 205 | 510 | 236.99 | 2030-05-19 05:00 | 700 | 205 | 324.94 | 142 | 2030-05-19 05:00 | 700 | 205 | 210 | 142
2030-05-19 06:00 | 700 | 505 | 510 | 442 | 2030-05-19 06:00 | 700 | 286.38 | 510 | 442 | 2030-05-19 06:00 | 700 | 342.15 | 390 | 442
2030-05-19 07:00 | 700 | 505 | 510 | 442 | 2030-05-19 07:00 | 700 | 152.76 | 510 | 442 | 2030-05-19 07:00 | 500 | 74 | 90 | 442
2030-05-19 08:00 | 700 | 505 | 510 | 442 | 2030-05-19 08:00 | 500 | 157.07 | 210 | 442 | 2030-05-19 08:00 | -100 | -226 | -210 | 304.47
2030-05-19 09:00 | 700 | 393.6 | 510 | 442 | 2030-05-19 09:00 | -100 | -142.93 | -90 | 385.16 | 2030-05-19 09:00 | -700 | -526 | -510 | 332.38
2030-05-19 10:00 | 700 | 93.6 | 352.99 | 377.92 | 2030-05-19 10:00 | -700 | -299.91 | -390 | 294.41 | 2030-05-19 10:00 | -700 | -526 | -510 | 210.9
2030-05-19 11:00 | 700 | 0 | 102.12 | 442 | 2030-05-19 11:00 | -700 | -526 | -510 | 431.99 | 2030-05-19 11:00 | -700 | -526 | -510 | 358.25
2030-05-19 12:00 | 627.74 | 0 | 0 | 428.11 | 2030-05-19 12:00 | -700 | -526 | -510 | 442 | 2030-05-19 12:00 | -700 | -526 | -510 | 442
2030-05-19 13:00 | 138.81 | 205 | 300 | 435.7 | 2030-05-19 13:00 | -700 | -226 | -243.48 | 442 | 2030-05-19 13:00 | -700 | -526 | -510 | 442
2030-05-19 14:00 | 0 | 505 | 510 | 442 | 2030-05-19 14:00 | -700 | 74 | 56.52 | 442 | 2030-05-19 14:00 | -700 | -226 | -210 | 442
2030-05-19 15:00 | 146.79 | 300 | 510 | 442 | 2030-05-19 15:00 | -700 | -226 | -243.48 | 442 | 2030-05-19 15:00 | -700 | -526 | -510 | 442
2030-05-19 16:00 | 700 | 0 | 400.3 | 442 | 2030-05-19 16:00 | -100 | -207.57 | 0 | 398.64 | 2030-05-19 16:00 | -700 | -526 | -510 | 442
2030-05-19 17:00 | 700 | 300 | 510 | 442 | 2030-05-19 17:00 | 500 | 0 | 300 | 442 | 2030-05-19 17:00 | -100 | -226 | -210 | 442
2030-05-19 18:00 | 700 | 426.78 | 510 | 442 | 2030-05-19 18:00 | 700 | 0 | 510 | 442 | 2030-05-19 18:00 | 500 | 0 | 0 | 442
2030-05-19 19:00 | 700 | 505 | 510 | 442 | 2030-05-19 19:00 | 700 | 203.12 | 510 | 442 | 2030-05-19 19:00 | 700 | 0 | 189.3 | 442
2030-05-19 20:00 | 700 | 505 | 510 | 442 | 2030-05-19 20:00 | 700 | 503.12 | 510 | 442 | 2030-05-19 20:00 | 700 | 205 | 281.79 | 442
2030-05-19 21:00 | 700 | 505 | 510 | 442 | 2030-05-19 21:00 | 700 | 505 | 510 | 442 | 2030-05-19 21:00 | 700 | 505 | 510 | 442
2030-05-19 22:00 | 700 | 505 | 510 | 442 | 2030-05-19 22:00 | 700 | 505 | 510 | 442 | 2030-05-19 22:00 | 700 | 505 | 510 | 442
2030-05-19 23:00 | 700 | 505 | 510 | 442 | 2030-05-19 23:00 | 700 | 505 | 510 | 442 | 2030-05-19 23:00 | 700 | 505 | 510 | 442
2030-05-20 | 700 | 505 | 510 | 442 | 2030-05-20 | 700 | 505 | 510 | 442 | 2030-05-20 | 700 | 505 | 510 | 442
2030-05-20 01:00 | 700 | 505 | 510 | 442 | 2030-05-20 01:00 | 700 | 263.12 | 510 | 442 | 2030-05-20 01:00 | 700 | 293.53 | 510 | 442
2030-05-20 02:00 | 700 | 489.51 | 510 | 442 | 2030-05-20 02:00 | 700 | 0 | 510 | 442 | 2030-05-20 02:00 | 700 | 0 | 297.36 | 442
2030-05-20 03:00 | 700 | 346.66 | 510 | 442 | 2030-05-20 03:00 | 700 | 0 | 426.55 | 442 | 2030-05-20 03:00 | 700 | 0 | 169.05 | 442
2030-05-20 04:00 | 700 | 265.29 | 510 | 442 | 2030-05-20 04:00 | 700 | 300 | 510 | 442 | 2030-05-20 04:00 | 700 | 0 | 0 | 298.46
2030-05-20 05:00 | 700 | 388.1 | 510 | 442 | 2030-05-20 05:00 | 700 | 339.43 | 510 | 442 | 2030-05-20 05:00 | 500 | 0 | 69.8 | 439.13
2030-05-20 06:00 | 638.19 | 387.13 | 510 | 442 | 2030-05-20 06:00 | 136.07 | 235.31 | 300 | 442 | 2030-05-20 06:00 | -100 | -226 | -210 | 442
2030-05-20 07:00 | 38.19 | 505 | 510 | 442 | 2030-05-20 07:00 | -463.93 | 0 | 0 | 442 | 2030-05-20 07:00 | -700 | -526 | -510 | 442
2030-05-20 08:00 | -561.81 | 505 | 510 | 442 | 2030-05-20 08:00 | -700 | 300 | 300 | 442 | 2030-05-20 08:00 | -700 | -226 | -210 | 442
2030-05-20 09:00 | 38.19 | 505 | 510 | 442 | 2030-05-20 09:00 | -100 | 505 | 510 | 442 | 2030-05-20 09:00 | -100 | 74 | 90 | 442
2030-05-20 10:00 | -45.87 | 505 | 510 | 442 | 2030-05-20 10:00 | -45.87 | 505 | 510 | 442 | 2030-05-20 10:00 | -45.87 | 374 | 390 | 442
2030-05-20 11:00 | -645.87 | 505 | 510 | 442 | 2030-05-20 11:00 | -645.87 | 505 | 510 | 442 | 2030-05-20 11:00 | -645.87 | 505 | 510 | 442
2030-05-20 12:00 | -45.87 | 505 | 510 | 442 | 2030-05-20 12:00 | -45.87 | 505 | 510 | 442 | 2030-05-20 12:00 | -45.87 | 505 | 510 | 442
2030-05-20 13:00 | 554.13 | 505 | 510 | 442 | 2030-05-20 13:00 | 554.13 | 505 | 510 | 442 | 2030-05-20 13:00 | 554.13 | 505 | 510 | 442
2030-05-20 14:00 | 700 | 505 | 510 | 442 | 2030-05-20 14:00 | 700 | 505 | 510 | 442 | 2030-05-20 14:00 | 700 | 505 | 510 | 442
2030-05-20 15:00 | 503.78 | 505 | 510 | 442 | 2030-05-20 15:00 | 500 | 505 | 510 | 442 | 2030-05-20 15:00 | 500 | 505 | 510 | 442
2030-05-20 16:00 | -96.22 | 505 | 510 | 442 | 2030-05-20 16:00 | -100 | 505 | 510 | 442 | 2030-05-20 16:00 | -100 | 505 | 510 | 442
2030-05-20 17:00 | -696.22 | 505 | 510 | 442 | 2030-05-20 17:00 | -700 | 505 | 510 | 442 | 2030-05-20 17:00 | -700 | 505 | 510 | 442
2030-05-20 18:00 | -96.22 | 505 | 510 | 442 | 2030-05-20 18:00 | -202.25 | 505 | 510 | 442 | 2030-05-20 18:00 | -685.28 | 505 | 510 | 442
2030-05-20 19:00 | 503.78 | 505 | 510 | 442 | 2030-05-20 19:00 | 397.75 | 336.48 | 510 | 442 | 2030-05-20 19:00 | -85.28 | 449.71 | 510 | 442
2030-05-20 20:00 | 700 | 505 | 510 | 442 | 2030-05-20 20:00 | 700 | 336.48 | 510 | 442 | 2030-05-20 20:00 | 514.72 | 505 | 510 | 442
2030-05-20 21:00 | 700 | 505 | 510 | 442 | 2030-05-20 21:00 | 700 | 336.48 | 510 | 442 | 2030-05-20 21:00 | 700 | 505 | 510 | 442
2030-05-20 22:00 | 700 | 505 | 510 | 442 | 2030-05-20 22:00 | 700 | 336.68 | 510 | 442 | 2030-05-20 22:00 | 700 | 505 | 510 | 442
2030-05-20 23:00 | 700 | 505 | 510 | 442 | 2030-05-20 23:00 | 700 | 36.68 | 510 | 442 | 2030-05-20 23:00 | 700 | 505 | 510 | 442
2030-05-21 | 700 | 505 | 510 | 442 | 2030-05-21 | 700 | 202.21 | 510 | 442 | 2030-05-21 | 700 | 505 | 510 | 442
2030-05-21 01:00 | 700 | 505 | 510 | 442 | 2030-05-21 01:00 | 700 | 307.18 | 510 | 442 | 2030-05-21 01:00 | 700 | 505 | 510 | 442
2030-05-21 02:00 | 700 | 505 | 510 | 442 | 2030-05-21 02:00 | 700 | 247.91 | 510 | 442 | 2030-05-21 02:00 | 700 | 505 | 510 | 442
2030-05-21 03:00 | 700 | 505 | 510 | 442 | 2030-05-21 03:00 | 700 | 278.77 | 510 | 442 | 2030-05-21 03:00 | 700 | 505 | 510 | 442
2030-05-21 04:00 | 700 | 505 | 510 | 442 | 2030-05-21 04:00 | 700 | 99.63 | 510 | 442 | 2030-05-21 04:00 | 700 | 505 | 510 | 442
2030-05-21 05:00 | 700 | 505 | 510 | 442 | 2030-05-21 05:00 | 700 | 224.03 | 510 | 442 | 2030-05-21 05:00 | 700 | 374 | 401.01 | 442
2030-05-21 06:00 | 700 | 505 | 510 | 442 | 2030-05-21 06:00 | 700 | 85.62 | 510 | 442 | 2030-05-21 06:00 | 500 | 74 | 101.01 | 442
2030-05-21 07:00 | 700 | 505 | 510 | 442 | 2030-05-21 07:00 | 175.83 | 0 | 210 | 442 | 2030-05-21 07:00 | -100 | -226 | -198.99 | 442
2030-05-21 08:00 | 700 | 505 | 510 | 442 | 2030-05-21 08:00 | -424.17 | -300 | -90 | 442 | 2030-05-21 08:00 | -700 | -526 | -498.99 | 340.71
2030-05-21 09:00 | 700 | 403.32 | 510 | 442 | 2030-05-21 09:00 | -700 | -508.32 | -390 | 442 | 2030-05-21 09:00 | -700 | -526 | -510 | 401.78
2030-05-21 10:00 | 700 | 103.32 | 484.07 | 442 | 2030-05-21 10:00 | -700 | -526 | -510 | 442 | 2030-05-21 10:00 | -700 | -526 | -510 | 419.4
2030-05-21 11:00 | 700 | 27.07 | 510 | 442 | 2030-05-21 11:00 | -700 | -526 | -510 | 442 | 2030-05-21 11:00 | -700 | -526 | -510 | 432.11
2030-05-21 12:00 | 570.91 | 0 | 210 | 442 | 2030-05-21 12:00 | -700 | -526 | -510 | 442 | 2030-05-21 12:00 | -700 | -526 | -510 | 442
2030-05-21 13:00 | 183.73 | 0 | 0 | 422.9 | 2030-05-21 13:00 | -700 | -526 | -510 | 428.57 | 2030-05-21 13:00 | -700 | -526 | -510 | 383.62
2030-05-21 14:00 | -328.34 | 0 | -7.78 | 434.14 | 2030-05-21 14:00 | -700 | -526 | -510 | 311.28 | 2030-05-21 14:00 | -700 | -526 | -510 | 252.22
2030-05-21 15:00 | -700 | 0 | -307.78 | 134.14 | 2030-05-21 15:00 | -700 | -526 | -510 | 11.28 | 2030-05-21 15:00 | -700 | -526 | -510 | -47.78
2030-05-21 16:00 | -194.09 | 0 | -300 | 155.36 | 2030-05-21 16:00 | -700 | -526 | -510 | 52.34 | 2030-05-21 16:00 | -700 | -526 | -510 | -111.66
2030-05-21 17:00 | 405.91 | 0 | 0 | 386.81 | 2030-05-21 17:00 | -700 | -526 | -510 | 217.7 | 2030-05-21 17:00 | -700 | -526 | -510 | -13.1
2030-05-21 18:00 | 466.14 | 0 | 0 | 86.81 | 2030-05-21 18:00 | -700 | -526 | -510 | -82.3 | 2030-05-21 18:00 | -700 | -526 | -510 | -313.1
2030-05-21 19:00 | 500 | 0 | 159.59 | 169.91 | 2030-05-21 19:00 | -700 | -526 | -510 | -81.53 | 2030-05-21 19:00 | -700 | -526 | -510 | -192.17
2030-05-21 20:00 | -100 | 205 | 459.59 | 408.01 | 2030-05-21 20:00 | -700 | -526 | -510 | 218.47 | 2030-05-21 20:00 | -700 | -526 | -510 | 107.83
2030-05-21 21:00 | -700 | 505 | 510 | 442 | 2030-05-21 21:00 | -700 | -226 | -210 | 442 | 2030-05-21 21:00 | -700 | -226 | -210 | 407.83
2030-05-21 22:00 | -700 | 505 | 510 | 295.36 | 2030-05-21 22:00 | -700 | 74 | 90 | 355.97 | 2030-05-21 22:00 | -700 | 74 | 90 | 350.73
2030-05-21 23:00 | -700 | 505 | 510 | 442 | 2030-05-21 23:00 | -700 | 374 | 390 | 442 | 2030-05-21 23:00 | -700 | 374 | 390 | 442
2030-05-22 | -700 | 505 | 510 | 364.6 | 2030-05-22 | -700 | 505 | 510 | 358.77 | 2030-05-22 | -700 | 505 | 510 | 352.93
2030-05-22 01:00 | -700 | 505 | 510 | 64.6 | 2030-05-22 01:00 | -700 | 505 | 510 | 58.77 | 2030-05-22 01:00 | -700 | 505 | 510 | 52.93
2030-05-22 02:00 | -700 | 505 | 510 | 36.41 | 2030-05-22 02:00 | -700 | 505 | 510 | 20 | 2030-05-22 02:00 | -700 | 505 | 510 | 24.42
2030-05-22 03:00 | -700 | 505 | 510 | 180.54 | 2030-05-22 03:00 | -700 | 505 | 510 | 175.31 | 2030-05-22 03:00 | -700 | 505 | 510 | 163.2
2030-05-22 04:00 | -700 | 505 | 510 | 351.41 | 2030-05-22 04:00 | -700 | 505 | 510 | 344.68 | 2030-05-22 04:00 | -700 | 505 | 510 | 342.75
2030-05-22 05:00 | -700 | 505 | 510 | 230.59 | 2030-05-22 05:00 | -700 | 505 | 510 | 225.73 | 2030-05-22 05:00 | -700 | 505 | 510 | 215.27
2030-05-22 06:00 | -700 | 505 | 510 | 150.24 | 2030-05-22 06:00 | -700 | 505 | 510 | 144.4 | 2030-05-22 06:00 | -700 | 505 | 510 | 130.87
2030-05-22 07:00 | -700 | 505 | 510 | 251.53 | 2030-05-22 07:00 | -700 | 505 | 510 | 239.84 | 2030-05-22 07:00 | -700 | 505 | 510 | 232.97
2030-05-22 08:00 | -700 | 505 | 510 | 324.74 | 2030-05-22 08:00 | -700 | 505 | 510 | 316.99 | 2030-05-22 08:00 | -700 | 505 | 510 | 309.23
2030-05-22 09:00 | -100 | 381.97 | 510 | 306.73 | 2030-05-22 09:00 | -279.61 | 505 | 466.64 | 300.67 | 2030-05-22 09:00 | -100 | 505 | 304.53 | 287.46
2030-05-22 10:00 | 194.94 | 81.97 | 510 | 232.85 | 2030-05-22 10:00 | 239.55 | 205 | 466.64 | 0.67 | 2030-05-22 10:00 | -100 | 495.51 | 304.53 | 211.05
2030-05-22 11:00 | -100 | 319.55 | 510 | 178.88 | 2030-05-22 11:00 | -100 | 505 | 466.64 | -68 | 2030-05-22 11:00 | -100 | 501.78 | 210 | 158.35
2030-05-22 12:00 | -700 | 505 | 510 | 178.88 | 2030-05-22 12:00 | -700 | 505 | 510 | 168.31 | 2030-05-22 12:00 | -700 | 505 | 510 | 150.54
2030-05-22 13:00 | -116.4 | 505 | 510 | -68 | 2030-05-22 13:00 | -414.7 | 505 | 510 | 109.83 | 2030-05-22 13:00 | -100 | 374.99 | 300 | 117.68
2030-05-22 14:00 | 0 | 283.95 | 510 | -68 | 2030-05-22 14:00 | -414.7 | 505 | 510 | 0 | 2030-05-22 14:00 | 3.27 | 505 | 0 | 94.87
2030-05-22 15:00 | -143.62 | 505 | 210 | 145.64 | 2030-05-22 15:00 | -331.51 | 505 | 510 | -68 | 2030-05-22 15:00 | -20.6 | 505 | 0 | 94.87
2030-05-22 16:00 | -397.36 | 505 | 510 | 239.78 | 2030-05-22 16:00 | -494.61 | 505 | 510 | 232 | 2030-05-22 16:00 | -100 | 505 | 229.08 | 94.87
2030-05-22 17:00 | -700 | 505 | 510 | 329.83 | 2030-05-22 17:00 | -700 | 505 | 510 | 317.51 | 2030-05-22 17:00 | -700 | 505 | 510 | 308.04
2030-05-22 18:00 | -700 | 505 | 510 | 355.54 | 2030-05-22 18:00 | -700 | 505 | 510 | 345.53 | 2030-05-22 18:00 | -700 | 505 | 510 | 337.71
2030-05-22 19:00 | -700 | 505 | 510 | 347.18 | 2030-05-22 19:00 | -700 | 505 | 510 | 338.25 | 2030-05-22 19:00 | -700 | 505 | 510 | 331.72
2030-05-22 20:00 | -700 | 505 | 510 | 307.19 | 2030-05-22 20:00 | -700 | 505 | 510 | 301.16 | 2030-05-22 20:00 | -700 | 505 | 510 | 295.13
2030-05-22 21:00 | -700 | 505 | 510 | 442 | 2030-05-22 21:00 | -700 | 505 | 510 | 442 | 2030-05-22 21:00 | -700 | 505 | 510 | 442
2030-05-22 22:00 | -700 | 505 | 510 | 442 | 2030-05-22 22:00 | -700 | 505 | 510 | 442 | 2030-05-22 22:00 | -700 | 505 | 510 | 442
2030-05-22 23:00 | -700 | 505 | 510 | 267.61 | 2030-05-22 23:00 | -700 | 505 | 510 | 262.52 | 2030-05-22 23:00 | -700 | 505 | 510 | 257.44
2030-05-23 | -700 | 505 | 510 | 255.63 | 2030-05-23 | -700 | 505 | 510 | 442 | 2030-05-23 | -700 | 505 | 510 | 442
2030-05-23 01:00 | -700 | 505 | 510 | 331.9 | 2030-05-23 01:00 | -700 | 505 | 510 | 278.9 | 2030-05-23 01:00 | -700 | 505 | 510 | 442
2030-05-23 02:00 | -700 | 505 | 510 | 58.72 | 2030-05-23 02:00 | -700 | 505 | 510 | 64.87 | 2030-05-23 02:00 | -700 | 505 | 510 | 442
2030-05-23 03:00 | -700 | 505 | 510 | -29.21 | 2030-05-23 03:00 | -700 | 505 | 510 | -35.23 | 2030-05-23 03:00 | -700 | 505 | 510 | 250.1
2030-05-23 04:00 | -700 | 505 | 510 | 38.8 | 2030-05-23 04:00 | -700 | 505 | 510 | 82.57 | 2030-05-23 04:00 | -700 | 505 | 510 | 27.58
2030-05-23 05:00 | -700 | 505 | 510 | -68 | 2030-05-23 05:00 | -700 | 505 | 510 | -54.31 | 2030-05-23 05:00 | -700 | 505 | 510 | -68
2030-05-23 06:00 | -700 | 505 | 510 | -5.11 | 2030-05-23 06:00 | -700 | 505 | 510 | -2.62 | 2030-05-23 06:00 | -700 | 505 | 510 | 150.33
2030-05-23 07:00 | -700 | 505 | 510 | 167.85 | 2030-05-23 07:00 | -700 | 505 | 510 | 173.38 | 2030-05-23 07:00 | -700 | 505 | 510 | 193.73
2030-05-23 08:00 | -700 | 505 | 510 | 290.7 | 2030-05-23 08:00 | -700 | 505 | 510 | 357.01 | 2030-05-23 08:00 | -700 | 505 | 510 | 324.56
2030-05-23 09:00 | -100 | 505 | 510 | 330.63 | 2030-05-23 09:00 | -100 | 505 | 510 | 321.78 | 2030-05-23 09:00 | -100 | 505 | 510 | 425.31
2030-05-23 10:00 | 387.33 | 505 | 510 | 30.63 | 2030-05-23 10:00 | 500 | 505 | 510 | 299.19 | 2030-05-23 10:00 | 500 | 505 | 510 | 289.13
2030-05-23 11:00 | 700 | 205 | 210 | -68 | 2030-05-23 11:00 | 700 | 505 | 510 | 442 | 2030-05-23 11:00 | 700 | 505 | 210 | 296.21
2030-05-23 12:00 | 694.94 | -21 | 510 | -68 | 2030-05-23 12:00 | 700 | 505 | 210 | 442 | 2030-05-23 12:00 | 700 | 205 | 510 | -3.79
2030-05-23 13:00 | 700 | 146.86 | 210 | -68 | 2030-05-23 13:00 | 700 | 505 | 510 | 427.58 | 2030-05-23 13:00 | 700 | 505 | 510 | 173.67
2030-05-23 14:00 | 488.55 | 397.76 | 210 | 227.81 | 2030-05-23 14:00 | 500 | 505 | 510 | 176.87 | 2030-05-23 14:00 | 500 | 505 | 210 | 352.88
2030-05-23 15:00 | -111.45 | 505 | 510 | 303.03 | 2030-05-23 15:00 | -100 | 505 | 510 | 408.07 | 2030-05-23 15:00 | -100 | 505 | 510 | 392.6
2030-05-23 16:00 | -700 | 505 | 510 | 422.77 | 2030-05-23 16:00 | -700 | 505 | 482.05 | 357.59 | 2030-05-23 16:00 | -700 | 374 | 390 | 390
2030-05-23 17:00 | -700 | 505 | 510 | 442 | 2030-05-23 17:00 | -700 | 300 | 182.05 | 221.23 | 2030-05-23 17:00 | -700 | 74 | 90 | 90
2030-05-23 18:00 | -100 | 505 | 510 | 442 | 2030-05-23 18:00 | -700 | 0 | -117.95 | -78.77 | 2030-05-23 18:00 | -700 | -226 | -210 | -210
2030-05-23 19:00 | 500 | 205 | 463.87 | 150.72 | 2030-05-23 19:00 | -700 | -300 | -417.95 | -378.77 | 2030-05-23 19:00 | -700 | -526 | -510 | -510
2030-05-23 20:00 | 700 | 205 | 210 | 269.36 | 2030-05-23 20:00 | -700 | 0 | -117.95 | -78.77 | 2030-05-23 20:00 | -700 | -526 | -510 | -510
2030-05-23 21:00 | 381.91 | 505 | 510 | 442 | 2030-05-23 21:00 | -700 | 300 | 182.05 | 221.23 | 2030-05-23 21:00 | -700 | -226 | -210 | -210
2030-05-23 22:00 | -218.09 | 505 | 510 | 442 | 2030-05-23 22:00 | -700 | 505 | 482.05 | 442 | 2030-05-23 22:00 | -700 | 74 | 90 | 90
2030-05-23 23:00 | -138.58 | 505 | 510 | 442 | 2030-05-23 23:00 | -700 | 505 | 510 | 442 | 2030-05-23 23:00 | -700 | 374 | 390 | 390
2030-05-24 | -151.13 | 505 | 510 | 442 | 2030-05-24 | -700 | 505 | 510 | 442 | 2030-05-24 | -700 | 505 | 510 | 442
2030-05-24 01:00 | -82.64 | 505 | 510 | 359.36 | 2030-05-24 01:00 | -700 | 505 | 510 | 442 | 2030-05-24 01:00 | -700 | 505 | 510 | 442
2030-05-24 02:00 | -187.94 | 505 | 510 | 227.61 | 2030-05-24 02:00 | -700 | 505 | 510 | 442 | 2030-05-24 02:00 | -700 | 505 | 510 | 442
2030-05-24 03:00 | -175.38 | 505 | 510 | 351.98 | 2030-05-24 03:00 | -700 | 505 | 510 | 442 | 2030-05-24 03:00 | -700 | 505 | 510 | 442
2030-05-24 04:00 | 28.25 | 505 | 510 | 371.09 | 2030-05-24 04:00 | -700 | 505 | 510 | 442 | 2030-05-24 04:00 | -700 | 505 | 510 | 442
2030-05-24 05:00 | 19.24 | 505 | 510 | 391.86 | 2030-05-24 05:00 | -700 | 505 | 510 | 442 | 2030-05-24 05:00 | -700 | 505 | 510 | 442
2030-05-24 06:00 | -47.64 | 505 | 510 | 442 | 2030-05-24 06:00 | -700 | 505 | 510 | 442 | 2030-05-24 06:00 | -700 | 505 | 510 | 442
2030-05-24 07:00 | 0 | 505 | 510 | 442 | 2030-05-24 07:00 | -700 | 505 | 510 | 442 | 2030-05-24 07:00 | -700 | 505 | 510 | 442
2030-05-24 08:00 | -189.88 | 505 | 510 | 442 | 2030-05-24 08:00 | -700 | 213.57 | 210 | 370.04 | 2030-05-24 08:00 | -700 | 300 | 210 | 286.48
2030-05-24 09:00 | -8.87 | 205 | 210 | 214.68 | 2030-05-24 09:00 | -700 | -86.43 | -90 | 70.04 | 2030-05-24 09:00 | -700 | 0 | -90 | -13.52
2030-05-24 10:00 | 469.85 | 300 | 300 | 431.5 | 2030-05-24 10:00 | -100 | -226 | -210 | 212.36 | 2030-05-24 10:00 | -100 | -226 | -210 | -3.54
2030-05-24 11:00 | -130.15 | 0 | 0 | 131.5 | 2030-05-24 11:00 | -700 | -526 | -510 | -87.64 | 2030-05-24 11:00 | -700 | -526 | -510 | -303.54
2030-05-24 12:00 | -633.13 | 0 | 0 | 24.28 | 2030-05-24 12:00 | -700 | -526 | -510 | -214.51 | 2030-05-24 12:00 | -700 | -526 | -510 | -467.65
2030-05-24 13:00 | -595.09 | 0 | 0 | 0 | 2030-05-24 13:00 | -700 | -526 | -510 | -243.62 | 2030-05-24 13:00 | -700 | -526 | -510 | -493.94
2030-05-24 14:00 | -387.1 | 0 | 0 | 149.23 | 2030-05-24 14:00 | -700 | -526 | -510 | -43.54 | 2030-05-24 14:00 | -700 | -526 | -510 | -193.94
2030-05-24 15:00 | -4.58 | 0 | 0 | 385.14 | 2030-05-24 15:00 | -700 | -526 | -510 | 249.61 | 2030-05-24 15:00 | -700 | -526 | -510 | 106.06
2030-05-24 16:00 | 549.88 | 0 | 174.41 | 442 | 2030-05-24 16:00 | -700 | -526 | -510 | 391.64 | 2030-05-24 16:00 | -700 | -526 | -510 | 358.3
2030-05-24 17:00 | 700 | 177.86 | 474.41 | 442 | 2030-05-24 17:00 | -243.82 | -300 | -300 | 442 | 2030-05-24 17:00 | -700 | -526 | -510 | 442
2030-05-24 18:00 | 700 | 477.86 | 510 | 442 | 2030-05-24 18:00 | 356.18 | 0 | 0 | 442 | 2030-05-24 18:00 | -100 | -226 | -210 | 442
2030-05-24 19:00 | 700 | 505 | 510 | 442 | 2030-05-24 19:00 | 700 | 0 | 300 | 442 | 2030-05-24 19:00 | 500 | 0 | 90 | 442
2030-05-24 20:00 | 700 | 505 | 510 | 442 | 2030-05-24 20:00 | 700 | 205 | 510 | 442 | 2030-05-24 20:00 | 700 | 195.08 | 390 | 442
2030-05-24 21:00 | 700 | 505 | 510 | 442 | 2030-05-24 21:00 | 700 | 505 | 510 | 442 | 2030-05-24 21:00 | 700 | 495.08 | 510 | 442
2030-05-24 22:00 | 700 | 505 | 510 | 442 | 2030-05-24 22:00 | 700 | 280.82 | 510 | 442 | 2030-05-24 22:00 | 700 | 258.73 | 510 | 442
2030-05-24 23:00 | 700 | 505 | 510 | 442 | 2030-05-24 23:00 | 700 | 0 | 510 | 442 | 2030-05-24 23:00 | 700 | 0 | 510 | 442
2030-05-25 | 700 | 402.85 | 510 | 442 | 2030-05-25 | 700 | 0 | 452.53 | 403.03 | 2030-05-25 | 700 | 0 | 510 | 442
2030-05-25 01:00 | 700 | 505 | 300 | 442 | 2030-05-25 01:00 | 700 | 232.97 | 300 | 442 | 2030-05-25 01:00 | 700 | 232.54 | 300 | 442
2030-05-25 02:00 | 700 | 505 | 0 | 442 | 2030-05-25 02:00 | 700 | 232.97 | 0 | 442 | 2030-05-25 02:00 | 700 | 337.83 | 0 | 442
2030-05-25 03:00 | 700 | 505 | 0 | 442 | 2030-05-25 03:00 | 700 | 318.83 | 0 | 442 | 2030-05-25 03:00 | 700 | 505 | 0 | 442
2030-05-25 04:00 | 700 | 505 | 0 | 442 | 2030-05-25 04:00 | 700 | 33.17 | 0 | 442 | 2030-05-25 04:00 | 700 | 205 | 0 | 442
2030-05-25 05:00 | 700 | 232.82 | 0 | 442 | 2030-05-25 05:00 | 480.44 | 0 | 0 | 399.24 | 2030-05-25 05:00 | 254.58 | 0 | 0 | 442
2030-05-25 06:00 | 584.98 | 0 | 0 | 442 | 2030-05-25 06:00 | -119.56 | -226 | 0 | 367.16 | 2030-05-25 06:00 | -345.42 | -226 | 0 | 442
2030-05-25 07:00 | -15.02 | 81.9 | 0 | 396.09 | 2030-05-25 07:00 | -700 | -526 | 0 | 237.93 | 2030-05-25 07:00 | -700 | -526 | 0 | 155.14
2030-05-25 08:00 | -615.02 | -169.59 | 0 | 96.09 | 2030-05-25 08:00 | -700 | -526 | 0 | -62.07 | 2030-05-25 08:00 | -700 | -526 | 0 | -144.86
2030-05-25 09:00 | -15.02 | 130.41 | 0 | 396.09 | 2030-05-25 09:00 | -100 | -226 | 0 | 237.93 | 2030-05-25 09:00 | -100 | -226 | 0 | 155.14
2030-05-25 10:00 | -100 | 430.41 | 0 | 442 | 2030-05-25 10:00 | -100 | 74 | 0 | 442 | 2030-05-25 10:00 | -100 | 74 | 0 | 442
2030-05-25 11:00 | -700 | 505 | 0 | 442 | 2030-05-25 11:00 | -700 | 374 | 0 | 442 | 2030-05-25 11:00 | -700 | 374 | 0 | 442
2030-05-25 12:00 | -700 | 505 | 0 | 442 | 2030-05-25 12:00 | -700 | 505 | 0 | 442 | 2030-05-25 12:00 | -700 | 505 | 0 | 442
2030-05-25 13:00 | -700 | 505 | 0 | 421.98 | 2030-05-25 13:00 | -700 | 505 | 0 | 442 | 2030-05-25 13:00 | -700 | 505 | 0 | 442
2030-05-25 14:00 | -700 | 505 | 0 | 353.37 | 2030-05-25 14:00 | -700 | 505 | 0 | 442 | 2030-05-25 14:00 | -700 | 505 | 0 | 442
2030-05-25 15:00 | -700 | 505 | 0 | 442 | 2030-05-25 15:00 | -700 | 505 | 0 | 442 | 2030-05-25 15:00 | -700 | 505 | 0 | 442
2030-05-25 16:00 | -285.94 | 505 | 0 | 442 | 2030-05-25 16:00 | -700 | 505 | 0 | 442 | 2030-05-25 16:00 | -700 | 505 | 0 | 442
2030-05-25 17:00 | 314.06 | 505 | 0 | 442 | 2030-05-25 17:00 | -300.3 | 505 | 0 | 442 | 2030-05-25 17:00 | -495.86 | 505 | 0 | 442
2030-05-25 18:00 | 700 | 336.83 | 0 | 442 | 2030-05-25 18:00 | 299.7 | 505 | 0 | 442 | 2030-05-25 18:00 | 104.14 | 205 | 0 | 442
2030-05-25 19:00 | 700 | 505 | 0 | 442 | 2030-05-25 19:00 | 700 | 329.71 | 0 | 442 | 2030-05-25 19:00 | 700 | 0 | 0 | 442
2030-05-25 20:00 | 700 | 505 | 0 | 442 | 2030-05-25 20:00 | 700 | 29.71 | 0 | 442 | 2030-05-25 20:00 | 700 | 91.09 | 0 | 442
2030-05-25 21:00 | 700 | 505 | 0 | 442 | 2030-05-25 21:00 | 700 | 212.32 | 0 | 442 | 2030-05-25 21:00 | 700 | 91.09 | 0 | 442
2030-05-25 22:00 | 700 | 505 | 0 | 442 | 2030-05-25 22:00 | 700 | 505 | 0 | 442 | 2030-05-25 22:00 | 700 | 391.09 | 0 | 442
2030-05-25 23:00 | 700 | 505 | 0 | 442 | 2030-05-25 23:00 | 700 | 205 | 0 | 442 | 2030-05-25 23:00 | 700 | 91.09 | 0 | 442
2030-05-26 | 700 | 505 | 0 | 442 | 2030-05-26 | 700 | 505 | 0 | 442 | 2030-05-26 | 700 | 391.09 | 0 | 442
2030-05-26 01:00 | 700 | 505 | 0 | 442 | 2030-05-26 01:00 | 700 | 505 | 0 | 442 | 2030-05-26 01:00 | 700 | 505 | 0 | 442
2030-05-26 02:00 | 700 | 505 | 0 | 442 | 2030-05-26 02:00 | 700 | 505 | 0 | 442 | 2030-05-26 02:00 | 700 | 505 | 0 | 442
2030-05-26 03:00 | 700 | 505 | 0 | 442 | 2030-05-26 03:00 | 700 | 505 | 0 | 442 | 2030-05-26 03:00 | 700 | 505 | 0 | 442
2030-05-26 04:00 | 700 | 505 | 0 | 442 | 2030-05-26 04:00 | 700 | 505 | 0 | 442 | 2030-05-26 04:00 | 700 | 505 | 0 | 442
2030-05-26 05:00 | 700 | 505 | 0 | 442 | 2030-05-26 05:00 | 700 | 505 | 0 | 442 | 2030-05-26 05:00 | 700 | 300 | 0 | 442
2030-05-26 06:00 | 700 | 205 | 0 | 442 | 2030-05-26 06:00 | 600 | 205 | 0 | 405.14 | 2030-05-26 06:00 | 396.97 | 0 | 0 | 407.99
2030-05-26 07:00 | 700 | 273.09 | 0 | 442 | 2030-05-26 07:00 | 0 | -17.58 | 0 | 264.86 | 2030-05-26 07:00 | -203.03 | -300 | 0 | 190.85
2030-05-26 08:00 | 700 | 379.43 | 0 | 442 | 2030-05-26 08:00 | -600 | -237.42 | 0 | 442 | 2030-05-26 08:00 | -700 | -526 | 0 | 442
2030-05-26 09:00 | 281.77 | 79.43 | 0 | 426.42 | 2030-05-26 09:00 | -700 | -526 | 0 | 442 | 2030-05-26 09:00 | -700 | -526 | 0 | 442
2030-05-26 10:00 | 97.32 | 0 | 0 | 369.01 | 2030-05-26 10:00 | -700 | -526 | 0 | 442 | 2030-05-26 10:00 | -700 | -526 | 0 | 442
2030-05-26 11:00 | 97.32 | 0 | 0 | 442 | 2030-05-26 11:00 | -700 | -526 | 0 | 442 | 2030-05-26 11:00 | -700 | -526 | 0 | 442
2030-05-26 12:00 | 697.32 | 0 | 0 | 442 | 2030-05-26 12:00 | -700 | -526 | 0 | 442 | 2030-05-26 12:00 | -700 | -526 | 0 | 442
2030-05-26 13:00 | 700 | 0 | 0 | 442 | 2030-05-26 13:00 | -700 | -526 | 0 | 424.71 | 2030-05-26 13:00 | -700 | -526 | 0 | 442
2030-05-26 14:00 | 700 | 0 | 0 | 380.66 | 2030-05-26 14:00 | -675.12 | -526 | 0 | 272.31 | 2030-05-26 14:00 | -700 | -526 | 0 | 163.95
2030-05-26 15:00 | 700 | -193.52 | 0 | 406.2 | 2030-05-26 15:00 | -167.79 | -526 | 0 | 316.56 | 2030-05-26 15:00 | -700 | -526 | 0 | 226.92
2030-05-26 16:00 | 700 | -493.52 | 0 | 287.83 | 2030-05-26 16:00 | 194.02 | -526 | 0 | 395.85 | 2030-05-26 16:00 | -700 | -526 | 0 | 124.13
2030-05-26 17:00 | 700 | -342.57 | 0 | 396.69 | 2030-05-26 17:00 | 697.73 | -526 | 0 | 442 | 2030-05-26 17:00 | -100 | -526 | 0 | 377.75
2030-05-26 18:00 | 700 | -52.84 | 0 | 401.48 | 2030-05-26 18:00 | 700 | -526 | 0 | 442 | 2030-05-26 18:00 | 500 | -432.11 | 0 | 377.75
2030-05-26 19:00 | 700 | -20.09 | 0 | 404.48 | 2030-05-26 19:00 | 700 | -298.38 | 0 | 442 | 2030-05-26 19:00 | 700 | -132.11 | 0 | 353.19
2030-05-26 20:00 | 700 | 205 | 0 | 389.19 | 2030-05-26 20:00 | 700 | 1.62 | 0 | 442 | 2030-05-26 20:00 | 700 | 167.89 | 0 | 357.89
2030-05-26 21:00 | 700 | 505 | 0 | 442 | 2030-05-26 21:00 | 700 | 301.62 | 0 | 442 | 2030-05-26 21:00 | 700 | 467.89 | 0 | 442
2030-05-26 22:00 | 700 | 505 | 0 | 442 | 2030-05-26 22:00 | 700 | 505 | 0 | 442 | 2030-05-26 22:00 | 700 | 505 | 0 | 442
2030-05-26 23:00 | 700 | 505 | 0 | 442 | 2030-05-26 23:00 | 700 | 505 | 0 | 442 | 2030-05-26 23:00 | 700 | 505 | 0 | 442
2030-05-27 | 700 | 505 | 0 | 442 | 2030-05-27 | 700 | 505 | 0 | 442 | 2030-05-27 | 700 | 505 | 0 | 442
2030-05-27 01:00 | 700 | 505 | 0 | 442 | 2030-05-27 01:00 | 700 | 505 | 0 | 442 | 2030-05-27 01:00 | 700 | 262.81 | 0 | 442
2030-05-27 02:00 | 700 | 505 | 300 | 442 | 2030-05-27 02:00 | 700 | 505 | 300 | 442 | 2030-05-27 02:00 | 700 | 38.19 | 300 | 442
2030-05-27 03:00 | 700 | 505 | 510 | 442 | 2030-05-27 03:00 | 700 | 505 | 510 | 442 | 2030-05-27 03:00 | 700 | 19.81 | 510 | 442
2030-05-27 04:00 | 700 | 505 | 510 | 442 | 2030-05-27 04:00 | 700 | 505 | 510 | 442 | 2030-05-27 04:00 | 700 | 319.81 | 510 | 442
2030-05-27 05:00 | 700 | 441.41 | 510 | 442 | 2030-05-27 05:00 | 700 | 300 | 510 | 442 | 2030-05-27 05:00 | 700 | 109.95 | 510 | 442
2030-05-27 06:00 | 700 | 205 | 510 | 442 | 2030-05-27 06:00 | 700 | 0 | 496.31 | 442 | 2030-05-27 06:00 | 700 | 0 | 336.71 | 442
2030-05-27 07:00 | 700 | 505 | 510 | 442 | 2030-05-27 07:00 | 700 | 299.87 | 510 | 442 | 2030-05-27 07:00 | 189.79 | 0 | 36.71 | 442
2030-05-27 08:00 | 700 | 505 | 510 | 442 | 2030-05-27 08:00 | 500 | 277.99 | 210 | 442 | 2030-05-27 08:00 | -410.21 | -226 | -241.07 | 442
2030-05-27 09:00 | 700 | 344.83 | 510 | 442 | 2030-05-27 09:00 | -100 | -22.01 | -90 | 442 | 2030-05-27 09:00 | -700 | -526 | -510 | 442
2030-05-27 10:00 | 700 | 311.18 | 510 | 442 | 2030-05-27 10:00 | -700 | 0 | -390 | 442 | 2030-05-27 10:00 | -700 | -526 | -510 | 359.12
2030-05-27 11:00 | 700 | 38.18 | 510 | 442 | 2030-05-27 11:00 | -700 | -300 | -510 | 442 | 2030-05-27 11:00 | -700 | -526 | -510 | 309.19
2030-05-27 12:00 | 700 | 0 | 510 | 442 | 2030-05-27 12:00 | -700 | -526 | -510 | 442 | 2030-05-27 12:00 | -700 | -526 | -510 | 125.56
2030-05-27 13:00 | 700 | 0 | 510 | 416.57 | 2030-05-27 13:00 | -700 | -526 | -510 | 442 | 2030-05-27 13:00 | -700 | -526 | -510 | 130.68
2030-05-27 14:00 | 700 | 0 | 347.19 | 360.26 | 2030-05-27 14:00 | -700 | -526 | -510 | 442 | 2030-05-27 14:00 | -700 | -526 | -510 | 396.12
2030-05-27 15:00 | 700 | 0 | 412 | 387.22 | 2030-05-27 15:00 | -614.05 | -523.96 | -452.11 | 442 | 2030-05-27 15:00 | -700 | -526 | -510 | 218.86
2030-05-27 16:00 | 700 | 74.28 | 510 | 441.99 | 2030-05-27 16:00 | -14.05 | -223.96 | -152.11 | 442 | 2030-05-27 16:00 | -700 | -526 | -510 | 442
2030-05-27 17:00 | 700 | 374.28 | 510 | 442 | 2030-05-27 17:00 | 585.95 | 0 | 147.89 | 442 | 2030-05-27 17:00 | -100 | -300 | -431.86 | 442
2030-05-27 18:00 | 700 | 505 | 510 | 442 | 2030-05-27 18:00 | 700 | 300 | 447.89 | 442 | 2030-05-27 18:00 | 500 | 0 | -131.86 | 442
2030-05-27 19:00 | 700 | 505 | 510 | 442 | 2030-05-27 19:00 | 700 | 505 | 510 | 442 | 2030-05-27 19:00 | 700 | 0 | 0 | 442
2030-05-27 20:00 | 700 | 505 | 510 | 442 | 2030-05-27 20:00 | 700 | 505 | 510 | 442 | 2030-05-27 20:00 | 700 | 0 | 210 | 424.24
2030-05-27 21:00 | 700 | 505 | 510 | 442 | 2030-05-27 21:00 | 700 | 505 | 510 | 442 | 2030-05-27 21:00 | 700 | 300 | 510 | 442
2030-05-27 22:00 | 700 | 505 | 510 | 442 | 2030-05-27 22:00 | 700 | 505 | 510 | 442 | 2030-05-27 22:00 | 700 | 319.06 | 510 | 442
2030-05-27 23:00 | 700 | 505 | 510 | 442 | 2030-05-27 23:00 | 700 | 505 | 510 | 442 | 2030-05-27 23:00 | 700 | 19.06 | 510 | 442
2030-05-28 | 700 | 478.35 | 510 | 442 | 2030-05-28 | 700 | 505 | 510 | 442 | 2030-05-28 | 700 | 271.44 | 510 | 442
2030-05-28 01:00 | 700 | 457.54 | 510 | 442 | 2030-05-28 01:00 | 700 | 494.21 | 510 | 442 | 2030-05-28 01:00 | 700 | 202.64 | 510 | 442
2030-05-28 02:00 | 700 | 242.96 | 510 | 442 | 2030-05-28 02:00 | 700 | 286.8 | 510 | 442 | 2030-05-28 02:00 | 700 | 0 | 510 | 442
2030-05-28 03:00 | 700 | 308.89 | 510 | 442 | 2030-05-28 03:00 | 700 | 269.65 | 510 | 442 | 2030-05-28 03:00 | 700 | 0 | 284.36 | 442
2030-05-28 04:00 | 700 | 417.52 | 510 | 442 | 2030-05-28 04:00 | 700 | 329.65 | 510 | 442 | 2030-05-28 04:00 | 700 | 125.86 | 510 | 442
2030-05-28 05:00 | 700 | 183.6 | 510 | 442 | 2030-05-28 05:00 | 700 | 29.65 | 510 | 442 | 2030-05-28 05:00 | 572.99 | 0 | 300 | 442
2030-05-28 06:00 | 700 | 0 | 510 | 442 | 2030-05-28 06:00 | 480.7 | 0 | 210 | 442 | 2030-05-28 06:00 | -27.01 | 0 | 0 | 442
2030-05-28 07:00 | 700 | 118.55 | 510 | 442 | 2030-05-28 07:00 | -119.3 | -267.86 | -90 | 442 | 2030-05-28 07:00 | -627.01 | -300 | -300 | 442
2030-05-28 08:00 | 700 | 98.51 | 510 | 442 | 2030-05-28 08:00 | -700 | -359.66 | -390 | 442 | 2030-05-28 08:00 | -700 | -526 | -510 | 442
2030-05-28 09:00 | 315.67 | 0 | 210 | 442 | 2030-05-28 09:00 | -700 | -526 | -510 | 442 | 2030-05-28 09:00 | -700 | -526 | -510 | 442
2030-05-28 10:00 | -34.61 | 0 | 0 | 442 | 2030-05-28 10:00 | -700 | -526 | -510 | 442 | 2030-05-28 10:00 | -700 | -526 | -510 | 442
2030-05-28 11:00 | -425 | 0 | 0 | 442 | 2030-05-28 11:00 | -700 | -526 | -510 | 442 | 2030-05-28 11:00 | -700 | -526 | -510 | 442
2030-05-28 12:00 | -680.36 | 0 | 0 | 442 | 2030-05-28 12:00 | -700 | -526 | -510 | 442 | 2030-05-28 12:00 | -700 | -526 | -510 | 442
2030-05-28 13:00 | -631.85 | 0 | 0 | 442 | 2030-05-28 13:00 | -700 | -526 | -510 | 442 | 2030-05-28 13:00 | -700 | -526 | -510 | 442
2030-05-28 14:00 | -700 | 0 | -14.74 | 442 | 2030-05-28 14:00 | -700 | -526 | -510 | 442 | 2030-05-28 14:00 | -700 | -526 | -510 | 442
2030-05-28 15:00 | -513.77 | 0 | 0 | 442 | 2030-05-28 15:00 | -700 | -526 | -510 | 442 | 2030-05-28 15:00 | -700 | -526 | -510 | 442
2030-05-28 16:00 | -68.55 | 0 | 0 | 442 | 2030-05-28 16:00 | -700 | -526 | -510 | 442 | 2030-05-28 16:00 | -700 | -526 | -510 | 442
2030-05-28 17:00 | 447.99 | 0 | 180.06 | 442 | 2030-05-28 17:00 | -595.12 | -226 | -210 | 442 | 2030-05-28 17:00 | -700 | -526 | -510 | 442
2030-05-28 18:00 | 700 | 28.96 | 480.06 | 442 | 2030-05-28 18:00 | 0 | 0 | 0 | 442 | 2030-05-28 18:00 | -336.08 | -526 | -510 | 442
2030-05-28 19:00 | 700 | 0 | 276.05 | 442 | 2030-05-28 19:00 | 0 | 0 | 0 | 442 | 2030-05-28 19:00 | -700 | -526 | -510 | 442
2030-05-28 20:00 | 700 | 71.45 | 510 | 442 | 2030-05-28 20:00 | 600 | 0 | 0 | 442 | 2030-05-28 20:00 | -665.93 | -300 | -510 | 442
2030-05-28 21:00 | 700 | 0 | 495.55 | 442 | 2030-05-28 21:00 | 424.44 | 0 | 0 | 442 | 2030-05-28 21:00 | -65.93 | 0 | -210 | 442
2030-05-28 22:00 | 700 | 261.33 | 510 | 442 | 2030-05-28 22:00 | 424.44 | 0 | 0 | 442 | 2030-05-28 22:00 | -448.75 | 0 | 0 | 442
2030-05-28 23:00 | 700 | 505 | 510 | 442 | 2030-05-28 23:00 | 542.79 | 0 | 0 | 432.9 | 2030-05-28 23:00 | -448.75 | 0 | 0 | 442
2030-05-29 | 700 | 505 | 510 | 442 | 2030-05-29 | 700 | 298.27 | 300 | 442 | 2030-05-29 | 151.25 | 141.54 | 300 | 442
2030-05-29 01:00 | 700 | 371.73 | 510 | 442 | 2030-05-29 01:00 | 700 | 0 | 320.9 | 442 | 2030-05-29 01:00 | 332.69 | 0 | 0 | 442
2030-05-29 02:00 | 700 | 71.73 | 434.91 | 317.05 | 2030-05-29 02:00 | 353.45 | 0 | 20.9 | 405.33 | 2030-05-29 02:00 | -267.31 | 0 | 0 | 371.95
2030-05-29 03:00 | 258.96 | 371.73 | 510 | 442 | 2030-05-29 03:00 | 0 | 0 | 103.21 | 442 | 2030-05-29 03:00 | -676.52 | 0 | 75.75 | 425.08
2030-05-29 04:00 | 90.69 | 300 | 510 | 442 | 2030-05-29 04:00 | 0 | 0 | 21.46 | 361.44 | 2030-05-29 04:00 | -667.95 | 0 | 0 | 328.91
2030-05-29 05:00 | 690.69 | 0 | 210 | 374 | 2030-05-29 05:00 | 0 | 0 | 0 | 339.83 | 2030-05-29 05:00 | -322.77 | -226 | -210 | 305.66
2030-05-29 06:00 | 590.04 | 0 | 0 | 353.8 | 2030-05-29 06:00 | -558.68 | -226 | -210 | 287.59 | 2030-05-29 06:00 | -700 | -526 | -510 | 221.39
2030-05-29 07:00 | 238.03 | 0 | 0 | 331.36 | 2030-05-29 07:00 | -700 | -526 | -510 | 204.29 | 2030-05-29 07:00 | -700 | -526 | -510 | 77.23
2030-05-29 08:00 | -361.97 | 0 | -54.07 | 270.09 | 2030-05-29 08:00 | -700 | -526 | -510 | 82.88 | 2030-05-29 08:00 | -700 | -526 | -510 | -101.76
2030-05-29 09:00 | 238.03 | 300 | 245.93 | 442 | 2030-05-29 09:00 | -100 | -226 | -210 | 382.88 | 2030-05-29 09:00 | -100 | -226 | -210 | 198.24
2030-05-29 10:00 | -100 | 505 | 510 | 442 | 2030-05-29 10:00 | -100 | 74 | 90 | 442 | 2030-05-29 10:00 | -100 | 74 | 90 | 442
2030-05-29 11:00 | -700 | 505 | 510 | 442 | 2030-05-29 11:00 | -700 | 374 | 390 | 442 | 2030-05-29 11:00 | -700 | 374 | 390 | 442
2030-05-29 12:00 | -700 | 205 | 390 | 161.3 | 2030-05-29 12:00 | -700 | 74 | 390 | 293.92 | 2030-05-29 12:00 | -700 | 74 | 390 | 293.92
2030-05-29 13:00 | -700 | 505 | 90 | 261.65 | 2030-05-29 13:00 | -700 | 74 | 90 | 90 | 2030-05-29 13:00 | -700 | 74 | 90 | 90
2030-05-29 14:00 | -700 | 299.05 | -210 | -38.35 | 2030-05-29 14:00 | -700 | -226 | -210 | -210 | 2030-05-29 14:00 | -700 | -226 | -210 | -210
2030-05-29 15:00 | -700 | -0.95 | -510 | -338.35 | 2030-05-29 15:00 | -700 | -526 | -510 | -510 | 2030-05-29 15:00 | -700 | -526 | -510 | -510
2030-05-29 16:00 | -100 | -228.52 | -210 | -38.35 | 2030-05-29 16:00 | -700 | -526 | -510 | -268.2 | 2030-05-29 16:00 | -700 | -526 | -510 | -476.94
2030-05-29 17:00 | 500 | 14.19 | 90 | 261.65 | 2030-05-29 17:00 | -500 | -482.05 | -510 | -65.87 | 2030-05-29 17:00 | -700 | -526 | -510 | -242.27
2030-05-29 18:00 | 700 | 65.58 | 390 | 269.05 | 2030-05-29 18:00 | 100 | -182.05 | -367.65 | 65.8 | 2030-05-29 18:00 | -259.14 | -501.56 | -510 | -21.21
2030-05-29 19:00 | 700 | 365.58 | 510 | 442 | 2030-05-29 19:00 | 700 | 0 | -174.4 | 365.8 | 2030-05-29 19:00 | 340.86 | -201.56 | -210 | 278.79
2030-05-29 20:00 | 700 | 172.9 | 510 | 442 | 2030-05-29 20:00 | 700 | -300 | -474.4 | 188.29 | 2030-05-29 20:00 | 499.03 | -501.56 | -510 | 105.86
2030-05-29 21:00 | 700 | 42.25 | 510 | 442 | 2030-05-29 21:00 | 700 | -300 | -491.61 | 309.24 | 2030-05-29 21:00 | 499.03 | -526 | -510 | -194.14
2030-05-29 22:00 | 700 | 42.25 | 510 | 442 | 2030-05-29 22:00 | 700 | 0 | -191.61 | 330.35 | 2030-05-29 22:00 | 0 | -226 | -210 | 105.86
2030-05-29 23:00 | 700 | 271.77 | 510 | 442 | 2030-05-29 23:00 | 700 | 300 | 108.39 | 442 | 2030-05-29 23:00 | 0 | 0 | 0 | 405.86
2030-05-30 | 700 | 154.39 | 510 | 442 | 2030-05-30 | 700 | 505 | 408.39 | 442 | 2030-05-30 | 600 | 232.68 | 300 | 442
2030-05-30 01:00 | 700 | 352.7 | 510 | 442 | 2030-05-30 01:00 | 700 | 262.45 | 510 | 442 | 2030-05-30 01:00 | 700 | 0 | 277.88 | 442
2030-05-30 02:00 | 700 | 301.41 | 510 | 442 | 2030-05-30 02:00 | 700 | 370.13 | 510 | 442 | 2030-05-30 02:00 | 700 | 0 | 219.17 | 442
2030-05-30 03:00 | 700 | 505 | 510 | 442 | 2030-05-30 03:00 | 700 | 198.98 | 510 | 442 | 2030-05-30 03:00 | 700 | 0 | 404.23 | 442
2030-05-30 04:00 | 700 | 428.32 | 510 | 442 | 2030-05-30 04:00 | 700 | 364.87 | 510 | 442 | 2030-05-30 04:00 | 700 | 40.51 | 390 | 442
2030-05-30 05:00 | 700 | 220.69 | 510 | 442 | 2030-05-30 05:00 | 700 | 64.87 | 390 | 442 | 2030-05-30 05:00 | 142.69 | 0 | 90 | 442
2030-05-30 06:00 | 700 | 0 | 411.47 | 442 | 2030-05-30 06:00 | 148.49 | 0 | 90 | 442 | 2030-05-30 06:00 | -457.31 | -300 | -210 | 263.64
2030-05-30 07:00 | 700 | 0 | 510 | 442 | 2030-05-30 07:00 | -100 | -226 | -210 | 442 | 2030-05-30 07:00 | -700 | -526 | -510 | 440.7
2030-05-30 08:00 | 670.86 | 0 | 210 | 442 | 2030-05-30 08:00 | -700 | -526 | -510 | 442 | 2030-05-30 08:00 | -700 | -526 | -510 | 313.72
2030-05-30 09:00 | 127.12 | 0 | 0 | 442 | 2030-05-30 09:00 | -700 | -526 | -510 | 442 | 2030-05-30 09:00 | -700 | -526 | -510 | 145.16
2030-05-30 10:00 | 31.05 | 0 | 0 | 437.23 | 2030-05-30 10:00 | -700 | -526 | -510 | 214.73 | 2030-05-30 10:00 | -700 | -526 | -510 | 42.86
2030-05-30 11:00 | 0 | 0 | 0 | 234.36 | 2030-05-30 11:00 | -700 | -526 | -510 | 95.32 | 2030-05-30 11:00 | -700 | -526 | -510 | 0
2030-05-30 12:00 | -147.13 | 0 | 0 | 231.52 | 2030-05-30 12:00 | -700 | -526 | -510 | 130.07 | 2030-05-30 12:00 | -700 | -526 | -510 | 300
2030-05-30 13:00 | -232.78 | 0 | 0 | 231.52 | 2030-05-30 13:00 | -700 | -526 | -510 | 158.96 | 2030-05-30 13:00 | -700 | -526 | -510 | 246.62
2030-05-30 14:00 | -138.78 | 0 | 0 | 198.79 | 2030-05-30 14:00 | -700 | -526 | -510 | 96.64 | 2030-05-30 14:00 | -700 | -526 | -510 | 38.91
2030-05-30 15:00 | 0 | 0 | 0 | 260.81 | 2030-05-30 15:00 | -700 | -526 | -510 | 142 | 2030-05-30 15:00 | -700 | -526 | -510 | 30.9
2030-05-30 16:00 | 142.91 | 0 | 0 | 374.42 | 2030-05-30 16:00 | -700 | -526 | -510 | 442 | 2030-05-30 16:00 | -700 | -526 | -510 | 245.53
2030-05-30 17:00 | 444.82 | -300 | 0 | 424 | 2030-05-30 17:00 | -100 | -226 | -490.74 | 300.48 | 2030-05-30 17:00 | -700 | -526 | -510 | 176.96
2030-05-30 18:00 | 700 | 0 | 300 | 442 | 2030-05-30 18:00 | 500 | -116.36 | -510 | 242.54 | 2030-05-30 18:00 | -100 | -526 | -510 | -123.04
2030-05-30 19:00 | 700 | 0 | 510 | 442 | 2030-05-30 19:00 | 700 | 0 | -497.08 | 149.64 | 2030-05-30 19:00 | 500 | -526 | -510 | -8.52
2030-05-30 20:00 | 700 | 274.13 | 510 | 442 | 2030-05-30 20:00 | 700 | 0 | -197.08 | 270.22 | 2030-05-30 20:00 | 700 | -526 | -510 | 0
2030-05-30 21:00 | 700 | 382.5 | 510 | 442 | 2030-05-30 21:00 | 700 | 205 | 102.92 | 259.39 | 2030-05-30 21:00 | 700 | -300 | -306.77 | 86.89
2030-05-30 22:00 | 700 | 505 | 510 | 442 | 2030-05-30 22:00 | 700 | 505 | 402.92 | 442 | 2030-05-30 22:00 | 700 | 0 | -6.77 | 386.89
2030-05-30 23:00 | 700 | 505 | 510 | 437.55 | 2030-05-30 23:00 | 700 | 404.78 | 510 | 262.22 | 2030-05-30 23:00 | 700 | 300 | 293.23 | 86.89
2030-05-31 | 700 | 205 | 510 | 263.82 | 2030-05-31 | 700 | 111.96 | 510 | 72.09 | 2030-05-31 | 700 | 292.53 | 510 | -116.69
2030-05-31 01:00 | 700 | 99.15 | 510 | 177.01 | 2030-05-31 01:00 | 700 | 44.68 | 510 | 0 | 2030-05-31 01:00 | 700 | 205 | 492.04 | -244.57
2030-05-31 02:00 | 700 | 399.15 | 510 | 66.96 | 2030-05-31 02:00 | 700 | 201.46 | 510 | -151.31 | 2030-05-31 02:00 | 700 | 505 | 510 | -158
2030-05-31 03:00 | 700 | 363.78 | 510 | 175.55 | 2030-05-31 03:00 | 700 | 205 | 510 | 142 | 2030-05-31 03:00 | 700 | 505 | 510 | 142
2030-05-31 04:00 | 520.15 | 505 | 510 | 442 | 2030-05-31 04:00 | 517.85 | 505 | 510 | 442 | 2030-05-31 04:00 | 627.59 | 505 | 510 | 442
2030-05-31 05:00 | 688.82 | 505 | 510 | 442 | 2030-05-31 05:00 | 653.26 | 505 | 510 | 442 | 2030-05-31 05:00 | 417.07 | 466.05 | 510 | 442
2030-05-31 06:00 | 700 | 205 | 510 | 442 | 2030-05-31 06:00 | 700 | 205 | 390 | 313.49 | 2030-05-31 06:00 | -21.23 | 166.05 | 210 | 142
2030-05-31 07:00 | 700 | 0 | 510 | 346.21 | 2030-05-31 07:00 | 272.96 | 0 | 90 | 107.79 | 2030-05-31 07:00 | -621.23 | -133.95 | -90 | -158
2030-05-31 08:00 | 700 | 0 | 300 | 285.22 | 2030-05-31 08:00 | -327.04 | -226 | -210 | -192.21 | 2030-05-31 08:00 | -700 | -433.95 | -390 | -458
2030-05-31 09:00 | 339.43 | 0 | 0 | 109.73 | 2030-05-31 09:00 | -700 | -526 | -510 | -55.94 | 2030-05-31 09:00 | -700 | -526 | -510 | -337
2030-05-31 10:00 | -80.12 | 0 | 0 | 0 | 2030-05-31 10:00 | -700 | -526 | -510 | -314.9 | 2030-05-31 10:00 | -700 | -526 | -510 | -510
2030-05-31 11:00 | -80.12 | 0 | 0 | 28.35 | 2030-05-31 11:00 | -700 | -526 | -510 | -203.25 | 2030-05-31 11:00 | -700 | -526 | -510 | -406.13
2030-05-31 12:00 | 0 | 0 | 0 | 249.25 | 2030-05-31 12:00 | -700 | -526 | -510 | 70.22 | 2030-05-31 12:00 | -700 | -526 | -510 | -106.13
2030-05-31 13:00 | -94.89 | 0 | 0 | 183.39 | 2030-05-31 13:00 | -700 | -526 | -510 | 3.04 | 2030-05-31 13:00 | -700 | -526 | -510 | -172.94
2030-05-31 14:00 | 0 | 0 | -199.85 | 256.8 | 2030-05-31 14:00 | -700 | -526 | -510 | 103.62 | 2030-05-31 14:00 | -700 | -526 | -510 | -48.34
2030-05-31 15:00 | 600 | -171.36 | -499.85 | 176.28 | 2030-05-31 15:00 | -700 | -526 | -510 | 17.54 | 2030-05-31 15:00 | -700 | -526 | -510 | -137.71
2030-05-31 16:00 | 574.77 | -471.36 | -510 | 117.12 | 2030-05-31 16:00 | -285.25 | -526 | -510 | 168.46 | 2030-05-31 16:00 | -700 | -526 | -510 | 37.52
2030-05-31 17:00 | 700 | -171.36 | -434.46 | 378.09 | 2030-05-31 17:00 | 100 | -526 | -510 | 442 | 2030-05-31 17:00 | -456.97 | -526 | -510 | 143.8
2030-05-31 18:00 | 700 | 0 | -273.68 | 427.32 | 2030-05-31 18:00 | 700 | -526 | -510 | 442 | 2030-05-31 18:00 | 143.03 | -526 | -510 | 259.85
2030-05-31 19:00 | 700 | 0 | 0 | 434.35 | 2030-05-31 19:00 | 700 | -303.6 | -390 | 442 | 2030-05-31 19:00 | 700 | -492.5 | -510 | 152.16
2030-05-31 20:00 | 700 | 205 | 210 | 415.19 | 2030-05-31 20:00 | 700 | -3.6 | -90 | 442 | 2030-05-31 20:00 | 700 | -192.5 | -210 | 442
2030-05-31 21:00 | 700 | 505 | 510 | 442 | 2030-05-31 21:00 | 700 | 296.4 | 210 | 442 | 2030-05-31 21:00 | 700 | 107.5 | 90 | 442
2030-05-31 22:00 | 700 | 505 | 510 | 442 | 2030-05-31 22:00 | 700 | 505 | 510 | 442 | 2030-05-31 22:00 | 700 | 407.5 | 390 | 442
2030-05-31 23:00 | 700 | 388.45 | 510 | 442 | 2030-05-31 23:00 | 700 | 505 | 510 | 442 | 2030-05-31 23:00 | 700 | 505 | 510 | 442
2030-06-01 | 700 | 505 | 510 | 442 | 2030-06-01 | 700 | 454.62 | 510 | 442 | 2030-06-01 | 700 | 400.35 | 510 | 442
2030-06-01 01:00 | 700 | 505 | 510 | 442 | 2030-06-01 01:00 | 700 | 505 | 510 | 442 | 2030-06-01 01:00 | 700 | 394.63 | 510 | 442
2030-06-01 02:00 | 700 | 498 | 510 | 442 | 2030-06-01 02:00 | 700 | 505 | 510 | 442 | 2030-06-01 02:00 | 700 | 181.51 | 510 | 442
2030-06-01 03:00 | 700 | 505 | 510 | 442 | 2030-06-01 03:00 | 700 | 397.34 | 510 | 442 | 2030-06-01 03:00 | 700 | 386.17 | 510 | 442
2030-06-01 04:00 | 700 | 505 | 510 | 442 | 2030-06-01 04:00 | 700 | 392.59 | 510 | 442 | 2030-06-01 04:00 | 700 | 222.8 | 510 | 442
2030-06-01 05:00 | 700 | 505 | 510 | 442 | 2030-06-01 05:00 | 700 | 410.47 | 510 | 442 | 2030-06-01 05:00 | 700 | 71.99 | 390 | 442
2030-06-01 06:00 | 700 | 395.09 | 510 | 442 | 2030-06-01 06:00 | 591.63 | 300 | 300 | 442 | 2030-06-01 06:00 | 189.01 | 0 | 90 | 442
2030-06-01 07:00 | 700 | 255.75 | 510 | 442 | 2030-06-01 07:00 | -8.37 | 0 | 0 | 442 | 2030-06-01 07:00 | -264.23 | -226 | -210 | 442
2030-06-01 08:00 | 659.41 | 0 | 210 | 442 | 2030-06-01 08:00 | -608.37 | -300 | -300 | 442 | 2030-06-01 08:00 | -700 | -526 | -510 | 442
2030-06-01 09:00 | 377.62 | 0 | 0 | 397.1 | 2030-06-01 09:00 | -700 | -526 | -510 | 442 | 2030-06-01 09:00 | -700 | -526 | -510 | 442
2030-06-01 10:00 | 234.62 | 0 | 0 | 383.72 | 2030-06-01 10:00 | -700 | -526 | -510 | 442 | 2030-06-01 10:00 | -700 | -526 | -510 | 404.03
2030-06-01 11:00 | 31.22 | 0 | 0 | 414.66 | 2030-06-01 11:00 | -700 | -526 | -510 | 295.29 | 2030-06-01 11:00 | -700 | -526 | -510 | 175.92
2030-06-01 12:00 | 0 | 0 | 0 | 412.3 | 2030-06-01 12:00 | -700 | -526 | -510 | 298.92 | 2030-06-01 12:00 | -700 | -526 | -510 | 286.79
2030-06-01 13:00 | 0 | 0 | 0 | 364.53 | 2030-06-01 13:00 | -700 | -526 | -510 | 442 | 2030-06-01 13:00 | -700 | -526 | -510 | 399.43
2030-06-01 14:00 | 276 | 0 | 0 | 361.34 | 2030-06-01 14:00 | -700 | -526 | -510 | 442 | 2030-06-01 14:00 | -700 | -526 | -510 | 359.14
2030-06-01 15:00 | 292.11 | 0 | 0 | 371.71 | 2030-06-01 15:00 | -685.78 | -526 | -510 | 281.21 | 2030-06-01 15:00 | -700 | -526 | -510 | 190.72
2030-06-01 16:00 | 700 | 0 | -210 | 442 | 2030-06-01 16:00 | -85.78 | -526 | -510 | 384.11 | 2030-06-01 16:00 | -700 | -526 | -510 | 314.69
2030-06-01 17:00 | 700 | -122.01 | -510 | 345.21 | 2030-06-01 17:00 | 514.22 | -526 | -510 | 442 | 2030-06-01 17:00 | -100 | -526 | -510 | 235.62
2030-06-01 18:00 | 700 | 0 | -297.22 | 371.73 | 2030-06-01 18:00 | 700 | -300 | -499.97 | 442 | 2030-06-01 18:00 | 500 | -418.49 | -510 | 424.73
2030-06-01 19:00 | 700 | 0 | 0 | 431.94 | 2030-06-01 19:00 | 700 | 0 | -199.97 | 442 | 2030-06-01 19:00 | 700 | -118.49 | -475.38 | 349.85
2030-06-01 20:00 | 700 | 0 | 208.61 | 426.45 | 2030-06-01 20:00 | 700 | 0 | 0 | 442 | 2030-06-01 20:00 | 700 | 0 | -475.38 | 442
2030-06-01 21:00 | 700 | 0 | 333.81 | 385.04 | 2030-06-01 21:00 | 700 | 0 | 0 | 442 | 2030-06-01 21:00 | 700 | 0 | -475.38 | 442
2030-06-01 22:00 | 700 | 0 | 157.97 | 442 | 2030-06-01 22:00 | 700 | 0 | 132.01 | 442 | 2030-06-01 22:00 | 700 | 0 | -300.28 | 319.62
2030-06-01 23:00 | 700 | 0 | 457.97 | 400.43 | 2030-06-01 23:00 | 700 | 0 | 432.01 | 442 | 2030-06-01 23:00 | 700 | 0 | -0.28 | 280.2
2030-06-02 | 700 | 157.18 | 272.62 | 346.16 | 2030-06-02 | 700 | 115.97 | 510 | 442 | 2030-06-02 | 700 | 184.37 | 299.72 | 442
2030-06-02 01:00 | 700 | 457.18 | 510 | 442 | 2030-06-02 01:00 | 700 | 249.82 | 510 | 442 | 2030-06-02 01:00 | 700 | 76.78 | 510 | 442
2030-06-02 02:00 | 700 | 505 | 510 | 442 | 2030-06-02 02:00 | 700 | 389.54 | 510 | 442 | 2030-06-02 02:00 | 700 | 247.41 | 510 | 442
2030-06-02 03:00 | 700 | 478.39 | 510 | 442 | 2030-06-02 03:00 | 700 | 89.54 | 510 | 442 | 2030-06-02 03:00 | 700 | 284.52 | 510 | 442
2030-06-02 04:00 | 700 | 445.77 | 510 | 442 | 2030-06-02 04:00 | 700 | 389.54 | 510 | 442 | 2030-06-02 04:00 | 700 | 278.69 | 510 | 442
2030-06-02 05:00 | 700 | 365.5 | 510 | 442 | 2030-06-02 05:00 | 700 | 194.66 | 300 | 442 | 2030-06-02 05:00 | 700 | 174.48 | 210 | 442
2030-06-02 06:00 | 700 | 239.75 | 510 | 442 | 2030-06-02 06:00 | 600 | 0 | 0 | 411.54 | 2030-06-02 06:00 | 430.32 | 0 | -90 | 391.43
2030-06-02 07:00 | 700 | 314.54 | 510 | 442 | 2030-06-02 07:00 | 0 | -23.3 | -300 | 442 | 2030-06-02 07:00 | -169.68 | -300 | -390 | 330.22
2030-06-02 08:00 | 620.45 | 14.54 | 286.05 | 429.55 | 2030-06-02 08:00 | -600 | -295.01 | -510 | 294.93 | 2030-06-02 08:00 | -700 | -526 | -510 | 210.94
2030-06-02 09:00 | 20.45 | 0 | 0 | 338.36 | 2030-06-02 09:00 | -700 | -526 | -510 | 233.82 | 2030-06-02 09:00 | -700 | -526 | -510 | 129.28
2030-06-02 10:00 | 0 | 0 | 0 | 364.17 | 2030-06-02 10:00 | -700 | -526 | -510 | 256.64 | 2030-06-02 10:00 | -700 | -526 | -510 | 149.12
2030-06-02 11:00 | -236.81 | 0 | 0 | 396.22 | 2030-06-02 11:00 | -700 | -526 | -510 | 288.74 | 2030-06-02 11:00 | -700 | -526 | -510 | 181.26
2030-06-02 12:00 | 0 | 0 | 0 | 399.88 | 2030-06-02 12:00 | -700 | -526 | -510 | 299.86 | 2030-06-02 12:00 | -700 | -526 | -510 | 199.84
2030-06-02 13:00 | 0 | 0 | 0 | 405.17 | 2030-06-02 13:00 | -700 | -526 | -510 | 361.38 | 2030-06-02 13:00 | -700 | -526 | -510 | 216.32
2030-06-02 14:00 | 105.49 | 0 | 0 | 396.56 | 2030-06-02 14:00 | -700 | -526 | -510 | 308.13 | 2030-06-02 14:00 | -700 | -526 | -510 | 219.7
2030-06-02 15:00 | -98.13 | 0 | 0 | 350.39 | 2030-06-02 15:00 | -700 | -526 | -510 | 260.34 | 2030-06-02 15:00 | -700 | -526 | -510 | 170.3
2030-06-02 16:00 | 29.92 | 0 | 0 | 406.69 | 2030-06-02 16:00 | -600 | -226 | -483.16 | 330.33 | 2030-06-02 16:00 | -700 | -526 | -510 | 253.96
2030-06-02 17:00 | 629.92 | 0 | 225.57 | 316.42 | 2030-06-02 17:00 | 0 | 0 | -263.49 | 177.53 | 2030-06-02 17:00 | -600 | -226 | -311.01 | 33.82
2030-06-02 18:00 | 700 | 0 | 510 | 244.32 | 2030-06-02 18:00 | 600 | 0 | 0 | 0 | 2030-06-02 18:00 | 0 | 0 | -300 | -223.25
2030-06-02 19:00 | 700 | 0 | 506.18 | 127.78 | 2030-06-02 19:00 | 700 | 0 | 182.89 | 0 | 2030-06-02 19:00 | 600 | 0 | 0 | 0
2030-06-02 20:00 | 700 | 0 | 206.18 | 176.53 | 2030-06-02 20:00 | 700 | 0 | 182.89 | 142 | 2030-06-02 20:00 | 700 | 0 | 0 | 142
2030-06-02 21:00 | 700 | 0 | -25.85 | 442 | 2030-06-02 21:00 | 700 | 0 | -79.77 | 442 | 2030-06-02 21:00 | 700 | -300 | -300 | 442
2030-06-02 22:00 | 700 | 300 | 274.15 | 442 | 2030-06-02 22:00 | 700 | 300 | 220.23 | 442 | 2030-06-02 22:00 | 700 | 0 | 0 | 442
2030-06-02 23:00 | 700 | 156.23 | 510 | 442 | 2030-06-02 23:00 | 700 | 403.45 | 510 | 442 | 2030-06-02 23:00 | 616.6 | 0 | 0 | 377.27
2030-06-03 | 700 | 400.56 | 510 | 442 | 2030-06-03 | 700 | 103.45 | 510 | 427.07 | 2030-06-03 | 600 | 0 | 300 | 402.18
2030-06-03 01:00 | 479.82 | 505 | 510 | 442 | 2030-06-03 01:00 | 653.45 | 403.45 | 510 | 442 | 2030-06-03 01:00 | 0 | 105.18 | 510 | 442
2030-06-03 02:00 | 305.31 | 505 | 510 | 442 | 2030-06-03 02:00 | 402.5 | 505 | 510 | 442 | 2030-06-03 02:00 | -100 | 138.07 | 510 | 360.89
2030-06-03 03:00 | 365.18 | 505 | 510 | 370.56 | 2030-06-03 03:00 | -20.33 | 205 | 391.33 | 142 | 2030-06-03 03:00 | -700 | 0 | 246.97 | 60.89
2030-06-03 04:00 | 73.71 | 505 | 510 | 227.79 | 2030-06-03 04:00 | -620.33 | 505 | 510 | 375.9 | 2030-06-03 04:00 | -700 | 300 | 510 | 289.01
2030-06-03 05:00 | -522.05 | 505 | 510 | 442 | 2030-06-03 05:00 | -700 | 505 | 510 | 442 | 2030-06-03 05:00 | -700 | 505 | 510 | 442
2030-06-03 06:00 | -369.93 | 505 | 510 | 442 | 2030-06-03 06:00 | -700 | 505 | 510 | 442 | 2030-06-03 06:00 | -700 | 505 | 510 | 442
2030-06-03 07:00 | -700 | 505 | 510 | 442 | 2030-06-03 07:00 | -700 | 505 | 510 | 442 | 2030-06-03 07:00 | -700 | 505 | 510 | 442
2030-06-03 08:00 | -100 | 505 | 510 | 442 | 2030-06-03 08:00 | -100 | 505 | 510 | 442 | 2030-06-03 08:00 | -100 | 505 | 510 | 442
2030-06-03 09:00 | 400.05 | 205 | 510 | 442 | 2030-06-03 09:00 | 182.23 | 505 | 510 | 442 | 2030-06-03 09:00 | 500 | 505 | 510 | 442
2030-06-03 10:00 | 530.2 | -21 | 510 | 442 | 2030-06-03 10:00 | 600 | 505 | 510 | 356.18 | 2030-06-03 10:00 | 700 | 505 | 510 | 442
2030-06-03 11:00 | 0 | 155.9 | 210 | 442 | 2030-06-03 11:00 | 0 | 505 | 510 | 370.65 | 2030-06-03 11:00 | 306.55 | 505 | 210 | 442
2030-06-03 12:00 | 161.47 | -21 | 510 | 142 | 2030-06-03 12:00 | -202.33 | 505 | 510 | 442 | 2030-06-03 12:00 | 631.79 | 505 | 510 | 442
2030-06-03 13:00 | 337.21 | -21 | 210 | -5.73 | 2030-06-03 13:00 | 0 | 296.51 | 210 | 442 | 2030-06-03 13:00 | 700 | 505 | 510 | 442
2030-06-03 14:00 | 139.09 | -21 | 510 | -68 | 2030-06-03 14:00 | 185.24 | 505 | -90 | 142 | 2030-06-03 14:00 | 700 | 205 | 510 | 145.75
2030-06-03 15:00 | 295.76 | -21 | 210 | -68 | 2030-06-03 15:00 | 700 | 237.77 | 210 | -158 | 2030-06-03 15:00 | 700 | 505 | 510 | 394.75
2030-06-03 16:00 | 0 | 205 | 510 | 142 | 2030-06-03 16:00 | 327.58 | 205 | 510 | 142 | 2030-06-03 16:00 | 437.13 | 505 | 510 | 442
2030-06-03 17:00 | -100 | 505 | 342.56 | 442 | 2030-06-03 17:00 | -100 | 505 | 510 | 442 | 2030-06-03 17:00 | -162.87 | 505 | 306.71 | 442
2030-06-03 18:00 | -700 | 505 | 510 | 391.39 | 2030-06-03 18:00 | -700 | 300 | 510 | 342.35 | 2030-06-03 18:00 | -700 | 300 | 6.71 | 190.82
2030-06-03 19:00 | -100 | 505 | 510 | 403.75 | 2030-06-03 19:00 | -700 | 0 | 210 | 42.35 | 2030-06-03 19:00 | -700 | 0 | -293.29 | -109.18
2030-06-03 20:00 | 416.82 | 505 | 510 | 442 | 2030-06-03 20:00 | -677.14 | 0 | 510 | 78.24 | 2030-06-03 20:00 | -700 | 205 | 6.71 | -210
2030-06-03 21:00 | 200.05 | 505 | 510 | 442 | 2030-06-03 21:00 | -77.14 | 205 | 210 | 142 | 2030-06-03 21:00 | -700 | -95 | -293.29 | -510
2030-06-03 22:00 | 372.37 | 505 | 510 | 442 | 2030-06-03 22:00 | -77.14 | 505 | 510 | 442 | 2030-06-03 22:00 | -700 | 205 | 6.71 | -210
2030-06-03 23:00 | 158.81 | 505 | 510 | 402.32 | 2030-06-03 23:00 | -101.47 | 505 | 510 | 401.55 | 2030-06-03 23:00 | -700 | 505 | 306.71 | 90
2030-06-04 | 474.51 | 505 | 510 | 442 | 2030-06-04 | 445.19 | 505 | 510 | 442 | 2030-06-04 | -100 | 505 | 510 | 390
2030-06-04 01:00 | 344.48 | 505 | 510 | 442 | 2030-06-04 01:00 | 45.6 | 505 | 510 | 442 | 2030-06-04 01:00 | -55.82 | 505 | 510 | 442
2030-06-04 02:00 | 289.55 | 505 | 510 | 442 | 2030-06-04 02:00 | 66.86 | 505 | 510 | 442 | 2030-06-04 02:00 | -151.63 | 505 | 510 | 442
2030-06-04 03:00 | 367.25 | 505 | 510 | 442 | 2030-06-04 03:00 | 113.85 | 505 | 510 | 442 | 2030-06-04 03:00 | 0 | 505 | 510 | 442
2030-06-04 04:00 | 397.82 | 505 | 510 | 442 | 2030-06-04 04:00 | 421.48 | 505 | 510 | 442 | 2030-06-04 04:00 | 411.58 | 505 | 510 | 442
2030-06-04 05:00 | 700 | 205 | 476.52 | 300.07 | 2030-06-04 05:00 | 700 | 205 | 510 | 441.92 | 2030-06-04 05:00 | 700 | 286.52 | 510 | 442
2030-06-04 06:00 | 700 | 113.34 | 510 | 442 | 2030-06-04 06:00 | 700 | 36.36 | 510 | 442 | 2030-06-04 06:00 | 465.55 | 0 | 210 | 310.4
2030-06-04 07:00 | 700 | 220.64 | 510 | 442 | 2030-06-04 07:00 | 700 | 0 | 321.65 | 442 | 2030-06-04 07:00 | 36.37 | 0 | 0 | 291.35
2030-06-04 08:00 | 700 | 66.55 | 510 | 442 | 2030-06-04 08:00 | 607.59 | 0 | 21.65 | 442 | 2030-06-04 08:00 | -563.63 | 0 | -230.08 | 442
2030-06-04 09:00 | 700 | 96.57 | 510 | 442 | 2030-06-04 09:00 | 447.32 | 0 | 0 | 442 | 2030-06-04 09:00 | -700 | 0 | -449.62 | 394.52
2030-06-04 10:00 | 700 | 72.73 | 510 | 442 | 2030-06-04 10:00 | 447.06 | 0 | 0 | 442 | 2030-06-04 10:00 | -700 | -98.5 | -329.73 | 369.35
2030-06-04 11:00 | 700 | 230.57 | 510 | 442 | 2030-06-04 11:00 | 9.91 | 0 | 0 | 372.68 | 2030-06-04 11:00 | -700 | -398.5 | -510 | 275.53
2030-06-04 12:00 | 700 | 0 | 300 | 351.92 | 2030-06-04 12:00 | -388.19 | 0 | -145.42 | 169.39 | 2030-06-04 12:00 | -700 | -526 | -510 | 39.6
2030-06-04 13:00 | 612.63 | 0 | 0 | 263.06 | 2030-06-04 13:00 | -700 | 0 | -445.42 | 135.07 | 2030-06-04 13:00 | -700 | -526 | -510 | 7.09
2030-06-04 14:00 | 370.46 | 0 | 0 | 38.55 | 2030-06-04 14:00 | -700 | -85.27 | -510 | -126.99 | 2030-06-04 14:00 | -700 | -526 | -510 | -291.57
2030-06-04 15:00 | 133.45 | 0 | 0 | 0 | 2030-06-04 15:00 | -700 | -24.84 | -510 | -251.62 | 2030-06-04 15:00 | -700 | -526 | -510 | -437.77
2030-06-04 16:00 | 351.82 | 0 | 0 | 101.12 | 2030-06-04 16:00 | -700 | 0 | -306.39 | 0 | 2030-06-04 16:00 | -700 | -526 | -510 | -226.52
2030-06-04 17:00 | 635.96 | 0 | 0 | 118.46 | 2030-06-04 17:00 | -314.9 | 0 | -234.44 | 0 | 2030-06-04 17:00 | -700 | -526 | -510 | -206.33
2030-06-04 18:00 | 700 | 0 | 300 | 267.26 | 2030-06-04 18:00 | 285.1 | 0 | 0 | 33.99 | 2030-06-04 18:00 | -700 | -226 | -210 | 0
2030-06-04 19:00 | 700 | 0 | 392.42 | 142 | 2030-06-04 19:00 | 240.88 | 0 | 210 | 28.23 | 2030-06-04 19:00 | -700 | 0 | 0 | 0
2030-06-04 20:00 | 700 | 296.8 | 510 | 442 | 2030-06-04 20:00 | 700 | 0 | 510 | 328.23 | 2030-06-04 20:00 | -100 | 0 | 0 | 0
2030-06-04 21:00 | 700 | 400.21 | 510 | 442 | 2030-06-04 21:00 | 700 | 6.87 | 510 | 442 | 2030-06-04 21:00 | -700 | 0 | 0 | 0
2030-06-04 22:00 | 700 | 381.5 | 510 | 442 | 2030-06-04 22:00 | 700 | 205 | 510 | 427.44 | 2030-06-04 22:00 | -429.41 | 205 | 210 | 142
2030-06-04 23:00 | 522.31 | 505 | 510 | 442 | 2030-06-04 23:00 | 163.1 | 505 | 510 | 442 | 2030-06-04 23:00 | -700 | 505 | 510 | 442
2030-06-05 | 395.11 | 505 | 510 | 442 | 2030-06-05 | 0 | 505 | 510 | 442 | 2030-06-05 | -602.99 | 505 | 510 | 442
2030-06-05 01:00 | 466.17 | 505 | 510 | 442 | 2030-06-05 01:00 | 108.7 | 505 | 510 | 442 | 2030-06-05 01:00 | -383.63 | 505 | 510 | 442
2030-06-05 02:00 | 700 | 505 | 510 | 442 | 2030-06-05 02:00 | 520.82 | 505 | 510 | 442 | 2030-06-05 02:00 | 0 | 505 | 510 | 442
2030-06-05 03:00 | 698.83 | 505 | 510 | 442 | 2030-06-05 03:00 | 289.99 | 505 | 510 | 442 | 2030-06-05 03:00 | 0 | 205 | 510 | 432.75
2030-06-05 04:00 | 700 | 505 | 510 | 442 | 2030-06-05 04:00 | 289.99 | 300 | 510 | 442 | 2030-06-05 04:00 | -233.76 | 94.21 | 510 | 442
2030-06-05 05:00 | 700 | 214.59 | 510 | 442 | 2030-06-05 05:00 | 700 | 0 | 210 | 142 | 2030-06-05 05:00 | 87.39 | 0 | 210 | 142
2030-06-05 06:00 | 700 | 317.85 | 510 | 340.44 | 2030-06-05 06:00 | 500 | 0 | 99.97 | 0 | 2030-06-05 06:00 | -173.9 | 0 | -90 | -40.29
2030-06-05 07:00 | 468.19 | 505 | 510 | 362.81 | 2030-06-05 07:00 | -100 | 0 | 93.66 | 0 | 2030-06-05 07:00 | -700 | -54.73 | -390 | -340.29
2030-06-05 08:00 | 169.09 | 205 | 510 | 363.84 | 2030-06-05 08:00 | -700 | -300 | -206.34 | -300 | 2030-06-05 08:00 | -700 | -354.73 | -510 | -510
2030-06-05 09:00 | -430.91 | 505 | 510 | 390 | 2030-06-05 09:00 | -700 | 0 | 93.66 | 0 | 2030-06-05 09:00 | -700 | -54.73 | -210 | -210
2030-06-05 10:00 | -700 | 505 | 229.47 | 90 | 2030-06-05 10:00 | -700 | 74 | 90 | 90 | 2030-06-05 10:00 | -700 | 74 | 90 | 90
2030-06-05 11:00 | -700 | 205 | -70.53 | -210 | 2030-06-05 11:00 | -700 | -226 | -210 | -210 | 2030-06-05 11:00 | -700 | -226 | -210 | -210
2030-06-05 12:00 | -700 | -95 | -370.53 | -510 | 2030-06-05 12:00 | -700 | -526 | -510 | -510 | 2030-06-05 12:00 | -700 | -526 | -510 | -510
2030-06-05 13:00 | -700 | 205 | -70.53 | -210 | 2030-06-05 13:00 | -700 | -226 | -210 | -210 | 2030-06-05 13:00 | -700 | -226 | -210 | -210
2030-06-05 14:00 | -100 | 505 | 229.47 | 90 | 2030-06-05 14:00 | -100 | 74 | 90 | 62.69 | 2030-06-05 14:00 | -100 | 74 | 90 | 58.01
2030-06-05 15:00 | -100 | 505 | 510 | 131.14 | 2030-06-05 15:00 | -357.89 | 374 | 210 | 69.42 | 2030-06-05 15:00 | -527.82 | 374 | 390 | 65.62
2030-06-05 16:00 | -700 | 505 | 510 | 247.05 | 2030-06-05 16:00 | -700 | 505 | 510 | 179.99 | 2030-06-05 16:00 | -700 | 505 | 510 | 175.25
2030-06-05 17:00 | -700 | 505 | 510 | 366.61 | 2030-06-05 17:00 | -700 | 505 | 510 | 322.6 | 2030-06-05 17:00 | -700 | 505 | 510 | 313.56
2030-06-05 18:00 | -700 | 505 | 510 | 258.26 | 2030-06-05 18:00 | -700 | 505 | 510 | 246.64 | 2030-06-05 18:00 | -700 | 505 | 510 | 244.01
2030-06-05 19:00 | -700 | 505 | 510 | 219.22 | 2030-06-05 19:00 | -700 | 505 | 510 | 215.58 | 2030-06-05 19:00 | -700 | 505 | 510 | 208.85
2030-06-05 20:00 | -646.45 | 205 | 227.8 | -41.32 | 2030-06-05 20:00 | -700 | 205 | 210 | -23.09 | 2030-06-05 20:00 | -700 | 205 | 210 | -23.09
2030-06-05 21:00 | -646.45 | 505 | 510 | 213.65 | 2030-06-05 21:00 | -700 | 505 | 510 | 210.75 | 2030-06-05 21:00 | -700 | 505 | 510 | 210.61
2030-06-05 22:00 | -524.83 | 505 | 510 | 89.17 | 2030-06-05 22:00 | -700 | 505 | 510 | 74.44 | 2030-06-05 22:00 | -700 | 505 | 510 | 77.22
2030-06-05 23:00 | -700 | 505 | 510 | 17.09 | 2030-06-05 23:00 | -700 | 505 | 510 | 0.03 | 2030-06-05 23:00 | -700 | 505 | 510 | -6.11
2030-06-06 | -700 | 505 | 510 | -3.75 | 2030-06-06 | -700 | 505 | 510 | -38.47 | 2030-06-06 | -700 | 505 | 510 | 123.77
2030-06-06 01:00 | -700 | 505 | 510 | 51.92 | 2030-06-06 01:00 | -700 | 505 | 510 | 261.53 | 2030-06-06 01:00 | -700 | 505 | 510 | 123.77
2030-06-06 02:00 | -700 | 505 | 510 | 16.38 | 2030-06-06 02:00 | -700 | 505 | 510 | 0 | 2030-06-06 02:00 | -700 | 505 | 510 | 241.98
2030-06-06 03:00 | -700 | 505 | 510 | -83.57 | 2030-06-06 03:00 | -700 | 505 | 510 | -68 | 2030-06-06 03:00 | -700 | 505 | 510 | -7.62
2030-06-06 04:00 | -700 | 505 | 510 | -54.97 | 2030-06-06 04:00 | -700 | 505 | 510 | 164.07 | 2030-06-06 04:00 | -700 | 505 | 510 | 72.29
2030-06-06 05:00 | -700 | 505 | 510 | -18.64 | 2030-06-06 05:00 | -700 | 505 | 510 | 0.4 | 2030-06-06 05:00 | -700 | 505 | 510 | -1.35
2030-06-06 06:00 | -700 | 505 | 510 | 64.53 | 2030-06-06 06:00 | -700 | 505 | 510 | 153.04 | 2030-06-06 06:00 | -700 | 505 | 510 | 42.75
2030-06-06 07:00 | -700 | 505 | 510 | 149.92 | 2030-06-06 07:00 | -700 | 505 | 510 | 142.96 | 2030-06-06 07:00 | -700 | 505 | 510 | 280.35
2030-06-06 08:00 | -700 | 505 | 510 | 241.32 | 2030-06-06 08:00 | -700 | 505 | 510 | 257.44 | 2030-06-06 08:00 | -700 | 505 | 510 | 416.12
2030-06-06 09:00 | -700 | 505 | 510 | 261.48 | 2030-06-06 09:00 | -700 | 505 | 510 | 251.12 | 2030-06-06 09:00 | -700 | 505 | 510 | 442
2030-06-06 10:00 | -700 | 505 | 510 | 269.87 | 2030-06-06 10:00 | -700 | 505 | 510 | 304.26 | 2030-06-06 10:00 | -700 | 505 | 510 | 394.4
2030-06-06 11:00 | -700 | 505 | 510 | 328.4 | 2030-06-06 11:00 | -700 | 505 | 510 | 442 | 2030-06-06 11:00 | -700 | 505 | 510 | 442
2030-06-06 12:00 | -700 | 505 | 510 | 442 | 2030-06-06 12:00 | -700 | 505 | 510 | 442 | 2030-06-06 12:00 | -700 | 505 | 510 | 442
2030-06-06 13:00 | -700 | 505 | 510 | 442 | 2030-06-06 13:00 | -700 | 505 | 510 | 442 | 2030-06-06 13:00 | -700 | 505 | 510 | 442
2030-06-06 14:00 | -700 | 505 | 510 | 442 | 2030-06-06 14:00 | -700 | 505 | 390 | 442 | 2030-06-06 14:00 | -700 | 505 | 510 | 442
2030-06-06 15:00 | -700 | 505 | 510 | 378.14 | 2030-06-06 15:00 | -700 | 418.11 | 90 | 442 | 2030-06-06 15:00 | -700 | 219.42 | 210 | 411.64
2030-06-06 16:00 | -700 | 300 | 510 | 442 | 2030-06-06 16:00 | -700 | 118.11 | -210 | 442 | 2030-06-06 16:00 | -700 | -80.58 | -90 | 222.53
2030-06-06 17:00 | -100 | 0 | 510 | 434.77 | 2030-06-06 17:00 | -700 | -181.89 | -510 | 300 | 2030-06-06 17:00 | -700 | -380.58 | -390 | -77.47
2030-06-06 18:00 | 500 | 0 | 210 | 425.61 | 2030-06-06 18:00 | -700 | 0 | -510 | 0 | 2030-06-06 18:00 | -700 | -526 | -510 | -377.47
2030-06-06 19:00 | 700 | 0 | 160.45 | 217.72 | 2030-06-06 19:00 | -700 | 0 | -397.98 | 0 | 2030-06-06 19:00 | -700 | -526 | -510 | -510
2030-06-06 20:00 | 700 | 0 | 435.06 | 0 | 2030-06-06 20:00 | -700 | 0 | -97.98 | 0 | 2030-06-06 20:00 | -700 | -526 | -510 | -510
2030-06-06 21:00 | 700 | 205 | 210 | 10.83 | 2030-06-06 21:00 | -700 | 0 | 0 | 0 | 2030-06-06 21:00 | -700 | -526 | -510 | -510
2030-06-06 22:00 | 141.57 | 505 | 510 | 310.83 | 2030-06-06 22:00 | -700 | 300 | 300 | 89.36 | 2030-06-06 22:00 | -700 | -226 | -210 | -210
2030-06-06 23:00 | 182.66 | 505 | 510 | 276.42 | 2030-06-06 23:00 | -700 | 505 | 510 | 271.37 | 2030-06-06 23:00 | -700 | 74 | 90 | 90
2030-06-07 | 398.21 | 505 | 510 | -23.58 | 2030-06-07 | -499.83 | 505 | 510 | 158.29 | 2030-06-07 | -700 | 374 | 390 | 332.16
2030-06-07 01:00 | 700 | 505 | 510 | -47.56 | 2030-06-07 01:00 | -140.25 | 505 | 510 | 329.06 | 2030-06-07 01:00 | -611.19 | 505 | 510 | 126.34
2030-06-07 02:00 | 465.45 | 505 | 510 | -39.21 | 2030-06-07 02:00 | -559.29 | 505 | 510 | 45.65 | 2030-06-07 02:00 | -700 | 505 | 510 | 426.34
2030-06-07 03:00 | 277.07 | 505 | 510 | -25.42 | 2030-06-07 03:00 | -549.45 | 505 | 510 | 45.65 | 2030-06-07 03:00 | -700 | 505 | 510 | 442
2030-06-07 04:00 | 199.56 | 505 | 510 | 274.58 | 2030-06-07 04:00 | -700 | 505 | 510 | 345.65 | 2030-06-07 04:00 | -700 | 505 | 429.52 | 390
2030-06-07 05:00 | 199.56 | 505 | 510 | 442 | 2030-06-07 05:00 | -648.86 | 505 | 510 | 442 | 2030-06-07 05:00 | -700 | 205 | 129.52 | 90
2030-06-07 06:00 | 587.17 | 505 | 510 | 442 | 2030-06-07 06:00 | -271.05 | 358.89 | 390 | 222 | 2030-06-07 06:00 | -700 | -95 | -170.48 | -210
2030-06-07 07:00 | 700 | 205 | 510 | 246.84 | 2030-06-07 07:00 | -602.23 | 58.89 | 90 | -78 | 2030-06-07 07:00 | -700 | -395 | -470.48 | -510
2030-06-07 08:00 | 700 | 0 | 397.9 | 0 | 2030-06-07 08:00 | -700 | -241.11 | -210 | -378 | 2030-06-07 08:00 | -700 | -526 | -510 | -510
2030-06-07 09:00 | 700 | 0 | 209.14 | 0 | 2030-06-07 09:00 | -700 | -526 | -510 | -510 | 2030-06-07 09:00 | -700 | -526 | -510 | -510
2030-06-07 10:00 | 513.49 | 0 | 0 | -24.45 | 2030-06-07 10:00 | -700 | -526 | -510 | -510 | 2030-06-07 10:00 | -700 | -526 | -510 | -510
2030-06-07 11:00 | 597.55 | 0 | 33.34 | 0 | 2030-06-07 11:00 | -700 | -526 | -510 | -510 | 2030-06-07 11:00 | -700 | -526 | -510 | -510
2030-06-07 12:00 | 0 | 0 | 333.34 | -65.51 | 2030-06-07 12:00 | -700 | -526 | -510 | -510 | 2030-06-07 12:00 | -700 | -526 | -510 | -510
2030-06-07 13:00 | 325.02 | 0 | 33.34 | -85.33 | 2030-06-07 13:00 | -700 | -526 | -510 | -510 | 2030-06-07 13:00 | -700 | -526 | -510 | -510
2030-06-07 14:00 | 430.69 | 0 | 0 | -26.97 | 2030-06-07 14:00 | -700 | -526 | -510 | -510 | 2030-06-07 14:00 | -700 | -526 | -510 | -510
2030-06-07 15:00 | 560.5 | 0 | 29.04 | -159.61 | 2030-06-07 15:00 | -700 | -526 | -510 | -510 | 2030-06-07 15:00 | -700 | -526 | -510 | -510
2030-06-07 16:00 | 700 | 0 | 329.04 | -136.55 | 2030-06-07 16:00 | -563.51 | -226 | -300 | -498.67 | 2030-06-07 16:00 | -700 | -526 | -510 | -510
2030-06-07 17:00 | 700 | 141.58 | 300 | -83.66 | 2030-06-07 17:00 | 36.49 | 0 | 0 | -411.19 | 2030-06-07 17:00 | -500 | -259.19 | -510 | -510
2030-06-07 18:00 | 700 | 0 | 0 | -113.31 | 2030-06-07 18:00 | 486.58 | 0 | -183.12 | -417.29 | 2030-06-07 18:00 | 100 | 0 | -336.55 | -510
2030-06-07 19:00 | 700 | 0 | 0 | 0 | 2030-06-07 19:00 | 700 | 0 | -483.12 | -510 | 2030-06-07 19:00 | 700 | -226 | -260.21 | -510
2030-06-07 20:00 | 700 | 0 | 233.53 | 0 | 2030-06-07 20:00 | 700 | -300 | -230.62 | -458 | 2030-06-07 20:00 | 700 | -526 | -510 | -510
2030-06-07 21:00 | 700 | 48.81 | 510 | 27.98 | 2030-06-07 21:00 | 700 | 0 | 69.38 | -158 | 2030-06-07 21:00 | 700 | -352.19 | -510 | -510
2030-06-07 22:00 | 700 | 348.81 | 510 | 327.98 | 2030-06-07 22:00 | 700 | 300 | 369.38 | 142 | 2030-06-07 22:00 | 700 | -52.19 | -210 | -210
2030-06-07 23:00 | 700 | 465.56 | 510 | 442 | 2030-06-07 23:00 | 700 | 505 | 510 | 442 | 2030-06-07 23:00 | 700 | 247.81 | 90 | 90
2030-06-08 | 700 | 505 | 510 | 442 | 2030-06-08 | 700 | 505 | 510 | 442 | 2030-06-08 | 700 | 505 | 390 | 390
2030-06-08 01:00 | 700 | 505 | 510 | 442 | 2030-06-08 01:00 | 700 | 505 | 510 | 442 | 2030-06-08 01:00 | 700 | 505 | 510 | 442
2030-06-08 02:00 | 700 | 505 | 510 | 442 | 2030-06-08 02:00 | 700 | 505 | 510 | 442 | 2030-06-08 02:00 | 700 | 505 | 510 | 442
2030-06-08 03:00 | 700 | 505 | 510 | 442 | 2030-06-08 03:00 | 700 | 505 | 510 | 442 | 2030-06-08 03:00 | 700 | 505 | 510 | 442
2030-06-08 04:00 | 700 | 505 | 510 | 442 | 2030-06-08 04:00 | 700 | 505 | 510 | 442 | 2030-06-08 04:00 | 700 | 444.8 | 390 | 442
2030-06-08 05:00 | 700 | 300 | 328.89 | 442 | 2030-06-08 05:00 | 700 | 205 | 210 | 442 | 2030-06-08 05:00 | 700 | 144.8 | 90 | 442
2030-06-08 06:00 | 700 | 0 | 28.89 | 339.56 | 2030-06-08 06:00 | 700 | -95 | -90 | 222.28 | 2030-06-08 06:00 | 500 | -155.2 | -210 | 272.72
2030-06-08 07:00 | 700 | -57.51 | -271.11 | 422.51 | 2030-06-08 07:00 | 182.78 | -395 | -390 | 289.08 | 2030-06-08 07:00 | -100 | -455.2 | -510 | 94.09
2030-06-08 08:00 | 700 | 0 | 0 | 442 | 2030-06-08 08:00 | -417.22 | -526 | -510 | 442 | 2030-06-08 08:00 | -700 | -526 | -510 | 394.09
2030-06-08 09:00 | 103.97 | 0 | 0 | 442 | 2030-06-08 09:00 | -700 | -526 | -510 | 442 | 2030-06-08 09:00 | -700 | -526 | -510 | 442
2030-06-08 10:00 | 0 | 0 | 0 | 442 | 2030-06-08 10:00 | -700 | -526 | -510 | 442 | 2030-06-08 10:00 | -700 | -526 | -510 | 442
2030-06-08 11:00 | 105.48 | 0 | 0 | 442 | 2030-06-08 11:00 | -700 | -526 | -510 | 442 | 2030-06-08 11:00 | -700 | -526 | -510 | 442
2030-06-08 12:00 | 0 | 0 | 0 | 442 | 2030-06-08 12:00 | -700 | -526 | -510 | 442 | 2030-06-08 12:00 | -700 | -526 | -510 | 442
2030-06-08 13:00 | 144.76 | 0 | 0 | 442 | 2030-06-08 13:00 | -700 | -526 | -510 | 442 | 2030-06-08 13:00 | -700 | -526 | -510 | 442
2030-06-08 14:00 | 144.76 | 0 | 0 | 442 | 2030-06-08 14:00 | -700 | -526 | -510 | 442 | 2030-06-08 14:00 | -700 | -526 | -510 | 442
2030-06-08 15:00 | 700 | -300 | -300 | 442 | 2030-06-08 15:00 | -700 | -526 | -510 | 442 | 2030-06-08 15:00 | -700 | -526 | -510 | 227.68
2030-06-08 16:00 | 618.63 | -526 | -510 | 382.69 | 2030-06-08 16:00 | -270.13 | -526 | -510 | 324.26 | 2030-06-08 16:00 | -700 | -526 | -510 | 113
2030-06-08 17:00 | 700 | -526 | -450.08 | 442 | 2030-06-08 17:00 | 164.88 | -526 | -510 | 442 | 2030-06-08 17:00 | -181.74 | -526 | -510 | 0
2030-06-08 18:00 | 700 | -226 | -150.08 | 442 | 2030-06-08 18:00 | 700 | -288.93 | -300 | 400.59 | 2030-06-08 18:00 | 418.26 | -488.74 | -510 | 175.07
2030-06-08 19:00 | 700 | 0 | 149.92 | 442 | 2030-06-08 19:00 | 700 | 0 | 0 | 258.7 | 2030-06-08 19:00 | 700 | -188.74 | -510 | 175.07
2030-06-08 20:00 | 700 | 20.2 | 449.92 | 442 | 2030-06-08 20:00 | 700 | 0 | 300 | 442 | 2030-06-08 20:00 | 700 | 0 | -244.16 | 421.27
2030-06-08 21:00 | 700 | 0 | 510 | 442 | 2030-06-08 21:00 | 700 | 0 | 463.25 | 425.66 | 2030-06-08 21:00 | 700 | 0 | 0 | 201.72
2030-06-08 22:00 | 700 | 0 | 510 | 442 | 2030-06-08 22:00 | 700 | 0 | 163.25 | 229.83 | 2030-06-08 22:00 | 700 | 0 | -202.71 | 442
2030-06-08 23:00 | 700 | 0 | 510 | 442 | 2030-06-08 23:00 | 700 | 0 | 463.25 | 420.23 | 2030-06-08 23:00 | 700 | 0 | 0 | 392.12
2030-06-09 | 700 | 0.83 | 510 | 442 | 2030-06-09 | 700 | 79.06 | 510 | 442 | 2030-06-09 | 700 | 300 | 300 | 442
2030-06-09 01:00 | 700 | 62.2 | 510 | 442 | 2030-06-09 01:00 | 700 | 153.05 | 510 | 442 | 2030-06-09 01:00 | 700 | 161.61 | 510 | 442
2030-06-09 02:00 | 700 | 128.11 | 510 | 442 | 2030-06-09 02:00 | 700 | 147.51 | 486.87 | 405.95 | 2030-06-09 02:00 | 700 | 74.76 | 510 | 442
2030-06-09 03:00 | 700 | 428.11 | 510 | 442 | 2030-06-09 03:00 | 700 | 447.51 | 510 | 442 | 2030-06-09 03:00 | 700 | 374.76 | 510 | 442
2030-06-09 04:00 | 700 | 300 | 479.84 | 442 | 2030-06-09 04:00 | 700 | 300 | 493.39 | 442 | 2030-06-09 04:00 | 700 | 417.42 | 390 | 442
2030-06-09 05:00 | 700 | 0 | 179.84 | 318.85 | 2030-06-09 05:00 | 700 | 0 | 193.39 | 281.25 | 2030-06-09 05:00 | 700 | 117.42 | 90 | 442
2030-06-09 06:00 | 700 | 0 | 0 | 329.81 | 2030-06-09 06:00 | 700 | 0 | -106.61 | 341.9 | 2030-06-09 06:00 | 700 | -72.24 | -210 | 442
2030-06-09 07:00 | 700 | 0 | 0 | 294.24 | 2030-06-09 07:00 | 700 | -6.99 | -311.83 | 355.52 | 2030-06-09 07:00 | 700 | -316.83 | -510 | 442
2030-06-09 08:00 | 700 | 0 | -261.37 | 359.16 | 2030-06-09 08:00 | 700 | -306.99 | -510 | 319.55 | 2030-06-09 08:00 | 679.12 | -526 | -510 | 442
2030-06-09 09:00 | 700 | 0 | -199.27 | 400.05 | 2030-06-09 09:00 | 600 | -242.41 | -510 | 442 | 2030-06-09 09:00 | 79.12 | -526 | -510 | 442
2030-06-09 10:00 | 700 | 0 | 63.29 | 442 | 2030-06-09 10:00 | 0 | 0 | -210 | 442 | 2030-06-09 10:00 | -520.88 | -274.72 | -510 | 442
2030-06-09 11:00 | 700 | 0 | 63.29 | 401.65 | 2030-06-09 11:00 | 0 | 0 | 0 | 442 | 2030-06-09 11:00 | -700 | -361.43 | -510 | 442
2030-06-09 12:00 | 700 | 0 | 0 | 442 | 2030-06-09 12:00 | 0 | 0 | 0 | 442 | 2030-06-09 12:00 | -700 | -131.21 | -510 | 442
2030-06-09 13:00 | 700 | 0 | 256.2 | 442 | 2030-06-09 13:00 | 0 | 0 | -121.88 | 442 | 2030-06-09 13:00 | -700 | 0 | -510 | 442
2030-06-09 14:00 | 700 | 0 | 0 | 442 | 2030-06-09 14:00 | 0 | 0 | -421.88 | 442 | 2030-06-09 14:00 | -700 | -218.45 | -510 | 442
2030-06-09 15:00 | 700 | 0 | -74.77 | 442 | 2030-06-09 15:00 | 0 | -226 | -413.54 | 442 | 2030-06-09 15:00 | -500 | -505.45 | -510 | 442
2030-06-09 16:00 | 700 | -298.62 | -374.77 | 442 | 2030-06-09 16:00 | 513.91 | -526 | -510 | 376.01 | 2030-06-09 16:00 | 100 | -526 | -510 | 442
2030-06-09 17:00 | 700 | 0 | -138 | 381.24 | 2030-06-09 17:00 | 700 | -226 | -510 | 442 | 2030-06-09 17:00 | 700 | -526 | -510 | 442
2030-06-09 18:00 | 700 | 0 | 0 | 320.07 | 2030-06-09 18:00 | 700 | 0 | -510 | 442 | 2030-06-09 18:00 | 700 | -526 | -510 | 442
2030-06-09 19:00 | 700 | 0 | 0 | 273.76 | 2030-06-09 19:00 | 700 | 0 | -247.41 | 413.75 | 2030-06-09 19:00 | 700 | -526 | -510 | 442
2030-06-09 20:00 | 700 | 0 | 0 | 225.64 | 2030-06-09 20:00 | 700 | 0 | -247.41 | 343.86 | 2030-06-09 20:00 | 700 | -470.78 | -510 | 442
2030-06-09 21:00 | 700 | 0 | 9.29 | 262.97 | 2030-06-09 21:00 | 700 | 0 | -102.22 | 399.6 | 2030-06-09 21:00 | 700 | -170.78 | -210 | 442
2030-06-09 22:00 | 700 | 0 | 309.29 | 270.17 | 2030-06-09 22:00 | 700 | 0 | 197.78 | 381.56 | 2030-06-09 22:00 | 700 | 129.22 | 90 | 435.35
2030-06-09 23:00 | 700 | 300 | 510 | 442 | 2030-06-09 23:00 | 700 | 264.14 | 497.78 | 442 | 2030-06-09 23:00 | 700 | 429.22 | 390 | 442
2030-06-10 | 700 | 291.85 | 510 | 442 | 2030-06-10 | 700 | 474.47 | 510 | 442 | 2030-06-10 | 700 | 312.32 | 510 | 442
2030-06-10 01:00 | 700 | 217.68 | 510 | 442 | 2030-06-10 01:00 | 700 | 473.19 | 510 | 442 | 2030-06-10 01:00 | 700 | 12.32 | 499.27 | 442
2030-06-10 02:00 | 700 | 123.67 | 510 | 442 | 2030-06-10 02:00 | 700 | 496.37 | 510 | 442 | 2030-06-10 02:00 | 700 | 0.81 | 510 | 442
2030-06-10 03:00 | 700 | 378.84 | 510 | 442 | 2030-06-10 03:00 | 700 | 404.28 | 510 | 442 | 2030-06-10 03:00 | 700 | 300.81 | 510 | 442
2030-06-10 04:00 | 700 | 443.64 | 510 | 442 | 2030-06-10 04:00 | 700 | 364.06 | 510 | 442 | 2030-06-10 04:00 | 700 | 364.98 | 510 | 442
2030-06-10 05:00 | 700 | 143.64 | 510 | 442 | 2030-06-10 05:00 | 700 | 380.2 | 510 | 442 | 2030-06-10 05:00 | 700 | 446.5 | 510 | 442
2030-06-10 06:00 | 700 | 139.85 | 510 | 442 | 2030-06-10 06:00 | 700 | 405.67 | 510 | 442 | 2030-06-10 06:00 | 700 | 192.12 | 390 | 442
2030-06-10 07:00 | 700 | 341.08 | 510 | 442 | 2030-06-10 07:00 | 700 | 363.44 | 510 | 442 | 2030-06-10 07:00 | 385.78 | 0 | 90 | 442
2030-06-10 08:00 | 700 | 153.77 | 510 | 442 | 2030-06-10 08:00 | 600 | 83.98 | 300 | 442 | 2030-06-10 08:00 | -214.22 | -300 | -210 | 442
2030-06-10 09:00 | 700 | 0 | 210 | 442 | 2030-06-10 09:00 | 0 | 0 | 0 | 442 | 2030-06-10 09:00 | -700 | -526 | -510 | 442
2030-06-10 10:00 | 463.02 | 0 | 0 | 442 | 2030-06-10 10:00 | -600 | 0 | 0 | 442 | 2030-06-10 10:00 | -700 | -526 | -510 | 442
2030-06-10 11:00 | 170.27 | 0 | 0 | 442 | 2030-06-10 11:00 | -700 | 0 | 0 | 442 | 2030-06-10 11:00 | -700 | -526 | -510 | 442
2030-06-10 12:00 | 526.82 | 0 | 0 | 442 | 2030-06-10 12:00 | -298.68 | 0 | 0 | 442 | 2030-06-10 12:00 | -700 | -526 | -510 | 442
2030-06-10 13:00 | 603.21 | 0 | 0 | 442 | 2030-06-10 13:00 | -700 | 0 | 0 | 442 | 2030-06-10 13:00 | -700 | -526 | -510 | 442
2030-06-10 14:00 | 476.11 | 0 | 0 | 442 | 2030-06-10 14:00 | -600 | 0 | 0 | 442 | 2030-06-10 14:00 | -700 | -526 | -510 | 442
2030-06-10 15:00 | 691.95 | 0 | -98.37 | 442 | 2030-06-10 15:00 | 0 | -226 | -210 | 442 | 2030-06-10 15:00 | -613.21 | -526 | -510 | 442
2030-06-10 16:00 | 700 | -300 | -398.37 | 442 | 2030-06-10 16:00 | 224.96 | -526 | -510 | 442 | 2030-06-10 16:00 | -13.21 | -526 | -510 | 142
2030-06-10 17:00 | 700 | -199.09 | -510 | 442 | 2030-06-10 17:00 | 674.21 | -526 | -510 | 442 | 2030-06-10 17:00 | 586.79 | -526 | -510 | 115.22
2030-06-10 18:00 | 700 | 0 | -510 | 410.26 | 2030-06-10 18:00 | 700 | -526 | -510 | 344.88 | 2030-06-10 18:00 | 700 | -526 | -510 | 115.22
2030-06-10 19:00 | 700 | 0 | -510 | 309.41 | 2030-06-10 19:00 | 700 | -526 | -510 | 341.89 | 2030-06-10 19:00 | 700 | -526 | -510 | 5.36
2030-06-10 20:00 | 700 | 0 | -323.41 | 277.59 | 2030-06-10 20:00 | 700 | -395 | -390 | 140.3 | 2030-06-10 20:00 | 700 | -395 | -390 | -2.3
2030-06-10 21:00 | 700 | 0 | -23.41 | 61.46 | 2030-06-10 21:00 | 700 | -95 | -90 | -159.7 | 2030-06-10 21:00 | 700 | -95 | -90 | -302.3
2030-06-10 22:00 | 700 | 205 | 276.59 | 274.9 | 2030-06-10 22:00 | 537.57 | 205 | 210 | 0 | 2030-06-10 22:00 | 248.88 | 205 | 210 | -121.51
2030-06-10 23:00 | 488.81 | 505 | 510 | 124.32 | 2030-06-10 23:00 | 191.86 | 505 | 510 | -111.51 | 2030-06-10 23:00 | -351.12 | 505 | 510 | -284.36
2030-06-11 | 370.22 | 505 | 510 | 59.95 | 2030-06-11 | -408.14 | 505 | 510 | 188.49 | 2030-06-11 | -700 | 505 | 510 | 15.64
2030-06-11 01:00 | -198.01 | 505 | 510 | 174.3 | 2030-06-11 01:00 | -700 | 505 | 510 | 306.55 | 2030-06-11 01:00 | -700 | 505 | 510 | 263.41
2030-06-11 02:00 | -700 | 505 | 510 | 14.94 | 2030-06-11 02:00 | -700 | 505 | 510 | 48.54 | 2030-06-11 02:00 | -700 | 505 | 510 | 22.88
2030-06-11 03:00 | -700 | 505 | 510 | -64.27 | 2030-06-11 03:00 | -700 | 505 | 510 | -68 | 2030-06-11 03:00 | -700 | 505 | 510 | -76.97
2030-06-11 04:00 | -700 | 505 | 510 | -11.25 | 2030-06-11 04:00 | -700 | 505 | 510 | 46.56 | 2030-06-11 04:00 | -700 | 505 | 510 | -22.97
2030-06-11 05:00 | -700 | 505 | 510 | -52.11 | 2030-06-11 05:00 | -700 | 505 | 510 | -58.14 | 2030-06-11 05:00 | -700 | 505 | 510 | -64.16
2030-06-11 06:00 | -700 | 505 | 510 | 24.06 | 2030-06-11 06:00 | -700 | 505 | 510 | 17.16 | 2030-06-11 06:00 | -700 | 505 | 510 | 10.25
2030-06-11 07:00 | -700 | 505 | 510 | 140.74 | 2030-06-11 07:00 | -700 | 505 | 510 | 252.85 | 2030-06-11 07:00 | -700 | 505 | 510 | 123
2030-06-11 08:00 | -700 | 505 | 510 | 145.9 | 2030-06-11 08:00 | -700 | 505 | 510 | 133.36 | 2030-06-11 08:00 | -700 | 505 | 510 | 144
2030-06-11 09:00 | -700 | 505 | 510 | 117.52 | 2030-06-11 09:00 | -700 | 505 | 510 | 101.06 | 2030-06-11 09:00 | -700 | 505 | 510 | 84.61
2030-06-11 10:00 | -700 | 505 | 510 | 84.95 | 2030-06-11 10:00 | -700 | 505 | 510 | 73.1 | 2030-06-11 10:00 | -700 | 505 | 510 | 49.67
2030-06-11 11:00 | -700 | 505 | 510 | 107.47 | 2030-06-11 11:00 | -700 | 505 | 510 | 90.26 | 2030-06-11 11:00 | -700 | 505 | 510 | 73.05
2030-06-11 12:00 | -700 | 505 | 510 | 385.95 | 2030-06-11 12:00 | -700 | 505 | 510 | 290.89 | 2030-06-11 12:00 | -700 | 505 | 510 | 274.83
2030-06-11 13:00 | -700 | 505 | 510 | 330.69 | 2030-06-11 13:00 | -700 | 505 | 510 | 403.1 | 2030-06-11 13:00 | -700 | 505 | 510 | 299.53
2030-06-11 14:00 | -700 | 505 | 510 | 442 | 2030-06-11 14:00 | -700 | 505 | 510 | 442 | 2030-06-11 14:00 | -700 | 505 | 510 | 423.29
2030-06-11 15:00 | -700 | 505 | 510 | 442 | 2030-06-11 15:00 | -700 | 505 | 510 | 442 | 2030-06-11 15:00 | -700 | 505 | 510 | 442
2030-06-11 16:00 | -700 | 505 | 510 | 442 | 2030-06-11 16:00 | -700 | 505 | 510 | 442 | 2030-06-11 16:00 | -700 | 505 | 510 | 442
2030-06-11 17:00 | -432.18 | 505 | 510 | 442 | 2030-06-11 17:00 | -700 | 505 | 510 | 442 | 2030-06-11 17:00 | -700 | 505 | 510 | 442
2030-06-11 18:00 | 3.24 | 505 | 510 | 442 | 2030-06-11 18:00 | -700 | 505 | 510 | 442 | 2030-06-11 18:00 | -700 | 505 | 510 | 442
2030-06-11 19:00 | 188.67 | 505 | 510 | 442 | 2030-06-11 19:00 | -700 | 505 | 510 | 442 | 2030-06-11 19:00 | -700 | 505 | 510 | 442
2030-06-11 20:00 | 369.61 | 505 | 510 | 442 | 2030-06-11 20:00 | -700 | 505 | 510 | 442 | 2030-06-11 20:00 | -700 | 505 | 510 | 442
2030-06-11 21:00 | 700 | 505 | 510 | 442 | 2030-06-11 21:00 | -700 | 505 | 510 | 426.77 | 2030-06-11 21:00 | -700 | 505 | 510 | 421.9
2030-06-11 22:00 | 585.69 | 505 | 510 | 442 | 2030-06-11 22:00 | -700 | 505 | 510 | 442 | 2030-06-11 22:00 | -700 | 505 | 510 | 442
2030-06-11 23:00 | 0 | 505 | 510 | 442 | 2030-06-11 23:00 | -700 | 505 | 510 | 442 | 2030-06-11 23:00 | -700 | 505 | 510 | 442
2030-06-12 | 600 | 505 | 510 | 414.71 | 2030-06-12 | -186.64 | 505 | 510 | 442 | 2030-06-12 | -126.04 | 505 | 510 | 442
2030-06-12 01:00 | 325.29 | 505 | 510 | 185.16 | 2030-06-12 01:00 | -426.21 | 505 | 510 | 307.98 | 2030-06-12 01:00 | -478.99 | 505 | 510 | 442
2030-06-12 02:00 | 342.8 | 505 | 510 | 88.76 | 2030-06-12 02:00 | -700 | 505 | 510 | 122.65 | 2030-06-12 02:00 | -700 | 505 | 510 | 245.44
2030-06-12 03:00 | 250.89 | 505 | 510 | 76.41 | 2030-06-12 03:00 | -700 | 505 | 510 | 246.63 | 2030-06-12 03:00 | -700 | 505 | 510 | 213.37
2030-06-12 04:00 | 139.56 | 505 | 510 | 111.42 | 2030-06-12 04:00 | -700 | 505 | 510 | 224.4 | 2030-06-12 04:00 | -700 | 505 | 510 | 149.66
2030-06-12 05:00 | 0.13 | 505 | 510 | 17.75 | 2030-06-12 05:00 | -700 | 505 | 510 | 224.4 | 2030-06-12 05:00 | -700 | 505 | 510 | 15.56
2030-06-12 06:00 | 0 | 505 | 510 | 120.1 | 2030-06-12 06:00 | -700 | 505 | 510 | 100.51 | 2030-06-12 06:00 | -700 | 505 | 510 | 315.56
2030-06-12 07:00 | 0 | 505 | 510 | 232.08 | 2030-06-12 07:00 | -700 | 300 | 443.04 | -199.49 | 2030-06-12 07:00 | -700 | 300 | 210 | 37.12
2030-06-12 08:00 | 216.73 | 505 | 510 | 106.72 | 2030-06-12 08:00 | -700 | 0 | 143.04 | -499.49 | 2030-06-12 08:00 | -700 | 0 | -90 | -262.88
2030-06-12 09:00 | -174.14 | 505 | 510 | 406.72 | 2030-06-12 09:00 | -700 | 300 | 443.04 | -199.49 | 2030-06-12 09:00 | -700 | 300 | 210 | 37.12
2030-06-12 10:00 | -452.65 | 505 | 510 | 317.35 | 2030-06-12 10:00 | -700 | 505 | 510 | 100.51 | 2030-06-12 10:00 | -700 | 505 | 510 | 337.12
2030-06-12 11:00 | -403.35 | 505 | 510 | 307.01 | 2030-06-12 11:00 | -700 | 505 | 510 | 400.51 | 2030-06-12 11:00 | -700 | 505 | 510 | 337.12
2030-06-12 12:00 | -631.78 | 505 | 510 | 248.76 | 2030-06-12 12:00 | -700 | 505 | 510 | 334.93 | 2030-06-12 12:00 | -700 | 505 | 510 | 442
2030-06-12 13:00 | -601.56 | 505 | 510 | 214.53 | 2030-06-12 13:00 | -700 | 505 | 510 | 336.98 | 2030-06-12 13:00 | -700 | 505 | 510 | 442
2030-06-12 14:00 | -361.36 | 505 | 510 | 358.56 | 2030-06-12 14:00 | -700 | 505 | 510 | 442 | 2030-06-12 14:00 | -700 | 505 | 510 | 442
2030-06-12 15:00 | -83.47 | 505 | 510 | 382.28 | 2030-06-12 15:00 | -700 | 505 | 510 | 442 | 2030-06-12 15:00 | -700 | 505 | 510 | 442
2030-06-12 16:00 | -26.5 | 505 | 510 | 372.35 | 2030-06-12 16:00 | -700 | 505 | 510 | 442 | 2030-06-12 16:00 | -700 | 505 | 510 | 298.28
2030-06-12 17:00 | 234.53 | 505 | 510 | 442 | 2030-06-12 17:00 | -700 | 505 | 510 | 442 | 2030-06-12 17:00 | -700 | 505 | 510 | -1.72
2030-06-12 18:00 | 700 | 505 | 510 | 442 | 2030-06-12 18:00 | -100 | 505 | 510 | 252.39 | 2030-06-12 18:00 | -700 | 205 | 210 | -301.72
2030-06-12 19:00 | 700 | 505 | 510 | 442 | 2030-06-12 19:00 | 0 | 505 | 510 | 271.27 | 2030-06-12 19:00 | -545.29 | 505 | 510 | -18.83
2030-06-12 20:00 | 700 | 505 | 510 | 388.03 | 2030-06-12 20:00 | 600 | 505 | 510 | -28.73 | 2030-06-12 20:00 | -545.29 | 205 | 310.19 | -318.83
2030-06-12 21:00 | 700 | 505 | 510 | 442 | 2030-06-12 21:00 | 700 | 505 | 510 | 271.27 | 2030-06-12 21:00 | -700 | 505 | 510 | -18.83
2030-06-12 22:00 | 700 | 505 | 510 | 242.57 | 2030-06-12 22:00 | 436.3 | 505 | 510 | 236.78 | 2030-06-12 22:00 | -530.44 | 505 | 510 | 231
2030-06-12 23:00 | 700 | 505 | 510 | 180.39 | 2030-06-12 23:00 | 0 | 505 | 510 | 174.76 | 2030-06-12 23:00 | -690.03 | 505 | 510 | 169.12
2030-06-13 | 700 | 225.56 | 510 | 142 | 2030-06-13 | 600 | 205 | 510 | 142 | 2030-06-13 | -90.03 | 205 | 510 | 142
2030-06-13 01:00 | 700 | 505 | 510 | 442 | 2030-06-13 01:00 | 700 | 505 | 510 | 442 | 2030-06-13 01:00 | 509.97 | 300 | 510 | 442
2030-06-13 02:00 | 700 | 505 | 510 | 442 | 2030-06-13 02:00 | 700 | 236.97 | 510 | 442 | 2030-06-13 02:00 | 700 | 0 | 510 | 387.46
2030-06-13 03:00 | 700 | 505 | 510 | 442 | 2030-06-13 03:00 | 700 | 236.97 | 510 | 442 | 2030-06-13 03:00 | 700 | 205 | 510 | 314.1
2030-06-13 04:00 | 700 | 475.63 | 510 | 442 | 2030-06-13 04:00 | 700 | 367.91 | 510 | 442 | 2030-06-13 04:00 | 700 | 505 | 510 | 442
2030-06-13 05:00 | 700 | 205.12 | 510 | 442 | 2030-06-13 05:00 | 700 | 299.57 | 510 | 442 | 2030-06-13 05:00 | 700 | 205 | 510 | 142
2030-06-13 06:00 | 700 | 374.27 | 510 | 442 | 2030-06-13 06:00 | 700 | 130.05 | 510 | 442 | 2030-06-13 06:00 | 700 | 0 | 365.48 | 296.73
2030-06-13 07:00 | 700 | 74.27 | 510 | 442 | 2030-06-13 07:00 | 700 | 0 | 510 | 264.85 | 2030-06-13 07:00 | 500 | 0 | 65.48 | 0
2030-06-13 08:00 | 700 | 146.4 | 510 | 442 | 2030-06-13 08:00 | 600 | 0 | 300 | 423.03 | 2030-06-13 08:00 | -100 | -226 | -210 | 157.36
2030-06-13 09:00 | 700 | 0 | 510 | 308.81 | 2030-06-13 09:00 | 0 | 0 | 0 | 160.2 | 2030-06-13 09:00 | -700 | -526 | -510 | 106.77
2030-06-13 10:00 | 700 | 0 | 210 | 442 | 2030-06-13 10:00 | -560.74 | 0 | 0 | 442 | 2030-06-13 10:00 | -700 | -526 | -510 | 406.77
2030-06-13 11:00 | 700 | 0 | 343.4 | 416.71 | 2030-06-13 11:00 | -700 | 0 | 0 | 277.83 | 2030-06-13 11:00 | -700 | -526 | -510 | 106.77
2030-06-13 12:00 | 700 | 0 | 405.5 | 343.57 | 2030-06-13 12:00 | -700 | 0 | 0 | 163.26 | 2030-06-13 12:00 | -700 | -526 | -510 | 0
2030-06-13 13:00 | 700 | 0 | 405.5 | 442 | 2030-06-13 13:00 | -346.18 | 0 | -10.63 | 330.85 | 2030-06-13 13:00 | -700 | -526 | -510 | 208
2030-06-13 14:00 | 700 | 0 | 147.66 | 142 | 2030-06-13 14:00 | -239.19 | 0 | -310.63 | 30.85 | 2030-06-13 14:00 | -700 | -526 | -510 | 3.94
2030-06-13 15:00 | 700 | 11.54 | 0 | 442 | 2030-06-13 15:00 | 0 | -300 | -510 | 41.56 | 2030-06-13 15:00 | -700 | -526 | -510 | 3.94
2030-06-13 16:00 | 700 | -286.64 | -300 | 160.9 | 2030-06-13 16:00 | 556.74 | -526 | -510 | -20.9 | 2030-06-13 16:00 | -674.08 | -526 | -510 | -198.72
2030-06-13 17:00 | 700 | -126.35 | -300 | 434.85 | 2030-06-13 17:00 | 700 | -263.96 | -510 | 201.42 | 2030-06-13 17:00 | -74.08 | -438.25 | -510 | 0
2030-06-13 18:00 | 700 | 0 | 0 | 442 | 2030-06-13 18:00 | 700 | 0 | -464.12 | 170.81 | 2030-06-13 18:00 | 525.92 | -138.25 | -510 | 0
2030-06-13 19:00 | 700 | 0 | 300 | 313.16 | 2030-06-13 19:00 | 700 | 0 | -310.54 | 94.14 | 2030-06-13 19:00 | 700 | 0 | -510 | -116.71
2030-06-13 20:00 | 700 | 0 | 460.29 | 136.41 | 2030-06-13 20:00 | 700 | 0 | -10.54 | 0 | 2030-06-13 20:00 | 700 | 0 | -390 | -116.71
2030-06-13 21:00 | 700 | 0 | 510 | 436.41 | 2030-06-13 21:00 | 700 | 0 | 0 | 228.04 | 2030-06-13 21:00 | 700 | 0 | -90 | -158
2030-06-13 22:00 | 700 | 0 | 510 | 432.93 | 2030-06-13 22:00 | 700 | 205 | 210 | 228.07 | 2030-06-13 22:00 | 700 | 205 | 210 | 142
2030-06-13 23:00 | 700 | 300 | 510 | 442 | 2030-06-13 23:00 | 700 | 505 | 510 | 442 | 2030-06-13 23:00 | 700 | 505 | 510 | 442
2030-06-14 | 700 | 343.07 | 510 | 442 | 2030-06-14 | 700 | 505 | 510 | 442 | 2030-06-14 | 700 | 505 | 510 | 442
2030-06-14 01:00 | 700 | 73.67 | 510 | 369.01 | 2030-06-14 01:00 | 700 | 505 | 510 | 442 | 2030-06-14 01:00 | 700 | 505 | 510 | 442
2030-06-14 02:00 | 700 | 74.33 | 510 | 442 | 2030-06-14 02:00 | 700 | 372.36 | 510 | 442 | 2030-06-14 02:00 | 700 | 505 | 510 | 442
2030-06-14 03:00 | 700 | 194.94 | 510 | 442 | 2030-06-14 03:00 | 700 | 505 | 510 | 442 | 2030-06-14 03:00 | 700 | 505 | 510 | 442
2030-06-14 04:00 | 700 | 32.99 | 390 | 407.59 | 2030-06-14 04:00 | 700 | 373.56 | 390 | 319.78 | 2030-06-14 04:00 | 700 | 505 | 390 | 243.96
2030-06-14 05:00 | 700 | 0 | 90 | 107.59 | 2030-06-14 05:00 | 700 | 88.77 | 90 | 19.78 | 2030-06-14 05:00 | 700 | 270.64 | 90 | -56.04
2030-06-14 06:00 | 700 | 0 | -210 | -192.41 | 2030-06-14 06:00 | 700 | -106.15 | -210 | -280.22 | 2030-06-14 06:00 | 500 | -29.36 | -210 | -356.04
2030-06-14 07:00 | 700 | 0 | -510 | -163.85 | 2030-06-14 07:00 | 700 | -406.15 | -510 | -300 | 2030-06-14 07:00 | -100 | -279.4 | -510 | -426.3
2030-06-14 08:00 | 700 | -190.8 | -510 | -42.85 | 2030-06-14 08:00 | 547.48 | -526 | -510 | 0 | 2030-06-14 08:00 | -700 | -526 | -510 | -126.3
2030-06-14 09:00 | 700 | -421.63 | -510 | 74.61 | 2030-06-14 09:00 | 0 | -526 | -510 | 102.19 | 2030-06-14 09:00 | -700 | -526 | -510 | -1.82
2030-06-14 10:00 | 700 | -526 | -510 | 193.01 | 2030-06-14 10:00 | -346.96 | -526 | -510 | 277.79 | 2030-06-14 10:00 | -700 | -526 | -510 | 180.29
2030-06-14 11:00 | 700 | -526 | -510 | 129.58 | 2030-06-14 11:00 | -354.4 | -526 | -510 | 132.65 | 2030-06-14 11:00 | -700 | -526 | -510 | 100.29
2030-06-14 12:00 | 700 | -526 | -510 | 120.66 | 2030-06-14 12:00 | 0 | -526 | -510 | 200.84 | 2030-06-14 12:00 | -700 | -526 | -510 | 98.75
2030-06-14 13:00 | 700 | -526 | -510 | 132.59 | 2030-06-14 13:00 | -187.12 | -526 | -510 | 218.67 | 2030-06-14 13:00 | -700 | -526 | -510 | 142.43
2030-06-14 14:00 | 700 | -526 | -510 | 103.74 | 2030-06-14 14:00 | -416.9 | -526 | -510 | 137.28 | 2030-06-14 14:00 | -700 | -526 | -510 | 293.26
2030-06-14 15:00 | 700 | -526 | -510 | 86.11 | 2030-06-14 15:00 | 0 | -526 | -510 | 191.28 | 2030-06-14 15:00 | -700 | -526 | -510 | 296.45
2030-06-14 16:00 | 700 | -300.93 | -510 | 168.23 | 2030-06-14 16:00 | 413.75 | -526 | -510 | 295.32 | 2030-06-14 16:00 | -433.26 | -526 | -510 | 344.94
2030-06-14 17:00 | 700 | -0.93 | -210 | 300 | 2030-06-14 17:00 | 700 | -526 | -510 | 346.63 | 2030-06-14 17:00 | 166.74 | -526 | -510 | 364.74
2030-06-14 18:00 | 700 | -11.63 | -300 | 0 | 2030-06-14 18:00 | 700 | -226 | -510 | 266.93 | 2030-06-14 18:00 | 700 | -226 | -510 | 411.45
2030-06-14 19:00 | 700 | 0 | 0 | 81.48 | 2030-06-14 19:00 | 700 | 0 | -510 | 63.11 | 2030-06-14 19:00 | 700 | 0 | -510 | 118.94
2030-06-14 20:00 | 700 | 300 | 300 | 381.48 | 2030-06-14 20:00 | 700 | 0 | -254.74 | 165.32 | 2030-06-14 20:00 | 700 | 0 | -210 | 329.22
2030-06-14 21:00 | 700 | 447.58 | 510 | 442 | 2030-06-14 21:00 | 700 | 0 | 0 | 419.09 | 2030-06-14 21:00 | 700 | 0 | -30.86 | 442
2030-06-14 22:00 | 700 | 402.34 | 510 | 442 | 2030-06-14 22:00 | 700 | 0 | 0 | 379.96 | 2030-06-14 22:00 | 700 | 0 | 0 | 437.56
2030-06-14 23:00 | 700 | 217.33 | 510 | 442 | 2030-06-14 23:00 | 700 | 0 | 0 | 350.85 | 2030-06-14 23:00 | 700 | 0 | -150.15 | 442
2030-06-15 | 700 | 0 | 487.98 | 142 | 2030-06-15 | 700 | 0 | 300 | 355.86 | 2030-06-15 | 700 | 184.32 | 149.85 | 442
2030-06-15 01:00 | 700 | 124.76 | 462.3 | 142 | 2030-06-15 01:00 | 700 | 73.13 | 391.99 | 180.61 | 2030-06-15 01:00 | 700 | 107.34 | 306.89 | 345.49
2030-06-15 02:00 | 700 | 424.76 | 510 | 442 | 2030-06-15 02:00 | 700 | 373.13 | 510 | 442 | 2030-06-15 02:00 | 700 | 407.34 | 510 | 442
2030-06-15 03:00 | 700 | 505 | 510 | 442 | 2030-06-15 03:00 | 700 | 505 | 510 | 442 | 2030-06-15 03:00 | 700 | 421.46 | 507.01 | 442
2030-06-15 04:00 | 700 | 419.29 | 510 | 442 | 2030-06-15 04:00 | 700 | 353.62 | 390 | 442 | 2030-06-15 04:00 | 700 | 300 | 207.01 | 442
2030-06-15 05:00 | 700 | 119.29 | 210 | 157.97 | 2030-06-15 05:00 | 700 | 53.62 | 90 | 344.33 | 2030-06-15 05:00 | 700 | 0 | -92.99 | 442
2030-06-15 06:00 | 700 | 0 | 0 | 173.56 | 2030-06-15 06:00 | 700 | -226 | -210 | 376.97 | 2030-06-15 06:00 | 500 | -300 | -392.99 | 249.78
2030-06-15 07:00 | 700 | 0 | -32.87 | 257.44 | 2030-06-15 07:00 | 670.89 | -526 | -510 | 413.02 | 2030-06-15 07:00 | -100 | -526 | -510 | 386.33
2030-06-15 08:00 | 700 | -286.68 | -332.87 | 260.92 | 2030-06-15 08:00 | 116.16 | -526 | -510 | 391.29 | 2030-06-15 08:00 | -700 | -526 | -510 | 339.38
2030-06-15 09:00 | 361.13 | -526 | -510 | 442 | 2030-06-15 09:00 | -483.84 | -526 | -510 | 372.39 | 2030-06-15 09:00 | -700 | -526 | -510 | 303.97
2030-06-15 10:00 | 30.36 | -226 | -210 | 442 | 2030-06-15 10:00 | -700 | -526 | -510 | 442 | 2030-06-15 10:00 | -700 | -526 | -510 | 442
2030-06-15 11:00 | 0 | 0 | -82.85 | 442 | 2030-06-15 11:00 | -700 | -526 | -510 | 442 | 2030-06-15 11:00 | -700 | -526 | -510 | 442
2030-06-15 12:00 | 0 | 0 | -134.03 | 442 | 2030-06-15 12:00 | -700 | -526 | -510 | 442 | 2030-06-15 12:00 | -700 | -526 | -510 | 442
2030-06-15 13:00 | 0 | 0 | 0 | 442 | 2030-06-15 13:00 | -700 | -526 | -510 | 442 | 2030-06-15 13:00 | -700 | -526 | -510 | 442
2030-06-15 14:00 | 0 | 0 | -91.44 | 442 | 2030-06-15 14:00 | -700 | -526 | -510 | 442 | 2030-06-15 14:00 | -700 | -526 | -510 | 442
2030-06-15 15:00 | 210.33 | -226 | -210 | 442 | 2030-06-15 15:00 | -653.23 | -526 | -510 | 442 | 2030-06-15 15:00 | -700 | -526 | -510 | 442
2030-06-15 16:00 | 700 | -526 | -510 | 156.33 | 2030-06-15 16:00 | -53.23 | -526 | -510 | 275.38 | 2030-06-15 16:00 | -700 | -526 | -510 | 228.95
2030-06-15 17:00 | 700 | -226 | -510 | 266.35 | 2030-06-15 17:00 | 546.77 | -526 | -510 | 442 | 2030-06-15 17:00 | -100 | -526 | -510 | 412.88
2030-06-15 18:00 | 700 | 0 | -218.33 | 351.17 | 2030-06-15 18:00 | 700 | -343.21 | -510 | 442 | 2030-06-15 18:00 | 500 | -226 | -510 | 442
2030-06-15 19:00 | 700 | 0 | 0 | 357.39 | 2030-06-15 19:00 | 700 | -251.08 | -510 | 442 | 2030-06-15 19:00 | 700 | 0 | -510 | 442
2030-06-15 20:00 | 700 | 0 | 0 | 369.96 | 2030-06-15 20:00 | 700 | 0 | -349.72 | 442 | 2030-06-15 20:00 | 700 | -168.63 | -349.72 | 142
2030-06-15 21:00 | 700 | 0 | 0 | 345.11 | 2030-06-15 21:00 | 700 | 0 | -49.72 | 442 | 2030-06-15 21:00 | 700 | 0 | -49.72 | 376.62
2030-06-15 22:00 | 700 | 250.93 | 300 | 442 | 2030-06-15 22:00 | 700 | 300 | 250.28 | 442 | 2030-06-15 22:00 | 700 | 300 | 250.28 | 442
2030-06-15 23:00 | 700 | 442.05 | 510 | 442 | 2030-06-15 23:00 | 700 | 442.05 | 510 | 442 | 2030-06-15 23:00 | 700 | 442.05 | 510 | 442
2030-06-16 | 700 | 505 | 510 | 442 | 2030-06-16 | 700 | 505 | 510 | 442 | 2030-06-16 | 700 | 505 | 510 | 442
2030-06-16 01:00 | 700 | 338.55 | 510 | 442 | 2030-06-16 01:00 | 700 | 481.95 | 510 | 442 | 2030-06-16 01:00 | 700 | 467.41 | 510 | 442
2030-06-16 02:00 | 700 | 231.78 | 510 | 442 | 2030-06-16 02:00 | 700 | 505 | 510 | 442 | 2030-06-16 02:00 | 700 | 396.4 | 510 | 442
2030-06-16 03:00 | 700 | 503.82 | 510 | 442 | 2030-06-16 03:00 | 700 | 286.2 | 510 | 442 | 2030-06-16 03:00 | 700 | 505 | 510 | 442
2030-06-16 04:00 | 700 | 505 | 510 | 442 | 2030-06-16 04:00 | 700 | 477.37 | 510 | 442 | 2030-06-16 04:00 | 700 | 205 | 510 | 442
2030-06-16 05:00 | 700 | 447.95 | 510 | 442 | 2030-06-16 05:00 | 700 | 505 | 510 | 442 | 2030-06-16 05:00 | 700 | 311.81 | 510 | 442
2030-06-16 06:00 | 700 | 211.25 | 510 | 442 | 2030-06-16 06:00 | 700 | 265.15 | 510 | 442 | 2030-06-16 06:00 | 700 | 150.72 | 210 | 442
2030-06-16 07:00 | 700 | 54.33 | 510 | 442 | 2030-06-16 07:00 | 600 | 20.52 | 210 | 442 | 2030-06-16 07:00 | 100 | -128.68 | -90 | 442
2030-06-16 08:00 | 700 | 59.75 | 510 | 442 | 2030-06-16 08:00 | 0 | -200.19 | -90 | 442 | 2030-06-16 08:00 | -500 | -394.13 | -390 | 442
2030-06-16 09:00 | 625.23 | 0 | 210 | 442 | 2030-06-16 09:00 | -600 | -58.11 | -390 | 442 | 2030-06-16 09:00 | -700 | -526 | -510 | 442
2030-06-16 10:00 | 548.36 | 0 | 0 | 442 | 2030-06-16 10:00 | -700 | -216.21 | -510 | 442 | 2030-06-16 10:00 | -700 | -526 | -510 | 442
2030-06-16 11:00 | 534.58 | 0 | 0 | 442 | 2030-06-16 11:00 | -700 | -217.41 | -510 | 442 | 2030-06-16 11:00 | -700 | -526 | -510 | 442
2030-06-16 12:00 | 663.25 | 0 | 0 | 442 | 2030-06-16 12:00 | -700 | -512.22 | -510 | 442 | 2030-06-16 12:00 | -700 | -526 | -510 | 442
2030-06-16 13:00 | 573.98 | 0 | 0 | 442 | 2030-06-16 13:00 | -700 | -488.78 | -510 | 442 | 2030-06-16 13:00 | -700 | -526 | -510 | 442
2030-06-16 14:00 | 691.74 | 0 | 0 | 442 | 2030-06-16 14:00 | -700 | -526 | -510 | 442 | 2030-06-16 14:00 | -700 | -526 | -510 | 442
2030-06-16 15:00 | 700 | 0 | 0 | 442 | 2030-06-16 15:00 | -500 | -450.11 | -510 | 442 | 2030-06-16 15:00 | -700 | -526 | -510 | 442
2030-06-16 16:00 | 700 | -8.17 | -300 | 442 | 2030-06-16 16:00 | 100 | -526 | -510 | 442 | 2030-06-16 16:00 | -604.54 | -526 | -510 | 442
2030-06-16 17:00 | 700 | 0 | -475.33 | 442 | 2030-06-16 17:00 | 700 | -452.38 | -510 | 351.21 | 2030-06-16 17:00 | -4.54 | -411.97 | -510 | 142
2030-06-16 18:00 | 700 | 0 | -175.33 | 442 | 2030-06-16 18:00 | 700 | -152.38 | -510 | 310.09 | 2030-06-16 18:00 | 595.46 | -111.97 | -510 | 0
2030-06-16 19:00 | 700 | 0 | 0 | 442 | 2030-06-16 19:00 | 700 | 0 | -510 | 310.09 | 2030-06-16 19:00 | 700 | 0 | -360.17 | 27.87
2030-06-16 20:00 | 700 | 0 | 0 | 318.32 | 2030-06-16 20:00 | 700 | 0 | -297.46 | 205.24 | 2030-06-16 20:00 | 700 | 0 | -60.17 | 174.2
2030-06-16 21:00 | 700 | 0 | 0 | 274.7 | 2030-06-16 21:00 | 700 | 0 | -7.08 | 176.86 | 2030-06-16 21:00 | 700 | 0 | 0 | 121.3
2030-06-16 22:00 | 700 | 0 | 0 | 348.57 | 2030-06-16 22:00 | 700 | 0 | -86.21 | 175.51 | 2030-06-16 22:00 | 700 | 0 | -48.98 | 30.06
2030-06-16 23:00 | 700 | 0 | 176.56 | 383.78 | 2030-06-16 23:00 | 700 | 0 | 213.79 | 346.58 | 2030-06-16 23:00 | 700 | 0 | 251.02 | 309.38
2030-06-17 | 700 | 300 | 476.56 | 442 | 2030-06-17 | 700 | 300 | 510 | 442 | 2030-06-17 | 700 | 300 | 510 | 442
2030-06-17 01:00 | 700 | 505 | 510 | 442 | 2030-06-17 01:00 | 700 | 505 | 510 | 442 | 2030-06-17 01:00 | 700 | 305.06 | 510 | 442
2030-06-17 02:00 | 700 | 505 | 510 | 442 | 2030-06-17 02:00 | 700 | 326.95 | 510 | 442 | 2030-06-17 02:00 | 700 | 399.32 | 510 | 442
2030-06-17 03:00 | 700 | 449.97 | 510 | 442 | 2030-06-17 03:00 | 700 | 505 | 510 | 442 | 2030-06-17 03:00 | 700 | 99.32 | 510 | 442
2030-06-17 04:00 | 700 | 376.05 | 510 | 442 | 2030-06-17 04:00 | 700 | 295.99 | 510 | 442 | 2030-06-17 04:00 | 700 | 246.33 | 510 | 442
2030-06-17 05:00 | 700 | 393.9 | 510 | 442 | 2030-06-17 05:00 | 700 | 496.17 | 510 | 442 | 2030-06-17 05:00 | 700 | 174.66 | 510 | 442
2030-06-17 06:00 | 700 | 248.69 | 510 | 442 | 2030-06-17 06:00 | 700 | 363.09 | 510 | 442 | 2030-06-17 06:00 | 700 | 105.89 | 510 | 442
2030-06-17 07:00 | 700 | 505 | 510 | 442 | 2030-06-17 07:00 | 700 | 297.81 | 510 | 442 | 2030-06-17 07:00 | 529.42 | 214.33 | 300 | 442
2030-06-17 08:00 | 700 | 397.91 | 510 | 442 | 2030-06-17 08:00 | 383.16 | 0 | 210 | 442 | 2030-06-17 08:00 | -70.58 | 0 | 0 | 442
2030-06-17 09:00 | 700 | 409.41 | 510 | 442 | 2030-06-17 09:00 | 0 | 0 | 0 | 442 | 2030-06-17 09:00 | -670.58 | -193.78 | -300 | 442
2030-06-17 10:00 | 700 | 268.01 | 510 | 442 | 2030-06-17 10:00 | -126.29 | 0 | 0 | 442 | 2030-06-17 10:00 | -700 | -309.85 | -510 | 442
2030-06-17 11:00 | 700 | 189.79 | 510 | 442 | 2030-06-17 11:00 | 0 | 0 | 0 | 442 | 2030-06-17 11:00 | -700 | -418.53 | -510 | 442
2030-06-17 12:00 | 700 | 0 | 510 | 442 | 2030-06-17 12:00 | -530.16 | 0 | 0 | 442 | 2030-06-17 12:00 | -700 | -526 | -510 | 442
2030-06-17 13:00 | 700 | 0 | 510 | 442 | 2030-06-17 13:00 | -700 | 0 | 0 | 442 | 2030-06-17 13:00 | -700 | -526 | -510 | 442
2030-06-17 14:00 | 700 | 0 | 510 | 442 | 2030-06-17 14:00 | -600 | 0 | 0 | 442 | 2030-06-17 14:00 | -700 | -526 | -510 | 442
2030-06-17 15:00 | 700 | 0 | 510 | 442 | 2030-06-17 15:00 | 0 | 0 | -210 | 442 | 2030-06-17 15:00 | -500 | -526 | -510 | 442
2030-06-17 16:00 | 700 | 0 | 225.99 | 442 | 2030-06-17 16:00 | 600 | -108.49 | -510 | 442 | 2030-06-17 16:00 | 100 | -526 | -510 | 442
2030-06-17 17:00 | 700 | 0 | 76.89 | 432.54 | 2030-06-17 17:00 | 700 | 0 | -510 | 442 | 2030-06-17 17:00 | 700 | -526 | -510 | 252
2030-06-17 18:00 | 700 | 68.88 | 376.89 | 442 | 2030-06-17 18:00 | 700 | 0 | -510 | 442 | 2030-06-17 18:00 | 700 | -294.16 | -510 | 251.49
2030-06-17 19:00 | 700 | 20.85 | 510 | 442 | 2030-06-17 19:00 | 700 | 0 | -510 | 442 | 2030-06-17 19:00 | 700 | -294.16 | -510 | 377.38
2030-06-17 20:00 | 700 | 11.42 | 510 | 442 | 2030-06-17 20:00 | 700 | 0 | -418.78 | 442 | 2030-06-17 20:00 | 700 | -19.69 | -510 | 296.19
2030-06-17 21:00 | 700 | 107.69 | 510 | 442 | 2030-06-17 21:00 | 700 | 0 | -242.95 | 442 | 2030-06-17 21:00 | 700 | 0 | -510 | 435.31
2030-06-17 22:00 | 700 | 0 | 510 | 442 | 2030-06-17 22:00 | 700 | 0 | 0 | 422.59 | 2030-06-17 22:00 | 700 | 0 | -300 | 412.53
2030-06-17 23:00 | 700 | 0 | 510 | 442 | 2030-06-17 23:00 | 700 | 0 | 300 | 336.38 | 2030-06-17 23:00 | 700 | 191.72 | 0 | 442
2030-06-18 | 700 | 300 | 510 | 442 | 2030-06-18 | 700 | 262.35 | 510 | 442 | 2030-06-18 | 700 | 491.72 | 300 | 442
2030-06-18 01:00 | 700 | 505 | 510 | 442 | 2030-06-18 01:00 | 700 | 505 | 510 | 442 | 2030-06-18 01:00 | 700 | 505 | 510 | 442
2030-06-18 02:00 | 700 | 505 | 510 | 442 | 2030-06-18 02:00 | 700 | 505 | 510 | 442 | 2030-06-18 02:00 | 700 | 505 | 510 | 442
2030-06-18 03:00 | 700 | 505 | 510 | 442 | 2030-06-18 03:00 | 700 | 505 | 510 | 442 | 2030-06-18 03:00 | 700 | 505 | 510 | 442
2030-06-18 04:00 | 700 | 402.36 | 510 | 442 | 2030-06-18 04:00 | 700 | 300 | 491.39 | 442 | 2030-06-18 04:00 | 700 | 496.01 | 510 | 442
2030-06-18 05:00 | 700 | 102.36 | 210 | 217.62 | 2030-06-18 05:00 | 700 | 0 | 191.39 | 213.36 | 2030-06-18 05:00 | 700 | 196.01 | 210 | 158.48
2030-06-18 06:00 | 700 | 0 | 281.76 | 284.67 | 2030-06-18 06:00 | 700 | 0 | 0 | 220.05 | 2030-06-18 06:00 | 700 | 0 | -64.6 | 244.28
2030-06-18 07:00 | 700 | 0 | 282.19 | 420.23 | 2030-06-18 07:00 | 700 | -226 | -210 | 350.03 | 2030-06-18 07:00 | 700 | -300 | -364.6 | 365.02
2030-06-18 08:00 | 700 | 0 | 0 | 442 | 2030-06-18 08:00 | 700 | -526 | -510 | 301.75 | 2030-06-18 08:00 | 524.63 | -526 | -510 | 346.76
2030-06-18 09:00 | 700 | 0 | -268.64 | 442 | 2030-06-18 09:00 | 395.73 | -526 | -510 | 301.75 | 2030-06-18 09:00 | 0 | -526 | -510 | 175.65
2030-06-18 10:00 | 700 | 0 | -440.47 | 435.91 | 2030-06-18 10:00 | 0 | -226 | -223.79 | 442 | 2030-06-18 10:00 | 0 | -226 | -223.79 | 442
2030-06-18 11:00 | 700 | -251.45 | -300 | 431.66 | 2030-06-18 11:00 | 600 | -507.38 | -510 | 442 | 2030-06-18 11:00 | 0 | -507.38 | -510 | 442
2030-06-18 12:00 | 700 | 48.55 | 0 | 442 | 2030-06-18 12:00 | 14.25 | -207.38 | -210 | 442 | 2030-06-18 12:00 | 0 | -207.38 | -210 | 442
2030-06-18 13:00 | 700 | 0 | 0 | 419.13 | 2030-06-18 13:00 | 100 | -226 | -210 | 442 | 2030-06-18 13:00 | 0 | -226 | -210 | 442
2030-06-18 14:00 | 700 | 0 | -289.96 | 407.16 | 2030-06-18 14:00 | 700 | -526 | -510 | 279.79 | 2030-06-18 14:00 | 370.72 | -526 | -510 | 279.79
2030-06-18 15:00 | 700 | 0 | -21.77 | 396.93 | 2030-06-18 15:00 | 700 | -386.12 | -510 | 276.81 | 2030-06-18 15:00 | 700 | -526 | -510 | 442
2030-06-18 16:00 | 700 | 0 | 264.93 | 437.44 | 2030-06-18 16:00 | 700 | -86.12 | -210 | 254.88 | 2030-06-18 16:00 | 700 | -226 | -510 | 442
2030-06-18 17:00 | 700 | 0 | 510 | 403.78 | 2030-06-18 17:00 | 700 | 0 | 0 | 236.84 | 2030-06-18 17:00 | 700 | 0 | -510 | 442
2030-06-18 18:00 | 700 | 0 | 510 | 423.68 | 2030-06-18 18:00 | 700 | 0 | 0 | 384.16 | 2030-06-18 18:00 | 700 | 0 | -300 | 386.65
2030-06-18 19:00 | 700 | 0 | 510 | 186.94 | 2030-06-18 19:00 | 700 | 0 | 0 | 84.16 | 2030-06-18 19:00 | 700 | 0 | 0 | 237.38
2030-06-18 20:00 | 700 | 0 | 510 | 0 | 2030-06-18 20:00 | 700 | 0 | 0 | 0 | 2030-06-18 20:00 | 700 | 0 | -300 | 0
2030-06-18 21:00 | 700 | 0 | 491.19 | 0 | 2030-06-18 21:00 | 700 | 0 | 0 | 0 | 2030-06-18 21:00 | 700 | 0 | -446.87 | 0
2030-06-18 22:00 | 700 | 0 | 481.66 | 49.24 | 2030-06-18 22:00 | 700 | 0 | -3.41 | 0 | 2030-06-18 22:00 | 700 | 0 | -432.72 | 45.92
2030-06-18 23:00 | 700 | 0 | 510 | 205.42 | 2030-06-18 23:00 | 700 | 0 | 0 | 0 | 2030-06-18 23:00 | 700 | 0 | -132.72 | 313.68
2030-06-19 | 700 | 0 | 225.78 | 142 | 2030-06-19 | 700 | 0 | 210 | 123.56 | 2030-06-19 | 700 | 0 | 167.28 | 411.5
2030-06-19 01:00 | 700 | 90.96 | 510 | 442 | 2030-06-19 01:00 | 700 | 163.8 | 510 | 423.56 | 2030-06-19 01:00 | 700 | 0 | 467.28 | 442
2030-06-19 02:00 | 700 | 390.96 | 510 | 442 | 2030-06-19 02:00 | 700 | 429.95 | 510 | 442 | 2030-06-19 02:00 | 700 | 37.6 | 510 | 442
2030-06-19 03:00 | 700 | 450 | 510 | 442 | 2030-06-19 03:00 | 700 | 505 | 510 | 442 | 2030-06-19 03:00 | 700 | 44.39 | 510 | 442
2030-06-19 04:00 | 700 | 300 | 510 | 442 | 2030-06-19 04:00 | 700 | 222.34 | 510 | 442 | 2030-06-19 04:00 | 700 | 190.05 | 510 | 442
2030-06-19 05:00 | 700 | 0 | 510 | 442 | 2030-06-19 05:00 | 700 | 0 | 510 | 442 | 2030-06-19 05:00 | 700 | 76 | 510 | 442
2030-06-19 06:00 | 700 | 205 | 262.5 | 395.49 | 2030-06-19 06:00 | 700 | 116.96 | 210 | 442 | 2030-06-19 06:00 | 700 | 205 | 263.02 | 442
2030-06-19 07:00 | 700 | 505 | 510 | 442 | 2030-06-19 07:00 | 700 | 416.96 | 510 | 442 | 2030-06-19 07:00 | 700 | 505 | 510 | 442
2030-06-19 08:00 | 700 | 505 | 510 | 442 | 2030-06-19 08:00 | 700 | 231.93 | 510 | 442 | 2030-06-19 08:00 | 700 | 416.52 | 510 | 442
2030-06-19 09:00 | 700 | 476.98 | 510 | 442 | 2030-06-19 09:00 | 700 | 18.08 | 510 | 442 | 2030-06-19 09:00 | 700 | 116.52 | 228.34 | 442
2030-06-19 10:00 | 700 | 498.09 | 510 | 442 | 2030-06-19 10:00 | 700 | 0 | 413.15 | 442 | 2030-06-19 10:00 | 600 | 0 | 193.23 | 442
2030-06-19 11:00 | 700 | 386.84 | 510 | 442 | 2030-06-19 11:00 | 219.98 | 0 | 113.15 | 442 | 2030-06-19 11:00 | 0 | 0 | 0 | 442
2030-06-19 12:00 | 700 | 146.97 | 510 | 442 | 2030-06-19 12:00 | -81.85 | 0 | 0 | 442 | 2030-06-19 12:00 | -600 | 0 | 0 | 442
2030-06-19 13:00 | 700 | 0 | 214.09 | 442 | 2030-06-19 13:00 | -681.85 | 0 | 0 | 442 | 2030-06-19 13:00 | -539.53 | 0 | 0 | 442
2030-06-19 14:00 | 700 | 0 | 214.09 | 442 | 2030-06-19 14:00 | -600 | 0 | 0 | 442 | 2030-06-19 14:00 | -700 | 0 | 0 | 442
2030-06-19 15:00 | 700 | 0 | 279.53 | 442 | 2030-06-19 15:00 | 0 | 0 | -79.3 | 442 | 2030-06-19 15:00 | -126.23 | -65.08 | -90 | 442
2030-06-19 16:00 | 700 | 0 | 160.06 | 394.71 | 2030-06-19 16:00 | 600 | -290.3 | -379.3 | 442 | 2030-06-19 16:00 | 0 | -365.08 | -390 | 442
2030-06-19 17:00 | 700 | 134.95 | 210 | 194.59 | 2030-06-19 17:00 | 700 | 0 | -79.3 | 375.09 | 2030-06-19 17:00 | 378.45 | -65.08 | -90 | 442
2030-06-19 18:00 | 700 | 434.95 | 510 | 442 | 2030-06-19 18:00 | 700 | 209.21 | 220.7 | 442 | 2030-06-19 18:00 | 700 | 234.92 | 210 | 442
2030-06-19 19:00 | 700 | 505 | 510 | 442 | 2030-06-19 19:00 | 700 | 505 | 510 | 442 | 2030-06-19 19:00 | 700 | 505 | 510 | 442
2030-06-19 20:00 | 700 | 505 | 510 | 442 | 2030-06-19 20:00 | 700 | 505 | 510 | 442 | 2030-06-19 20:00 | 700 | 505 | 510 | 442
2030-06-19 21:00 | 700 | 505 | 510 | 442 | 2030-06-19 21:00 | 700 | 505 | 510 | 442 | 2030-06-19 21:00 | 700 | 505 | 510 | 442
2030-06-19 22:00 | 700 | 505 | 510 | 442 | 2030-06-19 22:00 | 700 | 505 | 510 | 442 | 2030-06-19 22:00 | 700 | 505 | 510 | 442
2030-06-19 23:00 | 700 | 505 | 510 | 442 | 2030-06-19 23:00 | 700 | 505 | 510 | 442 | 2030-06-19 23:00 | 700 | 505 | 510 | 442
2030-06-20 | 700 | 505 | 510 | 442 | 2030-06-20 | 700 | 505 | 510 | 442 | 2030-06-20 | 700 | 505 | 510 | 442
2030-06-20 01:00 | 700 | 505 | 510 | 442 | 2030-06-20 01:00 | 700 | 441.06 | 510 | 442 | 2030-06-20 01:00 | 700 | 344.72 | 510 | 442
2030-06-20 02:00 | 700 | 500.44 | 510 | 442 | 2030-06-20 02:00 | 700 | 171.12 | 510 | 442 | 2030-06-20 02:00 | 700 | 44.72 | 510 | 442
2030-06-20 03:00 | 700 | 200.44 | 510 | 442 | 2030-06-20 03:00 | 700 | 0 | 300 | 442 | 2030-06-20 03:00 | 700 | 0 | 256.81 | 442
2030-06-20 04:00 | 700 | 300 | 248.12 | 442 | 2030-06-20 04:00 | 700 | 0 | 0 | 442 | 2030-06-20 04:00 | 700 | 46.15 | 90 | 442
2030-06-20 05:00 | 700 | 0 | -51.88 | 327.34 | 2030-06-20 05:00 | 700 | -251.97 | -300 | 442 | 2030-06-20 05:00 | 495.63 | -226 | -210 | 442
2030-06-20 06:00 | 700 | -300 | -351.88 | 244.68 | 2030-06-20 06:00 | 474.28 | -526 | -510 | 301.91 | 2030-06-20 06:00 | -104.37 | -526 | -510 | 359.42
2030-06-20 07:00 | 466.64 | -526 | -510 | 442 | 2030-06-20 07:00 | -125.72 | -526 | -510 | 332.9 | 2030-06-20 07:00 | -700 | -526 | -510 | 334.74
2030-06-20 08:00 | -54.34 | -226 | -210 | 442 | 2030-06-20 08:00 | -700 | -526 | -510 | 396.18 | 2030-06-20 08:00 | -700 | -526 | -510 | 264.29
2030-06-20 09:00 | -654.34 | -280.08 | -510 | 366.39 | 2030-06-20 09:00 | -700 | -526 | -510 | 175.01 | 2030-06-20 09:00 | -700 | -526 | -510 | -35.71
2030-06-20 10:00 | -700 | -526 | -510 | 87.9 | 2030-06-20 10:00 | -700 | -526 | -510 | -124.99 | 2030-06-20 10:00 | -700 | -526 | -510 | -335.71
2030-06-20 11:00 | -700 | -226 | -210 | 387.9 | 2030-06-20 11:00 | -700 | -226 | -210 | 175.01 | 2030-06-20 11:00 | -700 | -226 | -210 | -35.71
2030-06-20 12:00 | -700 | 74 | 90 | 369.79 | 2030-06-20 12:00 | -700 | 74 | 90 | 354.03 | 2030-06-20 12:00 | -700 | 74 | 90 | 264.29
2030-06-20 13:00 | -700 | 374 | 390 | 378.27 | 2030-06-20 13:00 | -700 | 374 | 390 | 363.75 | 2030-06-20 13:00 | -700 | 374 | 390 | 349.23
2030-06-20 14:00 | -700 | 505 | 510 | 321.37 | 2030-06-20 14:00 | -700 | 505 | 510 | 95.92 | 2030-06-20 14:00 | -700 | 505 | 290.26 | 293.17
2030-06-20 15:00 | -700 | 505 | 510 | 279 | 2030-06-20 15:00 | -700 | 505 | 323.35 | 266.46 | 2030-06-20 15:00 | -700 | 505 | 320.22 | 253.92
2030-06-20 16:00 | -700 | 505 | 510 | 367.25 | 2030-06-20 16:00 | -700 | 505 | 510 | 357.72 | 2030-06-20 16:00 | -700 | 505 | 510 | 348.19
2030-06-20 17:00 | -700 | 505 | 510 | 421.82 | 2030-06-20 17:00 | -700 | 505 | 510 | 352.58 | 2030-06-20 17:00 | -700 | 505 | 510 | 345.57
2030-06-20 18:00 | -700 | 505 | 510 | 358.31 | 2030-06-20 18:00 | -700 | 505 | 510 | 352.54 | 2030-06-20 18:00 | -700 | 505 | 510 | 346.76
2030-06-20 19:00 | -700 | 505 | 510 | 253.12 | 2030-06-20 19:00 | -700 | 505 | 510 | 247.18 | 2030-06-20 19:00 | -700 | 505 | 510 | 241.25
2030-06-20 20:00 | -700 | 505 | 510 | 221.05 | 2030-06-20 20:00 | -700 | 505 | 510 | 215.09 | 2030-06-20 20:00 | -700 | 505 | 510 | 209.13
2030-06-20 21:00 | -700 | 505 | 510 | 239.84 | 2030-06-20 21:00 | -700 | 505 | 510 | 234.09 | 2030-06-20 21:00 | -700 | 505 | 510 | 228.35
2030-06-20 22:00 | -700 | 505 | 510 | 168.49 | 2030-06-20 22:00 | -700 | 505 | 510 | 162.59 | 2030-06-20 22:00 | -700 | 505 | 510 | 156.69
2030-06-20 23:00 | -700 | 505 | 510 | 73.38 | 2030-06-20 23:00 | -700 | 505 | 510 | 67.35 | 2030-06-20 23:00 | -700 | 505 | 510 | 61.33
2030-06-21 | -485.9 | 505 | 510 | 2.65 | 2030-06-21 | -650.86 | 505 | 510 | 367.35 | 2030-06-21 | -700 | 505 | 510 | 361.33
2030-06-21 01:00 | -628.25 | 505 | 510 | 137.76 | 2030-06-21 01:00 | -700 | 505 | 510 | 442 | 2030-06-21 01:00 | -700 | 505 | 510 | 442
2030-06-21 02:00 | -681.92 | 505 | 510 | 437.76 | 2030-06-21 02:00 | -700 | 505 | 510 | 442 | 2030-06-21 02:00 | -700 | 505 | 510 | 442
2030-06-21 03:00 | -323.66 | 505 | 510 | 442 | 2030-06-21 03:00 | -700 | 505 | 510 | 442 | 2030-06-21 03:00 | -700 | 505 | 510 | 442
2030-06-21 04:00 | -166.93 | 505 | 510 | 442 | 2030-06-21 04:00 | -700 | 505 | 510 | 442 | 2030-06-21 04:00 | -700 | 505 | 510 | 442
2030-06-21 05:00 | -152.43 | 505 | 510 | 442 | 2030-06-21 05:00 | -700 | 505 | 510 | 442 | 2030-06-21 05:00 | -700 | 505 | 510 | 442
2030-06-21 06:00 | -303.04 | 505 | 510 | 442 | 2030-06-21 06:00 | -700 | 505 | 510 | 442 | 2030-06-21 06:00 | -700 | 505 | 510 | 442
2030-06-21 07:00 | 59.81 | 505 | 510 | 442 | 2030-06-21 07:00 | -700 | 505 | 510 | 442 | 2030-06-21 07:00 | -700 | 505 | 510 | 442
2030-06-21 08:00 | -198.61 | 505 | 510 | 442 | 2030-06-21 08:00 | -700 | 505 | 510 | 442 | 2030-06-21 08:00 | -700 | 505 | 510 | 442
2030-06-21 09:00 | -700 | 505 | 510 | 442 | 2030-06-21 09:00 | -700 | 505 | 510 | 442 | 2030-06-21 09:00 | -700 | 505 | 510 | 442
2030-06-21 10:00 | -700 | 505 | 510 | 442 | 2030-06-21 10:00 | -700 | 505 | 510 | 442 | 2030-06-21 10:00 | -700 | 505 | 510 | 442
2030-06-21 11:00 | -700 | 505 | 510 | 442 | 2030-06-21 11:00 | -700 | 505 | 510 | 442 | 2030-06-21 11:00 | -700 | 505 | 510 | 442
2030-06-21 12:00 | -700 | 505 | 510 | 442 | 2030-06-21 12:00 | -700 | 374 | 390 | 442 | 2030-06-21 12:00 | -700 | 374 | 390 | 442
2030-06-21 13:00 | -700 | 242.61 | 510 | 442 | 2030-06-21 13:00 | -700 | 74 | 90 | 442 | 2030-06-21 13:00 | -700 | 74 | 90 | 442
2030-06-21 14:00 | -700 | 300 | 300 | 442 | 2030-06-21 14:00 | -700 | -226 | -210 | 301.54 | 2030-06-21 14:00 | -700 | -226 | -210 | 171.27
2030-06-21 15:00 | -415.67 | 0 | 0 | 142 | 2030-06-21 15:00 | -700 | -526 | -510 | 1.54 | 2030-06-21 15:00 | -700 | -526 | -510 | -128.73
2030-06-21 16:00 | -139.1 | 0 | 0 | 442 | 2030-06-21 16:00 | -700 | -526 | -510 | 301.54 | 2030-06-21 16:00 | -700 | -526 | -510 | 171.27
2030-06-21 17:00 | 303.61 | 0 | 196.49 | 194.2 | 2030-06-21 17:00 | -700 | -526 | -510 | 91.17 | 2030-06-21 17:00 | -700 | -526 | -510 | -113.29
2030-06-21 18:00 | 700 | 0 | 496.49 | 442 | 2030-06-21 18:00 | -100 | -226 | -210 | 391.17 | 2030-06-21 18:00 | -648.01 | -300 | -510 | -21.79
2030-06-21 19:00 | 700 | 0 | 210 | 442 | 2030-06-21 19:00 | 500 | 0 | 90 | 442 | 2030-06-21 19:00 | -48.01 | 0 | -210 | 25.96
2030-06-21 20:00 | 700 | 83.32 | 510 | 442 | 2030-06-21 20:00 | 700 | 0 | 390 | 442 | 2030-06-21 20:00 | 80.62 | 0 | 0 | 325.96
2030-06-21 21:00 | 700 | 383.32 | 510 | 442 | 2030-06-21 21:00 | 700 | 187.74 | 510 | 442 | 2030-06-21 21:00 | 0 | 0 | 0 | 275.03
2030-06-21 22:00 | 700 | 505 | 510 | 442 | 2030-06-21 22:00 | 700 | 487.74 | 510 | 442 | 2030-06-21 22:00 | 0 | 0 | 0 | 442
2030-06-21 23:00 | 700 | 280.73 | 510 | 442 | 2030-06-21 23:00 | 700 | 505 | 510 | 442 | 2030-06-21 23:00 | 0 | 0 | 0 | 442
2030-06-22 | 700 | 253.55 | 510 | 442 | 2030-06-22 | 295.69 | 205 | 210 | 287.42 | 2030-06-22 | 54.43 | 0 | 0 | 250.85
2030-06-22 01:00 | 500 | 30.48 | 510 | 382.68 | 2030-06-22 01:00 | 96.1 | 0 | 0 | 238.25 | 2030-06-22 01:00 | -545.57 | 0 | -75.9 | 189.16
2030-06-22 02:00 | -100 | 330.48 | 510 | 442 | 2030-06-22 02:00 | -100 | 0 | 99.18 | 233.71 | 2030-06-22 02:00 | -700 | 0 | -18.82 | 186.81
2030-06-22 03:00 | -700 | 505 | 510 | 442 | 2030-06-22 03:00 | -700 | 300 | 399.18 | 442 | 2030-06-22 03:00 | -700 | 300 | 281.18 | 442
2030-06-22 04:00 | -700 | 505 | 510 | 442 | 2030-06-22 04:00 | -700 | 505 | 510 | 442 | 2030-06-22 04:00 | -700 | 505 | 510 | 442
2030-06-22 05:00 | -700 | 505 | 510 | 442 | 2030-06-22 05:00 | -700 | 505 | 510 | 442 | 2030-06-22 05:00 | -700 | 505 | 510 | 442
2030-06-22 06:00 | -700 | 505 | 510 | 442 | 2030-06-22 06:00 | -700 | 505 | 510 | 442 | 2030-06-22 06:00 | -700 | 505 | 510 | 442
2030-06-22 07:00 | -700 | 505 | 510 | 432.29 | 2030-06-22 07:00 | -700 | 505 | 510 | 442 | 2030-06-22 07:00 | -700 | 505 | 510 | 442
2030-06-22 08:00 | -700 | 505 | 510 | 442 | 2030-06-22 08:00 | -700 | 505 | 510 | 442 | 2030-06-22 08:00 | -700 | 505 | 510 | 442
2030-06-22 09:00 | -700 | 505 | 510 | 367.35 | 2030-06-22 09:00 | -700 | 505 | 510 | 442 | 2030-06-22 09:00 | -700 | 505 | 510 | 442
2030-06-22 10:00 | -700 | 505 | 510 | 127.81 | 2030-06-22 10:00 | -700 | 505 | 510 | 442 | 2030-06-22 10:00 | -700 | 505 | 510 | 442
2030-06-22 11:00 | -700 | 505 | 510 | 205.9 | 2030-06-22 11:00 | -700 | 505 | 510 | 442 | 2030-06-22 11:00 | -700 | 505 | 510 | 442
2030-06-22 12:00 | -700 | 505 | 510 | 422.04 | 2030-06-22 12:00 | -700 | 505 | 510 | 442 | 2030-06-22 12:00 | -700 | 505 | 510 | 442
2030-06-22 13:00 | -700 | 505 | 510 | 442 | 2030-06-22 13:00 | -700 | 505 | 510 | 442 | 2030-06-22 13:00 | -700 | 505 | 510 | 442
2030-06-22 14:00 | -700 | 505 | 510 | 442 | 2030-06-22 14:00 | -700 | 505 | 510 | 442 | 2030-06-22 14:00 | -700 | 505 | 510 | 442
2030-06-22 15:00 | -700 | 505 | 510 | 442 | 2030-06-22 15:00 | -700 | 505 | 510 | 442 | 2030-06-22 15:00 | -700 | 505 | 510 | 442
2030-06-22 16:00 | -700 | 505 | 510 | 283.66 | 2030-06-22 16:00 | -700 | 505 | 510 | 366.26 | 2030-06-22 16:00 | -700 | 505 | 510 | 442
2030-06-22 17:00 | -700 | 505 | 510 | 328.9 | 2030-06-22 17:00 | -700 | 505 | 510 | 323.76 | 2030-06-22 17:00 | -700 | 505 | 510 | 355.96
2030-06-22 18:00 | -688.39 | 505 | 510 | 96.1 | 2030-06-22 18:00 | -700 | 505 | 510 | 89.81 | 2030-06-22 18:00 | -700 | 505 | 510 | 355.96
2030-06-22 19:00 | -282.03 | 505 | 510 | 64.77 | 2030-06-22 19:00 | -700 | 505 | 510 | 58.65 | 2030-06-22 19:00 | -700 | 505 | 510 | 148.5
2030-06-22 20:00 | 205.12 | 505 | 510 | 142 | 2030-06-22 20:00 | -700 | 505 | 510 | 142 | 2030-06-22 20:00 | -700 | 505 | 510 | 142
2030-06-22 21:00 | 548.22 | 505 | 510 | 442 | 2030-06-22 21:00 | -700 | 505 | 510 | 442 | 2030-06-22 21:00 | -700 | 505 | 510 | 442
2030-06-22 22:00 | 700 | 505 | 510 | 442 | 2030-06-22 22:00 | -700 | 505 | 510 | 442 | 2030-06-22 22:00 | -700 | 505 | 510 | 442
2030-06-22 23:00 | 700 | 505 | 510 | 442 | 2030-06-22 23:00 | -700 | 505 | 510 | 442 | 2030-06-22 23:00 | -700 | 505 | 510 | 442
2030-06-23 | 700 | 505 | 510 | 442 | 2030-06-23 | -100 | 505 | 510 | 442 | 2030-06-23 | -100 | 505 | 510 | 442
2030-06-23 01:00 | 700 | 505 | 510 | 442 | 2030-06-23 01:00 | 175.34 | 505 | 510 | 442 | 2030-06-23 01:00 | 0 | 505 | 510 | 442
2030-06-23 02:00 | 672.93 | 505 | 510 | 442 | 2030-06-23 02:00 | 37.37 | 505 | 510 | 442 | 2030-06-23 02:00 | 0 | 505 | 510 | 442
2030-06-23 03:00 | 642.76 | 505 | 510 | 442 | 2030-06-23 03:00 | 73.01 | 505 | 510 | 442 | 2030-06-23 03:00 | 0 | 505 | 510 | 442
2030-06-23 04:00 | 643.44 | 505 | 510 | 442 | 2030-06-23 04:00 | 397.28 | 505 | 510 | 442 | 2030-06-23 04:00 | 14.91 | 505 | 510 | 442
2030-06-23 05:00 | 592.8 | 505 | 510 | 442 | 2030-06-23 05:00 | 321.17 | 505 | 510 | 442 | 2030-06-23 05:00 | 147.52 | 505 | 510 | 442
2030-06-23 06:00 | 700 | 505 | 510 | 442 | 2030-06-23 06:00 | 589.99 | 505 | 510 | 442 | 2030-06-23 06:00 | 190.38 | 505 | 510 | 442
2030-06-23 07:00 | 591.21 | 505 | 510 | 442 | 2030-06-23 07:00 | 417.05 | 505 | 510 | 442 | 2030-06-23 07:00 | 6.91 | 505 | 510 | 442
2030-06-23 08:00 | 397.52 | 505 | 510 | 442 | 2030-06-23 08:00 | 0 | 505 | 510 | 442 | 2030-06-23 08:00 | -593.09 | 505 | 510 | 442
2030-06-23 09:00 | 268.01 | 505 | 510 | 442 | 2030-06-23 09:00 | -371.72 | 505 | 510 | 442 | 2030-06-23 09:00 | -700 | 505 | 510 | 442
2030-06-23 10:00 | 317.98 | 505 | 510 | 442 | 2030-06-23 10:00 | -370.85 | 505 | 510 | 442 | 2030-06-23 10:00 | -700 | 505 | 510 | 442
2030-06-23 11:00 | 531.91 | 505 | 510 | 442 | 2030-06-23 11:00 | -700 | 505 | 510 | 442 | 2030-06-23 11:00 | -700 | 505 | 510 | 442
2030-06-23 12:00 | 0 | 505 | 510 | 442 | 2030-06-23 12:00 | -700 | 505 | 510 | 442 | 2030-06-23 12:00 | -700 | 505 | 510 | 442
2030-06-23 13:00 | 0 | 505 | 510 | 442 | 2030-06-23 13:00 | -700 | 505 | 510 | 442 | 2030-06-23 13:00 | -700 | 505 | 510 | 442
2030-06-23 14:00 | 0 | 505 | 510 | 442 | 2030-06-23 14:00 | -700 | 505 | 510 | 442 | 2030-06-23 14:00 | -700 | 505 | 510 | 442
2030-06-23 15:00 | 125.95 | 505 | 510 | 442 | 2030-06-23 15:00 | -700 | 505 | 510 | 442 | 2030-06-23 15:00 | -700 | 505 | 510 | 442
2030-06-23 16:00 | 21.93 | 505 | 510 | 442 | 2030-06-23 16:00 | -700 | 505 | 510 | 442 | 2030-06-23 16:00 | -700 | 505 | 510 | 442
2030-06-23 17:00 | 345.73 | 505 | 510 | 442 | 2030-06-23 17:00 | -100 | 505 | 510 | 442 | 2030-06-23 17:00 | -700 | 505 | 510 | 442
2030-06-23 18:00 | 665.73 | 505 | 510 | 442 | 2030-06-23 18:00 | 500 | 505 | 510 | 442 | 2030-06-23 18:00 | -100 | 505 | 510 | 442
2030-06-23 19:00 | 700 | 505 | 510 | 442 | 2030-06-23 19:00 | 700 | 505 | 510 | 442 | 2030-06-23 19:00 | 500 | 505 | 510 | 442
2030-06-23 20:00 | 700 | 505 | 510 | 442 | 2030-06-23 20:00 | 700 | 505 | 510 | 442 | 2030-06-23 20:00 | 700 | 205 | 510 | 239.21
2030-06-23 21:00 | 700 | 505 | 510 | 442 | 2030-06-23 21:00 | 700 | 505 | 510 | 442 | 2030-06-23 21:00 | 700 | 0 | 510 | 442
2030-06-23 22:00 | 700 | 505 | 510 | 442 | 2030-06-23 22:00 | 700 | 505 | 510 | 442 | 2030-06-23 22:00 | 700 | 0 | 510 | 300
2030-06-23 23:00 | 700 | 505 | 510 | 442 | 2030-06-23 23:00 | 700 | 505 | 510 | 442 | 2030-06-23 23:00 | 700 | 0 | 510 | 0
2030-06-24 | 700 | 291.63 | 510 | 442 | 2030-06-24 | 700 | 357.6 | 510 | 442 | 2030-06-24 | 700 | 250.93 | 510 | 300
2030-06-24 01:00 | 700 | 324.19 | 510 | 442 | 2030-06-24 01:00 | 700 | 235.99 | 510 | 442 | 2030-06-24 01:00 | 700 | 265.56 | 510 | 442
2030-06-24 02:00 | 700 | 428.15 | 510 | 442 | 2030-06-24 02:00 | 700 | 155.2 | 510 | 442 | 2030-06-24 02:00 | 700 | 399.26 | 510 | 442
2030-06-24 03:00 | 700 | 505 | 510 | 442 | 2030-06-24 03:00 | 700 | 139.29 | 510 | 442 | 2030-06-24 03:00 | 700 | 373.64 | 510 | 442
2030-06-24 04:00 | 700 | 340.33 | 510 | 442 | 2030-06-24 04:00 | 700 | 125.56 | 510 | 442 | 2030-06-24 04:00 | 700 | 505 | 510 | 442
2030-06-24 05:00 | 700 | 447.88 | 510 | 442 | 2030-06-24 05:00 | 700 | 0 | 510 | 442 | 2030-06-24 05:00 | 700 | 241.22 | 510 | 442
2030-06-24 06:00 | 700 | 220.21 | 510 | 442 | 2030-06-24 06:00 | 700 | 0 | 510 | 442 | 2030-06-24 06:00 | 700 | 66.25 | 390 | 442
2030-06-24 07:00 | 700 | 505 | 510 | 442 | 2030-06-24 07:00 | 700 | 0 | 510 | 442 | 2030-06-24 07:00 | 408.31 | 0 | 90 | 364.29
2030-06-24 08:00 | 700 | 381.72 | 510 | 442 | 2030-06-24 08:00 | 500 | 8.34 | 210 | 442 | 2030-06-24 08:00 | -191.69 | -226 | -210 | 433.31
2030-06-24 09:00 | 700 | 103.92 | 510 | 442 | 2030-06-24 09:00 | -100 | -15.61 | -90 | 442 | 2030-06-24 09:00 | -700 | -526 | -510 | 390.08
2030-06-24 10:00 | 700 | 0 | 306.09 | 442 | 2030-06-24 10:00 | -700 | -315.61 | -390 | 442 | 2030-06-24 10:00 | -700 | -526 | -510 | 378.99
2030-06-24 11:00 | 700 | 0 | 28.31 | 442 | 2030-06-24 11:00 | -700 | -468.14 | -510 | 442 | 2030-06-24 11:00 | -700 | -526 | -510 | 400.09
2030-06-24 12:00 | 700 | 0 | 104.19 | 442 | 2030-06-24 12:00 | -700 | -418.24 | -510 | 442 | 2030-06-24 12:00 | -700 | -526 | -510 | 420.24
2030-06-24 13:00 | 700 | 0 | 222.05 | 442 | 2030-06-24 13:00 | -700 | -421.03 | -510 | 442 | 2030-06-24 13:00 | -700 | -526 | -510 | 386.67
2030-06-24 14:00 | 700 | 0 | 316.98 | 442 | 2030-06-24 14:00 | -700 | -185.42 | -510 | 442 | 2030-06-24 14:00 | -700 | -526 | -510 | 442
2030-06-24 15:00 | 700 | 0 | 510 | 339.2 | 2030-06-24 15:00 | -500 | 0 | -402.19 | 442 | 2030-06-24 15:00 | -700 | -526 | -510 | 442
2030-06-24 16:00 | 700 | 149.41 | 488.02 | 401.43 | 2030-06-24 16:00 | 100 | 0 | -102.19 | 442 | 2030-06-24 16:00 | -298.47 | -414.56 | -405.19 | 442
2030-06-24 17:00 | 700 | 449.41 | 510 | 442 | 2030-06-24 17:00 | 700 | 0 | 197.21 | 442 | 2030-06-24 17:00 | 100 | -114.56 | -105.19 | 442
2030-06-24 18:00 | 700 | 505 | 510 | 442 | 2030-06-24 18:00 | 700 | 205 | 434.08 | 442 | 2030-06-24 18:00 | 700 | 0 | 194.81 | 442
2030-06-24 19:00 | 700 | 505 | 510 | 442 | 2030-06-24 19:00 | 700 | 505 | 510 | 442 | 2030-06-24 19:00 | 700 | 0 | 494.81 | 442
2030-06-24 20:00 | 700 | 505 | 510 | 442 | 2030-06-24 20:00 | 700 | 505 | 510 | 442 | 2030-06-24 20:00 | 700 | 0 | 510 | 442
2030-06-24 21:00 | 700 | 505 | 510 | 442 | 2030-06-24 21:00 | 700 | 505 | 510 | 442 | 2030-06-24 21:00 | 700 | 205 | 510 | 442
2030-06-24 22:00 | 700 | 505 | 510 | 442 | 2030-06-24 22:00 | 700 | 505 | 510 | 442 | 2030-06-24 22:00 | 700 | 505 | 510 | 442
2030-06-24 23:00 | 700 | 505 | 510 | 442 | 2030-06-24 23:00 | 700 | 505 | 510 | 442 | 2030-06-24 23:00 | 700 | 505 | 510 | 442
2030-06-25 | 700 | 505 | 510 | 442 | 2030-06-25 | 700 | 505 | 510 | 442 | 2030-06-25 | 700 | 505 | 510 | 442
2030-06-25 01:00 | 700 | 474.71 | 510 | 442 | 2030-06-25 01:00 | 700 | 505 | 510 | 442 | 2030-06-25 01:00 | 700 | 505 | 510 | 442
2030-06-25 02:00 | 700 | 505 | 510 | 442 | 2030-06-25 02:00 | 700 | 505 | 510 | 442 | 2030-06-25 02:00 | 700 | 505 | 510 | 442
2030-06-25 03:00 | 700 | 505 | 510 | 442 | 2030-06-25 03:00 | 700 | 505 | 510 | 442 | 2030-06-25 03:00 | 700 | 505 | 510 | 442
2030-06-25 04:00 | 700 | 505 | 510 | 442 | 2030-06-25 04:00 | 700 | 505 | 510 | 442 | 2030-06-25 04:00 | 700 | 505 | 510 | 442
2030-06-25 05:00 | 700 | 492.2 | 510 | 442 | 2030-06-25 05:00 | 700 | 473.18 | 510 | 442 | 2030-06-25 05:00 | 700 | 300 | 390 | 442
2030-06-25 06:00 | 700 | 300 | 510 | 442 | 2030-06-25 06:00 | 700 | 300 | 323.4 | 442 | 2030-06-25 06:00 | 420.42 | 0 | 90 | 442
2030-06-25 07:00 | 700 | 0 | 383.28 | 442 | 2030-06-25 07:00 | 700 | 0 | 23.4 | 391.42 | 2030-06-25 07:00 | -179.58 | -300 | -210 | 442
2030-06-25 08:00 | 700 | 0 | 83.28 | 442 | 2030-06-25 08:00 | 100 | -300 | -276.6 | 442 | 2030-06-25 08:00 | -700 | -526 | -510 | 442
2030-06-25 09:00 | 580.12 | 0 | 0 | 442 | 2030-06-25 09:00 | -197.09 | -212.46 | -510 | 442 | 2030-06-25 09:00 | -700 | -526 | -510 | 442
2030-06-25 10:00 | 382.84 | 0 | 0 | 442 | 2030-06-25 10:00 | -700 | 0 | -210 | 442 | 2030-06-25 10:00 | -700 | -526 | -510 | 442
2030-06-25 11:00 | 56.08 | 0 | 0 | 442 | 2030-06-25 11:00 | -700 | -300 | -510 | 438.1 | 2030-06-25 11:00 | -700 | -526 | -510 | 442
2030-06-25 12:00 | 655.49 | 0 | 0 | 390.26 | 2030-06-25 12:00 | -306.08 | -526 | -510 | 138.1 | 2030-06-25 12:00 | -700 | -526 | -510 | 442
2030-06-25 13:00 | 295.83 | 0 | 0 | 442 | 2030-06-25 13:00 | -631.39 | -526 | -510 | 438.1 | 2030-06-25 13:00 | -700 | -526 | -510 | 442
2030-06-25 14:00 | 700 | 0 | -189.24 | 427.09 | 2030-06-25 14:00 | -31.39 | -526 | -510 | 348.09 | 2030-06-25 14:00 | -700 | -526 | -510 | 442
2030-06-25 15:00 | 700 | -156.69 | -472.02 | 127.09 | 2030-06-25 15:00 | 256.67 | -526 | -510 | 194.81 | 2030-06-25 15:00 | -100 | -526 | -510 | 299.89
2030-06-25 16:00 | 700 | 0 | -172.02 | 0 | 2030-06-25 16:00 | 700 | -327.28 | -510 | 196.69 | 2030-06-25 16:00 | 500 | -477.77 | -510 | 296.24
2030-06-25 17:00 | 700 | 300 | 127.98 | 300 | 2030-06-25 17:00 | 700 | -27.28 | -210 | 442 | 2030-06-25 17:00 | 700 | -177.77 | -210 | 442
2030-06-25 18:00 | 700 | 0 | 317.78 | 0 | 2030-06-25 18:00 | 700 | 0 | -47.87 | 251.52 | 2030-06-25 18:00 | 700 | 0 | 0 | 204.78
2030-06-25 19:00 | 700 | 0 | 510 | 33.1 | 2030-06-25 19:00 | 700 | -283.94 | -90 | 142 | 2030-06-25 19:00 | 700 | 0 | -224.62 | 0
2030-06-25 20:00 | 700 | 37.05 | 510 | 333.1 | 2030-06-25 20:00 | 700 | 0 | 210 | 442 | 2030-06-25 20:00 | 700 | 0 | 75.38 | 243.64
2030-06-25 21:00 | 700 | 337.05 | 510 | 442 | 2030-06-25 21:00 | 700 | 0 | 510 | 442 | 2030-06-25 21:00 | 700 | 0 | 199.85 | 442
2030-06-25 22:00 | 700 | 324.21 | 510 | 442 | 2030-06-25 22:00 | 700 | 0 | 510 | 442 | 2030-06-25 22:00 | 700 | 0 | 199.85 | 442
2030-06-25 23:00 | 700 | 30.72 | 510 | 385.21 | 2030-06-25 23:00 | 700 | 296.88 | 510 | 442 | 2030-06-25 23:00 | 700 | 0 | 382.98 | 350.09
2030-06-26 | 700 | 0 | 385.39 | 142 | 2030-06-26 | 700 | 129.05 | 510 | 442 | 2030-06-26 | 700 | 300 | 510 | 442
2030-06-26 01:00 | 700 | 205 | 510 | 442 | 2030-06-26 01:00 | 700 | 329.95 | 510 | 442 | 2030-06-26 01:00 | 700 | 211.91 | 510 | 442
2030-06-26 02:00 | 700 | 505 | 510 | 442 | 2030-06-26 02:00 | 700 | 505 | 510 | 442 | 2030-06-26 02:00 | 700 | 505 | 510 | 442
2030-06-26 03:00 | 700 | 505 | 510 | 442 | 2030-06-26 03:00 | 700 | 505 | 510 | 442 | 2030-06-26 03:00 | 700 | 505 | 510 | 442
2030-06-26 04:00 | 700 | 505 | 510 | 442 | 2030-06-26 04:00 | 700 | 449.38 | 510 | 442 | 2030-06-26 04:00 | 700 | 505 | 510 | 442
2030-06-26 05:00 | 700 | 300 | 510 | 442 | 2030-06-26 05:00 | 700 | 227.29 | 457.3 | 442 | 2030-06-26 05:00 | 700 | 300 | 300 | 442
2030-06-26 06:00 | 700 | 0 | 300 | 442 | 2030-06-26 06:00 | 700 | 0 | 157.3 | 442 | 2030-06-26 06:00 | 500 | 0 | 0 | 257.4
2030-06-26 07:00 | 700 | 0 | 0 | 442 | 2030-06-26 07:00 | 700 | -191.01 | -142.7 | 397.3 | 2030-06-26 07:00 | -100 | -226 | -281.44 | 442
2030-06-26 08:00 | 700 | 287.75 | 300 | 442 | 2030-06-26 08:00 | 100 | 0 | -23.15 | 442 | 2030-06-26 08:00 | -700 | -526 | -510 | 442
2030-06-26 09:00 | 700 | 0 | 311.47 | 442 | 2030-06-26 09:00 | -500 | -300 | -323.15 | 442 | 2030-06-26 09:00 | -700 | -526 | -510 | 442
2030-06-26 10:00 | 700 | 0 | 11.47 | 442 | 2030-06-26 10:00 | -700 | -95 | -90 | 442 | 2030-06-26 10:00 | -700 | -526 | -510 | 442
2030-06-26 11:00 | 173.21 | 205 | 210 | 442 | 2030-06-26 11:00 | -700 | 205 | 210 | 442 | 2030-06-26 11:00 | -700 | -526 | -510 | 442
2030-06-26 12:00 | 0 | 505 | 510 | 442 | 2030-06-26 12:00 | -700 | 505 | 510 | 442 | 2030-06-26 12:00 | -700 | -226 | -210 | 442
2030-06-26 13:00 | 0 | 505 | 510 | 442 | 2030-06-26 13:00 | -700 | 505 | 510 | 442 | 2030-06-26 13:00 | -700 | 74 | 90 | 442
2030-06-26 14:00 | 55.12 | 505 | 510 | 442 | 2030-06-26 14:00 | -700 | 505 | 510 | 442 | 2030-06-26 14:00 | -700 | 374 | 390 | 442
2030-06-26 15:00 | 42.81 | 505 | 510 | 442 | 2030-06-26 15:00 | -312.17 | 205 | 300.37 | 442 | 2030-06-26 15:00 | -700 | 74 | 433.12 | 442
2030-06-26 16:00 | 642.81 | 205 | 210 | 442 | 2030-06-26 16:00 | 152.46 | 205 | 210 | 371.42 | 2030-06-26 16:00 | -700 | 205 | 210 | 442
2030-06-26 17:00 | 437.75 | 505 | 510 | 442 | 2030-06-26 17:00 | 260.58 | 505 | 510 | 442 | 2030-06-26 17:00 | -585.58 | 505 | 510 | 442
2030-06-26 18:00 | 700 | 211.16 | 510 | 442 | 2030-06-26 18:00 | 700 | 319.65 | 510 | 442 | 2030-06-26 18:00 | 14.42 | 205 | 210 | 442
2030-06-26 19:00 | 700 | 397.96 | 510 | 442 | 2030-06-26 19:00 | 700 | 505 | 510 | 442 | 2030-06-26 19:00 | 614.42 | 0 | 123.21 | 442
2030-06-26 20:00 | 700 | 505 | 510 | 442 | 2030-06-26 20:00 | 700 | 205 | 510 | 442 | 2030-06-26 20:00 | 700 | 0 | 423.21 | 442
2030-06-26 21:00 | 700 | 505 | 510 | 442 | 2030-06-26 21:00 | 700 | 505 | 510 | 442 | 2030-06-26 21:00 | 700 | 0 | 510 | 442
2030-06-26 22:00 | 700 | 505 | 510 | 442 | 2030-06-26 22:00 | 700 | 505 | 510 | 442 | 2030-06-26 22:00 | 700 | 0 | 510 | 442
2030-06-26 23:00 | 700 | 505 | 510 | 442 | 2030-06-26 23:00 | 700 | 505 | 510 | 442 | 2030-06-26 23:00 | 700 | 0 | 510 | 403.98
2030-06-27 | 700 | 505 | 510 | 442 | 2030-06-27 | 700 | 505 | 510 | 442 | 2030-06-27 | 700 | 300 | 510 | 442
2030-06-27 01:00 | 700 | 505 | 510 | 442 | 2030-06-27 01:00 | 700 | 505 | 510 | 442 | 2030-06-27 01:00 | 694.72 | 505 | 510 | 442
2030-06-27 02:00 | 700 | 505 | 510 | 442 | 2030-06-27 02:00 | 700 | 505 | 510 | 442 | 2030-06-27 02:00 | 700 | 505 | 510 | 442
2030-06-27 03:00 | 700 | 505 | 510 | 442 | 2030-06-27 03:00 | 700 | 505 | 510 | 442 | 2030-06-27 03:00 | 700 | 505 | 510 | 442
2030-06-27 04:00 | 700 | 505 | 510 | 442 | 2030-06-27 04:00 | 700 | 505 | 510 | 442 | 2030-06-27 04:00 | 700 | 505 | 510 | 442
2030-06-27 05:00 | 700 | 205 | 510 | 370.28 | 2030-06-27 05:00 | 700 | 505 | 510 | 442 | 2030-06-27 05:00 | 700 | 205 | 510 | 300.29
2030-06-27 06:00 | 700 | 0 | 510 | 382.09 | 2030-06-27 06:00 | 700 | 367.45 | 510 | 442 | 2030-06-27 06:00 | 700 | 0 | 373.7 | 300.29
2030-06-27 07:00 | 700 | 0 | 510 | 282.07 | 2030-06-27 07:00 | 700 | 437.02 | 510 | 442 | 2030-06-27 07:00 | 700 | 0 | 73.7 | 61.25
2030-06-27 08:00 | 700 | 286.32 | 510 | 442 | 2030-06-27 08:00 | 700 | 367.09 | 510 | 442 | 2030-06-27 08:00 | 500 | 0 | 13.16 | 262.54
2030-06-27 09:00 | 700 | 0 | 510 | 442 | 2030-06-27 09:00 | 307.32 | 67.09 | 210 | 442 | 2030-06-27 09:00 | -100 | -214.41 | -286.84 | 442
2030-06-27 10:00 | 700 | 0 | 479.39 | 442 | 2030-06-27 10:00 | -160.78 | 0 | 0 | 442 | 2030-06-27 10:00 | -700 | -514.41 | -510 | 442
2030-06-27 11:00 | 500 | 205 | 445.33 | 442 | 2030-06-27 11:00 | -140.71 | 0 | 0 | 442 | 2030-06-27 11:00 | -700 | -502.5 | -510 | 442
2030-06-27 12:00 | -100 | 505 | 510 | 442 | 2030-06-27 12:00 | -700 | 300 | 300 | 442 | 2030-06-27 12:00 | -700 | -202.5 | -210 | 442
2030-06-27 13:00 | -700 | 505 | 510 | 442 | 2030-06-27 13:00 | -700 | 505 | 510 | 442 | 2030-06-27 13:00 | -700 | 97.5 | 90 | 442
2030-06-27 14:00 | -700 | 505 | 510 | 442 | 2030-06-27 14:00 | -700 | 505 | 510 | 442 | 2030-06-27 14:00 | -700 | 397.5 | 390 | 442
2030-06-27 15:00 | -700 | 505 | 510 | 442 | 2030-06-27 15:00 | -700 | 484.89 | 390 | 442 | 2030-06-27 15:00 | -700 | 505 | 510 | 442
2030-06-27 16:00 | -700 | 505 | 510 | 442 | 2030-06-27 16:00 | -700 | 184.89 | 90 | 442 | 2030-06-27 16:00 | -700 | 281.81 | 210 | 442
2030-06-27 17:00 | -334.07 | 505 | 510 | 442 | 2030-06-27 17:00 | -700 | -115.11 | -210 | 391.94 | 2030-06-27 17:00 | -700 | -18.19 | -90 | 178.45
2030-06-27 18:00 | 0 | 205 | 510 | 335.35 | 2030-06-27 18:00 | -700 | -415.11 | -510 | 91.94 | 2030-06-27 18:00 | -700 | -318.19 | -390 | -121.55
2030-06-27 19:00 | 0 | 0 | 510 | 130.05 | 2030-06-27 19:00 | -700 | -526 | -510 | -208.06 | 2030-06-27 19:00 | -700 | -526 | -510 | -421.55
2030-06-27 20:00 | 0 | 205 | 473.56 | 142 | 2030-06-27 20:00 | -700 | -226 | -239.56 | -158 | 2030-06-27 20:00 | -700 | -226 | -239.56 | -158
2030-06-27 21:00 | -307.74 | 505 | 510 | 442 | 2030-06-27 21:00 | -700 | 74 | 60.44 | 142 | 2030-06-27 21:00 | -700 | 74 | 60.44 | 142
2030-06-27 22:00 | -328.77 | 505 | 510 | 442 | 2030-06-27 22:00 | -700 | 374 | 360.44 | 442 | 2030-06-27 22:00 | -700 | 374 | 360.44 | 442
2030-06-27 23:00 | -700 | 505 | 510 | 442 | 2030-06-27 23:00 | -700 | 505 | 510 | 442 | 2030-06-27 23:00 | -700 | 505 | 510 | 442
2030-06-28 | -700 | 505 | 510 | 442 | 2030-06-28 | -700 | 505 | 510 | 442 | 2030-06-28 | -700 | 505 | 510 | 442
2030-06-28 01:00 | -700 | 505 | 510 | 442 | 2030-06-28 01:00 | -700 | 505 | 510 | 442 | 2030-06-28 01:00 | -700 | 505 | 510 | 442
2030-06-28 02:00 | -700 | 505 | 510 | 442 | 2030-06-28 02:00 | -700 | 505 | 510 | 442 | 2030-06-28 02:00 | -700 | 505 | 510 | 442
2030-06-28 03:00 | -700 | 505 | 510 | 442 | 2030-06-28 03:00 | -700 | 505 | 510 | 442 | 2030-06-28 03:00 | -700 | 505 | 510 | 439.1
2030-06-28 04:00 | -700 | 505 | 510 | 205.72 | 2030-06-28 04:00 | -700 | 505 | 510 | 201.02 | 2030-06-28 04:00 | -700 | 505 | 510 | 196.31
2030-06-28 05:00 | -700 | 505 | 510 | 173.65 | 2030-06-28 05:00 | -700 | 505 | 510 | 168.91 | 2030-06-28 05:00 | -700 | 505 | 510 | 164.17
2030-06-28 06:00 | -700 | 505 | 510 | 262.82 | 2030-06-28 06:00 | -700 | 505 | 510 | 258.1 | 2030-06-28 06:00 | -700 | 505 | 510 | 253.37
2030-06-28 07:00 | -700 | 505 | 510 | 442 | 2030-06-28 07:00 | -700 | 505 | 510 | 442 | 2030-06-28 07:00 | -700 | 505 | 510 | 442
2030-06-28 08:00 | -700 | 505 | 510 | 442 | 2030-06-28 08:00 | -700 | 505 | 510 | 442 | 2030-06-28 08:00 | -700 | 505 | 510 | 442
2030-06-28 09:00 | -700 | 505 | 510 | 442 | 2030-06-28 09:00 | -700 | 505 | 510 | 442 | 2030-06-28 09:00 | -700 | 505 | 510 | 442
2030-06-28 10:00 | -700 | 505 | 510 | 442 | 2030-06-28 10:00 | -700 | 505 | 510 | 442 | 2030-06-28 10:00 | -700 | 505 | 510 | 442
2030-06-28 11:00 | -700 | 505 | 510 | 442 | 2030-06-28 11:00 | -700 | 505 | 510 | 442 | 2030-06-28 11:00 | -700 | 505 | 510 | 442
2030-06-28 12:00 | -700 | 505 | 510 | 442 | 2030-06-28 12:00 | -700 | 505 | 510 | 442 | 2030-06-28 12:00 | -700 | 505 | 510 | 442
2030-06-28 13:00 | -700 | 505 | 510 | 442 | 2030-06-28 13:00 | -700 | 505 | 510 | 442 | 2030-06-28 13:00 | -700 | 505 | 510 | 437.8
2030-06-28 14:00 | -700 | 505 | 510 | 434.99 | 2030-06-28 14:00 | -700 | 505 | 510 | 427.7 | 2030-06-28 14:00 | -700 | 505 | 510 | 420.4
2030-06-28 15:00 | -700 | 505 | 510 | 359.39 | 2030-06-28 15:00 | -700 | 505 | 510 | 352.24 | 2030-06-28 15:00 | -700 | 505 | 510 | 345.1
2030-06-28 16:00 | -700 | 505 | 510 | 405.01 | 2030-06-28 16:00 | -700 | 505 | 510 | 398.34 | 2030-06-28 16:00 | -700 | 505 | 510 | 391.67
2030-06-28 17:00 | -700 | 505 | 510 | 430.32 | 2030-06-28 17:00 | -700 | 505 | 510 | 424 | 2030-06-28 17:00 | -700 | 505 | 510 | 417.69
2030-06-28 18:00 | -700 | 505 | 510 | 442 | 2030-06-28 18:00 | -700 | 505 | 510 | 442 | 2030-06-28 18:00 | -700 | 505 | 510 | 442
2030-06-28 19:00 | -700 | 505 | 510 | 438.87 | 2030-06-28 19:00 | -700 | 505 | 510 | 433.47 | 2030-06-28 19:00 | -700 | 505 | 510 | 428.07
2030-06-28 20:00 | -700 | 505 | 510 | 442 | 2030-06-28 20:00 | -700 | 505 | 510 | 442 | 2030-06-28 20:00 | -700 | 505 | 510 | 442
2030-06-28 21:00 | -700 | 505 | 510 | 442 | 2030-06-28 21:00 | -700 | 505 | 510 | 442 | 2030-06-28 21:00 | -700 | 505 | 510 | 442
2030-06-28 22:00 | -700 | 505 | 510 | 442 | 2030-06-28 22:00 | -700 | 505 | 510 | 442 | 2030-06-28 22:00 | -700 | 505 | 510 | 442
2030-06-28 23:00 | -700 | 505 | 510 | 442 | 2030-06-28 23:00 | -700 | 505 | 510 | 442 | 2030-06-28 23:00 | -700 | 505 | 510 | 442
2030-06-29 | -700 | 505 | 510 | 442 | 2030-06-29 | -700 | 505 | 510 | 442 | 2030-06-29 | -700 | 505 | 510 | 442
2030-06-29 01:00 | -700 | 505 | 510 | 442 | 2030-06-29 01:00 | -700 | 505 | 510 | 442 | 2030-06-29 01:00 | -700 | 505 | 510 | 442
2030-06-29 02:00 | -700 | 505 | 510 | 442 | 2030-06-29 02:00 | -700 | 505 | 510 | 442 | 2030-06-29 02:00 | -700 | 505 | 510 | 442
2030-06-29 03:00 | -700 | 505 | 510 | 442 | 2030-06-29 03:00 | -700 | 505 | 510 | 442 | 2030-06-29 03:00 | -700 | 505 | 510 | 442
2030-06-29 04:00 | -700 | 505 | 510 | 442 | 2030-06-29 04:00 | -700 | 505 | 510 | 442 | 2030-06-29 04:00 | -700 | 505 | 510 | 442
2030-06-29 05:00 | -700 | 505 | 510 | 337.55 | 2030-06-29 05:00 | -700 | 505 | 510 | 442 | 2030-06-29 05:00 | -700 | 505 | 510 | 442
2030-06-29 06:00 | -700 | 505 | 510 | 442 | 2030-06-29 06:00 | -700 | 505 | 510 | 442 | 2030-06-29 06:00 | -700 | 505 | 510 | 442
2030-06-29 07:00 | -700 | 505 | 510 | 442 | 2030-06-29 07:00 | -700 | 505 | 510 | 442 | 2030-06-29 07:00 | -700 | 505 | 510 | 442
2030-06-29 08:00 | -700 | 505 | 510 | 442 | 2030-06-29 08:00 | -700 | 505 | 510 | 442 | 2030-06-29 08:00 | -700 | 505 | 510 | 442
2030-06-29 09:00 | -700 | 505 | 510 | 442 | 2030-06-29 09:00 | -700 | 505 | 510 | 442 | 2030-06-29 09:00 | -700 | 505 | 510 | 442
2030-06-29 10:00 | -700 | 505 | 510 | 442 | 2030-06-29 10:00 | -700 | 505 | 510 | 442 | 2030-06-29 10:00 | -700 | 505 | 510 | 442
2030-06-29 11:00 | -700 | 505 | 510 | 442 | 2030-06-29 11:00 | -700 | 505 | 510 | 442 | 2030-06-29 11:00 | -700 | 505 | 510 | 442
2030-06-29 12:00 | -700 | 505 | 510 | 442 | 2030-06-29 12:00 | -700 | 505 | 510 | 442 | 2030-06-29 12:00 | -700 | 505 | 510 | 442
2030-06-29 13:00 | -700 | 505 | 510 | 442 | 2030-06-29 13:00 | -700 | 505 | 510 | 442 | 2030-06-29 13:00 | -700 | 505 | 510 | 442
2030-06-29 14:00 | -700 | 505 | 510 | 442 | 2030-06-29 14:00 | -700 | 505 | 510 | 442 | 2030-06-29 14:00 | -700 | 505 | 510 | 442
2030-06-29 15:00 | -700 | 505 | 510 | 442 | 2030-06-29 15:00 | -700 | 505 | 510 | 442 | 2030-06-29 15:00 | -700 | 505 | 510 | 442
2030-06-29 16:00 | -681.82 | 505 | 510 | 442 | 2030-06-29 16:00 | -700 | 505 | 510 | 442 | 2030-06-29 16:00 | -700 | 505 | 510 | 442
2030-06-29 17:00 | -425.41 | 505 | 510 | 442 | 2030-06-29 17:00 | -700 | 505 | 510 | 442 | 2030-06-29 17:00 | -700 | 505 | 510 | 442
2030-06-29 18:00 | 174.59 | 505 | 510 | 442 | 2030-06-29 18:00 | -700 | 505 | 510 | 442 | 2030-06-29 18:00 | -700 | 505 | 510 | 442
2030-06-29 19:00 | 464.46 | 505 | 510 | 442 | 2030-06-29 19:00 | -100 | 505 | 510 | 442 | 2030-06-29 19:00 | -542.04 | 485.22 | 510 | 442
2030-06-29 20:00 | 519.28 | 505 | 510 | 442 | 2030-06-29 20:00 | 0 | 505 | 510 | 442 | 2030-06-29 20:00 | 0 | 185.22 | 396.69 | 142
2030-06-29 21:00 | 700 | 505 | 510 | 442 | 2030-06-29 21:00 | 295.58 | 505 | 510 | 442 | 2030-06-29 21:00 | 0 | 0 | 96.69 | 0
2030-06-29 22:00 | 700 | 505 | 510 | 442 | 2030-06-29 22:00 | 508.25 | 505 | 510 | 442 | 2030-06-29 22:00 | 0 | 0 | 0 | 0
2030-06-29 23:00 | 700 | 505 | 510 | 442 | 2030-06-29 23:00 | 368.4 | 505 | 510 | 442 | 2030-06-29 23:00 | 0 | 0 | 0 | 0
2030-06-30 | 700 | 505 | 510 | 442 | 2030-06-30 | 700 | 315.62 | 510 | 442 | 2030-06-30 | 600 | 300 | 300 | 300
2030-06-30 01:00 | 700 | 479.98 | 510 | 442 | 2030-06-30 01:00 | 700 | 480.99 | 510 | 442 | 2030-06-30 01:00 | 700 | 261.11 | 510 | 442
2030-06-30 02:00 | 700 | 505 | 510 | 442 | 2030-06-30 02:00 | 700 | 432.81 | 510 | 442 | 2030-06-30 02:00 | 700 | 501.39 | 510 | 442
2030-06-30 03:00 | 700 | 469.49 | 510 | 442 | 2030-06-30 03:00 | 700 | 448.83 | 510 | 442 | 2030-06-30 03:00 | 700 | 354.63 | 510 | 442
2030-06-30 04:00 | 700 | 407.41 | 510 | 442 | 2030-06-30 04:00 | 700 | 274.37 | 510 | 442 | 2030-06-30 04:00 | 700 | 505 | 510 | 442
2030-06-30 05:00 | 700 | 504.68 | 510 | 442 | 2030-06-30 05:00 | 700 | 314.15 | 510 | 442 | 2030-06-30 05:00 | 700 | 472.64 | 510 | 442
2030-06-30 06:00 | 700 | 505 | 510 | 442 | 2030-06-30 06:00 | 700 | 138.87 | 510 | 442 | 2030-06-30 06:00 | 700 | 400.08 | 510 | 442
2030-06-30 07:00 | 700 | 505 | 510 | 442 | 2030-06-30 07:00 | 700 | 0 | 457.59 | 442 | 2030-06-30 07:00 | 700 | 148.62 | 510 | 442
2030-06-30 08:00 | 700 | 505 | 510 | 442 | 2030-06-30 08:00 | 700 | 0.78 | 510 | 442 | 2030-06-30 08:00 | 340.85 | 0 | 210 | 442
2030-06-30 09:00 | 700 | 346.24 | 510 | 442 | 2030-06-30 09:00 | 700 | 0 | 210 | 442 | 2030-06-30 09:00 | 0 | 0 | 0 | 442
2030-06-30 10:00 | 700 | 46.24 | 486.01 | 442 | 2030-06-30 10:00 | 700 | 0 | 0 | 442 | 2030-06-30 10:00 | -600 | 0 | 0 | 442
2030-06-30 11:00 | 700 | 137.24 | 510 | 442 | 2030-06-30 11:00 | 700 | 0 | 0 | 442 | 2030-06-30 11:00 | -262.11 | 0 | 0 | 442
2030-06-30 12:00 | 700 | 0 | 510 | 442 | 2030-06-30 12:00 | 310.25 | 0 | 0 | 442 | 2030-06-30 12:00 | -700 | 0 | 0 | 442
2030-06-30 13:00 | 700 | 0 | 510 | 442 | 2030-06-30 13:00 | 310.25 | 0 | 0 | 442 | 2030-06-30 13:00 | -700 | 0 | 0 | 442
2030-06-30 14:00 | 700 | 156.59 | 510 | 442 | 2030-06-30 14:00 | 648.7 | 0 | 0 | 442 | 2030-06-30 14:00 | -247.72 | 0 | 0 | 442
2030-06-30 15:00 | 700 | 98.93 | 510 | 442 | 2030-06-30 15:00 | 648.7 | 0 | 42.56 | 442 | 2030-06-30 15:00 | 0 | 0 | 0 | 442
2030-06-30 16:00 | 700 | 230.71 | 510 | 442 | 2030-06-30 16:00 | 700 | 0 | 342.56 | 442 | 2030-06-30 16:00 | 297.12 | 0 | 0 | 442
2030-06-30 17:00 | 700 | 300 | 510 | 442 | 2030-06-30 17:00 | 700 | 300 | 485.88 | 442 | 2030-06-30 17:00 | 700 | 62.73 | 0 | 442
2030-06-30 18:00 | 700 | 0 | 210 | 442 | 2030-06-30 18:00 | 700 | 0 | 185.88 | 442 | 2030-06-30 18:00 | 700 | -237.27 | -300 | 350.48
2030-06-30 19:00 | 700 | 0 | 96.19 | 442 | 2030-06-30 19:00 | 700 | -94.82 | -90 | 442 | 2030-06-30 19:00 | 700 | -300 | -94.93 | 129.2
2030-06-30 20:00 | 700 | 96.59 | 396.19 | 442 | 2030-06-30 20:00 | 700 | 205 | 210 | 442 | 2030-06-30 20:00 | 700 | 0 | 205.07 | 200.47
2030-06-30 21:00 | 700 | 396.59 | 510 | 442 | 2030-06-30 21:00 | 700 | 505 | 510 | 442 | 2030-06-30 21:00 | 700 | 300 | 505.07 | 442
2030-06-30 22:00 | 700 | 505 | 510 | 442 | 2030-06-30 22:00 | 700 | 505 | 510 | 442 | 2030-06-30 22:00 | 700 | 505 | 510 | 442
2030-06-30 23:00 | 700 | 477.44 | 510 | 442 | 2030-06-30 23:00 | 700 | 505 | 510 | 442 | 2030-06-30 23:00 | 700 | 505 | 510 | 442
2030-07-01 | 700 | 355.48 | 510 | 442 | 2030-07-01 | 700 | 205 | 459.96 | 365.37 | 2030-07-01 | 700 | 438.18 | 510 | 442
2030-07-01 01:00 | 700 | 435.05 | 510 | 442 | 2030-07-01 01:00 | 700 | 0 | 510 | 442 | 2030-07-01 01:00 | 700 | 200.8 | 510 | 442
2030-07-01 02:00 | 700 | 505 | 510 | 442 | 2030-07-01 02:00 | 700 | 0 | 508.62 | 437.08 | 2030-07-01 02:00 | 700 | 48.08 | 510 | 442
2030-07-01 03:00 | 700 | 474.84 | 510 | 442 | 2030-07-01 03:00 | 700 | 0 | 223.72 | 442 | 2030-07-01 03:00 | 700 | 150.92 | 510 | 442
2030-07-01 04:00 | 700 | 360.35 | 510 | 442 | 2030-07-01 04:00 | 700 | 0 | 510 | 400.38 | 2030-07-01 04:00 | 700 | 370.6 | 510 | 442
2030-07-01 05:00 | 700 | 227.57 | 510 | 442 | 2030-07-01 05:00 | 700 | 0 | 510 | 439.38 | 2030-07-01 05:00 | 700 | 246.33 | 510 | 442
2030-07-01 06:00 | 700 | 376.53 | 510 | 442 | 2030-07-01 06:00 | 700 | 0 | 382.51 | 420.13 | 2030-07-01 06:00 | 700 | 175.18 | 510 | 442
2030-07-01 07:00 | 700 | 505 | 510 | 442 | 2030-07-01 07:00 | 700 | 300 | 510 | 442 | 2030-07-01 07:00 | 700 | 75.95 | 510 | 442
2030-07-01 08:00 | 700 | 505 | 510 | 442 | 2030-07-01 08:00 | 700 | 505 | 510 | 442 | 2030-07-01 08:00 | 700 | 0 | 214.56 | 442
2030-07-01 09:00 | 700 | 505 | 510 | 442 | 2030-07-01 09:00 | 700 | 505 | 510 | 442 | 2030-07-01 09:00 | 100 | 0 | 0 | 442
2030-07-01 10:00 | 700 | 505 | 510 | 442 | 2030-07-01 10:00 | 700 | 505 | 510 | 442 | 2030-07-01 10:00 | 0 | 0 | 0 | 442
2030-07-01 11:00 | 700 | 252.96 | 510 | 442 | 2030-07-01 11:00 | 700 | 252.96 | 510 | 442 | 2030-07-01 11:00 | 0 | 0 | 0 | 442
2030-07-01 12:00 | 700 | 155.67 | 510 | 442 | 2030-07-01 12:00 | 700 | 0 | 210 | 420.1 | 2030-07-01 12:00 | 0 | 0 | -14.54 | 442
2030-07-01 13:00 | 700 | 314.09 | 510 | 442 | 2030-07-01 13:00 | 700 | 0 | 0 | 383.51 | 2030-07-01 13:00 | 0 | 0 | 0 | 442
2030-07-01 14:00 | 700 | 14.09 | 510 | 442 | 2030-07-01 14:00 | 700 | 0 | 0 | 366.66 | 2030-07-01 14:00 | 0 | 0 | -19.88 | 442
2030-07-01 15:00 | 700 | 128.2 | 210 | 442 | 2030-07-01 15:00 | 700 | -136.68 | -210 | 381.25 | 2030-07-01 15:00 | 9 | -226 | -210 | 442
2030-07-01 16:00 | 700 | -48.29 | -90 | 342.15 | 2030-07-01 16:00 | 700 | -436.68 | -510 | 182.15 | 2030-07-01 16:00 | 609 | -526 | -510 | 142
2030-07-01 17:00 | 700 | 0 | -139.69 | 277.86 | 2030-07-01 17:00 | 700 | -233.14 | -510 | 307.82 | 2030-07-01 17:00 | 700 | -526 | -510 | 20.63
2030-07-01 18:00 | 700 | 0 | 0 | 410.42 | 2030-07-01 18:00 | 700 | 0 | -510 | 175.85 | 2030-07-01 18:00 | 700 | -526 | -510 | 320.63
2030-07-01 19:00 | 700 | 0 | 96.67 | 389.76 | 2030-07-01 19:00 | 700 | 0 | -510 | 319.69 | 2030-07-01 19:00 | 700 | -526 | -510 | 191.19
2030-07-01 20:00 | 700 | 0 | 210 | 359.49 | 2030-07-01 20:00 | 700 | 0 | -234.48 | 102.18 | 2030-07-01 20:00 | 700 | -300 | -300 | 19.75
2030-07-01 21:00 | 700 | 0 | 210 | 362.46 | 2030-07-01 21:00 | 700 | 0 | 65.52 | 142 | 2030-07-01 21:00 | 700 | 0 | 0 | 319.75
2030-07-01 22:00 | 700 | 176.87 | 510 | 442 | 2030-07-01 22:00 | 700 | 300 | 365.52 | 442 | 2030-07-01 22:00 | 700 | 300 | 300 | 442
2030-07-01 23:00 | 700 | 310.73 | 510 | 442 | 2030-07-01 23:00 | 700 | 0 | 504.29 | 369.67 | 2030-07-01 23:00 | 700 | 148.18 | 510 | 442
2030-07-02 | 700 | 505 | 510 | 442 | 2030-07-02 | 700 | 1.87 | 510 | 442 | 2030-07-02 | 700 | 93.38 | 510 | 442
2030-07-02 01:00 | 700 | 505 | 510 | 442 | 2030-07-02 01:00 | 700 | 0 | 510 | 442 | 2030-07-02 01:00 | 700 | 363.16 | 510 | 442
2030-07-02 02:00 | 700 | 505 | 510 | 442 | 2030-07-02 02:00 | 700 | 0 | 510 | 442 | 2030-07-02 02:00 | 700 | 138.11 | 510 | 442
2030-07-02 03:00 | 700 | 205 | 510 | 442 | 2030-07-02 03:00 | 700 | 0 | 510 | 442 | 2030-07-02 03:00 | 700 | 396.21 | 510 | 442
2030-07-02 04:00 | 700 | 0 | 510 | 442 | 2030-07-02 04:00 | 700 | 0 | 510 | 442 | 2030-07-02 04:00 | 700 | 96.21 | 510 | 442
2030-07-02 05:00 | 700 | 0 | 510 | 442 | 2030-07-02 05:00 | 700 | 2.52 | 510 | 442 | 2030-07-02 05:00 | 700 | 0 | 355.3 | 442
2030-07-02 06:00 | 700 | 274.82 | 510 | 442 | 2030-07-02 06:00 | 700 | 227.77 | 210 | 442 | 2030-07-02 06:00 | 688.89 | 0 | 55.3 | 423.32
2030-07-02 07:00 | 700 | 0 | 213.7 | 442 | 2030-07-02 07:00 | 700 | -47.59 | -90 | 442 | 2030-07-02 07:00 | 88.89 | -226 | -244.7 | 442
2030-07-02 08:00 | 700 | 79.28 | 510 | 442 | 2030-07-02 08:00 | 190.84 | 0 | 0 | 442 | 2030-07-02 08:00 | -511.11 | -526 | -510 | 442
2030-07-02 09:00 | 700 | 338.03 | 510 | 442 | 2030-07-02 09:00 | -409.16 | 0 | 0 | 442 | 2030-07-02 09:00 | -700 | -526 | -510 | 442
2030-07-02 10:00 | 700 | 38.03 | 510 | 442 | 2030-07-02 10:00 | -700 | 0 | 0 | 442 | 2030-07-02 10:00 | -700 | -526 | -510 | 442
2030-07-02 11:00 | 700 | 0 | 510 | 442 | 2030-07-02 11:00 | -700 | 0 | 0 | 442 | 2030-07-02 11:00 | -700 | -526 | -510 | 442
2030-07-02 12:00 | 700 | 0 | 510 | 442 | 2030-07-02 12:00 | -700 | 0 | -210 | 442 | 2030-07-02 12:00 | -700 | -526 | -510 | 442
2030-07-02 13:00 | 700 | 0 | 210 | 442 | 2030-07-02 13:00 | -699.24 | -300 | -510 | 442 | 2030-07-02 13:00 | -700 | -526 | -510 | 440.54
2030-07-02 14:00 | 700 | 0 | 403.16 | 442 | 2030-07-02 14:00 | -396.12 | -526 | -510 | 442 | 2030-07-02 14:00 | -700 | -526 | -510 | 298.12
2030-07-02 15:00 | 700 | 0 | 103.16 | 442 | 2030-07-02 15:00 | 0 | -526 | -510 | 442 | 2030-07-02 15:00 | -700 | -526 | -510 | 442
2030-07-02 16:00 | 700 | -300 | -18.87 | 306.05 | 2030-07-02 16:00 | 294.46 | -526 | -510 | 321.37 | 2030-07-02 16:00 | -700 | -526 | -510 | 316.06
2030-07-02 17:00 | 700 | 0 | 281.13 | 442 | 2030-07-02 17:00 | 700 | -226 | -510 | 415.53 | 2030-07-02 17:00 | -100 | -226 | -510 | 442
2030-07-02 18:00 | 700 | 240.64 | 510 | 442 | 2030-07-02 18:00 | 700 | 0 | -510 | 419.24 | 2030-07-02 18:00 | 500 | 0 | -510 | 442
2030-07-02 19:00 | 700 | 505 | 510 | 442 | 2030-07-02 19:00 | 700 | 0 | -339.79 | 317.64 | 2030-07-02 19:00 | 700 | 0 | -510 | 442
2030-07-02 20:00 | 700 | 240.35 | 510 | 442 | 2030-07-02 20:00 | 700 | 0 | -39.79 | 380.7 | 2030-07-02 20:00 | 700 | 0 | -331.34 | 442
2030-07-02 21:00 | 700 | 133.45 | 510 | 442 | 2030-07-02 21:00 | 700 | 164.86 | 210 | 346.69 | 2030-07-02 21:00 | 700 | 0 | -31.34 | 442
2030-07-02 22:00 | 700 | 433.45 | 510 | 442 | 2030-07-02 22:00 | 700 | 464.86 | 510 | 442 | 2030-07-02 22:00 | 675.07 | 300 | 268.66 | 442
2030-07-02 23:00 | 700 | 238.58 | 510 | 442 | 2030-07-02 23:00 | 515.88 | 164.86 | 210 | 442 | 2030-07-02 23:00 | 75.07 | 0 | 0 | 442
2030-07-03 | 379.75 | 300 | 510 | 442 | 2030-07-03 | -84.12 | 0 | 263.95 | 326.31 | 2030-07-03 | -524.93 | 0 | -182.18 | 286.31
2030-07-03 01:00 | -220.25 | 0 | 510 | 405.66 | 2030-07-03 01:00 | -684.12 | 0 | 94.44 | 26.31 | 2030-07-03 01:00 | -700 | 0 | 72.76 | 0
2030-07-03 02:00 | -700 | 300 | 510 | 442 | 2030-07-03 02:00 | -700 | 300 | 394.44 | 326.31 | 2030-07-03 02:00 | -700 | 300 | 372.76 | 300
2030-07-03 03:00 | -700 | 505 | 510 | 442 | 2030-07-03 03:00 | -700 | 505 | 510 | 442 | 2030-07-03 03:00 | -700 | 505 | 510 | 442
2030-07-03 04:00 | -700 | 505 | 510 | 442 | 2030-07-03 04:00 | -700 | 505 | 510 | 442 | 2030-07-03 04:00 | -700 | 505 | 510 | 442
2030-07-03 05:00 | -700 | 505 | 510 | 442 | 2030-07-03 05:00 | -700 | 505 | 510 | 442 | 2030-07-03 05:00 | -700 | 505 | 510 | 442
2030-07-03 06:00 | -700 | 505 | 510 | 442 | 2030-07-03 06:00 | -700 | 505 | 510 | 442 | 2030-07-03 06:00 | -700 | 505 | 510 | 442
2030-07-03 07:00 | -700 | 505 | 510 | 442 | 2030-07-03 07:00 | -700 | 505 | 510 | 442 | 2030-07-03 07:00 | -700 | 505 | 510 | 442
2030-07-03 08:00 | -100 | 505 | 510 | 442 | 2030-07-03 08:00 | -700 | 505 | 510 | 442 | 2030-07-03 08:00 | -700 | 505 | 510 | 442
2030-07-03 09:00 | 101.4 | 505 | 510 | 442 | 2030-07-03 09:00 | -700 | 505 | 510 | 442 | 2030-07-03 09:00 | -700 | 505 | 510 | 442
2030-07-03 10:00 | 204.21 | 505 | 510 | 442 | 2030-07-03 10:00 | -700 | 505 | 510 | 442 | 2030-07-03 10:00 | -700 | 505 | 510 | 442
2030-07-03 11:00 | 514.58 | 505 | 510 | 442 | 2030-07-03 11:00 | -700 | 505 | 510 | 442 | 2030-07-03 11:00 | -700 | 505 | 510 | 442
2030-07-03 12:00 | 299.72 | 505 | 510 | 442 | 2030-07-03 12:00 | -342.19 | 505 | 510 | 442 | 2030-07-03 12:00 | -700 | 505 | 510 | 442
2030-07-03 13:00 | 404.64 | 505 | 510 | 442 | 2030-07-03 13:00 | 257.81 | 505 | 510 | 442 | 2030-07-03 13:00 | -700 | 505 | 510 | 442
2030-07-03 14:00 | 444.42 | 505 | 510 | 442 | 2030-07-03 14:00 | 272.33 | 505 | 510 | 442 | 2030-07-03 14:00 | -700 | 505 | 510 | 442
2030-07-03 15:00 | 519.83 | 505 | 510 | 442 | 2030-07-03 15:00 | 491 | 505 | 510 | 442 | 2030-07-03 15:00 | -700 | 505 | 510 | 442
2030-07-03 16:00 | 430.49 | 505 | 510 | 442 | 2030-07-03 16:00 | 571.51 | 505 | 510 | 442 | 2030-07-03 16:00 | -100 | 505 | 510 | 442
2030-07-03 17:00 | 160.52 | 505 | 510 | 442 | 2030-07-03 17:00 | 445.75 | 505 | 510 | 442 | 2030-07-03 17:00 | 151.48 | 505 | 510 | 442
2030-07-03 18:00 | 700 | 368.19 | 510 | 442 | 2030-07-03 18:00 | 700 | 205 | 510 | 442 | 2030-07-03 18:00 | 700 | 231.59 | 510 | 442
2030-07-03 19:00 | 700 | 306.78 | 510 | 442 | 2030-07-03 19:00 | 700 | 205 | 510 | 442 | 2030-07-03 19:00 | 700 | 231.59 | 510 | 442
2030-07-03 20:00 | 700 | 275.13 | 510 | 442 | 2030-07-03 20:00 | 700 | 408.56 | 510 | 442 | 2030-07-03 20:00 | 700 | 205 | 510 | 442
2030-07-03 21:00 | 700 | 505 | 510 | 442 | 2030-07-03 21:00 | 700 | 505 | 510 | 442 | 2030-07-03 21:00 | 700 | 505 | 510 | 442
2030-07-03 22:00 | 700 | 224.71 | 510 | 442 | 2030-07-03 22:00 | 700 | 505 | 510 | 442 | 2030-07-03 22:00 | 700 | 399.6 | 510 | 442
2030-07-03 23:00 | 700 | 171.87 | 510 | 442 | 2030-07-03 23:00 | 700 | 505 | 510 | 442 | 2030-07-03 23:00 | 700 | 99.6 | 510 | 442
2030-07-04 | 700 | 459.88 | 510 | 442 | 2030-07-04 | 700 | 413.44 | 510 | 442 | 2030-07-04 | 700 | 399.6 | 510 | 442
2030-07-04 01:00 | 700 | 446.94 | 510 | 442 | 2030-07-04 01:00 | 700 | 478.52 | 510 | 442 | 2030-07-04 01:00 | 700 | 228.38 | 510 | 442
2030-07-04 02:00 | 700 | 468.81 | 510 | 442 | 2030-07-04 02:00 | 700 | 245.02 | 510 | 442 | 2030-07-04 02:00 | 700 | 305.27 | 510 | 442
2030-07-04 03:00 | 700 | 225.8 | 510 | 442 | 2030-07-04 03:00 | 700 | 502.18 | 510 | 442 | 2030-07-04 03:00 | 700 | 505 | 510 | 442
2030-07-04 04:00 | 700 | 27.24 | 510 | 442 | 2030-07-04 04:00 | 700 | 268.89 | 510 | 442 | 2030-07-04 04:00 | 700 | 205 | 510 | 442
2030-07-04 05:00 | 700 | 0 | 510 | 442 | 2030-07-04 05:00 | 700 | 39.87 | 510 | 442 | 2030-07-04 05:00 | 700 | 349.12 | 510 | 442
2030-07-04 06:00 | 700 | 240.96 | 510 | 442 | 2030-07-04 06:00 | 700 | 184.97 | 510 | 442 | 2030-07-04 06:00 | 700 | 406.93 | 510 | 442
2030-07-04 07:00 | 700 | 59.85 | 510 | 442 | 2030-07-04 07:00 | 700 | 157.31 | 510 | 442 | 2030-07-04 07:00 | 700 | 214.87 | 510 | 442
2030-07-04 08:00 | 700 | 282.7 | 510 | 442 | 2030-07-04 08:00 | 700 | 367.39 | 510 | 442 | 2030-07-04 08:00 | 600.05 | 300 | 300 | 442
2030-07-04 09:00 | 700 | 505 | 510 | 442 | 2030-07-04 09:00 | 700 | 113.5 | 510 | 442 | 2030-07-04 09:00 | 0.05 | 0 | 0 | 442
2030-07-04 10:00 | 700 | 445.42 | 510 | 442 | 2030-07-04 10:00 | 700 | 233.25 | 510 | 442 | 2030-07-04 10:00 | -117.45 | 0 | 0 | 442
2030-07-04 11:00 | 700 | 237.99 | 510 | 442 | 2030-07-04 11:00 | 417.76 | 0 | 210 | 442 | 2030-07-04 11:00 | -527.81 | -226 | -210 | 442
2030-07-04 12:00 | 700 | 37.28 | 510 | 442 | 2030-07-04 12:00 | -182.24 | 0 | -57.33 | 442 | 2030-07-04 12:00 | -700 | -526 | -510 | 442
2030-07-04 13:00 | 700 | 138.33 | 510 | 442 | 2030-07-04 13:00 | -396.08 | 0 | 0 | 442 | 2030-07-04 13:00 | -700 | -526 | -510 | 442
2030-07-04 14:00 | 700 | 34.06 | 510 | 442 | 2030-07-04 14:00 | -700 | 0 | -247.03 | 442 | 2030-07-04 14:00 | -700 | -526 | -510 | 442
2030-07-04 15:00 | 700 | 0 | 510 | 442 | 2030-07-04 15:00 | -690.04 | 0 | 0 | 442 | 2030-07-04 15:00 | -700 | -526 | -510 | 442
2030-07-04 16:00 | 700 | 205 | 414.91 | 442 | 2030-07-04 16:00 | -497.48 | 0 | 0 | 442 | 2030-07-04 16:00 | -700 | -526 | -510 | 442
2030-07-04 17:00 | 415.42 | 505 | 510 | 442 | 2030-07-04 17:00 | -633.26 | 300 | 279.71 | 442 | 2030-07-04 17:00 | -700 | -226 | -210 | 442
2030-07-04 18:00 | 47.62 | 205 | 510 | 442 | 2030-07-04 18:00 | -700 | 0 | -20.29 | 296.76 | 2030-07-04 18:00 | -700 | -526 | -510 | 419.01
2030-07-04 19:00 | -552.38 | 205 | 510 | 433.08 | 2030-07-04 19:00 | -700 | 0 | 106.75 | -3.24 | 2030-07-04 19:00 | -700 | -226 | -210 | 442
2030-07-04 20:00 | -700 | 505 | 510 | 280.36 | 2030-07-04 20:00 | -700 | 300 | 406.75 | 273.32 | 2030-07-04 20:00 | -700 | 74 | 90 | 272.23
2030-07-04 21:00 | -700 | 505 | 510 | 393.14 | 2030-07-04 21:00 | -700 | 505 | 510 | 389.21 | 2030-07-04 21:00 | -700 | 374 | 390 | 384.63
2030-07-04 22:00 | -700 | 505 | 510 | 428.22 | 2030-07-04 22:00 | -700 | 505 | 510 | 423.93 | 2030-07-04 22:00 | -700 | 505 | 510 | 419.65
2030-07-04 23:00 | -700 | 505 | 510 | 285.37 | 2030-07-04 23:00 | -700 | 505 | 510 | 280.48 | 2030-07-04 23:00 | -700 | 505 | 510 | 275.58
2030-07-05 | -700 | 505 | 510 | 74.22 | 2030-07-05 | -700 | 505 | 510 | 68.63 | 2030-07-05 | -700 | 505 | 510 | 63.04
2030-07-05 01:00 | -700 | 505 | 510 | 91.64 | 2030-07-05 01:00 | -700 | 505 | 510 | 86.02 | 2030-07-05 01:00 | -700 | 505 | 510 | 89.34
2030-07-05 02:00 | -700 | 505 | 510 | -4.36 | 2030-07-05 02:00 | -700 | 505 | 510 | 0.68 | 2030-07-05 02:00 | -700 | 505 | 510 | -16.11
2030-07-05 03:00 | -700 | 505 | 510 | 240.04 | 2030-07-05 03:00 | -700 | 505 | 510 | 230.21 | 2030-07-05 03:00 | -700 | 505 | 510 | 230.84
2030-07-05 04:00 | -700 | 505 | 510 | 442 | 2030-07-05 04:00 | -700 | 505 | 510 | 442 | 2030-07-05 04:00 | -700 | 505 | 510 | 442
2030-07-05 05:00 | -700 | 505 | 510 | 283.91 | 2030-07-05 05:00 | -700 | 505 | 510 | 279.65 | 2030-07-05 05:00 | -700 | 505 | 510 | 271.17
2030-07-05 06:00 | -700 | 505 | 510 | 442 | 2030-07-05 06:00 | -700 | 505 | 510 | 442 | 2030-07-05 06:00 | -700 | 505 | 510 | 442
2030-07-05 07:00 | -700 | 505 | 510 | 442 | 2030-07-05 07:00 | -700 | 505 | 510 | 442 | 2030-07-05 07:00 | -700 | 505 | 510 | 442
2030-07-05 08:00 | -700 | 505 | 510 | 442 | 2030-07-05 08:00 | -700 | 505 | 510 | 442 | 2030-07-05 08:00 | -700 | 505 | 510 | 442
2030-07-05 09:00 | -100 | 505 | 510 | 442 | 2030-07-05 09:00 | -100 | 505 | 510 | 442 | 2030-07-05 09:00 | -102.53 | 505 | 510 | 442
2030-07-05 10:00 | -12.41 | 205 | 510 | 142 | 2030-07-05 10:00 | 147.18 | 205 | 210 | 142 | 2030-07-05 10:00 | -358.82 | 300 | 510 | 235.79
2030-07-05 11:00 | 94.56 | -95 | 510 | 0 | 2030-07-05 11:00 | 687.4 | -95 | -90 | -158 | 2030-07-05 11:00 | -248.21 | 0 | 290.67 | 300
2030-07-05 12:00 | -408.5 | 0 | 510 | 35.8 | 2030-07-05 12:00 | 87.4 | -21 | 0 | -40.91 | 2030-07-05 12:00 | -257.12 | -21 | 290.67 | 0
2030-07-05 13:00 | -267.54 | -32.83 | 300 | 335.8 | 2030-07-05 13:00 | 0 | 279 | 0 | -93.69 | 2030-07-05 13:00 | -257.12 | 0 | 510 | -68
2030-07-05 14:00 | 0 | -0.9 | 0 | 200.72 | 2030-07-05 14:00 | 0 | 82.16 | -90 | 87.12 | 2030-07-05 14:00 | -203.53 | 43.87 | 210 | 0
2030-07-05 15:00 | -358.03 | 149.75 | 300 | 176.48 | 2030-07-05 15:00 | -600 | 382.16 | 210 | 165.64 | 2030-07-05 15:00 | -700 | 343.87 | 510 | 0
2030-07-05 16:00 | -700 | 449.75 | 510 | 140.23 | 2030-07-05 16:00 | -700 | 457.3 | 510 | 0 | 2030-07-05 16:00 | -700 | 499.41 | 510 | -30.52
2030-07-05 17:00 | -700 | 505 | 510 | 290.21 | 2030-07-05 17:00 | -700 | 505 | 510 | 277.92 | 2030-07-05 17:00 | -700 | 505 | 510 | 269.48
2030-07-05 18:00 | -700 | 505 | 510 | 221.5 | 2030-07-05 18:00 | -700 | 505 | 510 | 219.48 | 2030-07-05 18:00 | -700 | 505 | 510 | 206.19
2030-07-05 19:00 | -700 | 505 | 510 | 297.19 | 2030-07-05 19:00 | -700 | 505 | 510 | 287.43 | 2030-07-05 19:00 | -700 | 505 | 510 | 285.3
2030-07-05 20:00 | -700 | 505 | 510 | 442 | 2030-07-05 20:00 | -700 | 505 | 510 | 442 | 2030-07-05 20:00 | -700 | 505 | 510 | 442
2030-07-05 21:00 | -700 | 505 | 510 | 442 | 2030-07-05 21:00 | -700 | 505 | 510 | 442 | 2030-07-05 21:00 | -700 | 505 | 510 | 442
2030-07-05 22:00 | -700 | 505 | 510 | 380.08 | 2030-07-05 22:00 | -700 | 505 | 510 | 375.5 | 2030-07-05 22:00 | -700 | 505 | 510 | 370.92
2030-07-05 23:00 | -700 | 505 | 510 | 442 | 2030-07-05 23:00 | -700 | 505 | 510 | 442 | 2030-07-05 23:00 | -700 | 505 | 510 | 442
2030-07-06 | -100 | 505 | 510 | 442 | 2030-07-06 | -700 | 505 | 510 | 442 | 2030-07-06 | -700 | 505 | 510 | 442
2030-07-06 01:00 | -620.05 | 505 | 510 | 409.68 | 2030-07-06 01:00 | -700 | 505 | 510 | 442 | 2030-07-06 01:00 | -700 | 505 | 510 | 442
2030-07-06 02:00 | -626.51 | 505 | 510 | 177.82 | 2030-07-06 02:00 | -700 | 505 | 510 | 182.1 | 2030-07-06 02:00 | -700 | 505 | 510 | 442
2030-07-06 03:00 | -543.28 | 505 | 510 | 210.35 | 2030-07-06 03:00 | -700 | 505 | 510 | 241.74 | 2030-07-06 03:00 | -700 | 505 | 510 | 442
2030-07-06 04:00 | -480.41 | 505 | 510 | 126.17 | 2030-07-06 04:00 | -700 | 505 | 510 | 323.8 | 2030-07-06 04:00 | -700 | 505 | 510 | 442
2030-07-06 05:00 | -175.43 | 505 | 510 | 153.39 | 2030-07-06 05:00 | -700 | 505 | 510 | 442 | 2030-07-06 05:00 | -700 | 505 | 510 | 442
2030-07-06 06:00 | -245.22 | 505 | 510 | 199.53 | 2030-07-06 06:00 | -700 | 505 | 510 | 293.23 | 2030-07-06 06:00 | -700 | 505 | 510 | 442
2030-07-06 07:00 | -127.55 | 505 | 510 | 361.96 | 2030-07-06 07:00 | -700 | 505 | 510 | 442 | 2030-07-06 07:00 | -700 | 505 | 510 | 442
2030-07-06 08:00 | -522.46 | 505 | 510 | 371.2 | 2030-07-06 08:00 | -700 | 374 | 390 | 425.76 | 2030-07-06 08:00 | -700 | 374 | 390 | 390
2030-07-06 09:00 | -619.29 | 505 | 510 | 442 | 2030-07-06 09:00 | -700 | 74 | 90 | 125.76 | 2030-07-06 09:00 | -700 | 74 | 90 | 90
2030-07-06 10:00 | -606.52 | 505 | 510 | 442 | 2030-07-06 10:00 | -700 | -226 | -210 | -174.24 | 2030-07-06 10:00 | -700 | -226 | -210 | -210
2030-07-06 11:00 | -6.52 | 205 | 210 | 142 | 2030-07-06 11:00 | -700 | -526 | -510 | -474.24 | 2030-07-06 11:00 | -700 | -526 | -510 | -510
2030-07-06 12:00 | 0 | 0 | 510 | 314.59 | 2030-07-06 12:00 | -700 | -526 | -510 | -221.19 | 2030-07-06 12:00 | -700 | -526 | -510 | -418.03
2030-07-06 13:00 | 600 | 0 | 210.39 | 14.59 | 2030-07-06 13:00 | -700 | -526 | -510 | -224.62 | 2030-07-06 13:00 | -700 | -526 | -510 | -416.54
2030-07-06 14:00 | 700 | 0 | 68.32 | 142 | 2030-07-06 14:00 | -700 | -526 | -510 | -225.85 | 2030-07-06 14:00 | -700 | -526 | -510 | -410.8
2030-07-06 15:00 | 700 | 125.41 | 210 | 442 | 2030-07-06 15:00 | -699.8 | -226 | -437.32 | 0 | 2030-07-06 15:00 | -700 | -526 | -510 | -195.12
2030-07-06 16:00 | 518.98 | -107.31 | -90 | 258.35 | 2030-07-06 16:00 | -99.8 | -226 | -210 | 152.56 | 2030-07-06 16:00 | -700 | -526 | -510 | 46.76
2030-07-06 17:00 | 700 | -407.31 | -390 | 341.82 | 2030-07-06 17:00 | 429.23 | -526 | -510 | 252.84 | 2030-07-06 17:00 | -100 | -526 | -510 | 23
2030-07-06 18:00 | 700 | -107.31 | -90 | 178.03 | 2030-07-06 18:00 | 700 | -507.44 | -510 | 7.74 | 2030-07-06 18:00 | 500 | -526 | -510 | -76
2030-07-06 19:00 | 700 | 49.06 | 210 | 442 | 2030-07-06 19:00 | 700 | -207.44 | -361.04 | 253.41 | 2030-07-06 19:00 | 700 | -526 | -510 | 0
2030-07-06 20:00 | 700 | 88.02 | 510 | 442 | 2030-07-06 20:00 | 700 | 0 | -211.76 | 271.58 | 2030-07-06 20:00 | 700 | -526 | -510 | 0
2030-07-06 21:00 | 700 | 388.02 | 510 | 442 | 2030-07-06 21:00 | 700 | 0 | 0 | 271.58 | 2030-07-06 21:00 | 700 | -521.95 | -510 | 0
2030-07-06 22:00 | 700 | 88.02 | 510 | 442 | 2030-07-06 22:00 | 700 | 0 | -211.75 | 79.3 | 2030-07-06 22:00 | 700 | -221.95 | -300 | 165.69
2030-07-06 23:00 | 700 | 0 | 510 | 442 | 2030-07-06 23:00 | 700 | 0 | 88.25 | 334.63 | 2030-07-06 23:00 | 700 | 0 | 0 | 422.8
2030-07-07 | 700 | 293.1 | 510 | 442 | 2030-07-07 | 700 | 0.64 | 388.25 | 442 | 2030-07-07 | 700 | 285.89 | 300 | 442
2030-07-07 01:00 | 700 | 443.84 | 510 | 442 | 2030-07-07 01:00 | 700 | 0 | 510 | 377.48 | 2030-07-07 01:00 | 700 | 461.3 | 510 | 442
2030-07-07 02:00 | 700 | 434.49 | 510 | 442 | 2030-07-07 02:00 | 700 | 0 | 510 | 383.02 | 2030-07-07 02:00 | 700 | 461.3 | 510 | 442
2030-07-07 03:00 | 700 | 505 | 510 | 442 | 2030-07-07 03:00 | 700 | 300 | 510 | 442 | 2030-07-07 03:00 | 700 | 505 | 510 | 442
2030-07-07 04:00 | 700 | 505 | 510 | 442 | 2030-07-07 04:00 | 700 | 459.29 | 510 | 442 | 2030-07-07 04:00 | 700 | 505 | 510 | 442
2030-07-07 05:00 | 700 | 400.01 | 510 | 442 | 2030-07-07 05:00 | 700 | 159.29 | 510 | 442 | 2030-07-07 05:00 | 700 | 227.45 | 510 | 442
2030-07-07 06:00 | 700 | 100.01 | 510 | 442 | 2030-07-07 06:00 | 700 | 0 | 510 | 243.92 | 2030-07-07 06:00 | 700 | 0 | 362.79 | 442
2030-07-07 07:00 | 700 | 0 | 324.24 | 442 | 2030-07-07 07:00 | 700 | 0 | 273.76 | 241.14 | 2030-07-07 07:00 | 500 | 0 | 62.79 | 442
2030-07-07 08:00 | 700 | 0 | 24.24 | 442 | 2030-07-07 08:00 | 100 | 0 | -26.24 | 286.88 | 2030-07-07 08:00 | -100 | -300 | -237.21 | 442
2030-07-07 09:00 | 523.64 | 0 | 0 | 442 | 2030-07-07 09:00 | -214.75 | 0 | 0 | 442 | 2030-07-07 09:00 | -700 | -354.47 | -510 | 442
2030-07-07 10:00 | 318.21 | 0 | 0 | 442 | 2030-07-07 10:00 | -700 | 0 | 0 | 442 | 2030-07-07 10:00 | -700 | -526 | -510 | 442
2030-07-07 11:00 | 148.55 | 0 | 0 | 442 | 2030-07-07 11:00 | -474.08 | 0 | 0 | 442 | 2030-07-07 11:00 | -700 | -526 | -510 | 442
2030-07-07 12:00 | 372.89 | 205 | 210 | 442 | 2030-07-07 12:00 | -205.72 | 0 | 0 | 442 | 2030-07-07 12:00 | -700 | -271.75 | -449.68 | 442
2030-07-07 13:00 | 0 | 505 | 510 | 442 | 2030-07-07 13:00 | 0 | 300 | 300 | 442 | 2030-07-07 13:00 | -700 | 0 | -149.68 | 442
2030-07-07 14:00 | 183.53 | 505 | 510 | 442 | 2030-07-07 14:00 | 0 | 0 | 270.51 | 442 | 2030-07-07 14:00 | -700 | 0 | -12.67 | 442
2030-07-07 15:00 | 700 | 205 | 510 | 442 | 2030-07-07 15:00 | 238.96 | 0 | 0 | 442 | 2030-07-07 15:00 | -700 | 0 | -48.42 | 442
2030-07-07 16:00 | 700 | 238.58 | 510 | 442 | 2030-07-07 16:00 | 245.49 | 0 | 210 | 442 | 2030-07-07 16:00 | -100 | -235.94 | -27.84 | 442
2030-07-07 17:00 | 700 | 461.33 | 510 | 442 | 2030-07-07 17:00 | 700 | 133.72 | 510 | 442 | 2030-07-07 17:00 | 500 | 0 | 272.16 | 442
2030-07-07 18:00 | 700 | 469.49 | 510 | 442 | 2030-07-07 18:00 | 700 | 388.76 | 510 | 442 | 2030-07-07 18:00 | 700 | 0 | 462.75 | 442
2030-07-07 19:00 | 700 | 207.97 | 510 | 442 | 2030-07-07 19:00 | 700 | 505 | 510 | 442 | 2030-07-07 19:00 | 700 | 268.57 | 510 | 442
2030-07-07 20:00 | 700 | 459.47 | 510 | 442 | 2030-07-07 20:00 | 700 | 505 | 510 | 442 | 2030-07-07 20:00 | 700 | 505 | 510 | 442
2030-07-07 21:00 | 700 | 285.38 | 510 | 442 | 2030-07-07 21:00 | 700 | 505 | 510 | 442 | 2030-07-07 21:00 | 700 | 363.06 | 510 | 442
2030-07-07 22:00 | 700 | 505 | 510 | 442 | 2030-07-07 22:00 | 700 | 505 | 510 | 442 | 2030-07-07 22:00 | 700 | 505 | 510 | 442
2030-07-07 23:00 | 700 | 505 | 510 | 442 | 2030-07-07 23:00 | 700 | 505 | 510 | 442 | 2030-07-07 23:00 | 700 | 505 | 510 | 442
2030-07-08 | 700 | 505 | 510 | 442 | 2030-07-08 | 700 | 231.42 | 510 | 442 | 2030-07-08 | 700 | 505 | 510 | 442
2030-07-08 01:00 | 700 | 505 | 510 | 442 | 2030-07-08 01:00 | 700 | 142.53 | 510 | 442 | 2030-07-08 01:00 | 700 | 505 | 510 | 442
2030-07-08 02:00 | 700 | 505 | 510 | 442 | 2030-07-08 02:00 | 700 | 11.9 | 510 | 442 | 2030-07-08 02:00 | 700 | 353.55 | 510 | 442
2030-07-08 03:00 | 700 | 505 | 510 | 442 | 2030-07-08 03:00 | 700 | 297.53 | 510 | 442 | 2030-07-08 03:00 | 700 | 434.39 | 510 | 442
2030-07-08 04:00 | 700 | 487.66 | 510 | 442 | 2030-07-08 04:00 | 700 | 320.32 | 510 | 442 | 2030-07-08 04:00 | 700 | 359.65 | 510 | 442
2030-07-08 05:00 | 700 | 505 | 510 | 442 | 2030-07-08 05:00 | 700 | 180.28 | 510 | 442 | 2030-07-08 05:00 | 700 | 322.02 | 510 | 442
2030-07-08 06:00 | 700 | 483.96 | 510 | 442 | 2030-07-08 06:00 | 700 | 24.38 | 510 | 442 | 2030-07-08 06:00 | 700 | 482.77 | 510 | 442
2030-07-08 07:00 | 700 | 275.05 | 510 | 442 | 2030-07-08 07:00 | 700 | 0 | 210 | 442 | 2030-07-08 07:00 | 700 | 291.56 | 300 | 442
2030-07-08 08:00 | 700 | 92.58 | 478.55 | 442 | 2030-07-08 08:00 | 319.11 | 0 | 0 | 442 | 2030-07-08 08:00 | 100 | 0 | 0 | 442
2030-07-08 09:00 | 700 | 0 | 178.55 | 442 | 2030-07-08 09:00 | 200.3 | -226 | -210 | 442 | 2030-07-08 09:00 | 0 | -226 | -300 | 442
2030-07-08 10:00 | 700 | 0 | -121.45 | 183.46 | 2030-07-08 10:00 | 662.02 | -526 | -510 | 326.42 | 2030-07-08 10:00 | 190.38 | -526 | -510 | 249.24
2030-07-08 11:00 | 700 | 0 | -421.45 | 240.15 | 2030-07-08 11:00 | 700 | -526 | -510 | 354.97 | 2030-07-08 11:00 | 500.46 | -526 | -510 | 287.51
2030-07-08 12:00 | 700 | 0 | -510 | 264.04 | 2030-07-08 12:00 | 471.29 | -526 | -510 | 386.81 | 2030-07-08 12:00 | 0 | -526 | -510 | 327.3
2030-07-08 13:00 | 700 | 0 | -510 | 242.22 | 2030-07-08 13:00 | 129.65 | -526 | -510 | 367.09 | 2030-07-08 13:00 | 0 | -526 | -510 | 309.69
2030-07-08 14:00 | 700 | 0 | -510 | 252.67 | 2030-07-08 14:00 | 532.9 | -526 | -510 | 392.84 | 2030-07-08 14:00 | 0 | -526 | -510 | 350.72
2030-07-08 15:00 | 700 | -254.03 | -510 | 268.3 | 2030-07-08 15:00 | 580.66 | -526 | -510 | 416.78 | 2030-07-08 15:00 | 291.26 | -526 | -510 | 382.98
2030-07-08 16:00 | 700 | 0 | -376.97 | 322.3 | 2030-07-08 16:00 | 700 | -374.28 | -510 | 442 | 2030-07-08 16:00 | 700 | -300 | -369.45 | 319.36
2030-07-08 17:00 | 700 | 0 | -76.97 | 383.91 | 2030-07-08 17:00 | 700 | -74.28 | -210 | 442 | 2030-07-08 17:00 | 700 | 0 | -69.45 | 442
2030-07-08 18:00 | 700 | 140.49 | 223.03 | 442 | 2030-07-08 18:00 | 700 | 225.72 | 90 | 442 | 2030-07-08 18:00 | 700 | 300 | 230.55 | 442
2030-07-08 19:00 | 700 | 0 | -76.97 | 184.45 | 2030-07-08 19:00 | 700 | -74.28 | -210 | 442 | 2030-07-08 19:00 | 700 | 0 | -69.45 | 259.21
2030-07-08 20:00 | 700 | 153.01 | 210 | 354.51 | 2030-07-08 20:00 | 700 | 209.83 | 90 | 442 | 2030-07-08 20:00 | 700 | 250.32 | 230.55 | 442
2030-07-08 21:00 | 700 | 453.01 | 510 | 442 | 2030-07-08 21:00 | 700 | 283.79 | 390 | 442 | 2030-07-08 21:00 | 700 | 469.49 | 510 | 442
2030-07-08 22:00 | 700 | 279.84 | 510 | 442 | 2030-07-08 22:00 | 700 | 0 | 510 | 425.24 | 2030-07-08 22:00 | 700 | 357.99 | 510 | 442
2030-07-08 23:00 | 700 | 504.27 | 510 | 442 | 2030-07-08 23:00 | 700 | 282.42 | 510 | 442 | 2030-07-08 23:00 | 700 | 505 | 510 | 442
2030-07-09 | 700 | 240.03 | 510 | 442 | 2030-07-09 | 700 | 505 | 510 | 442 | 2030-07-09 | 700 | 205 | 510 | 442
2030-07-09 01:00 | 700 | 353.98 | 510 | 442 | 2030-07-09 01:00 | 700 | 283.98 | 510 | 442 | 2030-07-09 01:00 | 700 | 0 | 510 | 442
2030-07-09 02:00 | 700 | 421.06 | 510 | 442 | 2030-07-09 02:00 | 700 | 405.45 | 510 | 442 | 2030-07-09 02:00 | 700 | 10.23 | 510 | 442
2030-07-09 03:00 | 700 | 505 | 510 | 442 | 2030-07-09 03:00 | 700 | 385.24 | 510 | 442 | 2030-07-09 03:00 | 700 | 129.66 | 510 | 442
2030-07-09 04:00 | 700 | 295.44 | 510 | 442 | 2030-07-09 04:00 | 700 | 292.55 | 510 | 442 | 2030-07-09 04:00 | 700 | 0 | 510 | 442
2030-07-09 05:00 | 700 | 6.44 | 510 | 442 | 2030-07-09 05:00 | 700 | 170.04 | 510 | 442 | 2030-07-09 05:00 | 700 | 0 | 390 | 398.18
2030-07-09 06:00 | 700 | 306.44 | 510 | 442 | 2030-07-09 06:00 | 700 | 106.98 | 510 | 442 | 2030-07-09 06:00 | 500 | 0 | 90 | 442
2030-07-09 07:00 | 700 | 153.51 | 510 | 442 | 2030-07-09 07:00 | 600 | 61.27 | 300 | 442 | 2030-07-09 07:00 | -100 | -92.71 | -210 | 442
2030-07-09 08:00 | 700 | 121.31 | 510 | 442 | 2030-07-09 08:00 | 0 | 0 | 0 | 442 | 2030-07-09 08:00 | -700 | -392.71 | -510 | 398.26
2030-07-09 09:00 | 700 | 0 | 210 | 442 | 2030-07-09 09:00 | -307.78 | 0 | 0 | 384.13 | 2030-07-09 09:00 | -700 | -526 | -510 | 274.7
2030-07-09 10:00 | 600 | 0 | 210 | 306.3 | 2030-07-09 10:00 | -669.54 | 0 | 0 | 160.22 | 2030-07-09 10:00 | -700 | -526 | -510 | 14.15
2030-07-09 11:00 | 0 | 300 | 510 | 442 | 2030-07-09 11:00 | -669.54 | 0 | 0 | 0 | 2030-07-09 11:00 | -700 | -526 | -510 | 0
2030-07-09 12:00 | 0 | 300 | 510 | 442 | 2030-07-09 12:00 | -700 | 0 | 95.97 | 0 | 2030-07-09 12:00 | -700 | -526 | -510 | 263.4
2030-07-09 13:00 | 428.13 | 0 | 210 | 142 | 2030-07-09 13:00 | -700 | 0 | 0 | 0 | 2030-07-09 13:00 | -700 | -526 | -510 | -36.6
2030-07-09 14:00 | 675.41 | 0 | 0 | 0 | 2030-07-09 14:00 | -700 | 0 | 0 | 0 | 2030-07-09 14:00 | -700 | -526 | -510 | -336.6
2030-07-09 15:00 | 700 | 0 | 9.15 | 66.93 | 2030-07-09 15:00 | -700 | 0 | 0 | 0 | 2030-07-09 15:00 | -700 | -526 | -510 | -321.78
2030-07-09 16:00 | 689.63 | 0 | 0 | 0 | 2030-07-09 16:00 | -500 | 0 | 0 | 0 | 2030-07-09 16:00 | -700 | -526 | -510 | -444.66
2030-07-09 17:00 | 700 | 0 | 173 | 217.67 | 2030-07-09 17:00 | 100 | 0 | 0 | 0 | 2030-07-09 17:00 | -366.78 | -226 | -359.07 | -144.66
2030-07-09 18:00 | 700 | 0 | -127 | 108.39 | 2030-07-09 18:00 | 700 | -226 | -210 | 291.57 | 2030-07-09 18:00 | 233.22 | -226 | -210 | 0
2030-07-09 19:00 | 700 | 0 | -264.69 | 360.76 | 2030-07-09 19:00 | 700 | -526 | -510 | 257.16 | 2030-07-09 19:00 | 700 | -526 | -510 | -249.57
2030-07-09 20:00 | 700 | 0 | 0 | 442 | 2030-07-09 20:00 | 700 | -300 | -507.34 | 75.04 | 2030-07-09 20:00 | 700 | -526 | -510 | -212.92
2030-07-09 21:00 | 700 | 195.1 | 210 | 442 | 2030-07-09 21:00 | 700 | 0 | -207.34 | 142 | 2030-07-09 21:00 | 700 | -236.82 | -210 | 87.08
2030-07-09 22:00 | 700 | 495.1 | 510 | 442 | 2030-07-09 22:00 | 700 | 300 | 92.66 | 442 | 2030-07-09 22:00 | 700 | 63.18 | 90 | 387.08
2030-07-09 23:00 | 700 | 457.49 | 510 | 442 | 2030-07-09 23:00 | 700 | 417.57 | 392.66 | 442 | 2030-07-09 23:00 | 700 | 363.18 | 390 | 442
2030-07-10 | 700 | 157.49 | 415.17 | 364.62 | 2030-07-10 | 700 | 117.57 | 371.95 | 322.55 | 2030-07-10 | 700 | 370.54 | 510 | 442
2030-07-10 01:00 | 700 | 102.55 | 510 | 442 | 2030-07-10 01:00 | 700 | 79.42 | 510 | 442 | 2030-07-10 01:00 | 700 | 133.69 | 510 | 442
2030-07-10 02:00 | 700 | 234.43 | 510 | 442 | 2030-07-10 02:00 | 700 | 198.49 | 510 | 442 | 2030-07-10 02:00 | 700 | 337.93 | 510 | 442
2030-07-10 03:00 | 700 | 369.56 | 510 | 442 | 2030-07-10 03:00 | 700 | 498.49 | 510 | 442 | 2030-07-10 03:00 | 700 | 429.32 | 510 | 442
2030-07-10 04:00 | 524.68 | 505 | 510 | 442 | 2030-07-10 04:00 | 700 | 505 | 510 | 442 | 2030-07-10 04:00 | 474.52 | 505 | 510 | 442
2030-07-10 05:00 | 700 | 321.93 | 510 | 442 | 2030-07-10 05:00 | 700 | 458.27 | 510 | 442 | 2030-07-10 05:00 | 700 | 225.79 | 390 | 442
2030-07-10 06:00 | 700 | 159.35 | 510 | 442 | 2030-07-10 06:00 | 700 | 269.57 | 373.64 | 442 | 2030-07-10 06:00 | 500 | 0 | 90 | 442
2030-07-10 07:00 | 700 | 140.1 | 510 | 442 | 2030-07-10 07:00 | 100 | 0 | 73.64 | 442 | 2030-07-10 07:00 | -100 | -226 | -210 | 401.07
2030-07-10 08:00 | 515.84 | 0 | 210 | 442 | 2030-07-10 08:00 | -500 | -300 | -226.36 | 336.13 | 2030-07-10 08:00 | -700 | -526 | -510 | 227.15
2030-07-10 09:00 | 0 | 0 | 0 | 243.13 | 2030-07-10 09:00 | -700 | -526 | -510 | 442 | 2030-07-10 09:00 | -700 | -526 | -510 | 442
2030-07-10 10:00 | 0 | 0 | 0 | 228.93 | 2030-07-10 10:00 | -700 | -526 | -510 | 142 | 2030-07-10 10:00 | -700 | -526 | -510 | 142
2030-07-10 11:00 | -143.24 | 0 | 0 | 0 | 2030-07-10 11:00 | -700 | -526 | -510 | -158 | 2030-07-10 11:00 | -700 | -526 | -510 | -158
2030-07-10 12:00 | -511.86 | 0 | 0 | 38.59 | 2030-07-10 12:00 | -700 | -526 | -510 | -42.87 | 2030-07-10 12:00 | -700 | -526 | -510 | -334.72
2030-07-10 13:00 | -516.07 | 0 | 0 | 44.95 | 2030-07-10 13:00 | -700 | -526 | -510 | -133.09 | 2030-07-10 13:00 | -700 | -526 | -510 | -334.72
2030-07-10 14:00 | -31.08 | 0 | 0 | 0 | 2030-07-10 14:00 | -700 | -526 | -510 | -350.37 | 2030-07-10 14:00 | -700 | -526 | -510 | -510
2030-07-10 15:00 | 0 | 0 | 0 | 0 | 2030-07-10 15:00 | -700 | -526 | -510 | -393.73 | 2030-07-10 15:00 | -700 | -526 | -510 | -386.98
2030-07-10 16:00 | 487.26 | 0 | 0 | 55.54 | 2030-07-10 16:00 | -100 | -242.89 | -390.71 | -300 | 2030-07-10 16:00 | -700 | -526 | -510 | -497.68
2030-07-10 17:00 | 700 | 0 | 24.93 | 355.54 | 2030-07-10 17:00 | 500 | 0 | -90.71 | 0 | 2030-07-10 17:00 | -100 | -463.58 | -510 | -295.83
2030-07-10 18:00 | 700 | 0 | -275.07 | 79.98 | 2030-07-10 18:00 | 700 | 0 | -262.99 | 0 | 2030-07-10 18:00 | 500 | -309.67 | -510 | -146.49
2030-07-10 19:00 | 700 | 0 | 0 | 224.53 | 2030-07-10 19:00 | 700 | 0 | 0 | 97.34 | 2030-07-10 19:00 | 700 | -526 | -510 | -406.67
2030-07-10 20:00 | 700 | 0 | 101.42 | 216.77 | 2030-07-10 20:00 | 700 | 0 | 0 | 40.64 | 2030-07-10 20:00 | 700 | -300 | -302.17 | -158
2030-07-10 21:00 | 700 | 0 | 401.42 | 442 | 2030-07-10 21:00 | 700 | 205 | 210 | 340.64 | 2030-07-10 21:00 | 700 | 0 | -2.17 | 142
2030-07-10 22:00 | 700 | 300 | 510 | 442 | 2030-07-10 22:00 | 700 | 505 | 510 | 442 | 2030-07-10 22:00 | 700 | 300 | 297.83 | 442
2030-07-10 23:00 | 700 | 357.97 | 510 | 442 | 2030-07-10 23:00 | 700 | 505 | 510 | 442 | 2030-07-10 23:00 | 700 | 505 | 510 | 442
2030-07-11 | 700 | 505 | 510 | 442 | 2030-07-11 | 700 | 505 | 510 | 442 | 2030-07-11 | 700 | 505 | 510 | 442
2030-07-11 01:00 | 700 | 505 | 510 | 442 | 2030-07-11 01:00 | 700 | 505 | 510 | 442 | 2030-07-11 01:00 | 700 | 505 | 510 | 442
2030-07-11 02:00 | 700 | 505 | 510 | 442 | 2030-07-11 02:00 | 700 | 505 | 510 | 442 | 2030-07-11 02:00 | 700 | 505 | 510 | 442
2030-07-11 03:00 | 700 | 505 | 510 | 442 | 2030-07-11 03:00 | 700 | 505 | 510 | 442 | 2030-07-11 03:00 | 700 | 505 | 510 | 442
2030-07-11 04:00 | 700 | 505 | 510 | 442 | 2030-07-11 04:00 | 700 | 505 | 510 | 442 | 2030-07-11 04:00 | 700 | 505 | 510 | 442
2030-07-11 05:00 | 700 | 421.47 | 510 | 442 | 2030-07-11 05:00 | 700 | 505 | 435.59 | 442 | 2030-07-11 05:00 | 700 | 300 | 267.54 | 442
2030-07-11 06:00 | 700 | 121.47 | 300 | 442 | 2030-07-11 06:00 | 700 | 205 | 135.59 | 442 | 2030-07-11 06:00 | 500 | 0 | -32.46 | 442
2030-07-11 07:00 | 700 | -94.59 | 0 | 315.05 | 2030-07-11 07:00 | 700 | -95 | -164.41 | 442 | 2030-07-11 07:00 | -100 | -300 | -332.46 | 442
2030-07-11 08:00 | 700 | 36.18 | 300 | 442 | 2030-07-11 08:00 | 100 | -269.56 | -464.41 | 442 | 2030-07-11 08:00 | -700 | -526 | -510 | 442
2030-07-11 09:00 | 382.23 | 0 | 0 | 442 | 2030-07-11 09:00 | -500 | -494.25 | -510 | 442 | 2030-07-11 09:00 | -700 | -526 | -510 | 442
2030-07-11 10:00 | 0 | 0 | 0 | 442 | 2030-07-11 10:00 | -700 | -526 | -510 | 442 | 2030-07-11 10:00 | -700 | -526 | -510 | 442
2030-07-11 11:00 | 0 | 0 | 0 | 442 | 2030-07-11 11:00 | -700 | -526 | -510 | 442 | 2030-07-11 11:00 | -700 | -526 | -510 | 442
2030-07-11 12:00 | 0 | 0 | 0 | 442 | 2030-07-11 12:00 | -700 | -526 | -510 | 442 | 2030-07-11 12:00 | -700 | -526 | -510 | 442
2030-07-11 13:00 | 0 | 0 | 0 | 442 | 2030-07-11 13:00 | -700 | -526 | -510 | 442 | 2030-07-11 13:00 | -700 | -526 | -510 | 442
2030-07-11 14:00 | 205.83 | 0 | 0 | 442 | 2030-07-11 14:00 | -700 | -432.28 | -510 | 442 | 2030-07-11 14:00 | -700 | -526 | -510 | 442
2030-07-11 15:00 | 293.86 | 0 | 0 | 442 | 2030-07-11 15:00 | -600 | -132.28 | -510 | 442 | 2030-07-11 15:00 | -700 | -526 | -510 | 442
2030-07-11 16:00 | 700 | 0 | 33 | 442 | 2030-07-11 16:00 | 0 | 0 | -338.35 | 442 | 2030-07-11 16:00 | -597.13 | -526 | -510 | 442
2030-07-11 17:00 | 700 | 0 | -153.13 | 292.43 | 2030-07-11 17:00 | 600 | 0 | -345.74 | 442 | 2030-07-11 17:00 | 2.87 | -226 | -486.15 | 442
2030-07-11 18:00 | 700 | 0 | 0 | 328.75 | 2030-07-11 18:00 | 700 | 0 | -195.85 | 442 | 2030-07-11 18:00 | 602.87 | -526 | -510 | 442
2030-07-11 19:00 | 700 | 0 | 300 | 338.19 | 2030-07-11 19:00 | 700 | 0 | 0 | 442 | 2030-07-11 19:00 | 700 | -395 | -490.04 | 442
2030-07-11 20:00 | 700 | 0 | 510 | 319.32 | 2030-07-11 20:00 | 700 | 0 | 0 | 442 | 2030-07-11 20:00 | 700 | -95 | -190.04 | 442
2030-07-11 21:00 | 700 | 192 | 345.72 | 285.52 | 2030-07-11 21:00 | 700 | 205 | 210 | 442 | 2030-07-11 21:00 | 700 | 205 | 109.96 | 442
2030-07-11 22:00 | 700 | 492 | 510 | 442 | 2030-07-11 22:00 | 700 | 505 | 510 | 442 | 2030-07-11 22:00 | 700 | 505 | 409.96 | 442
2030-07-11 23:00 | 700 | 486.31 | 510 | 442 | 2030-07-11 23:00 | 700 | 505 | 510 | 442 | 2030-07-11 23:00 | 700 | 505 | 510 | 442
2030-07-12 | 700 | 505 | 510 | 442 | 2030-07-12 | 700 | 505 | 510 | 442 | 2030-07-12 | 700 | 505 | 510 | 442
2030-07-12 01:00 | 700 | 505 | 510 | 442 | 2030-07-12 01:00 | 700 | 505 | 510 | 442 | 2030-07-12 01:00 | 700 | 365.08 | 510 | 442
2030-07-12 02:00 | 700 | 387.81 | 510 | 442 | 2030-07-12 02:00 | 700 | 232.67 | 510 | 442 | 2030-07-12 02:00 | 700 | 71 | 510 | 442
2030-07-12 03:00 | 700 | 451.56 | 510 | 442 | 2030-07-12 03:00 | 700 | 447.53 | 510 | 442 | 2030-07-12 03:00 | 700 | 25.43 | 510 | 442
2030-07-12 04:00 | 700 | 221.66 | 510 | 442 | 2030-07-12 04:00 | 700 | 179.86 | 510 | 442 | 2030-07-12 04:00 | 700 | 274.6 | 510 | 442
2030-07-12 05:00 | 700 | 318.25 | 510 | 442 | 2030-07-12 05:00 | 700 | 179.86 | 510 | 442 | 2030-07-12 05:00 | 700 | 0 | 300 | 442
2030-07-12 06:00 | 700 | 372.84 | 510 | 442 | 2030-07-12 06:00 | 700 | 208.1 | 210 | 442 | 2030-07-12 06:00 | 500 | 0 | 0 | 392.28
2030-07-12 07:00 | 700 | 72.84 | 329.15 | 442 | 2030-07-12 07:00 | 100 | -61.62 | -90 | 404.78 | 2030-07-12 07:00 | -100 | -237.6 | -300 | 356.94
2030-07-12 08:00 | 641.42 | 0 | 29.15 | 399.64 | 2030-07-12 08:00 | -500 | -361.62 | -390 | 306.81 | 2030-07-12 08:00 | -700 | -526 | -510 | 213.97
2030-07-12 09:00 | 41.42 | 0 | -93.87 | 348.18 | 2030-07-12 09:00 | -700 | -526 | -510 | 221.55 | 2030-07-12 09:00 | -700 | -526 | -510 | 94.93
2030-07-12 10:00 | -412.3 | 0 | 0 | 219.46 | 2030-07-12 10:00 | -700 | -526 | -510 | 63.67 | 2030-07-12 10:00 | -700 | -526 | -510 | -89.84
2030-07-12 11:00 | -645.48 | 0 | 0 | 162.73 | 2030-07-12 11:00 | -700 | -526 | -510 | -1.73 | 2030-07-12 11:00 | -700 | -526 | -510 | -162.17
2030-07-12 12:00 | -547.6 | 0 | 0 | 201.64 | 2030-07-12 12:00 | -700 | -526 | -510 | 53.19 | 2030-07-12 12:00 | -700 | -526 | -510 | -92.89
2030-07-12 13:00 | -396.22 | 0 | 0 | 15.02 | 2030-07-12 13:00 | -700 | -526 | -510 | -154.84 | 2030-07-12 13:00 | -700 | -526 | -510 | -324.33
2030-07-12 14:00 | -161.29 | 0 | 0 | 41.15 | 2030-07-12 14:00 | -700 | -526 | -510 | -107.45 | 2030-07-12 14:00 | -700 | -526 | -510 | -255.03
2030-07-12 15:00 | 438.71 | 0 | 0.01 | 0 | 2030-07-12 15:00 | -490.66 | -226 | -210.63 | 0 | 2030-07-12 15:00 | -700 | -526 | -510 | -297.28
2030-07-12 16:00 | 653.56 | 0 | 210 | 142 | 2030-07-12 16:00 | 109.34 | 0 | 0 | 0 | 2030-07-12 16:00 | -700 | -226 | -300 | -168.16
2030-07-12 17:00 | 700 | 128.98 | 510 | 442 | 2030-07-12 17:00 | 700 | 0 | 244.6 | 67.86 | 2030-07-12 17:00 | -674.59 | 0 | 0 | 0
2030-07-12 18:00 | 700 | 57.8 | 510 | 442 | 2030-07-12 18:00 | 700 | 0 | 244.6 | 271.4 | 2030-07-12 18:00 | -74.59 | 0 | 0 | 202.75
2030-07-12 19:00 | 700 | 287.75 | 510 | 442 | 2030-07-12 19:00 | 700 | 0 | 510 | 316.88 | 2030-07-12 19:00 | 0 | 0 | 0 | 260.3
2030-07-12 20:00 | 700 | 337.65 | 510 | 442 | 2030-07-12 20:00 | 700 | 0 | 510 | 177.01 | 2030-07-12 20:00 | 0 | 0 | 0 | 103.44
2030-07-12 21:00 | 700 | 75.02 | 510 | 439.67 | 2030-07-12 21:00 | 700 | 0 | 510 | 251.25 | 2030-07-12 21:00 | 0 | 0 | 0 | 190.4
2030-07-12 22:00 | 700 | 375.02 | 510 | 442 | 2030-07-12 22:00 | 700 | 205 | 510 | 245.46 | 2030-07-12 22:00 | 0 | 205 | 210 | 182.57
2030-07-12 23:00 | 588.88 | 505 | 510 | 442 | 2030-07-12 23:00 | 642.68 | 505 | 510 | 442 | 2030-07-12 23:00 | -170.34 | 505 | 510 | 442
2030-07-13 | 700 | 505 | 510 | 442 | 2030-07-13 | 700 | 505 | 510 | 442 | 2030-07-13 | 253.76 | 505 | 510 | 442
2030-07-13 01:00 | 700 | 505 | 510 | 442 | 2030-07-13 01:00 | 568.9 | 505 | 510 | 442 | 2030-07-13 01:00 | 0 | 505 | 510 | 442
2030-07-13 02:00 | 700 | 505 | 510 | 442 | 2030-07-13 02:00 | 131 | 505 | 510 | 442 | 2030-07-13 02:00 | 0 | 505 | 510 | 442
2030-07-13 03:00 | 700 | 505 | 510 | 442 | 2030-07-13 03:00 | 700 | 505 | 510 | 442 | 2030-07-13 03:00 | 406.04 | 505 | 510 | 442
2030-07-13 04:00 | 700 | 505 | 510 | 442 | 2030-07-13 04:00 | 633.13 | 505 | 510 | 442 | 2030-07-13 04:00 | 678.06 | 505 | 510 | 442
2030-07-13 05:00 | 700 | 235.45 | 510 | 442 | 2030-07-13 05:00 | 700 | 505 | 510 | 442 | 2030-07-13 05:00 | 700 | 505 | 510 | 442
2030-07-13 06:00 | 700 | 196.22 | 510 | 442 | 2030-07-13 06:00 | 700 | 426.12 | 510 | 442 | 2030-07-13 06:00 | 700 | 331.6 | 510 | 442
2030-07-13 07:00 | 700 | 71.59 | 510 | 442 | 2030-07-13 07:00 | 700 | 126.12 | 489.1 | 286.46 | 2030-07-13 07:00 | 500 | 83.74 | 237.69 | 349.68
2030-07-13 08:00 | 700 | 329.08 | 510 | 442 | 2030-07-13 08:00 | 615.95 | 0 | 189.1 | 0 | 2030-07-13 08:00 | -100 | 0 | -62.31 | 49.68
2030-07-13 09:00 | 700 | 29.08 | 510 | 256.93 | 2030-07-13 09:00 | 15.95 | 0 | 0 | 0 | 2030-07-13 09:00 | -700 | -300 | -362.31 | 0
2030-07-13 10:00 | 700 | 0 | 510 | 356.76 | 2030-07-13 10:00 | -117.37 | 0 | 0 | 176.64 | 2030-07-13 10:00 | -700 | -526 | -510 | 66.36
2030-07-13 11:00 | 700 | 0 | 324.53 | 240.31 | 2030-07-13 11:00 | -329.59 | 0 | 0 | 123.76 | 2030-07-13 11:00 | -700 | -526 | -510 | 7.21
2030-07-13 12:00 | 700 | 0 | 257.42 | 99.71 | 2030-07-13 12:00 | -133.01 | 0 | 0 | 0 | 2030-07-13 12:00 | -700 | -526 | -510 | 0
2030-07-13 13:00 | 700 | 0 | 323.44 | 4.94 | 2030-07-13 13:00 | -133.01 | 0 | 0 | 0 | 2030-07-13 13:00 | -700 | -526 | -510 | 0
2030-07-13 14:00 | 700 | 0 | 287.08 | 25.63 | 2030-07-13 14:00 | -87.44 | 0 | 0 | 0 | 2030-07-13 14:00 | -700 | -526 | -510 | 0
2030-07-13 15:00 | 700 | 164.43 | 0 | 325.63 | 2030-07-13 15:00 | 0 | 0 | 0 | 94.47 | 2030-07-13 15:00 | -700 | -526 | -510 | 2.63
2030-07-13 16:00 | 700 | -87.85 | -300 | 25.63 | 2030-07-13 16:00 | 600 | -226 | -300 | -53.43 | 2030-07-13 16:00 | -103.26 | -526 | -510 | -216.51
2030-07-13 17:00 | 700 | 0 | -59.59 | 50.52 | 2030-07-13 17:00 | 700 | -526 | -510 | -316.56 | 2030-07-13 17:00 | 438.37 | -526 | -510 | -510
2030-07-13 18:00 | 700 | 0 | 109.74 | 236.88 | 2030-07-13 18:00 | 700 | -526 | -510 | -18.88 | 2030-07-13 18:00 | 700 | -526 | -510 | -510
2030-07-13 19:00 | 700 | 0 | 409.74 | 221.63 | 2030-07-13 19:00 | 700 | -300 | -510 | -36.32 | 2030-07-13 19:00 | 700 | -526 | -510 | -231.28
2030-07-13 20:00 | 700 | 205 | 210 | 226.85 | 2030-07-13 20:00 | 700 | 0 | -210 | 142 | 2030-07-13 20:00 | 700 | -300 | -338.18 | 68.72
2030-07-13 21:00 | 700 | 505 | 510 | 442 | 2030-07-13 21:00 | 700 | 300 | 90 | 442 | 2030-07-13 21:00 | 700 | 0 | -38.18 | 368.72
2030-07-13 22:00 | 700 | 269.65 | 510 | 442 | 2030-07-13 22:00 | 700 | 281.87 | 390 | 442 | 2030-07-13 22:00 | 700 | 300 | 261.82 | 442
2030-07-13 23:00 | 700 | 403.55 | 510 | 442 | 2030-07-13 23:00 | 700 | 332.1 | 510 | 442 | 2030-07-13 23:00 | 700 | 505 | 510 | 442
2030-07-14 | 700 | 399.23 | 510 | 442 | 2030-07-14 | 700 | 151.73 | 510 | 442 | 2030-07-14 | 700 | 309.93 | 510 | 442
2030-07-14 01:00 | 700 | 323.67 | 510 | 442 | 2030-07-14 01:00 | 700 | 151.73 | 510 | 442 | 2030-07-14 01:00 | 700 | 270.26 | 510 | 442
2030-07-14 02:00 | 700 | 182.33 | 510 | 442 | 2030-07-14 02:00 | 700 | 313.15 | 510 | 442 | 2030-07-14 02:00 | 700 | 262.03 | 510 | 442
2030-07-14 03:00 | 700 | 111.23 | 510 | 442 | 2030-07-14 03:00 | 700 | 505 | 510 | 442 | 2030-07-14 03:00 | 700 | 339.78 | 510 | 442
2030-07-14 04:00 | 700 | 253.57 | 510 | 442 | 2030-07-14 04:00 | 700 | 430.34 | 510 | 442 | 2030-07-14 04:00 | 700 | 387.03 | 510 | 442
2030-07-14 05:00 | 700 | 197.97 | 510 | 442 | 2030-07-14 05:00 | 700 | 312.45 | 510 | 442 | 2030-07-14 05:00 | 700 | 295.31 | 460.38 | 442
2030-07-14 06:00 | 700 | 218.29 | 510 | 442 | 2030-07-14 06:00 | 700 | 12.45 | 510 | 442 | 2030-07-14 06:00 | 500 | 0 | 160.38 | 442
2030-07-14 07:00 | 700 | 0 | 510 | 442 | 2030-07-14 07:00 | 500 | 0 | 255.07 | 246.66 | 2030-07-14 07:00 | -100 | -226 | -139.62 | 158.89
2030-07-14 08:00 | 700 | 0 | 363.43 | 321.51 | 2030-07-14 08:00 | -100 | 0 | -44.93 | -11.57 | 2030-07-14 08:00 | -700 | -526 | -439.62 | -141.11
2030-07-14 09:00 | 700 | 0 | 63.43 | 90.37 | 2030-07-14 09:00 | -700 | 0 | -344.93 | 0 | 2030-07-14 09:00 | -700 | -526 | -510 | -86.88
2030-07-14 10:00 | 700 | 0 | 232.74 | 383.58 | 2030-07-14 10:00 | -700 | 0 | -169.18 | 292.19 | 2030-07-14 10:00 | -700 | -526 | -510 | 213.12
2030-07-14 11:00 | 700 | 0 | 312.09 | 403.69 | 2030-07-14 11:00 | -496.75 | 0 | 0 | 346.46 | 2030-07-14 11:00 | -700 | -526 | -510 | 289.23
2030-07-14 12:00 | 700 | 0 | 202.87 | 442 | 2030-07-14 12:00 | -404.35 | 0 | 0 | 442 | 2030-07-14 12:00 | -700 | -526 | -510 | 432.11
2030-07-14 13:00 | 700 | 0 | 502.87 | 295.55 | 2030-07-14 13:00 | -78.51 | 0 | 0 | 142 | 2030-07-14 13:00 | -700 | -465.07 | -510 | 132.11
2030-07-14 14:00 | 700 | 0 | 300 | 268.95 | 2030-07-14 14:00 | -316.77 | 0 | 0 | 186.22 | 2030-07-14 14:00 | -700 | -526 | -510 | 107.44
2030-07-14 15:00 | 501.29 | 0 | 0 | 310.21 | 2030-07-14 15:00 | -700 | 0 | -20.1 | 248.02 | 2030-07-14 15:00 | -700 | -526 | -510 | 185.84
2030-07-14 16:00 | 492.01 | 0 | 210 | 308.02 | 2030-07-14 16:00 | -190.55 | 0 | -107.7 | 245.26 | 2030-07-14 16:00 | -700 | -300 | -486.39 | 182.5
2030-07-14 17:00 | 700 | 31.43 | 510 | 442 | 2030-07-14 17:00 | 409.45 | 0 | 192.3 | 369.01 | 2030-07-14 17:00 | -100 | 0 | -186.39 | 286.54
2030-07-14 18:00 | 700 | 294.73 | 510 | 442 | 2030-07-14 18:00 | 700 | 0 | 492.3 | 284.17 | 2030-07-14 18:00 | 115.47 | 0 | 0 | 233.67
2030-07-14 19:00 | 700 | 485.15 | 510 | 442 | 2030-07-14 19:00 | 700 | 203.24 | 510 | 442 | 2030-07-14 19:00 | 700 | 0 | 0 | 197.16
2030-07-14 20:00 | 700 | 505 | 510 | 442 | 2030-07-14 20:00 | 700 | 379 | 510 | 442 | 2030-07-14 20:00 | 700 | 0 | 0 | 259.73
2030-07-14 21:00 | 700 | 443.42 | 510 | 442 | 2030-07-14 21:00 | 700 | 104.57 | 510 | 442 | 2030-07-14 21:00 | 646.77 | 0 | 0 | 135.19
2030-07-14 22:00 | 700 | 228.66 | 510 | 442 | 2030-07-14 22:00 | 700 | 0 | 510 | 304.38 | 2030-07-14 22:00 | 46.77 | 0 | 0 | 62.75
2030-07-14 23:00 | 700 | 229.26 | 510 | 442 | 2030-07-14 23:00 | 700 | 0 | 226.34 | 139.2 | 2030-07-14 23:00 | 0 | 0 | 0 | 78.77
2030-07-15 | 700 | 504.16 | 510 | 442 | 2030-07-15 | 700 | 0 | 510 | 180.31 | 2030-07-15 | 600 | 0 | 0 | 39.38
2030-07-15 01:00 | 700 | 366.06 | 510 | 442 | 2030-07-15 01:00 | 700 | 0 | 321.67 | 233.02 | 2030-07-15 01:00 | 489.53 | 0 | 0 | 190.37
2030-07-15 02:00 | 700 | 74.83 | 510 | 442 | 2030-07-15 02:00 | 700 | 0 | 114.29 | 133.16 | 2030-07-15 02:00 | 278.25 | 0 | 0 | 74.83
2030-07-15 03:00 | 700 | 26.43 | 510 | 442 | 2030-07-15 03:00 | 654.36 | 0 | 0 | 126.44 | 2030-07-15 03:00 | 74.43 | 0 | 0 | 70.27
2030-07-15 04:00 | 700 | 0 | 510 | 314.78 | 2030-07-15 04:00 | 688.04 | 0 | 0 | 3.74 | 2030-07-15 04:00 | -8.87 | 0 | 0 | 0
2030-07-15 05:00 | 700 | 0 | 510 | 442 | 2030-07-15 05:00 | 700 | 0 | 0 | 178.44 | 2030-07-15 05:00 | 38.49 | 0 | 0 | 139.88
2030-07-15 06:00 | 700 | 0 | 510 | 404.05 | 2030-07-15 06:00 | 657.72 | 0 | 0 | 11.24 | 2030-07-15 06:00 | -89.78 | 0 | 0 | 0
2030-07-15 07:00 | 700 | 9.12 | 510 | 442 | 2030-07-15 07:00 | 317.62 | 0 | 0 | 124.61 | 2030-07-15 07:00 | -110.75 | -226 | -210 | 55.19
2030-07-15 08:00 | 700 | 0 | 510 | 363.72 | 2030-07-15 08:00 | -282.38 | 0 | -210 | 33.79 | 2030-07-15 08:00 | -700 | -526 | -510 | -65.53
2030-07-15 09:00 | 700 | 0 | 493.93 | 84.58 | 2030-07-15 09:00 | -700 | -290.92 | -510 | -45.25 | 2030-07-15 09:00 | -700 | -526 | -510 | -172.99
2030-07-15 10:00 | 700 | 0 | 223.81 | 0 | 2030-07-15 10:00 | -700 | -526 | -510 | -165.87 | 2030-07-15 10:00 | -700 | -526 | -510 | -322.71
2030-07-15 11:00 | 657.42 | 0 | 0 | 58.52 | 2030-07-15 11:00 | -700 | -526 | -510 | -92.92 | 2030-07-15 11:00 | -700 | -526 | -510 | -242.91
2030-07-15 12:00 | 421.01 | 0 | 0 | 26.35 | 2030-07-15 12:00 | -700 | -526 | -510 | -128.92 | 2030-07-15 12:00 | -700 | -526 | -510 | -283.55
2030-07-15 13:00 | 301.99 | 0 | 0 | 0 | 2030-07-15 13:00 | -700 | -526 | -510 | -316.05 | 2030-07-15 13:00 | -700 | -526 | -510 | -499.64
2030-07-15 14:00 | 214.09 | 0 | 0 | 3.37 | 2030-07-15 14:00 | -700 | -526 | -510 | -147.22 | 2030-07-15 14:00 | -700 | -526 | -510 | -297.73
2030-07-15 15:00 | 596.3 | 0 | 0 | 207 | 2030-07-15 15:00 | -700 | -526 | -510 | 102.87 | 2030-07-15 15:00 | -700 | -526 | -510 | -1.24
2030-07-15 16:00 | 130.98 | 0 | 210 | 126.2 | 2030-07-15 16:00 | -700 | -526 | -510 | -7.79 | 2030-07-15 16:00 | -700 | -526 | -510 | -132.62
2030-07-15 17:00 | 700 | 0 | 510 | 426.2 | 2030-07-15 17:00 | -100 | -226 | -210 | 292.21 | 2030-07-15 17:00 | -700 | -300 | -306.86 | -37.63
2030-07-15 18:00 | 700 | 208.48 | 510 | 442 | 2030-07-15 18:00 | 500 | 0 | 90 | 442 | 2030-07-15 18:00 | -100 | 0 | -6.86 | 0
2030-07-15 19:00 | 700 | 205 | 510 | 429.43 | 2030-07-15 19:00 | 700 | 0 | 390 | 442 | 2030-07-15 19:00 | 192.85 | 0 | 0 | 0
2030-07-15 20:00 | 700 | 505 | 510 | 442 | 2030-07-15 20:00 | 700 | 0 | 510 | 442 | 2030-07-15 20:00 | 700 | 0 | 0 | 188.07
2030-07-15 21:00 | 700 | 505 | 510 | 442 | 2030-07-15 21:00 | 700 | 119.92 | 510 | 442 | 2030-07-15 21:00 | 700 | 0 | 0 | 169.19
2030-07-15 22:00 | 700 | 505 | 510 | 442 | 2030-07-15 22:00 | 700 | 419.92 | 510 | 442 | 2030-07-15 22:00 | 658.85 | 0 | 0 | 20.27
2030-07-15 23:00 | 700 | 360.31 | 510 | 442 | 2030-07-15 23:00 | 700 | 505 | 510 | 442 | 2030-07-15 23:00 | 58.85 | 0 | 0 | 38.47
2030-07-16 | 700 | 505 | 510 | 442 | 2030-07-16 | 700 | 505 | 510 | 442 | 2030-07-16 | 658.85 | 43.13 | 300 | 338.47
2030-07-16 01:00 | 700 | 505 | 510 | 442 | 2030-07-16 01:00 | 700 | 252.08 | 510 | 442 | 2030-07-16 01:00 | 700 | 0 | 460.64 | 442
2030-07-16 02:00 | 700 | 505 | 510 | 442 | 2030-07-16 02:00 | 700 | 175.88 | 510 | 442 | 2030-07-16 02:00 | 700 | 0 | 508.58 | 442
2030-07-16 03:00 | 700 | 505 | 510 | 442 | 2030-07-16 03:00 | 700 | 475.88 | 510 | 442 | 2030-07-16 03:00 | 700 | 236.9 | 510 | 442
2030-07-16 04:00 | 700 | 505 | 510 | 442 | 2030-07-16 04:00 | 700 | 505 | 510 | 442 | 2030-07-16 04:00 | 700 | 274.41 | 510 | 442
2030-07-16 05:00 | 700 | 505 | 510 | 442 | 2030-07-16 05:00 | 700 | 427.39 | 510 | 442 | 2030-07-16 05:00 | 700 | 137.32 | 364.93 | 442
2030-07-16 06:00 | 700 | 339.72 | 510 | 442 | 2030-07-16 06:00 | 700 | 300 | 333.94 | 442 | 2030-07-16 06:00 | 700 | 0 | 64.93 | 442
2030-07-16 07:00 | 700 | 39.72 | 358.22 | 351.48 | 2030-07-16 07:00 | 700 | 0 | 33.94 | 249.55 | 2030-07-16 07:00 | 655.2 | -300 | -235.07 | 142
2030-07-16 08:00 | 700 | 0 | 366.98 | 442 | 2030-07-16 08:00 | 700 | -300 | -266.06 | 158.92 | 2030-07-16 08:00 | 55.2 | -526 | -510 | 442
2030-07-16 09:00 | 700 | 141.78 | 510 | 442 | 2030-07-16 09:00 | 231.3 | 0 | -16.59 | 442 | 2030-07-16 09:00 | -544.8 | -526 | -510 | 442
2030-07-16 10:00 | 700 | 5.04 | 510 | 442 | 2030-07-16 10:00 | -304.86 | 0 | -188.56 | 442 | 2030-07-16 10:00 | -700 | -526 | -510 | 441.74
2030-07-16 11:00 | 372.41 | 0 | 210 | 442 | 2030-07-16 11:00 | -700 | -226 | -488.56 | 442 | 2030-07-16 11:00 | -700 | -526 | -510 | 314.96
2030-07-16 12:00 | -47.65 | 0 | 0 | 352.2 | 2030-07-16 12:00 | -700 | -526 | -510 | 196.82 | 2030-07-16 12:00 | -700 | -526 | -510 | 41.45
2030-07-16 13:00 | -263.98 | 0 | 0 | 218.33 | 2030-07-16 13:00 | -700 | -526 | -510 | 67.12 | 2030-07-16 13:00 | -700 | -526 | -510 | 0
2030-07-16 14:00 | -23.46 | 0 | 0 | 84.5 | 2030-07-16 14:00 | -700 | -526 | -510 | 219.21 | 2030-07-16 14:00 | -700 | -526 | -510 | -176.86
2030-07-16 15:00 | -272.51 | 0 | 0 | 0 | 2030-07-16 15:00 | -700 | -526 | -510 | 0 | 2030-07-16 15:00 | -700 | -526 | -510 | -327.94
2030-07-16 16:00 | 100 | 0 | 0 | 275.67 | 2030-07-16 16:00 | -523.78 | -526 | -510 | 148.83 | 2030-07-16 16:00 | -700 | -526 | -510 | -27.94
2030-07-16 17:00 | 700 | 0 | 0 | 440 | 2030-07-16 17:00 | 76.22 | -226 | -493.65 | 324.74 | 2030-07-16 17:00 | -700 | -526 | -510 | 209.48
2030-07-16 18:00 | 700 | 71.25 | 272.14 | 442 | 2030-07-16 18:00 | 676.22 | -145.92 | -210 | 267.25 | 2030-07-16 18:00 | -100 | -226 | -233.87 | 0
2030-07-16 19:00 | 700 | 0 | -27.86 | 442 | 2030-07-16 19:00 | 700 | -445.92 | -510 | -32.75 | 2030-07-16 19:00 | 500 | -526 | -510 | 45.16
2030-07-16 20:00 | 700 | 205 | 210 | 442 | 2030-07-16 20:00 | 700 | -145.92 | -210 | 111.22 | 2030-07-16 20:00 | 700 | -526 | -510 | 31.96
2030-07-16 21:00 | 700 | 505 | 510 | 442 | 2030-07-16 21:00 | 700 | 154.08 | 90 | 411.22 | 2030-07-16 21:00 | 700 | -226 | -210 | 331.96
2030-07-16 22:00 | 700 | 370.76 | 510 | 442 | 2030-07-16 22:00 | 700 | 454.08 | 390 | 442 | 2030-07-16 22:00 | 700 | 49.11 | 90 | 442
2030-07-16 23:00 | 700 | 262.76 | 510 | 442 | 2030-07-16 23:00 | 700 | 336.68 | 510 | 442 | 2030-07-16 23:00 | 700 | 0 | 390 | 442
2030-07-17 | 700 | 218.02 | 510 | 442 | 2030-07-17 | 700 | 505 | 510 | 442 | 2030-07-17 | 700 | 139.19 | 510 | 442
2030-07-17 01:00 | 700 | 72.35 | 510 | 442 | 2030-07-17 01:00 | 700 | 221.14 | 510 | 442 | 2030-07-17 01:00 | 700 | 0 | 510 | 442
2030-07-17 02:00 | 700 | 308.27 | 510 | 442 | 2030-07-17 02:00 | 700 | 505 | 510 | 442 | 2030-07-17 02:00 | 700 | 220.64 | 510 | 442
2030-07-17 03:00 | 700 | 177.12 | 510 | 442 | 2030-07-17 03:00 | 700 | 312.39 | 510 | 442 | 2030-07-17 03:00 | 700 | 228.53 | 510 | 442
2030-07-17 04:00 | 700 | 447.31 | 510 | 442 | 2030-07-17 04:00 | 700 | 239.24 | 510 | 442 | 2030-07-17 04:00 | 700 | 249.79 | 510 | 442
2030-07-17 05:00 | 700 | 147.31 | 510 | 442 | 2030-07-17 05:00 | 700 | 17.36 | 510 | 442 | 2030-07-17 05:00 | 700 | 0 | 510 | 442
2030-07-17 06:00 | 700 | 268.61 | 510 | 442 | 2030-07-17 06:00 | 700 | 181.15 | 510 | 442 | 2030-07-17 06:00 | 600 | 0 | 300 | 442
2030-07-17 07:00 | 700 | 505 | 510 | 442 | 2030-07-17 07:00 | 600 | 181.15 | 300 | 442 | 2030-07-17 07:00 | 0 | 0 | 0 | 442
2030-07-17 08:00 | 700 | 227.67 | 510 | 442 | 2030-07-17 08:00 | 0 | 0 | 0 | 442 | 2030-07-17 08:00 | -600 | -300 | -300 | 442
2030-07-17 09:00 | 700 | 47.59 | 510 | 442 | 2030-07-17 09:00 | -254.87 | 0 | 0 | 442 | 2030-07-17 09:00 | -700 | -526 | -510 | 442
2030-07-17 10:00 | 700 | 0 | 479.23 | 424.85 | 2030-07-17 10:00 | -647.47 | 0 | 0 | 442 | 2030-07-17 10:00 | -700 | -526 | -510 | 442
2030-07-17 11:00 | 700 | 0 | 333.93 | 427.55 | 2030-07-17 11:00 | -700 | 0 | 0 | 442 | 2030-07-17 11:00 | -700 | -526 | -510 | 442
2030-07-17 12:00 | 700 | 0 | 143.9 | 424.54 | 2030-07-17 12:00 | -590.34 | 0 | 0 | 442 | 2030-07-17 12:00 | -700 | -526 | -510 | 442
2030-07-17 13:00 | 700 | 0 | 241.96 | 442 | 2030-07-17 13:00 | -203.54 | 0 | 0 | 442 | 2030-07-17 13:00 | -700 | -526 | -510 | 442
2030-07-17 14:00 | 700 | 0 | 281.62 | 388.83 | 2030-07-17 14:00 | 0 | 0 | 0 | 442 | 2030-07-17 14:00 | -700 | -526 | -510 | 442
2030-07-17 15:00 | 700 | 56.85 | 510 | 437.61 | 2030-07-17 15:00 | -36.71 | 0 | 0 | 442 | 2030-07-17 15:00 | -700 | -226 | -324.09 | 442
2030-07-17 16:00 | 700 | 356.85 | 510 | 442 | 2030-07-17 16:00 | 380.65 | 0 | 210 | 442 | 2030-07-17 16:00 | -100 | -178.21 | -24.09 | 442
2030-07-17 17:00 | 700 | 206.38 | 510 | 442 | 2030-07-17 17:00 | 700 | 264.92 | 510 | 442 | 2030-07-17 17:00 | 500 | 121.79 | 275.91 | 442
2030-07-17 18:00 | 700 | 293.72 | 510 | 442 | 2030-07-17 18:00 | 700 | 463.42 | 510 | 442 | 2030-07-17 18:00 | 700 | 371.6 | 510 | 442
2030-07-17 19:00 | 700 | 505 | 510 | 442 | 2030-07-17 19:00 | 700 | 505 | 510 | 442 | 2030-07-17 19:00 | 700 | 372.58 | 510 | 442
2030-07-17 20:00 | 700 | 505 | 510 | 442 | 2030-07-17 20:00 | 700 | 505 | 510 | 442 | 2030-07-17 20:00 | 700 | 505 | 510 | 442
2030-07-17 21:00 | 700 | 465.92 | 510 | 442 | 2030-07-17 21:00 | 700 | 505 | 510 | 442 | 2030-07-17 21:00 | 700 | 505 | 510 | 442
2030-07-17 22:00 | 700 | 505 | 510 | 442 | 2030-07-17 22:00 | 700 | 505 | 510 | 442 | 2030-07-17 22:00 | 700 | 505 | 510 | 442
2030-07-17 23:00 | 700 | 505 | 510 | 442 | 2030-07-17 23:00 | 700 | 505 | 510 | 442 | 2030-07-17 23:00 | 700 | 505 | 510 | 442
2030-07-18 | 700 | 505 | 510 | 442 | 2030-07-18 | 700 | 505 | 510 | 442 | 2030-07-18 | 700 | 505 | 510 | 442
2030-07-18 01:00 | 700 | 505 | 510 | 442 | 2030-07-18 01:00 | 700 | 505 | 510 | 442 | 2030-07-18 01:00 | 700 | 257.79 | 510 | 442
2030-07-18 02:00 | 700 | 374.51 | 510 | 442 | 2030-07-18 02:00 | 700 | 505 | 510 | 442 | 2030-07-18 02:00 | 700 | 69.68 | 510 | 442
2030-07-18 03:00 | 700 | 505 | 510 | 442 | 2030-07-18 03:00 | 700 | 505 | 510 | 442 | 2030-07-18 03:00 | 700 | 100.17 | 510 | 442
2030-07-18 04:00 | 700 | 505 | 510 | 442 | 2030-07-18 04:00 | 700 | 505 | 510 | 442 | 2030-07-18 04:00 | 700 | 280.51 | 510 | 442
2030-07-18 05:00 | 700 | 411.81 | 510 | 442 | 2030-07-18 05:00 | 700 | 505 | 510 | 442 | 2030-07-18 05:00 | 700 | 505 | 390 | 442
2030-07-18 06:00 | 700 | 300 | 379.75 | 442 | 2030-07-18 06:00 | 700 | 457.72 | 510 | 442 | 2030-07-18 06:00 | 700 | 248.06 | 90 | 442
2030-07-18 07:00 | 700 | 0 | 79.75 | 442 | 2030-07-18 07:00 | 700 | 157.72 | 210 | 348.3 | 2030-07-18 07:00 | 700 | -51.94 | -210 | 412.89
2030-07-18 08:00 | 700 | 0 | 0 | 442 | 2030-07-18 08:00 | 700 | -139.16 | -90 | 120.62 | 2030-07-18 08:00 | 431.69 | -351.94 | -510 | 112.89
2030-07-18 09:00 | 700 | 0 | -1.34 | 359.12 | 2030-07-18 09:00 | 443.84 | 0 | -390 | 117.21 | 2030-07-18 09:00 | -100 | -448.45 | -510 | 33.27
2030-07-18 10:00 | 700 | 0 | 84.21 | 442 | 2030-07-18 10:00 | -156.16 | -113.02 | -510 | 417.21 | 2030-07-18 10:00 | -700 | -526 | -510 | 333.27
2030-07-18 11:00 | 394.3 | 0 | 0 | 436.63 | 2030-07-18 11:00 | -700 | -413.02 | -510 | 305.17 | 2030-07-18 11:00 | -700 | -526 | -510 | 442
2030-07-18 12:00 | 0 | 0 | 0 | 263.84 | 2030-07-18 12:00 | -700 | -526 | -510 | 67.76 | 2030-07-18 12:00 | -700 | -526 | -510 | 142
2030-07-18 13:00 | 0 | 0 | 0 | 205.35 | 2030-07-18 13:00 | -700 | -526 | -510 | 254.1 | 2030-07-18 13:00 | -700 | -526 | -510 | 80.78
2030-07-18 14:00 | 0 | 0 | 0 | 319.35 | 2030-07-18 14:00 | -700 | -526 | -510 | 244.8 | 2030-07-18 14:00 | -700 | -526 | -510 | 380.78
2030-07-18 15:00 | 0 | 0 | 0 | 214.18 | 2030-07-18 15:00 | -693.57 | -231 | -510 | 124.24 | 2030-07-18 15:00 | -700 | -526 | -510 | 138.36
2030-07-18 16:00 | 547.26 | 0 | 0 | 442 | 2030-07-18 16:00 | -93.57 | 0 | -510 | 339.83 | 2030-07-18 16:00 | -614.21 | -526 | -510 | 438.36
2030-07-18 17:00 | 700 | 0 | -151.72 | 442 | 2030-07-18 17:00 | 506.43 | 0 | -210 | 272.22 | 2030-07-18 17:00 | -14.21 | -226 | -221.75 | 245
2030-07-18 18:00 | 700 | 0 | 0 | 442 | 2030-07-18 18:00 | 700 | 0 | -416.9 | 206.87 | 2030-07-18 18:00 | 585.79 | -353.58 | -510 | 99.14
2030-07-18 19:00 | 700 | 0 | 243.59 | 442 | 2030-07-18 19:00 | 700 | 0 | -416.9 | 316.61 | 2030-07-18 19:00 | 700 | -53.58 | -510 | 301.57
2030-07-18 20:00 | 700 | 0 | 74.99 | 442 | 2030-07-18 20:00 | 700 | 0 | -311.04 | 318.3 | 2030-07-18 20:00 | 700 | 0 | -390 | 227.19
2030-07-18 21:00 | 700 | 0 | 254.93 | 442 | 2030-07-18 21:00 | 700 | 0 | -11.04 | 138.77 | 2030-07-18 21:00 | 700 | 0 | -90 | 55.3
2030-07-18 22:00 | 700 | 108.37 | 507.29 | 442 | 2030-07-18 22:00 | 700 | 78.79 | 210 | 385.38 | 2030-07-18 22:00 | 700 | 205 | 210 | 142
2030-07-18 23:00 | 700 | 408.37 | 510 | 442 | 2030-07-18 23:00 | 700 | 378.79 | 510 | 442 | 2030-07-18 23:00 | 700 | 505 | 510 | 442
2030-07-19 | 700 | 492.78 | 510 | 442 | 2030-07-19 | 700 | 505 | 510 | 442 | 2030-07-19 | 700 | 505 | 510 | 442
2030-07-19 01:00 | 700 | 331.98 | 510 | 442 | 2030-07-19 01:00 | 700 | 318.38 | 510 | 442 | 2030-07-19 01:00 | 700 | 436.41 | 510 | 442
2030-07-19 02:00 | 700 | 198.52 | 510 | 442 | 2030-07-19 02:00 | 700 | 443.37 | 510 | 442 | 2030-07-19 02:00 | 700 | 505 | 510 | 442
2030-07-19 03:00 | 700 | 473.48 | 510 | 442 | 2030-07-19 03:00 | 700 | 364.71 | 510 | 442 | 2030-07-19 03:00 | 700 | 500.31 | 510 | 442
2030-07-19 04:00 | 700 | 296.05 | 510 | 442 | 2030-07-19 04:00 | 700 | 258.51 | 510 | 442 | 2030-07-19 04:00 | 700 | 505 | 510 | 442
2030-07-19 05:00 | 700 | 148.32 | 510 | 442 | 2030-07-19 05:00 | 700 | 203.05 | 510 | 442 | 2030-07-19 05:00 | 700 | 329.93 | 390 | 442
2030-07-19 06:00 | 700 | 118.17 | 510 | 442 | 2030-07-19 06:00 | 700 | 249.5 | 300 | 442 | 2030-07-19 06:00 | 387.53 | 29.93 | 90 | 438.35
2030-07-19 07:00 | 700 | 100.37 | 510 | 442 | 2030-07-19 07:00 | 348.66 | 0 | 0 | 384.82 | 2030-07-19 07:00 | -212.47 | -226 | -210 | 315.27
2030-07-19 08:00 | 513.26 | 0 | 210 | 159.76 | 2030-07-19 08:00 | -251.34 | -300 | -300 | 84.82 | 2030-07-19 08:00 | -700 | -526 | -510 | 15.27
2030-07-19 09:00 | 0 | 0 | 0 | 264.65 | 2030-07-19 09:00 | -700 | -526 | -510 | 44.81 | 2030-07-19 09:00 | -700 | -526 | -510 | 0
2030-07-19 10:00 | -258.35 | 0 | 0 | 442 | 2030-07-19 10:00 | -700 | -526 | -510 | 332.83 | 2030-07-19 10:00 | -700 | -526 | -510 | 196.75
2030-07-19 11:00 | -17.35 | 0 | 0 | 142 | 2030-07-19 11:00 | -700 | -526 | -510 | 32.83 | 2030-07-19 11:00 | -700 | -526 | -510 | -65.75
2030-07-19 12:00 | 0 | 0 | 0 | 193.43 | 2030-07-19 12:00 | -700 | -526 | -510 | 7.36 | 2030-07-19 12:00 | -700 | -526 | -510 | -40.75
2030-07-19 13:00 | 0 | 0 | 0 | 0 | 2030-07-19 13:00 | -700 | -526 | -510 | -171.89 | 2030-07-19 13:00 | -700 | -526 | -510 | -340.75
2030-07-19 14:00 | 0 | 0 | 0 | 0 | 2030-07-19 14:00 | -700 | -526 | -510 | -154.87 | 2030-07-19 14:00 | -700 | -526 | -510 | -283.53
2030-07-19 15:00 | 67.92 | 0 | 0 | 0 | 2030-07-19 15:00 | -700 | -526 | -510 | -111.86 | 2030-07-19 15:00 | -700 | -526 | -510 | -191.45
2030-07-19 16:00 | 459.88 | 0 | 0 | 131.09 | 2030-07-19 16:00 | -274.37 | -300 | -510 | -34.68 | 2030-07-19 16:00 | -700 | -526 | -510 | -197.21
2030-07-19 17:00 | 700 | 0 | 300 | 287.68 | 2030-07-19 17:00 | 325.63 | 0 | -210 | 206.67 | 2030-07-19 17:00 | -100 | -226 | -510 | -85.96
2030-07-19 18:00 | 700 | 0 | 0 | 92.25 | 2030-07-19 18:00 | 700 | 0 | -389.42 | 0 | 2030-07-19 18:00 | 500 | 0 | -510 | -103.52
2030-07-19 19:00 | 700 | 0 | 159.54 | 392.25 | 2030-07-19 19:00 | 700 | 0 | -510 | 230.4 | 2030-07-19 19:00 | 700 | 0 | -510 | 0
2030-07-19 20:00 | 700 | 0 | 286.48 | 442 | 2030-07-19 20:00 | 700 | 0 | -328.01 | 230.4 | 2030-07-19 20:00 | 700 | 0 | -510 | 0
2030-07-19 21:00 | 700 | 0 | 286.48 | 442 | 2030-07-19 21:00 | 700 | 0 | -28.01 | 306.92 | 2030-07-19 21:00 | 700 | 0 | -510 | 8.55
2030-07-19 22:00 | 700 | 0 | 286.48 | 355.3 | 2030-07-19 22:00 | 700 | 0 | -23.35 | 387.75 | 2030-07-19 22:00 | 700 | 0 | -239.41 | 290.59
2030-07-19 23:00 | 700 | 0 | 393.39 | 337.95 | 2030-07-19 23:00 | 700 | 0 | 276.65 | 380.11 | 2030-07-19 23:00 | 700 | 152.08 | 60.59 | 442
2030-07-20 | 700 | 34.14 | 510 | 442 | 2030-07-20 | 700 | 0 | 510 | 345.83 | 2030-07-20 | 700 | 374.71 | 360.59 | 442
2030-07-20 01:00 | 700 | 334.14 | 510 | 442 | 2030-07-20 01:00 | 700 | 300 | 510 | 442 | 2030-07-20 01:00 | 700 | 505 | 510 | 442
2030-07-20 02:00 | 700 | 505 | 510 | 442 | 2030-07-20 02:00 | 700 | 300 | 510 | 442 | 2030-07-20 02:00 | 700 | 505 | 510 | 442
2030-07-20 03:00 | 700 | 505 | 510 | 442 | 2030-07-20 03:00 | 700 | 0 | 510 | 442 | 2030-07-20 03:00 | 700 | 505 | 510 | 442
2030-07-20 04:00 | 700 | 466.65 | 510 | 442 | 2030-07-20 04:00 | 700 | 300 | 510 | 442 | 2030-07-20 04:00 | 700 | 505 | 510 | 442
2030-07-20 05:00 | 700 | 166.65 | 430.75 | 442 | 2030-07-20 05:00 | 700 | 110.03 | 273.62 | 442 | 2030-07-20 05:00 | 700 | 264.01 | 320.66 | 442
2030-07-20 06:00 | 700 | 0 | 130.75 | 442 | 2030-07-20 06:00 | 700 | 0 | -26.38 | 296.5 | 2030-07-20 06:00 | 500 | 0 | 20.66 | 442
2030-07-20 07:00 | 700 | -83.98 | -169.25 | 204.32 | 2030-07-20 07:00 | 539.67 | -300 | -326.38 | 243.25 | 2030-07-20 07:00 | -100 | -300 | -279.34 | 197.33
2030-07-20 08:00 | 152.91 | 0 | 0 | 237.53 | 2030-07-20 08:00 | -60.33 | -526 | -510 | 376.86 | 2030-07-20 08:00 | -700 | -526 | -510 | 126.31
2030-07-20 09:00 | -99.42 | 0 | 0 | 228.88 | 2030-07-20 09:00 | -660.33 | -526 | -510 | 249.88 | 2030-07-20 09:00 | -700 | -526 | -510 | 426.31
2030-07-20 10:00 | -605.84 | 0 | 0 | 183.08 | 2030-07-20 10:00 | -700 | -526 | -510 | 158.94 | 2030-07-20 10:00 | -700 | -526 | -510 | 442
2030-07-20 11:00 | -185.35 | 0 | 0 | 280.52 | 2030-07-20 11:00 | -700 | -526 | -510 | 59.39 | 2030-07-20 11:00 | -700 | -526 | -510 | 142
2030-07-20 12:00 | -167.91 | 0 | 0 | 280.52 | 2030-07-20 12:00 | -700 | -526 | -510 | 153.8 | 2030-07-20 12:00 | -700 | -526 | -510 | 158.31
2030-07-20 13:00 | -433.45 | 0 | 0 | 283.44 | 2030-07-20 13:00 | -700 | -526 | -510 | 240.95 | 2030-07-20 13:00 | -700 | -526 | -510 | 97.19
2030-07-20 14:00 | 0 | 0 | 0 | 171.72 | 2030-07-20 14:00 | -700 | -526 | -510 | 76.77 | 2030-07-20 14:00 | -700 | -526 | -510 | 14.33
2030-07-20 15:00 | 311.88 | -226 | -210 | 145.45 | 2030-07-20 15:00 | -320.75 | -526 | -510 | 292.21 | 2030-07-20 15:00 | -700 | -526 | -510 | 0
2030-07-20 16:00 | 683.73 | -526 | -510 | 288.46 | 2030-07-20 16:00 | 279.25 | -526 | -510 | 203.09 | 2030-07-20 16:00 | -333.17 | -526 | -510 | 117.16
2030-07-20 17:00 | 700 | -226 | -232.47 | 332.73 | 2030-07-20 17:00 | 645.43 | -526 | -510 | 231.02 | 2030-07-20 17:00 | 266.83 | -526 | -510 | 117.16
2030-07-20 18:00 | 700 | 0 | 17.73 | 425.4 | 2030-07-20 18:00 | 700 | -226 | -320.13 | 231.02 | 2030-07-20 18:00 | 700 | -363.62 | -510 | 43.18
2030-07-20 19:00 | 700 | 0 | 317.73 | 426.2 | 2030-07-20 19:00 | 700 | 0 | -20.13 | 333.59 | 2030-07-20 19:00 | 700 | -63.62 | -510 | 92.97
2030-07-20 20:00 | 700 | 0 | 422.84 | 442 | 2030-07-20 20:00 | 700 | 0 | 0 | 333.59 | 2030-07-20 20:00 | 700 | 0 | -510 | 214.77
2030-07-20 21:00 | 700 | 0 | 422.84 | 442 | 2030-07-20 21:00 | 700 | 0 | 0 | 353.44 | 2030-07-20 21:00 | 700 | 0 | -510 | 245.52
2030-07-20 22:00 | 700 | 0 | 411.45 | 442 | 2030-07-20 22:00 | 700 | 0 | 0 | 288.73 | 2030-07-20 22:00 | 700 | 0 | -251.86 | 165.98
2030-07-20 23:00 | 700 | 0 | 503.84 | 442 | 2030-07-20 23:00 | 700 | 51.46 | 300 | 442 | 2030-07-20 23:00 | 700 | 300 | 48.14 | 442
2030-07-21 | 700 | 195.74 | 467.14 | 442 | 2030-07-21 | 700 | 310.89 | 510 | 442 | 2030-07-21 | 700 | 415.2 | 348.14 | 442
2030-07-21 01:00 | 700 | 495.74 | 510 | 442 | 2030-07-21 01:00 | 700 | 360.27 | 510 | 442 | 2030-07-21 01:00 | 700 | 287.33 | 510 | 442
2030-07-21 02:00 | 700 | 461.13 | 510 | 442 | 2030-07-21 02:00 | 700 | 300.71 | 510 | 442 | 2030-07-21 02:00 | 700 | 200.27 | 510 | 442
2030-07-21 03:00 | 700 | 336.26 | 510 | 442 | 2030-07-21 03:00 | 700 | 303.91 | 510 | 442 | 2030-07-21 03:00 | 700 | 201.88 | 510 | 442
2030-07-21 04:00 | 700 | 311.72 | 510 | 442 | 2030-07-21 04:00 | 700 | 449.51 | 510 | 442 | 2030-07-21 04:00 | 700 | 0 | 510 | 442
2030-07-21 05:00 | 700 | 187.03 | 510 | 442 | 2030-07-21 05:00 | 700 | 370.24 | 510 | 442 | 2030-07-21 05:00 | 700 | 0 | 300 | 442
2030-07-21 06:00 | 700 | 212.21 | 510 | 442 | 2030-07-21 06:00 | 700 | 82.01 | 300 | 442 | 2030-07-21 06:00 | 485.84 | 0 | 0 | 442
2030-07-21 07:00 | 700 | 0 | 510 | 442 | 2030-07-21 07:00 | 241.92 | 0 | 0 | 442 | 2030-07-21 07:00 | -114.16 | -300 | -300 | 442
2030-07-21 08:00 | 166.79 | 0 | 210 | 336.25 | 2030-07-21 08:00 | -358.08 | -300 | -300 | 439.35 | 2030-07-21 08:00 | -700 | -526 | -510 | 442
2030-07-21 09:00 | 0 | 0 | 0 | 334.65 | 2030-07-21 09:00 | -700 | -526 | -510 | 442 | 2030-07-21 09:00 | -700 | -526 | -510 | 442
2030-07-21 10:00 | -57.41 | 0 | 0 | 373.87 | 2030-07-21 10:00 | -700 | -526 | -510 | 442 | 2030-07-21 10:00 | -700 | -526 | -510 | 442
2030-07-21 11:00 | -275.46 | 0 | 0 | 429.97 | 2030-07-21 11:00 | -700 | -526 | -510 | 442 | 2030-07-21 11:00 | -700 | -526 | -510 | 442
2030-07-21 12:00 | -212.6 | 0 | 0 | 438.98 | 2030-07-21 12:00 | -700 | -526 | -510 | 434 | 2030-07-21 12:00 | -700 | -526 | -510 | 442
2030-07-21 13:00 | -75.35 | 0 | 0 | 426.51 | 2030-07-21 13:00 | -700 | -526 | -510 | 442 | 2030-07-21 13:00 | -700 | -526 | -510 | 442
2030-07-21 14:00 | 0 | 0 | 0 | 429.15 | 2030-07-21 14:00 | -700 | -526 | -510 | 442 | 2030-07-21 14:00 | -700 | -526 | -510 | 442
2030-07-21 15:00 | 40.26 | 0 | 0 | 409.78 | 2030-07-21 15:00 | -500 | -526 | -510 | 343.22 | 2030-07-21 15:00 | -700 | -526 | -510 | 428.76
2030-07-21 16:00 | 640.26 | 0 | -42.94 | 442 | 2030-07-21 16:00 | 100 | -259 | -510 | 427.81 | 2030-07-21 16:00 | -700 | -526 | -510 | 396.16
2030-07-21 17:00 | 700 | -133.21 | -300 | 442 | 2030-07-21 17:00 | 700 | -526 | -510 | 330.43 | 2030-07-21 17:00 | -100 | -526 | -510 | 96.16
2030-07-21 18:00 | 700 | 0 | 0 | 442 | 2030-07-21 18:00 | 700 | -481.69 | -510 | 269.34 | 2030-07-21 18:00 | 500 | -526 | -510 | 276.01
2030-07-21 19:00 | 700 | 0 | 0 | 442 | 2030-07-21 19:00 | 700 | -181.69 | -210 | 422.78 | 2030-07-21 19:00 | 700 | -526 | -510 | 181.93
2030-07-21 20:00 | 700 | 0 | 253.79 | 442 | 2030-07-21 20:00 | 700 | 118.31 | 90 | 422.78 | 2030-07-21 20:00 | 700 | -300 | -393.37 | 142
2030-07-21 21:00 | 700 | 247.9 | 510 | 442 | 2030-07-21 21:00 | 700 | 418.31 | 390 | 442 | 2030-07-21 21:00 | 700 | 0 | -93.37 | 442
2030-07-21 22:00 | 700 | 505 | 510 | 442 | 2030-07-21 22:00 | 700 | 505 | 510 | 442 | 2030-07-21 22:00 | 700 | 300 | 206.63 | 442
2030-07-21 23:00 | 700 | 227.62 | 510 | 442 | 2030-07-21 23:00 | 700 | 242.78 | 510 | 442 | 2030-07-21 23:00 | 700 | 278.78 | 506.63 | 442
2030-07-22 | 700 | 259.1 | 510 | 442 | 2030-07-22 | 700 | 118.86 | 510 | 442 | 2030-07-22 | 700 | 179.94 | 510 | 442
2030-07-22 01:00 | 700 | 241.82 | 510 | 442 | 2030-07-22 01:00 | 700 | 165.59 | 510 | 442 | 2030-07-22 01:00 | 700 | 290.69 | 510 | 442
2030-07-22 02:00 | 700 | 96.27 | 510 | 442 | 2030-07-22 02:00 | 700 | 0 | 510 | 360.15 | 2030-07-22 02:00 | 700 | 261.65 | 510 | 442
2030-07-22 03:00 | 700 | 0 | 510 | 172.06 | 2030-07-22 03:00 | 700 | 0 | 510 | 382.79 | 2030-07-22 03:00 | 700 | 0 | 475.76 | 142
2030-07-22 04:00 | 700 | 0 | 510 | 249.68 | 2030-07-22 04:00 | 700 | 0 | 510 | 322.74 | 2030-07-22 04:00 | 700 | 0 | 510 | 353.14
2030-07-22 05:00 | 700 | 0 | 377.67 | 0 | 2030-07-22 05:00 | 700 | 0 | 510 | 22.74 | 2030-07-22 05:00 | 700 | 0 | 431.82 | 299.57
2030-07-22 06:00 | 700 | 0 | 399.1 | 0 | 2030-07-22 06:00 | 700 | 0 | 510 | 0 | 2030-07-22 06:00 | 700 | 0 | 320.79 | 0
2030-07-22 07:00 | 700 | 0 | 510 | 287.77 | 2030-07-22 07:00 | 700 | 0 | 367.15 | 237.28 | 2030-07-22 07:00 | 531.71 | 0 | 241.69 | 136.16
2030-07-22 08:00 | 700 | 0 | 510 | 140.78 | 2030-07-22 08:00 | 700 | 0 | 67.15 | 7.62 | 2030-07-22 08:00 | -68.29 | 0 | -28.23 | 0
2030-07-22 09:00 | 700 | 0 | 477.46 | 358.38 | 2030-07-22 09:00 | 169.16 | 0 | 0 | 307.62 | 2030-07-22 09:00 | -668.29 | -226 | -210 | 137.8
2030-07-22 10:00 | 700 | 0 | 207.6 | 442 | 2030-07-22 10:00 | -430.84 | 0 | -198.29 | 442 | 2030-07-22 10:00 | -700 | -526 | -510 | 437.8
2030-07-22 11:00 | 700 | 0 | 104.09 | 442 | 2030-07-22 11:00 | -700 | 0 | -114.9 | 442 | 2030-07-22 11:00 | -700 | -526 | -510 | 369.73
2030-07-22 12:00 | 700 | 0 | 0 | 442 | 2030-07-22 12:00 | -700 | 0 | -388.75 | 442 | 2030-07-22 12:00 | -700 | -526 | -510 | 442
2030-07-22 13:00 | 700 | 0 | 200.79 | 442 | 2030-07-22 13:00 | -700 | 0 | -169.5 | 442 | 2030-07-22 13:00 | -700 | -526 | -510 | 442
2030-07-22 14:00 | 700 | 0 | 0 | 442 | 2030-07-22 14:00 | -678.01 | 0 | 0 | 411.81 | 2030-07-22 14:00 | -700 | -526 | -510 | 166.57
2030-07-22 15:00 | 700 | 0 | 125.31 | 442 | 2030-07-22 15:00 | -371.74 | 0 | 0 | 442 | 2030-07-22 15:00 | -700 | -505.77 | -510 | 315.05
2030-07-22 16:00 | 700 | 0 | 359.31 | 442 | 2030-07-22 16:00 | 196.4 | 0 | 210 | 442 | 2030-07-22 16:00 | -108.73 | -205.77 | -210 | 442
2030-07-22 17:00 | 700 | 150.57 | 444.15 | 442 | 2030-07-22 17:00 | 700 | 243.71 | 510 | 442 | 2030-07-22 17:00 | 376.15 | 0 | 90 | 442
2030-07-22 18:00 | 700 | 450.57 | 510 | 442 | 2030-07-22 18:00 | 700 | 180.96 | 495.37 | 442 | 2030-07-22 18:00 | 700 | 173.25 | 390 | 442
2030-07-22 19:00 | 700 | 505 | 510 | 442 | 2030-07-22 19:00 | 700 | 480.96 | 510 | 442 | 2030-07-22 19:00 | 700 | 144.41 | 510 | 442
2030-07-22 20:00 | 700 | 505 | 510 | 442 | 2030-07-22 20:00 | 700 | 505 | 510 | 442 | 2030-07-22 20:00 | 700 | 144.41 | 510 | 442
2030-07-22 21:00 | 700 | 505 | 510 | 442 | 2030-07-22 21:00 | 700 | 360.89 | 510 | 442 | 2030-07-22 21:00 | 700 | 323.6 | 510 | 442
2030-07-22 22:00 | 700 | 505 | 510 | 442 | 2030-07-22 22:00 | 700 | 505 | 510 | 442 | 2030-07-22 22:00 | 700 | 505 | 510 | 442
2030-07-22 23:00 | 700 | 505 | 510 | 442 | 2030-07-22 23:00 | 700 | 505 | 510 | 442 | 2030-07-22 23:00 | 700 | 505 | 510 | 442
2030-07-23 | 700 | 450.46 | 510 | 442 | 2030-07-23 | 700 | 505 | 510 | 442 | 2030-07-23 | 700 | 347.05 | 510 | 442
2030-07-23 01:00 | 700 | 150.46 | 510 | 442 | 2030-07-23 01:00 | 700 | 468.99 | 510 | 442 | 2030-07-23 01:00 | 700 | 355.49 | 510 | 442
2030-07-23 02:00 | 700 | 382.92 | 510 | 442 | 2030-07-23 02:00 | 700 | 505 | 510 | 442 | 2030-07-23 02:00 | 700 | 202.13 | 510 | 442
2030-07-23 03:00 | 700 | 230.19 | 510 | 442 | 2030-07-23 03:00 | 700 | 505 | 510 | 442 | 2030-07-23 03:00 | 700 | 262.53 | 510 | 442
2030-07-23 04:00 | 700 | 273.22 | 510 | 442 | 2030-07-23 04:00 | 700 | 505 | 510 | 442 | 2030-07-23 04:00 | 700 | 266.07 | 510 | 442
2030-07-23 05:00 | 700 | 388.96 | 510 | 442 | 2030-07-23 05:00 | 700 | 505 | 510 | 442 | 2030-07-23 05:00 | 700 | 324.94 | 510 | 442
2030-07-23 06:00 | 700 | 402.17 | 510 | 442 | 2030-07-23 06:00 | 700 | 505 | 510 | 442 | 2030-07-23 06:00 | 700 | 466.42 | 510 | 442
2030-07-23 07:00 | 700 | 450.81 | 510 | 442 | 2030-07-23 07:00 | 700 | 505 | 510 | 442 | 2030-07-23 07:00 | 700 | 166.42 | 510 | 442
2030-07-23 08:00 | 700 | 505 | 510 | 442 | 2030-07-23 08:00 | 700 | 505 | 510 | 442 | 2030-07-23 08:00 | 600 | 278.06 | 300 | 442
2030-07-23 09:00 | 700 | 504.5 | 510 | 442 | 2030-07-23 09:00 | 700 | 205 | 445.47 | 442 | 2030-07-23 09:00 | 0 | 0 | 0 | 442
2030-07-23 10:00 | 700 | 204.5 | 409.39 | 442 | 2030-07-23 10:00 | 700 | 0 | 145.47 | 442 | 2030-07-23 10:00 | -600 | 0 | -26.25 | 442
2030-07-23 11:00 | 700 | 0 | 109.39 | 442 | 2030-07-23 11:00 | 100 | 0 | 0 | 442 | 2030-07-23 11:00 | -700 | 0 | -326.25 | 442
2030-07-23 12:00 | 700 | 0 | 0 | 442 | 2030-07-23 12:00 | 249.18 | 0 | 0 | 442 | 2030-07-23 12:00 | -700 | 0 | -510 | 442
2030-07-23 13:00 | 700 | 0 | 0 | 442 | 2030-07-23 13:00 | 147.77 | 0 | 0 | 442 | 2030-07-23 13:00 | -700 | 0 | -341.95 | 442
2030-07-23 14:00 | 700 | 0 | 0 | 442 | 2030-07-23 14:00 | 452.76 | 0 | 0 | 442 | 2030-07-23 14:00 | -700 | -226 | -341.95 | 442
2030-07-23 15:00 | 700 | 0 | -84.07 | 300 | 2030-07-23 15:00 | 700 | -300 | -300 | 442 | 2030-07-23 15:00 | -587.98 | -526 | -510 | 442
2030-07-23 16:00 | 700 | -272.03 | 0 | 0 | 2030-07-23 16:00 | 700 | -526 | -510 | 442 | 2030-07-23 16:00 | 12.02 | -526 | -510 | 318.36
2030-07-23 17:00 | 700 | 0 | 300 | 300 | 2030-07-23 17:00 | 700 | -242.28 | -300 | 442 | 2030-07-23 17:00 | 612.02 | -526 | -510 | 428.2
2030-07-23 18:00 | 700 | 122.37 | 510 | 442 | 2030-07-23 18:00 | 700 | 0 | 0 | 442 | 2030-07-23 18:00 | 700 | -226 | -510 | 438.58
2030-07-23 19:00 | 700 | 312.86 | 510 | 442 | 2030-07-23 19:00 | 700 | 0 | 235.17 | 442 | 2030-07-23 19:00 | 700 | 0 | -323.22 | 254.82
2030-07-23 20:00 | 700 | 320.37 | 510 | 442 | 2030-07-23 20:00 | 700 | 0 | 510 | 442 | 2030-07-23 20:00 | 700 | 0 | -23.22 | 273.37
2030-07-23 21:00 | 700 | 494.53 | 510 | 442 | 2030-07-23 21:00 | 700 | 0 | 510 | 442 | 2030-07-23 21:00 | 700 | 0 | -323.22 | 386.98
2030-07-23 22:00 | 700 | 360.4 | 510 | 442 | 2030-07-23 22:00 | 700 | 0 | 510 | 442 | 2030-07-23 22:00 | 700 | 0 | -105.98 | 301.79
2030-07-23 23:00 | 700 | 60.4 | 510 | 442 | 2030-07-23 23:00 | 700 | 0 | 510 | 442 | 2030-07-23 23:00 | 700 | 0 | -405.98 | 195.92
2030-07-24 | 700 | 360.4 | 510 | 442 | 2030-07-24 | 700 | 300 | 510 | 442 | 2030-07-24 | 700 | 300 | -105.98 | 442
2030-07-24 01:00 | 700 | 505 | 510 | 442 | 2030-07-24 01:00 | 700 | 505 | 510 | 442 | 2030-07-24 01:00 | 700 | 505 | 194.02 | 442
2030-07-24 02:00 | 700 | 505 | 510 | 442 | 2030-07-24 02:00 | 700 | 505 | 510 | 442 | 2030-07-24 02:00 | 700 | 505 | 494.02 | 442
2030-07-24 03:00 | 700 | 505 | 510 | 442 | 2030-07-24 03:00 | 700 | 505 | 510 | 442 | 2030-07-24 03:00 | 700 | 505 | 510 | 442
2030-07-24 04:00 | 700 | 505 | 510 | 442 | 2030-07-24 04:00 | 700 | 340.29 | 510 | 442 | 2030-07-24 04:00 | 700 | 478.79 | 390 | 442
2030-07-24 05:00 | 700 | 205 | 211.39 | 142 | 2030-07-24 05:00 | 700 | 40.29 | 210 | 252.98 | 2030-07-24 05:00 | 700 | 178.79 | 90 | 442
2030-07-24 06:00 | 700 | 0 | 348.74 | 0 | 2030-07-24 06:00 | 700 | 0 | -62.56 | 252.98 | 2030-07-24 06:00 | 700 | -121.21 | -210 | 442
2030-07-24 07:00 | 700 | 0 | 362.9 | 2.41 | 2030-07-24 07:00 | 700 | -290.18 | -362.56 | 198.37 | 2030-07-24 07:00 | 564.95 | -421.21 | -510 | 344.56
2030-07-24 08:00 | 700 | 0 | 62.9 | 142 | 2030-07-24 08:00 | 684.45 | -526 | -510 | 199.89 | 2030-07-24 08:00 | -35.05 | -526 | -510 | 326.56
2030-07-24 09:00 | 700 | 42.04 | 362.9 | 442 | 2030-07-24 09:00 | 84.45 | -226 | -466.76 | 385.85 | 2030-07-24 09:00 | -635.05 | -526 | -510 | 427.42
2030-07-24 10:00 | 700 | 0 | 340.89 | 405.88 | 2030-07-24 10:00 | -515.55 | -230.47 | -510 | 422.08 | 2030-07-24 10:00 | -700 | -526 | -510 | 386.84
2030-07-24 11:00 | 700 | 0 | 241.76 | 442 | 2030-07-24 11:00 | -700 | -356.61 | -510 | 442 | 2030-07-24 11:00 | -700 | -526 | -510 | 442
2030-07-24 12:00 | 700 | 0 | 27.54 | 442 | 2030-07-24 12:00 | -700 | -388.42 | -510 | 421.99 | 2030-07-24 12:00 | -700 | -526 | -510 | 369.62
2030-07-24 13:00 | 700 | 0 | 263.34 | 380.22 | 2030-07-24 13:00 | -599.48 | -88.42 | -210 | 319.3 | 2030-07-24 13:00 | -700 | -526 | -510 | 365.75
2030-07-24 14:00 | 700 | 0 | 510 | 237.11 | 2030-07-24 14:00 | -217.94 | 0 | -90 | 257.67 | 2030-07-24 14:00 | -700 | -300 | -326.44 | 93.92
2030-07-24 15:00 | 700 | 286.56 | 510 | 442 | 2030-07-24 15:00 | 382.06 | 0 | 210 | 442 | 2030-07-24 15:00 | -100 | 0 | -26.44 | 360.51
2030-07-24 16:00 | 700 | 505 | 510 | 442 | 2030-07-24 16:00 | 100 | 11.51 | 510 | 442 | 2030-07-24 16:00 | 0 | 0 | 32.22 | 442
2030-07-24 17:00 | 700 | 505 | 510 | 442 | 2030-07-24 17:00 | 700 | 75.22 | 510 | 442 | 2030-07-24 17:00 | 600 | 0 | 0 | 442
2030-07-24 18:00 | 700 | 505 | 510 | 442 | 2030-07-24 18:00 | 700 | 309.39 | 510 | 442 | 2030-07-24 18:00 | 700 | 0 | 0 | 442
2030-07-24 19:00 | 700 | 505 | 510 | 442 | 2030-07-24 19:00 | 700 | 138.93 | 510 | 442 | 2030-07-24 19:00 | 700 | 0 | 300 | 442
2030-07-24 20:00 | 700 | 388.81 | 510 | 442 | 2030-07-24 20:00 | 700 | 0 | 510 | 364.57 | 2030-07-24 20:00 | 700 | 0 | 281.46 | 142
2030-07-24 21:00 | 700 | 505 | 510 | 442 | 2030-07-24 21:00 | 700 | 300 | 510 | 442 | 2030-07-24 21:00 | 700 | 0 | 170.19 | 49.04
2030-07-24 22:00 | 700 | 505 | 510 | 442 | 2030-07-24 22:00 | 700 | 231.91 | 510 | 442 | 2030-07-24 22:00 | 700 | 205 | 210 | 142
2030-07-24 23:00 | 700 | 505 | 510 | 442 | 2030-07-24 23:00 | 700 | 505 | 510 | 442 | 2030-07-24 23:00 | 700 | 505 | 510 | 442
2030-07-25 | 700 | 505 | 510 | 442 | 2030-07-25 | 700 | 505 | 510 | 442 | 2030-07-25 | 700 | 505 | 510 | 442
2030-07-25 01:00 | 700 | 505 | 510 | 442 | 2030-07-25 01:00 | 700 | 505 | 510 | 442 | 2030-07-25 01:00 | 700 | 505 | 510 | 442
2030-07-25 02:00 | 655.41 | 505 | 510 | 442 | 2030-07-25 02:00 | 700 | 505 | 510 | 442 | 2030-07-25 02:00 | 547.84 | 505 | 510 | 442
2030-07-25 03:00 | 518.32 | 505 | 510 | 442 | 2030-07-25 03:00 | 700 | 505 | 510 | 442 | 2030-07-25 03:00 | 384.26 | 505 | 510 | 442
2030-07-25 04:00 | 416.56 | 505 | 510 | 442 | 2030-07-25 04:00 | 700 | 505 | 510 | 442 | 2030-07-25 04:00 | 700 | 505 | 510 | 442
2030-07-25 05:00 | 700 | 205 | 291.83 | 142 | 2030-07-25 05:00 | 700 | 205 | 465.58 | 142 | 2030-07-25 05:00 | 700 | 205 | 510 | 142
2030-07-25 06:00 | 700 | 0 | 459.93 | 142 | 2030-07-25 06:00 | 700 | 54.61 | 395.21 | 142 | 2030-07-25 06:00 | 700 | 0 | 435.06 | 142
2030-07-25 07:00 | 700 | 252.11 | 510 | 442 | 2030-07-25 07:00 | 700 | 354.61 | 510 | 442 | 2030-07-25 07:00 | 700 | 0 | 375.84 | 442
2030-07-25 08:00 | 700 | 505 | 510 | 442 | 2030-07-25 08:00 | 700 | 173.35 | 510 | 442 | 2030-07-25 08:00 | 273.58 | 0 | 75.84 | 442
2030-07-25 09:00 | 700 | 373.43 | 510 | 442 | 2030-07-25 09:00 | 690.08 | 0 | 210 | 254.34 | 2030-07-25 09:00 | 0 | 0 | 0 | 142
2030-07-25 10:00 | 700 | 301.01 | 510 | 442 | 2030-07-25 10:00 | 700 | 0 | 0 | 202.55 | 2030-07-25 10:00 | 0 | 0 | 0 | 142
2030-07-25 11:00 | 700 | 266.41 | 510 | 442 | 2030-07-25 11:00 | 548.17 | 0 | 0 | 380.74 | 2030-07-25 11:00 | 0 | 0 | -300 | 442
2030-07-25 12:00 | 700 | 238.92 | 510 | 442 | 2030-07-25 12:00 | 482.98 | 0 | 0 | 442 | 2030-07-25 12:00 | 0 | 0 | -479.63 | 442
2030-07-25 13:00 | 700 | 235.53 | 510 | 442 | 2030-07-25 13:00 | 667.55 | 0 | 0 | 442 | 2030-07-25 13:00 | 0 | 0 | -510 | 442
2030-07-25 14:00 | 700 | 251.59 | 510 | 442 | 2030-07-25 14:00 | 700 | 0 | 0 | 442 | 2030-07-25 14:00 | 358.88 | 0 | -210 | 442
2030-07-25 15:00 | 700 | 360.29 | 510 | 442 | 2030-07-25 15:00 | 700 | 0 | 16.2 | 442 | 2030-07-25 15:00 | 451.78 | 0 | 0 | 442
2030-07-25 16:00 | 700 | 485.65 | 510 | 442 | 2030-07-25 16:00 | 700 | 0 | 304 | 442 | 2030-07-25 16:00 | 487.21 | 0 | 0 | 442
2030-07-25 17:00 | 700 | 300 | 491.3 | 300 | 2030-07-25 17:00 | 700 | 300 | 296.18 | 442 | 2030-07-25 17:00 | 564.87 | 0 | 0 | 442
2030-07-25 18:00 | 700 | 0 | 191.3 | 0 | 2030-07-25 18:00 | 700 | 0 | -3.82 | 146.94 | 2030-07-25 18:00 | 700 | -300 | -217.63 | 142
2030-07-25 19:00 | 700 | 205 | 210 | 160.64 | 2030-07-25 19:00 | 700 | 205 | 210 | 442 | 2030-07-25 19:00 | 700 | 0 | 82.37 | 427.25
2030-07-25 20:00 | 700 | 505 | 510 | 442 | 2030-07-25 20:00 | 700 | 505 | 510 | 442 | 2030-07-25 20:00 | 700 | 300 | 382.37 | 442
2030-07-25 21:00 | 700 | 505 | 510 | 442 | 2030-07-25 21:00 | 700 | 505 | 510 | 442 | 2030-07-25 21:00 | 700 | 505 | 510 | 442
2030-07-25 22:00 | 700 | 505 | 510 | 442 | 2030-07-25 22:00 | 700 | 505 | 510 | 442 | 2030-07-25 22:00 | 700 | 505 | 510 | 442
2030-07-25 23:00 | 700 | 469.19 | 510 | 442 | 2030-07-25 23:00 | 700 | 244.56 | 510 | 442 | 2030-07-25 23:00 | 700 | 282.31 | 510 | 442
2030-07-26 | 700 | 304.64 | 510 | 442 | 2030-07-26 | 700 | 497.42 | 510 | 442 | 2030-07-26 | 700 | 311.5 | 510 | 442
2030-07-26 01:00 | 700 | 434.54 | 510 | 442 | 2030-07-26 01:00 | 700 | 197.42 | 510 | 442 | 2030-07-26 01:00 | 700 | 53.74 | 510 | 442
2030-07-26 02:00 | 700 | 491.68 | 510 | 442 | 2030-07-26 02:00 | 700 | 191.88 | 510 | 442 | 2030-07-26 02:00 | 700 | 0 | 510 | 442
2030-07-26 03:00 | 700 | 296.16 | 510 | 442 | 2030-07-26 03:00 | 700 | 0 | 510 | 442 | 2030-07-26 03:00 | 700 | 0 | 510 | 442
2030-07-26 04:00 | 700 | 248.35 | 510 | 442 | 2030-07-26 04:00 | 700 | 86.17 | 510 | 442 | 2030-07-26 04:00 | 700 | 41.7 | 510 | 442
2030-07-26 05:00 | 700 | 290.22 | 510 | 442 | 2030-07-26 05:00 | 700 | 7.27 | 510 | 442 | 2030-07-26 05:00 | 700 | 0 | 510 | 442
2030-07-26 06:00 | 700 | 451.1 | 510 | 442 | 2030-07-26 06:00 | 700 | 0 | 510 | 442 | 2030-07-26 06:00 | 700 | 0 | 390 | 442
2030-07-26 07:00 | 700 | 425.79 | 510 | 442 | 2030-07-26 07:00 | 621.23 | 23.37 | 300 | 442 | 2030-07-26 07:00 | 253.94 | 0 | 90 | 442
2030-07-26 08:00 | 700 | 300 | 510 | 442 | 2030-07-26 08:00 | 21.23 | 0 | 0 | 442 | 2030-07-26 08:00 | -346.06 | -263.94 | -210 | 442
2030-07-26 09:00 | 700 | 0 | 466.38 | 442 | 2030-07-26 09:00 | -578.77 | -83.89 | -300 | 442 | 2030-07-26 09:00 | -700 | -526 | -510 | 442
2030-07-26 10:00 | 700 | 0 | 335.35 | 442 | 2030-07-26 10:00 | -700 | -226 | -287.22 | 442 | 2030-07-26 10:00 | -700 | -526 | -510 | 442
2030-07-26 11:00 | 468.93 | 0 | 35.35 | 427.98 | 2030-07-26 11:00 | -700 | -526 | -510 | 369.75 | 2030-07-26 11:00 | -700 | -526 | -510 | 442
2030-07-26 12:00 | 173.93 | 0 | 0 | 442 | 2030-07-26 12:00 | -700 | -526 | -510 | 369.75 | 2030-07-26 12:00 | -700 | -526 | -510 | 442
2030-07-26 13:00 | 0 | 0 | 0 | 396.71 | 2030-07-26 13:00 | -700 | -526 | -510 | 442 | 2030-07-26 13:00 | -700 | -526 | -510 | 224.29
2030-07-26 14:00 | 0 | 0 | 0 | 96.71 | 2030-07-26 14:00 | -700 | -526 | -510 | 281.15 | 2030-07-26 14:00 | -700 | -526 | -510 | 21.67
2030-07-26 15:00 | 0 | 0 | 0 | 257.97 | 2030-07-26 15:00 | -700 | -526 | -510 | 349.51 | 2030-07-26 15:00 | -700 | -526 | -510 | 45.1
2030-07-26 16:00 | 505.77 | 0 | 0 | 366.89 | 2030-07-26 16:00 | -326.58 | -300 | -390 | 314.69 | 2030-07-26 16:00 | -700 | -526 | -510 | 198.69
2030-07-26 17:00 | 700 | 200.66 | 300 | 442 | 2030-07-26 17:00 | 272.88 | 0 | -90 | 442 | 2030-07-26 17:00 | -100 | -226 | -210 | 442
2030-07-26 18:00 | 700 | 205 | 482.74 | 407.75 | 2030-07-26 18:00 | 700 | 300 | 210 | 442 | 2030-07-26 18:00 | 500 | 0 | 90 | 442
2030-07-26 19:00 | 700 | 505 | 510 | 442 | 2030-07-26 19:00 | 700 | 505 | 510 | 442 | 2030-07-26 19:00 | 700 | 300 | 390 | 442
2030-07-26 20:00 | 700 | 505 | 510 | 442 | 2030-07-26 20:00 | 700 | 505 | 510 | 442 | 2030-07-26 20:00 | 700 | 505 | 510 | 442
2030-07-26 21:00 | 700 | 228.34 | 510 | 442 | 2030-07-26 21:00 | 700 | 505 | 510 | 442 | 2030-07-26 21:00 | 700 | 505 | 510 | 442
2030-07-26 22:00 | 700 | 505 | 510 | 442 | 2030-07-26 22:00 | 700 | 505 | 510 | 442 | 2030-07-26 22:00 | 700 | 505 | 510 | 442
2030-07-26 23:00 | 700 | 407.14 | 510 | 442 | 2030-07-26 23:00 | 700 | 246.7 | 510 | 442 | 2030-07-26 23:00 | 700 | 245.17 | 510 | 442
2030-07-27 | 657.96 | 505 | 510 | 442 | 2030-07-27 | 100 | 505 | 510 | 442 | 2030-07-27 | 188.54 | 505 | 510 | 442
2030-07-27 01:00 | 57.96 | 505 | 510 | 442 | 2030-07-27 01:00 | -500 | 505 | 510 | 442 | 2030-07-27 01:00 | -275.17 | 505 | 510 | 442
2030-07-27 02:00 | 379.31 | 505 | 510 | 442 | 2030-07-27 02:00 | -96.58 | 505 | 510 | 442 | 2030-07-27 02:00 | 58.03 | 505 | 510 | 442
2030-07-27 03:00 | 700 | 505 | 510 | 442 | 2030-07-27 03:00 | 21.15 | 505 | 510 | 442 | 2030-07-27 03:00 | 83.27 | 505 | 510 | 442
2030-07-27 04:00 | 700 | 505 | 510 | 442 | 2030-07-27 04:00 | 452.83 | 505 | 510 | 442 | 2030-07-27 04:00 | 569.53 | 505 | 510 | 442
2030-07-27 05:00 | 570.87 | 505 | 510 | 442 | 2030-07-27 05:00 | 327.98 | 505 | 510 | 442 | 2030-07-27 05:00 | 0 | 505 | 510 | 442
2030-07-27 06:00 | 450.04 | 505 | 510 | 442 | 2030-07-27 06:00 | 119.97 | 505 | 510 | 442 | 2030-07-27 06:00 | -100 | 505 | 510 | 442
2030-07-27 07:00 | 244.13 | 505 | 510 | 442 | 2030-07-27 07:00 | -109.76 | 505 | 510 | 442 | 2030-07-27 07:00 | -700 | 505 | 510 | 442
2030-07-27 08:00 | -298.02 | 505 | 510 | 442 | 2030-07-27 08:00 | -700 | 505 | 510 | 442 | 2030-07-27 08:00 | -700 | 505 | 510 | 442
2030-07-27 09:00 | -700 | 505 | 510 | 442 | 2030-07-27 09:00 | -700 | 505 | 510 | 442 | 2030-07-27 09:00 | -700 | 505 | 510 | 442
2030-07-27 10:00 | -700 | 505 | 510 | 442 | 2030-07-27 10:00 | -700 | 505 | 510 | 442 | 2030-07-27 10:00 | -700 | 505 | 510 | 442
2030-07-27 11:00 | -700 | 505 | 510 | 211.34 | 2030-07-27 11:00 | -700 | 505 | 510 | 396.89 | 2030-07-27 11:00 | -700 | 505 | 510 | 442
2030-07-27 12:00 | -700 | 505 | 510 | 90.63 | 2030-07-27 12:00 | -700 | 505 | 510 | 396.89 | 2030-07-27 12:00 | -700 | 505 | 510 | 442
2030-07-27 13:00 | -700 | 505 | 510 | 56.33 | 2030-07-27 13:00 | -700 | 505 | 510 | 263.34 | 2030-07-27 13:00 | -700 | 505 | 510 | 442
2030-07-27 14:00 | -700 | 505 | 510 | 230.14 | 2030-07-27 14:00 | -700 | 374 | 390 | 314.15 | 2030-07-27 14:00 | -700 | 374 | 390 | 390
2030-07-27 15:00 | -700 | 505 | 510 | 400.94 | 2030-07-27 15:00 | -700 | 74 | 90 | 378.48 | 2030-07-27 15:00 | -700 | 74 | 90 | 90
2030-07-27 16:00 | -700 | 300 | 300 | 300 | 2030-07-27 16:00 | -700 | -226 | -210 | 78.48 | 2030-07-27 16:00 | -700 | -226 | -210 | -210
2030-07-27 17:00 | -386.33 | 0 | 0 | 0 | 2030-07-27 17:00 | -700 | -526 | -510 | -221.52 | 2030-07-27 17:00 | -700 | -526 | -510 | -510
2030-07-27 18:00 | 100 | 0 | 52.38 | 0 | 2030-07-27 18:00 | -654.97 | -300 | -300 | -300 | 2030-07-27 18:00 | -700 | -526 | -510 | -510
2030-07-27 19:00 | 700 | 73.65 | 352.38 | 300 | 2030-07-27 19:00 | -54.97 | 0 | 0 | 0 | 2030-07-27 19:00 | -700 | -340.71 | -510 | -510
2030-07-27 20:00 | 700 | 255.16 | 510 | 442 | 2030-07-27 20:00 | 0 | 0 | 0 | 0 | 2030-07-27 20:00 | -700 | -40.71 | -510 | -510
2030-07-27 21:00 | 700 | 505 | 510 | 442 | 2030-07-27 21:00 | 0 | 0 | 0 | 0 | 2030-07-27 21:00 | -700 | 0 | -210 | -510
2030-07-27 22:00 | 700 | 505 | 510 | 419.28 | 2030-07-27 22:00 | 0 | 194 | 210 | 0 | 2030-07-27 22:00 | -700 | 49.12 | 90 | -416.2
2030-07-27 23:00 | 700 | 505 | 510 | 249.55 | 2030-07-27 23:00 | 0 | 494 | 510 | 65.2 | 2030-07-27 23:00 | -700 | 349.12 | 390 | -116.2
2030-07-28 | 204.41 | 505 | 510 | 121.48 | 2030-07-28 | 451.89 | 505 | 510 | -73.79 | 2030-07-28 | -100 | 437.38 | 510 | -250.02
2030-07-28 01:00 | 203.87 | 505 | 510 | 421.48 | 2030-07-28 01:00 | 506.72 | 505 | 510 | 226.21 | 2030-07-28 01:00 | 42.58 | 505 | 510 | 49.98
2030-07-28 02:00 | 374.53 | 505 | 510 | 442 | 2030-07-28 02:00 | 699.34 | 505 | 510 | 442 | 2030-07-28 02:00 | 298.22 | 505 | 510 | 349.98
2030-07-28 03:00 | 274.85 | 505 | 510 | 442 | 2030-07-28 03:00 | 598.27 | 505 | 510 | 442 | 2030-07-28 03:00 | 154.72 | 505 | 510 | 390
2030-07-28 04:00 | 534.73 | 505 | 510 | 382.05 | 2030-07-28 04:00 | 488.94 | 505 | 510 | 278.56 | 2030-07-28 04:00 | 0 | 505 | 510 | 90
2030-07-28 05:00 | 356.04 | 505 | 510 | 126.83 | 2030-07-28 05:00 | 0 | 505 | 510 | -21.44 | 2030-07-28 05:00 | -282.62 | 442.68 | 510 | -210
2030-07-28 06:00 | 500 | 261.91 | 510 | 0 | 2030-07-28 06:00 | 14.37 | 300 | 510 | -321.44 | 2030-07-28 06:00 | -100 | 142.68 | 210 | -510
2030-07-28 07:00 | -100 | 296.04 | 510 | 23.72 | 2030-07-28 07:00 | -585.63 | 0 | 210 | -510 | 2030-07-28 07:00 | -700 | -157.32 | -90 | -510
2030-07-28 08:00 | -700 | 505 | 510 | 113.69 | 2030-07-28 08:00 | -700 | 300 | 510 | -210 | 2030-07-28 08:00 | -700 | 142.68 | 210 | -210
2030-07-28 09:00 | -100 | 505 | 510 | 137.96 | 2030-07-28 09:00 | -100 | 505 | 510 | 90 | 2030-07-28 09:00 | -100 | 442.68 | 510 | 90
2030-07-28 10:00 | -100 | 505 | 510 | 8.89 | 2030-07-28 10:00 | -100 | 505 | 510 | 390 | 2030-07-28 10:00 | -100 | 505 | 510 | 390
2030-07-28 11:00 | -700 | 505 | 510 | 67.68 | 2030-07-28 11:00 | -700 | 505 | 510 | 442 | 2030-07-28 11:00 | -700 | 505 | 510 | 442
2030-07-28 12:00 | -700 | 505 | 510 | 300.13 | 2030-07-28 12:00 | -700 | 384.59 | 510 | 382.29 | 2030-07-28 12:00 | -700 | 373.46 | 510 | 442
2030-07-28 13:00 | -700 | 205 | 210 | 8.84 | 2030-07-28 13:00 | -700 | 84.59 | 210 | 130.73 | 2030-07-28 13:00 | -700 | 73.46 | 210 | 142
2030-07-28 14:00 | -100 | 505 | 510 | 308.84 | 2030-07-28 14:00 | -100 | 384.59 | 258.89 | 430.73 | 2030-07-28 14:00 | -100 | 74 | 90 | 397.6
2030-07-28 15:00 | 500 | 300 | 510 | 442 | 2030-07-28 15:00 | -100 | 84.59 | -41.11 | 235.19 | 2030-07-28 15:00 | -100 | -226 | -210 | 97.6
2030-07-28 16:00 | 450.33 | 0 | 210 | 142 | 2030-07-28 16:00 | -700 | -215.41 | -341.11 | -64.81 | 2030-07-28 16:00 | -700 | -526 | -510 | -202.4
2030-07-28 17:00 | 700 | 4.05 | 510 | 442 | 2030-07-28 17:00 | -100 | 0 | -41.11 | 0 | 2030-07-28 17:00 | -502.04 | -300 | -300 | -230.85
2030-07-28 18:00 | 700 | 103.77 | 510 | 292.13 | 2030-07-28 18:00 | 500 | 226.4 | 258.89 | 300 | 2030-07-28 18:00 | 97.96 | 0 | 0 | 69.15
2030-07-28 19:00 | 700 | 403.77 | 510 | 442 | 2030-07-28 19:00 | 700 | 300 | 510 | 442 | 2030-07-28 19:00 | 697.96 | 0 | 300 | 369.15
2030-07-28 20:00 | 700 | 379.13 | 510 | 442 | 2030-07-28 20:00 | 700 | 0 | 510 | 284.03 | 2030-07-28 20:00 | 700 | 0 | 0 | 69.15
2030-07-28 21:00 | 700 | 205 | 510 | 442 | 2030-07-28 21:00 | 700 | 0 | 510 | 201.65 | 2030-07-28 21:00 | 700 | 0 | 210 | 142
2030-07-28 22:00 | 700 | 505 | 510 | 442 | 2030-07-28 22:00 | 700 | 300 | 510 | 442 | 2030-07-28 22:00 | 700 | 55.55 | 510 | 442
2030-07-28 23:00 | 700 | 505 | 510 | 442 | 2030-07-28 23:00 | 700 | 505 | 510 | 442 | 2030-07-28 23:00 | 700 | 355.55 | 510 | 442
2030-07-29 | 700 | 505 | 510 | 442 | 2030-07-29 | 700 | 505 | 510 | 442 | 2030-07-29 | 700 | 505 | 510 | 442
2030-07-29 01:00 | 700 | 505 | 510 | 442 | 2030-07-29 01:00 | 700 | 505 | 510 | 442 | 2030-07-29 01:00 | 700 | 505 | 510 | 442
2030-07-29 02:00 | 700 | 505 | 510 | 442 | 2030-07-29 02:00 | 700 | 505 | 510 | 442 | 2030-07-29 02:00 | 700 | 505 | 510 | 442
2030-07-29 03:00 | 700 | 505 | 510 | 442 | 2030-07-29 03:00 | 700 | 505 | 510 | 442 | 2030-07-29 03:00 | 700 | 505 | 510 | 442
2030-07-29 04:00 | 700 | 300 | 510 | 442 | 2030-07-29 04:00 | 700 | 406.64 | 510 | 442 | 2030-07-29 04:00 | 700 | 505 | 510 | 442
2030-07-29 05:00 | 700 | 0 | 510 | 442 | 2030-07-29 05:00 | 700 | 106.64 | 510 | 442 | 2030-07-29 05:00 | 700 | 505 | 510 | 442
2030-07-29 06:00 | 700 | 0 | 510 | 439.36 | 2030-07-29 06:00 | 700 | 68 | 510 | 442 | 2030-07-29 06:00 | 700 | 374 | 390 | 442
2030-07-29 07:00 | 700 | 101.75 | 510 | 442 | 2030-07-29 07:00 | 700 | 76 | 300 | 442 | 2030-07-29 07:00 | 516.73 | 74 | 90 | 442
2030-07-29 08:00 | 700 | 73.81 | 357.02 | 442 | 2030-07-29 08:00 | 595.48 | 0 | 0 | 442 | 2030-07-29 08:00 | -83.27 | -226 | -210 | 442
2030-07-29 09:00 | 700 | 0 | 57.02 | 442 | 2030-07-29 09:00 | 0 | -181.09 | -300 | 442 | 2030-07-29 09:00 | -683.27 | -526 | -510 | 442
2030-07-29 10:00 | 700 | -1.34 | -242.98 | 436.44 | 2030-07-29 10:00 | 0 | -282.44 | -510 | 405.56 | 2030-07-29 10:00 | -700 | -526 | -510 | 442
2030-07-29 11:00 | 700 | 0 | -510 | 442 | 2030-07-29 11:00 | 370.46 | -526 | -510 | 117.94 | 2030-07-29 11:00 | -700 | -526 | -510 | 142
2030-07-29 12:00 | 700 | 0 | -274.22 | 442 | 2030-07-29 12:00 | 490.04 | -526 | -510 | 142 | 2030-07-29 12:00 | -700 | -526 | -510 | 122.72
2030-07-29 13:00 | 700 | 0 | 25.78 | 442 | 2030-07-29 13:00 | 599.86 | -226 | -210 | 442 | 2030-07-29 13:00 | -100 | -291.14 | -510 | 422.72
2030-07-29 14:00 | 700 | 78.1 | 325.78 | 442 | 2030-07-29 14:00 | 700 | 0 | 27.05 | 442 | 2030-07-29 14:00 | 342.59 | 0 | -210 | 442
2030-07-29 15:00 | 700 | 80.02 | 510 | 442 | 2030-07-29 15:00 | 700 | 106.07 | 327.05 | 442 | 2030-07-29 15:00 | 700 | 0 | 90 | 442
2030-07-29 16:00 | 700 | 270.18 | 510 | 442 | 2030-07-29 16:00 | 700 | 156.9 | 510 | 442 | 2030-07-29 16:00 | 700 | 0 | 390 | 442
2030-07-29 17:00 | 700 | 483.65 | 510 | 442 | 2030-07-29 17:00 | 700 | 375.47 | 510 | 442 | 2030-07-29 17:00 | 700 | 131.39 | 510 | 442
2030-07-29 18:00 | 700 | 505 | 510 | 442 | 2030-07-29 18:00 | 700 | 505 | 510 | 442 | 2030-07-29 18:00 | 700 | 431.39 | 510 | 442
2030-07-29 19:00 | 700 | 505 | 510 | 442 | 2030-07-29 19:00 | 700 | 472.73 | 510 | 442 | 2030-07-29 19:00 | 700 | 382.31 | 510 | 442
2030-07-29 20:00 | 700 | 281.89 | 510 | 442 | 2030-07-29 20:00 | 700 | 179 | 510 | 442 | 2030-07-29 20:00 | 700 | 82.31 | 510 | 442
2030-07-29 21:00 | 700 | 457.27 | 510 | 442 | 2030-07-29 21:00 | 700 | 205 | 392.08 | 442 | 2030-07-29 21:00 | 700 | 318.1 | 510 | 442
2030-07-29 22:00 | 430.67 | 505 | 510 | 442 | 2030-07-29 22:00 | 355.23 | 505 | 510 | 442 | 2030-07-29 22:00 | 515.36 | 505 | 510 | 442
2030-07-29 23:00 | 296 | 505 | 510 | 442 | 2030-07-29 23:00 | 312.34 | 505 | 510 | 442 | 2030-07-29 23:00 | 21.28 | 505 | 510 | 442
2030-07-30 | 344.55 | 505 | 510 | 442 | 2030-07-30 | 700 | 505 | 510 | 442 | 2030-07-30 | 0 | 505 | 510 | 442
2030-07-30 01:00 | 599.77 | 505 | 510 | 442 | 2030-07-30 01:00 | 560.73 | 505 | 510 | 442 | 2030-07-30 01:00 | -143.11 | 505 | 510 | 442
2030-07-30 02:00 | 314.57 | 505 | 510 | 442 | 2030-07-30 02:00 | 231.01 | 505 | 510 | 442 | 2030-07-30 02:00 | -502.9 | 505 | 510 | 442
2030-07-30 03:00 | 658.79 | 505 | 510 | 442 | 2030-07-30 03:00 | 363.25 | 505 | 510 | 442 | 2030-07-30 03:00 | -223.74 | 505 | 510 | 442
2030-07-30 04:00 | 192.3 | 505 | 510 | 442 | 2030-07-30 04:00 | 108.11 | 505 | 510 | 442 | 2030-07-30 04:00 | -513.57 | 505 | 510 | 442
2030-07-30 05:00 | 479.95 | 505 | 510 | 442 | 2030-07-30 05:00 | 452.63 | 505 | 510 | 442 | 2030-07-30 05:00 | -125.69 | 505 | 510 | 442
2030-07-30 06:00 | 512.5 | 505 | 510 | 442 | 2030-07-30 06:00 | 586.75 | 505 | 510 | 442 | 2030-07-30 06:00 | -79 | 505 | 510 | 442
2030-07-30 07:00 | 700 | 505 | 510 | 442 | 2030-07-30 07:00 | 500 | 505 | 510 | 442 | 2030-07-30 07:00 | -469.01 | 505 | 510 | 442
2030-07-30 08:00 | 700 | 505 | 510 | 442 | 2030-07-30 08:00 | -100 | 505 | 510 | 442 | 2030-07-30 08:00 | -700 | 505 | 510 | 442
2030-07-30 09:00 | 304.4 | 505 | 510 | 442 | 2030-07-30 09:00 | -700 | 505 | 510 | 442 | 2030-07-30 09:00 | -700 | 505 | 510 | 442
2030-07-30 10:00 | 180.88 | 505 | 510 | 442 | 2030-07-30 10:00 | -700 | 505 | 510 | 442 | 2030-07-30 10:00 | -700 | 505 | 510 | 442
2030-07-30 11:00 | 0 | 505 | 510 | 442 | 2030-07-30 11:00 | -700 | 505 | 510 | 442 | 2030-07-30 11:00 | -700 | 505 | 510 | 442
2030-07-30 12:00 | -63.37 | 505 | 510 | 442 | 2030-07-30 12:00 | -700 | 505 | 510 | 442 | 2030-07-30 12:00 | -700 | 505 | 510 | 442
2030-07-30 13:00 | 63.25 | 505 | 510 | 442 | 2030-07-30 13:00 | -700 | 505 | 510 | 442 | 2030-07-30 13:00 | -700 | 505 | 510 | 442
2030-07-30 14:00 | -171.17 | 505 | 510 | 442 | 2030-07-30 14:00 | -700 | 505 | 510 | 442 | 2030-07-30 14:00 | -700 | 505 | 510 | 442
2030-07-30 15:00 | -190.27 | 505 | 510 | 442 | 2030-07-30 15:00 | -700 | 505 | 510 | 442 | 2030-07-30 15:00 | -700 | 505 | 510 | 442
2030-07-30 16:00 | -132.92 | 505 | 510 | 442 | 2030-07-30 16:00 | -700 | 505 | 510 | 442 | 2030-07-30 16:00 | -700 | 505 | 510 | 442
2030-07-30 17:00 | 91.96 | 505 | 510 | 442 | 2030-07-30 17:00 | -700 | 505 | 510 | 442 | 2030-07-30 17:00 | -700 | 505 | 510 | 442
2030-07-30 18:00 | 596.06 | 505 | 510 | 442 | 2030-07-30 18:00 | -556.91 | 505 | 510 | 442 | 2030-07-30 18:00 | -700 | 300 | 510 | 306.46
2030-07-30 19:00 | 700 | 505 | 510 | 442 | 2030-07-30 19:00 | -583.17 | 205 | 210 | 142 | 2030-07-30 19:00 | -700 | 0 | 210 | 6.46
2030-07-30 20:00 | 700 | 505 | 510 | 442 | 2030-07-30 20:00 | -100 | 205 | 210 | 142 | 2030-07-30 20:00 | -700 | -4.8 | -90 | -158
2030-07-30 21:00 | 609.52 | 505 | 510 | 442 | 2030-07-30 21:00 | -700 | 505 | 510 | 442 | 2030-07-30 21:00 | -700 | 295.2 | 210 | 142
2030-07-30 22:00 | 589.63 | 505 | 510 | 442 | 2030-07-30 22:00 | -653.27 | 505 | 510 | 442 | 2030-07-30 22:00 | -700 | 505 | 510 | 442
2030-07-30 23:00 | 632.02 | 505 | 510 | 442 | 2030-07-30 23:00 | -700 | 505 | 510 | 442 | 2030-07-30 23:00 | -700 | 505 | 510 | 442
2030-07-31 | 700 | 505 | 510 | 442 | 2030-07-31 | -100 | 505 | 510 | 442 | 2030-07-31 | -437 | 505 | 510 | 442
2030-07-31 01:00 | 262.26 | 505 | 510 | 442 | 2030-07-31 01:00 | 230.23 | 505 | 510 | 442 | 2030-07-31 01:00 | -700 | 505 | 510 | 442
2030-07-31 02:00 | 84.16 | 505 | 510 | 442 | 2030-07-31 02:00 | 624.68 | 505 | 510 | 442 | 2030-07-31 02:00 | -547.44 | 505 | 510 | 442
2030-07-31 03:00 | 218.14 | 505 | 510 | 442 | 2030-07-31 03:00 | 624.68 | 505 | 510 | 442 | 2030-07-31 03:00 | -547.44 | 505 | 510 | 442
2030-07-31 04:00 | 523.31 | 505 | 510 | 442 | 2030-07-31 04:00 | 462.98 | 505 | 510 | 442 | 2030-07-31 04:00 | 0 | 505 | 510 | 442
2030-07-31 05:00 | 561.19 | 505 | 510 | 442 | 2030-07-31 05:00 | 627.04 | 505 | 510 | 442 | 2030-07-31 05:00 | 0 | 505 | 510 | 442
2030-07-31 06:00 | 700 | 505 | 510 | 442 | 2030-07-31 06:00 | 700 | 505 | 510 | 442 | 2030-07-31 06:00 | 0 | 374 | 450.39 | 442
2030-07-31 07:00 | 700 | 290.34 | 510 | 442 | 2030-07-31 07:00 | 700 | 205 | 379.95 | 428.68 | 2030-07-31 07:00 | -100 | 74 | 150.39 | 285.51
2030-07-31 08:00 | 700 | 246.46 | 510 | 442 | 2030-07-31 08:00 | 700 | 0 | 79.95 | 128.68 | 2030-07-31 08:00 | -700 | -226 | -149.61 | 0
2030-07-31 09:00 | 700 | 91.97 | 510 | 442 | 2030-07-31 09:00 | 469.97 | 0 | 0 | 159.97 | 2030-07-31 09:00 | -700 | -526 | -449.61 | 13.33
2030-07-31 10:00 | 700 | 312.45 | 510 | 442 | 2030-07-31 10:00 | 469.97 | 0 | 0 | 236.89 | 2030-07-31 10:00 | -700 | -395 | -390 | 103.8
2030-07-31 11:00 | 700 | 356.65 | 510 | 442 | 2030-07-31 11:00 | 349.71 | 205 | 210 | 321.68 | 2030-07-31 11:00 | -700 | -95 | -90 | 199.02
2030-07-31 12:00 | 450.62 | 505 | 510 | 442 | 2030-07-31 12:00 | 0 | 505 | 510 | 442 | 2030-07-31 12:00 | -700 | 205 | 210 | 442
2030-07-31 13:00 | 211.26 | 505 | 510 | 442 | 2030-07-31 13:00 | 0 | 505 | 510 | 442 | 2030-07-31 13:00 | -700 | 505 | 510 | 442
2030-07-31 14:00 | 45.45 | 505 | 510 | 442 | 2030-07-31 14:00 | 0 | 505 | 510 | 442 | 2030-07-31 14:00 | -700 | 300 | 300 | 442
2030-07-31 15:00 | 501.87 | 205 | 275.8 | 288.22 | 2030-07-31 15:00 | 0 | 205 | 210 | 436.29 | 2030-07-31 15:00 | -700 | 0 | 0 | 196.85
2030-07-31 16:00 | 700 | 113.56 | 450.95 | 424.98 | 2030-07-31 16:00 | 600 | 0 | 0 | 442 | 2030-07-31 16:00 | -700 | -237.23 | -300 | 439.43
2030-07-31 17:00 | 700 | 413.56 | 510 | 442 | 2030-07-31 17:00 | 630.15 | 205 | 210 | 442 | 2030-07-31 17:00 | -100 | -72.96 | 0 | 442
2030-07-31 18:00 | 700 | 417.2 | 510 | 442 | 2030-07-31 18:00 | 700 | 505 | 510 | 442 | 2030-07-31 18:00 | 500 | 0 | 300 | 442
2030-07-31 19:00 | 700 | 505 | 510 | 442 | 2030-07-31 19:00 | 700 | 505 | 510 | 442 | 2030-07-31 19:00 | 700 | 263.55 | 510 | 442
2030-07-31 20:00 | 700 | 505 | 510 | 442 | 2030-07-31 20:00 | 700 | 505 | 510 | 442 | 2030-07-31 20:00 | 700 | 199.53 | 510 | 442
2030-07-31 21:00 | 700 | 505 | 510 | 442 | 2030-07-31 21:00 | 700 | 505 | 510 | 442 | 2030-07-31 21:00 | 700 | 300 | 510 | 442
2030-07-31 22:00 | 700 | 505 | 510 | 442 | 2030-07-31 22:00 | 700 | 505 | 510 | 442 | 2030-07-31 22:00 | 700 | 0 | 510 | 442
2030-07-31 23:00 | 700 | 505 | 510 | 442 | 2030-07-31 23:00 | 700 | 505 | 510 | 442 | 2030-07-31 23:00 | 700 | 0 | 510 | 442
2030-08-01 | 700 | 505 | 510 | 442 | 2030-08-01 | 700 | 505 | 510 | 442 | 2030-08-01 | 700 | 300 | 510 | 442
2030-08-01 01:00 | 700 | 505 | 510 | 442 | 2030-08-01 01:00 | 700 | 505 | 510 | 442 | 2030-08-01 01:00 | 700 | 368.42 | 510 | 442
2030-08-01 02:00 | 700 | 505 | 510 | 442 | 2030-08-01 02:00 | 700 | 471.7 | 510 | 442 | 2030-08-01 02:00 | 700 | 505 | 510 | 442
2030-08-01 03:00 | 700 | 505 | 510 | 442 | 2030-08-01 03:00 | 700 | 471.7 | 510 | 442 | 2030-08-01 03:00 | 700 | 505 | 510 | 442
2030-08-01 04:00 | 700 | 505 | 510 | 442 | 2030-08-01 04:00 | 700 | 480.31 | 510 | 442 | 2030-08-01 04:00 | 700 | 505 | 415.58 | 442
2030-08-01 05:00 | 700 | 505 | 510 | 442 | 2030-08-01 05:00 | 700 | 300 | 390 | 442 | 2030-08-01 05:00 | 700 | 300 | 115.58 | 442
2030-08-01 06:00 | 700 | 300 | 219.05 | 442 | 2030-08-01 06:00 | 700 | 0 | 90 | 442 | 2030-08-01 06:00 | 700 | 0 | -184.42 | 442
2030-08-01 07:00 | 700 | 0 | -80.95 | 326.99 | 2030-08-01 07:00 | 700 | -300 | -210 | 208.05 | 2030-08-01 07:00 | 319.46 | -300 | -484.42 | 142
2030-08-01 08:00 | 700 | 0 | -380.95 | 327.37 | 2030-08-01 08:00 | 488.41 | -526 | -510 | 203.96 | 2030-08-01 08:00 | -280.54 | -526 | -510 | 142
2030-08-01 09:00 | 700 | 0 | -80.95 | 442 | 2030-08-01 09:00 | -44.9 | -226 | -210 | 442 | 2030-08-01 09:00 | -700 | -526 | -510 | 442
2030-08-01 10:00 | 282.36 | 0 | 0 | 442 | 2030-08-01 10:00 | -44.9 | -526 | -510 | 442 | 2030-08-01 10:00 | -700 | -526 | -510 | 442
2030-08-01 11:00 | 700 | -226 | -210 | 332.31 | 2030-08-01 11:00 | 0 | -526 | -510 | 442 | 2030-08-01 11:00 | -700 | -526 | -510 | 442
2030-08-01 12:00 | 700 | -526 | -510 | 46.63 | 2030-08-01 12:00 | -260.77 | -526 | -510 | 337.9 | 2030-08-01 12:00 | -700 | -526 | -510 | 201.45
2030-08-01 13:00 | 700 | -526 | -510 | -10.51 | 2030-08-01 13:00 | 0 | -526 | -510 | 320.85 | 2030-08-01 13:00 | -700 | -526 | -510 | 201.45
2030-08-01 14:00 | 700 | -226 | -449.15 | 235.89 | 2030-08-01 14:00 | 461.76 | -378.34 | -510 | 442 | 2030-08-01 14:00 | -500 | -526 | -510 | 442
2030-08-01 15:00 | 700 | -74.12 | -510 | 19.38 | 2030-08-01 15:00 | 668.03 | -526 | -510 | 403.41 | 2030-08-01 15:00 | 100 | -526 | -510 | 337.68
2030-08-01 16:00 | 700 | 0 | -218.56 | 0 | 2030-08-01 16:00 | 700 | -237.73 | -510 | 344.32 | 2030-08-01 16:00 | 700 | -526 | -510 | 241.99
2030-08-01 17:00 | 700 | 0 | -0.41 | 81.12 | 2030-08-01 17:00 | 700 | 0 | -510 | 390.53 | 2030-08-01 17:00 | 700 | -526 | -510 | 393.72
2030-08-01 18:00 | 700 | 0 | 284.78 | 115.57 | 2030-08-01 18:00 | 700 | 0 | -409.44 | 411.33 | 2030-08-01 18:00 | 700 | -526 | -510 | 442
2030-08-01 19:00 | 700 | 0 | 510 | 140.79 | 2030-08-01 19:00 | 700 | 0 | -109.44 | 265.27 | 2030-08-01 19:00 | 700 | -441.91 | -510 | 390.27
2030-08-01 20:00 | 700 | 0 | 277.76 | 145.81 | 2030-08-01 20:00 | 700 | 0 | -90 | 442 | 2030-08-01 20:00 | 700 | -141.91 | -210 | 234.56
2030-08-01 21:00 | 700 | 205 | 510 | 161.24 | 2030-08-01 21:00 | 700 | 205 | 210 | 442 | 2030-08-01 21:00 | 700 | 158.09 | 90 | 311.18
2030-08-01 22:00 | 700 | 505 | 510 | 442 | 2030-08-01 22:00 | 700 | 505 | 510 | 442 | 2030-08-01 22:00 | 700 | 458.09 | 390 | 442
2030-08-01 23:00 | 700 | 452.05 | 510 | 442 | 2030-08-01 23:00 | 700 | 316.59 | 510 | 442 | 2030-08-01 23:00 | 700 | 432.39 | 510 | 442
2030-08-02 | 700 | 505 | 510 | 442 | 2030-08-02 | 700 | 505 | 510 | 442 | 2030-08-02 | 700 | 270.47 | 510 | 442
2030-08-02 01:00 | 700 | 262.59 | 510 | 442 | 2030-08-02 01:00 | 700 | 505 | 510 | 442 | 2030-08-02 01:00 | 700 | 374.31 | 510 | 442
2030-08-02 02:00 | 700 | 415.94 | 510 | 442 | 2030-08-02 02:00 | 700 | 407.12 | 510 | 442 | 2030-08-02 02:00 | 700 | 194.55 | 510 | 442
2030-08-02 03:00 | 700 | 115.94 | 510 | 442 | 2030-08-02 03:00 | 700 | 407.12 | 510 | 442 | 2030-08-02 03:00 | 700 | 190.65 | 510 | 442
2030-08-02 04:00 | 700 | 415.94 | 510 | 442 | 2030-08-02 04:00 | 700 | 464.94 | 510 | 442 | 2030-08-02 04:00 | 700 | 327.97 | 510 | 442
2030-08-02 05:00 | 700 | 318.66 | 510 | 442 | 2030-08-02 05:00 | 700 | 505 | 510 | 442 | 2030-08-02 05:00 | 700 | 408.71 | 510 | 442
2030-08-02 06:00 | 700 | 300 | 259.8 | 442 | 2030-08-02 06:00 | 700 | 300 | 462.54 | 442 | 2030-08-02 06:00 | 700 | 286.8 | 210 | 442
2030-08-02 07:00 | 700 | 0 | -40.2 | 247.66 | 2030-08-02 07:00 | 700 | 0 | 162.54 | 442 | 2030-08-02 07:00 | 700 | -13.2 | -90 | 146.11
2030-08-02 08:00 | 700 | 0 | -264.07 | 439.75 | 2030-08-02 08:00 | 600 | -130.69 | -137.46 | 442 | 2030-08-02 08:00 | 100 | -226 | -296.9 | 442
2030-08-02 09:00 | 700 | 201.7 | 35.93 | 442 | 2030-08-02 09:00 | 0 | -300 | -437.46 | 442 | 2030-08-02 09:00 | -500 | -526 | -510 | 442
2030-08-02 10:00 | 700 | 0 | 40.92 | 442 | 2030-08-02 10:00 | -521.62 | 0 | -137.46 | 442 | 2030-08-02 10:00 | -700 | -526 | -510 | 442
2030-08-02 11:00 | 700 | 0 | 0 | 442 | 2030-08-02 11:00 | -700 | 0 | 0 | 442 | 2030-08-02 11:00 | -700 | -526 | -510 | 442
2030-08-02 12:00 | 675.68 | 0 | 0 | 442 | 2030-08-02 12:00 | -700 | 0 | 0 | 442 | 2030-08-02 12:00 | -700 | -526 | -510 | 442
2030-08-02 13:00 | 700 | 0 | -162.76 | 442 | 2030-08-02 13:00 | -477.93 | -226 | -210 | 442 | 2030-08-02 13:00 | -700 | -526 | -510 | 442
2030-08-02 14:00 | 700 | -300 | -462.76 | 309.86 | 2030-08-02 14:00 | 122.07 | -526 | -510 | 232.39 | 2030-08-02 14:00 | -700 | -526 | -510 | 187.87
2030-08-02 15:00 | 700 | -475.23 | -510 | 372.79 | 2030-08-02 15:00 | 607 | -526 | -510 | 287.6 | 2030-08-02 15:00 | -551.36 | -526 | -510 | 230.05
2030-08-02 16:00 | 700 | -450.81 | -510 | 405.96 | 2030-08-02 16:00 | 499.1 | -488.24 | -510 | 442 | 2030-08-02 16:00 | -256.83 | -526 | -510 | 442
2030-08-02 17:00 | 700 | -150.81 | -365.74 | 382.05 | 2030-08-02 17:00 | 700 | -526 | -510 | 335.77 | 2030-08-02 17:00 | 343.17 | -526 | -510 | 442
2030-08-02 18:00 | 700 | -78.2 | -167.29 | 442 | 2030-08-02 18:00 | 700 | -226 | -510 | 248.83 | 2030-08-02 18:00 | 700 | -311.11 | -510 | 442
2030-08-02 19:00 | 700 | 0 | 132.71 | 442 | 2030-08-02 19:00 | 700 | 0 | -456.97 | 404.35 | 2030-08-02 19:00 | 700 | -11.11 | -508.83 | 214.11
2030-08-02 20:00 | 700 | 0 | 432.71 | 442 | 2030-08-02 20:00 | 700 | 0 | -156.97 | 404.35 | 2030-08-02 20:00 | 700 | 0 | -300 | 382.79
2030-08-02 21:00 | 700 | 0 | 510 | 442 | 2030-08-02 21:00 | 700 | 0 | -90 | 320.32 | 2030-08-02 21:00 | 700 | 0 | 0 | 396.75
2030-08-02 22:00 | 700 | 34.01 | 510 | 442 | 2030-08-02 22:00 | 700 | 205 | 210 | 437.64 | 2030-08-02 22:00 | 700 | 205 | 210 | 244.66
2030-08-02 23:00 | 700 | 334.01 | 510 | 442 | 2030-08-02 23:00 | 700 | 505 | 510 | 442 | 2030-08-02 23:00 | 700 | 505 | 510 | 442
2030-08-03 | 700 | 505 | 510 | 442 | 2030-08-03 | 700 | 505 | 510 | 442 | 2030-08-03 | 700 | 505 | 510 | 442
2030-08-03 01:00 | 700 | 420.28 | 510 | 442 | 2030-08-03 01:00 | 700 | 505 | 510 | 442 | 2030-08-03 01:00 | 700 | 313.42 | 510 | 442
2030-08-03 02:00 | 700 | 505 | 510 | 442 | 2030-08-03 02:00 | 700 | 505 | 510 | 442 | 2030-08-03 02:00 | 700 | 302.47 | 510 | 442
2030-08-03 03:00 | 700 | 505 | 510 | 442 | 2030-08-03 03:00 | 700 | 505 | 510 | 442 | 2030-08-03 03:00 | 700 | 328.96 | 510 | 442
2030-08-03 04:00 | 700 | 433.02 | 510 | 442 | 2030-08-03 04:00 | 700 | 505 | 510 | 442 | 2030-08-03 04:00 | 700 | 28.96 | 510 | 442
2030-08-03 05:00 | 700 | 194.03 | 510 | 442 | 2030-08-03 05:00 | 700 | 298.71 | 510 | 442 | 2030-08-03 05:00 | 700 | 300 | 300 | 442
2030-08-03 06:00 | 700 | 221.4 | 510 | 442 | 2030-08-03 06:00 | 700 | 0 | 238.89 | 442 | 2030-08-03 06:00 | 700 | 0 | 0 | 387.4
2030-08-03 07:00 | 700 | 0 | 427.64 | 442 | 2030-08-03 07:00 | 526.87 | 0 | 0 | 442 | 2030-08-03 07:00 | 100 | -179.58 | -300 | 377.27
2030-08-03 08:00 | 700 | 0 | 459.51 | 442 | 2030-08-03 08:00 | -73.13 | 0 | -210 | 442 | 2030-08-03 08:00 | -500 | -346.28 | -510 | 442
2030-08-03 09:00 | 255.42 | 0 | 159.51 | 442 | 2030-08-03 09:00 | -673.13 | -300 | -510 | 442 | 2030-08-03 09:00 | -700 | -526 | -510 | 274.94
2030-08-03 10:00 | 0 | 0 | 0 | 442 | 2030-08-03 10:00 | -700 | -526 | -510 | 442 | 2030-08-03 10:00 | -700 | -526 | -510 | 442
2030-08-03 11:00 | 130.14 | 0 | 0 | 442 | 2030-08-03 11:00 | -700 | -526 | -510 | 442 | 2030-08-03 11:00 | -700 | -526 | -510 | 442
2030-08-03 12:00 | 130.14 | 0 | 0 | 442 | 2030-08-03 12:00 | -700 | -526 | -510 | 442 | 2030-08-03 12:00 | -700 | -526 | -510 | 442
2030-08-03 13:00 | 3.57 | 0 | 0 | 442 | 2030-08-03 13:00 | -700 | -526 | -510 | 442 | 2030-08-03 13:00 | -700 | -526 | -510 | 326.16
2030-08-03 14:00 | 125.41 | 0 | 0 | 442 | 2030-08-03 14:00 | -700 | -526 | -510 | 442 | 2030-08-03 14:00 | -700 | -526 | -510 | 442
2030-08-03 15:00 | 700 | -226 | -210 | 442 | 2030-08-03 15:00 | -389.93 | -526 | -510 | 442 | 2030-08-03 15:00 | -700 | -526 | -510 | 442
2030-08-03 16:00 | 700 | -526 | -510 | 364.67 | 2030-08-03 16:00 | 210.07 | -526 | -510 | 442 | 2030-08-03 16:00 | -201.15 | -526 | -510 | 211.05
2030-08-03 17:00 | 700 | -226 | -210 | 442 | 2030-08-03 17:00 | 700 | -232.45 | -510 | 442 | 2030-08-03 17:00 | 398.85 | -526 | -510 | 394.23
2030-08-03 18:00 | 700 | 29.8 | 90 | 442 | 2030-08-03 18:00 | 700 | 0 | -210 | 442 | 2030-08-03 18:00 | 700 | -526 | -510 | 442
2030-08-03 19:00 | 700 | 0 | 390 | 442 | 2030-08-03 19:00 | 700 | 0 | -305.53 | 442 | 2030-08-03 19:00 | 700 | -441.02 | -473.61 | 373.88
2030-08-03 20:00 | 700 | 130 | 510 | 442 | 2030-08-03 20:00 | 700 | 0 | -90 | 442 | 2030-08-03 20:00 | 700 | -141.02 | -173.61 | 73.88
2030-08-03 21:00 | 700 | 176.69 | 510 | 442 | 2030-08-03 21:00 | 700 | 49.41 | 210 | 442 | 2030-08-03 21:00 | 700 | 158.98 | 126.39 | 282.04
2030-08-03 22:00 | 700 | 476.69 | 510 | 442 | 2030-08-03 22:00 | 700 | 349.41 | 510 | 442 | 2030-08-03 22:00 | 700 | 458.98 | 426.39 | 442
2030-08-03 23:00 | 700 | 250.18 | 510 | 442 | 2030-08-03 23:00 | 700 | 119.61 | 510 | 442 | 2030-08-03 23:00 | 700 | 158.98 | 510 | 442
2030-08-04 | 700 | 153.4 | 510 | 424.33 | 2030-08-04 | 700 | 0 | 363.98 | 342.56 | 2030-08-04 | 249.85 | 0 | 210 | 317.45
2030-08-04 01:00 | 500 | 453.4 | 510 | 442 | 2030-08-04 01:00 | 500 | 0 | 225.81 | 253.09 | 2030-08-04 01:00 | 0 | 0 | 40.78 | 205.86
2030-08-04 02:00 | -100 | 362.2 | 510 | 442 | 2030-08-04 02:00 | -100 | 0 | 161.97 | 114.51 | 2030-08-04 02:00 | -600 | 0 | -108.79 | 46.83
2030-08-04 03:00 | -700 | 505 | 510 | 442 | 2030-08-04 03:00 | -700 | 300 | 461.97 | 414.51 | 2030-08-04 03:00 | -700 | 300 | 191.21 | 346.83
2030-08-04 04:00 | -700 | 505 | 510 | 442 | 2030-08-04 04:00 | -700 | 505 | 510 | 442 | 2030-08-04 04:00 | -700 | 505 | 491.21 | 442
2030-08-04 05:00 | -700 | 505 | 510 | 352.72 | 2030-08-04 05:00 | -700 | 505 | 510 | 309.49 | 2030-08-04 05:00 | -700 | 505 | 510 | 305.77
2030-08-04 06:00 | -700 | 505 | 510 | 203.26 | 2030-08-04 06:00 | -700 | 505 | 510 | 178.99 | 2030-08-04 06:00 | -700 | 505 | 510 | 174.47
2030-08-04 07:00 | -700 | 505 | 510 | 409.68 | 2030-08-04 07:00 | -700 | 505 | 510 | 405.9 | 2030-08-04 07:00 | -700 | 505 | 510 | 402.12
2030-08-04 08:00 | -700 | 505 | 510 | 152.56 | 2030-08-04 08:00 | -700 | 505 | 510 | 146.73 | 2030-08-04 08:00 | -700 | 505 | 510 | 140.9
2030-08-04 09:00 | -700 | 505 | 510 | 297.11 | 2030-08-04 09:00 | -700 | 505 | 510 | 290.9 | 2030-08-04 09:00 | -700 | 505 | 510 | 284.69
2030-08-04 10:00 | -100 | 505 | 510 | 313.11 | 2030-08-04 10:00 | -100 | 505 | 510 | 306.21 | 2030-08-04 10:00 | -100 | 505 | 510 | 299.31
2030-08-04 11:00 | 262.55 | 205 | 510 | 414.42 | 2030-08-04 11:00 | 318.54 | 279 | 210 | 232 | 2030-08-04 11:00 | 313 | 279 | 210 | 232
2030-08-04 12:00 | 395.34 | -21 | 510 | 379.92 | 2030-08-04 12:00 | 558.41 | -21 | 510 | -68 | 2030-08-04 12:00 | 545.51 | -21 | 510 | -68
2030-08-04 13:00 | 509.41 | 279 | 210 | 142 | 2030-08-04 13:00 | 700 | -21 | 210 | -21.95 | 2030-08-04 13:00 | 700 | -21 | 210 | -28.14
2030-08-04 14:00 | 0 | 505 | 0 | 442 | 2030-08-04 14:00 | 700 | -21 | -90 | 110.02 | 2030-08-04 14:00 | 700 | -21 | -90 | 107.82
2030-08-04 15:00 | 0 | 373.48 | 0 | 406.8 | 2030-08-04 15:00 | 100 | 221.25 | 210 | -68 | 2030-08-04 15:00 | 100 | 216.73 | 210 | -68
2030-08-04 16:00 | -100 | 505 | 300 | 298.26 | 2030-08-04 16:00 | -100 | 505 | 184.63 | -56.1 | 2030-08-04 16:00 | -500 | 505 | 510 | 14.08
2030-08-04 17:00 | -700 | 505 | 510 | 298.26 | 2030-08-04 17:00 | -700 | 505 | 484.63 | 242.81 | 2030-08-04 17:00 | -700 | 505 | 510 | 207.04
2030-08-04 18:00 | -700 | 505 | 510 | 442 | 2030-08-04 18:00 | -700 | 505 | 510 | 442 | 2030-08-04 18:00 | -700 | 505 | 510 | 442
2030-08-04 19:00 | -700 | 505 | 510 | 442 | 2030-08-04 19:00 | -700 | 505 | 510 | 442 | 2030-08-04 19:00 | -700 | 505 | 510 | 442
2030-08-04 20:00 | -700 | 505 | 510 | 442 | 2030-08-04 20:00 | -700 | 505 | 510 | 442 | 2030-08-04 20:00 | -700 | 505 | 510 | 442
2030-08-04 21:00 | -700 | 505 | 510 | 209.32 | 2030-08-04 21:00 | -700 | 505 | 510 | 203.98 | 2030-08-04 21:00 | -700 | 505 | 510 | 198.65
2030-08-04 22:00 | -700 | 505 | 510 | 442 | 2030-08-04 22:00 | -700 | 505 | 510 | 442 | 2030-08-04 22:00 | -700 | 505 | 510 | 442
2030-08-04 23:00 | -700 | 505 | 510 | 400.73 | 2030-08-04 23:00 | -700 | 505 | 510 | 396.9 | 2030-08-04 23:00 | -700 | 505 | 510 | 393.08
2030-08-05 | -100 | 505 | 510 | 442 | 2030-08-05 | -100 | 505 | 510 | 442 | 2030-08-05 | -533.34 | 505 | 510 | 442
2030-08-05 01:00 | 270.3 | 505 | 510 | 442 | 2030-08-05 01:00 | 500 | 505 | 510 | 442 | 2030-08-05 01:00 | 66.44 | 505 | 510 | 442
2030-08-05 02:00 | 289.11 | 505 | 510 | 442 | 2030-08-05 02:00 | 314.34 | 505 | 510 | 442 | 2030-08-05 02:00 | -18.88 | 505 | 510 | 442
2030-08-05 03:00 | 137.44 | 505 | 510 | 442 | 2030-08-05 03:00 | 315.84 | 505 | 510 | 442 | 2030-08-05 03:00 | -207.56 | 505 | 510 | 442
2030-08-05 04:00 | 647.94 | 505 | 510 | 442 | 2030-08-05 04:00 | 406.06 | 505 | 510 | 442 | 2030-08-05 04:00 | -33.57 | 505 | 510 | 442
2030-08-05 05:00 | 128.17 | 505 | 510 | 442 | 2030-08-05 05:00 | 161.59 | 505 | 510 | 442 | 2030-08-05 05:00 | -485.44 | 505 | 510 | 442
2030-08-05 06:00 | 176.29 | 505 | 510 | 442 | 2030-08-05 06:00 | 161.59 | 505 | 510 | 442 | 2030-08-05 06:00 | -559.51 | 505 | 510 | 442
2030-08-05 07:00 | 0 | 505 | 510 | 442 | 2030-08-05 07:00 | 0 | 505 | 510 | 442 | 2030-08-05 07:00 | -700 | 505 | 510 | 442
2030-08-05 08:00 | 195.23 | 505 | 510 | 442 | 2030-08-05 08:00 | 9.41 | 505 | 510 | 442 | 2030-08-05 08:00 | -700 | 505 | 510 | 442
2030-08-05 09:00 | 688.69 | 505 | 510 | 442 | 2030-08-05 09:00 | 454.03 | 505 | 510 | 442 | 2030-08-05 09:00 | -466.16 | 505 | 510 | 442
2030-08-05 10:00 | 700 | 505 | 510 | 442 | 2030-08-05 10:00 | 700 | 505 | 510 | 442 | 2030-08-05 10:00 | -185.23 | 505 | 510 | 442
2030-08-05 11:00 | 282.52 | 505 | 510 | 442 | 2030-08-05 11:00 | 100 | 505 | 510 | 442 | 2030-08-05 11:00 | -700 | 505 | 510 | 442
2030-08-05 12:00 | 271.41 | 505 | 510 | 442 | 2030-08-05 12:00 | -22.45 | 505 | 510 | 442 | 2030-08-05 12:00 | -700 | 505 | 510 | 442
2030-08-05 13:00 | -23.08 | 505 | 510 | 442 | 2030-08-05 13:00 | -622.45 | 505 | 510 | 442 | 2030-08-05 13:00 | -700 | 505 | 510 | 442
2030-08-05 14:00 | 0 | 505 | 510 | 442 | 2030-08-05 14:00 | -22.45 | 505 | 510 | 442 | 2030-08-05 14:00 | -700 | 300 | 230.54 | 442
2030-08-05 15:00 | 113.81 | 505 | 510 | 442 | 2030-08-05 15:00 | 0 | 300 | 510 | 442 | 2030-08-05 15:00 | -700 | 0 | -69.46 | 442
2030-08-05 16:00 | 700 | 205 | 474.4 | 442 | 2030-08-05 16:00 | 532.23 | 0 | 210 | 442 | 2030-08-05 16:00 | -250.18 | 0 | -327.78 | 442
2030-08-05 17:00 | 700 | 100.8 | 510 | 442 | 2030-08-05 17:00 | 700 | 0 | 411.48 | 442 | 2030-08-05 17:00 | 349.82 | 0 | -110.1 | 442
2030-08-05 18:00 | 700 | 0 | 410.54 | 442 | 2030-08-05 18:00 | 700 | 0 | 111.48 | 301.75 | 2030-08-05 18:00 | 700 | -300 | -410.1 | 442
2030-08-05 19:00 | 700 | 0 | 510 | 442 | 2030-08-05 19:00 | 700 | 0 | 198.4 | 232.47 | 2030-08-05 19:00 | 700 | -393.33 | -390 | 442
2030-08-05 20:00 | 700 | 0 | 510 | 442 | 2030-08-05 20:00 | 700 | 0 | 149.62 | 321.03 | 2030-08-05 20:00 | 700 | -93.33 | -90 | 442
2030-08-05 21:00 | 700 | 205 | 510 | 442 | 2030-08-05 21:00 | 700 | 205 | 210 | 442 | 2030-08-05 21:00 | 700 | 205 | 210 | 442
2030-08-05 22:00 | 700 | 505 | 510 | 442 | 2030-08-05 22:00 | 700 | 505 | 510 | 442 | 2030-08-05 22:00 | 700 | 505 | 510 | 442
2030-08-05 23:00 | 700 | 497.86 | 510 | 442 | 2030-08-05 23:00 | 700 | 505 | 510 | 442 | 2030-08-05 23:00 | 700 | 505 | 510 | 442
2030-08-06 | 700 | 505 | 510 | 442 | 2030-08-06 | 700 | 386.99 | 510 | 442 | 2030-08-06 | 700 | 505 | 510 | 442
2030-08-06 01:00 | 700 | 218.22 | 510 | 442 | 2030-08-06 01:00 | 700 | 204.43 | 510 | 442 | 2030-08-06 01:00 | 700 | 301.79 | 510 | 442
2030-08-06 02:00 | 700 | 433.5 | 510 | 442 | 2030-08-06 02:00 | 700 | 122.1 | 510 | 442 | 2030-08-06 02:00 | 700 | 505 | 510 | 442
2030-08-06 03:00 | 700 | 496.6 | 510 | 442 | 2030-08-06 03:00 | 700 | 398.51 | 510 | 442 | 2030-08-06 03:00 | 700 | 505 | 510 | 442
2030-08-06 04:00 | 700 | 250.87 | 510 | 442 | 2030-08-06 04:00 | 700 | 98.51 | 510 | 442 | 2030-08-06 04:00 | 700 | 418.82 | 510 | 442
2030-08-06 05:00 | 700 | 292.75 | 510 | 442 | 2030-08-06 05:00 | 700 | 145.37 | 510 | 442 | 2030-08-06 05:00 | 700 | 358.96 | 510 | 442
2030-08-06 06:00 | 700 | 153.08 | 426.51 | 435.26 | 2030-08-06 06:00 | 700 | 0 | 255.68 | 419.81 | 2030-08-06 06:00 | 700 | 58.96 | 250.31 | 404.37
2030-08-06 07:00 | 700 | 453.08 | 510 | 442 | 2030-08-06 07:00 | 596.01 | 94.53 | 300 | 442 | 2030-08-06 07:00 | 100 | 0 | -38.59 | 441.66
2030-08-06 08:00 | 700 | 291.04 | 510 | 442 | 2030-08-06 08:00 | -3.99 | 0 | 0 | 381.47 | 2030-08-06 08:00 | -500 | -300 | -338.59 | 155.9
2030-08-06 09:00 | 500 | 43.83 | 510 | 442 | 2030-08-06 09:00 | -603.99 | -300 | -300 | 133.99 | 2030-08-06 09:00 | -700 | -526 | -510 | 7.03
2030-08-06 10:00 | -100 | 0 | 266.79 | 223.79 | 2030-08-06 10:00 | -700 | -526 | -510 | 81.95 | 2030-08-06 10:00 | -700 | -526 | -510 | -58.41
2030-08-06 11:00 | -700 | 205 | 510 | 348.26 | 2030-08-06 11:00 | -700 | -226 | -210 | 381.95 | 2030-08-06 11:00 | -700 | -226 | -210 | 241.59
2030-08-06 12:00 | -700 | 505 | 510 | 442 | 2030-08-06 12:00 | -700 | 74 | 90 | 442 | 2030-08-06 12:00 | -700 | 74 | 90 | 442
2030-08-06 13:00 | -700 | 505 | 510 | 442 | 2030-08-06 13:00 | -700 | 374 | 390 | 442 | 2030-08-06 13:00 | -700 | 374 | 390 | 442
2030-08-06 14:00 | -700 | 505 | 510 | 442 | 2030-08-06 14:00 | -700 | 505 | 510 | 442 | 2030-08-06 14:00 | -700 | 74 | 90 | 442
2030-08-06 15:00 | -642.6 | 505 | 510 | 442 | 2030-08-06 15:00 | -700 | 300 | 300 | 442 | 2030-08-06 15:00 | -700 | -226 | -210 | 442
2030-08-06 16:00 | -42.6 | 305.97 | 510 | 442 | 2030-08-06 16:00 | -546.42 | 0 | 0 | 303.83 | 2030-08-06 16:00 | -700 | -526 | -510 | 219.23
2030-08-06 17:00 | 557.4 | 361.77 | 510 | 442 | 2030-08-06 17:00 | 53.58 | 16.21 | 300 | 442 | 2030-08-06 17:00 | -100 | -226 | -210 | 174.32
2030-08-06 18:00 | 700 | 246.54 | 510 | 442 | 2030-08-06 18:00 | 653.58 | 16.21 | 510 | 442 | 2030-08-06 18:00 | 0 | 0 | 0 | 14.46
2030-08-06 19:00 | 700 | 486.57 | 510 | 442 | 2030-08-06 19:00 | 700 | 316.21 | 510 | 442 | 2030-08-06 19:00 | 600 | 0 | 0 | 243.27
2030-08-06 20:00 | 700 | 505 | 510 | 442 | 2030-08-06 20:00 | 700 | 505 | 510 | 442 | 2030-08-06 20:00 | 700 | 0 | 0 | 340.75
2030-08-06 21:00 | 700 | 505 | 510 | 442 | 2030-08-06 21:00 | 700 | 505 | 510 | 442 | 2030-08-06 21:00 | 700 | 0 | 0 | 40.75
2030-08-06 22:00 | 700 | 505 | 510 | 442 | 2030-08-06 22:00 | 700 | 505 | 510 | 442 | 2030-08-06 22:00 | 499.05 | 0 | 210 | 179.42
2030-08-06 23:00 | 525.32 | 505 | 510 | 442 | 2030-08-06 23:00 | 700 | 505 | 510 | 442 | 2030-08-06 23:00 | 0 | 300 | 510 | 442
2030-08-07 | 700 | 205 | 510 | 391.48 | 2030-08-07 | 700 | 205 | 510 | 442 | 2030-08-07 | 600 | 0 | 271.4 | 442
2030-08-07 01:00 | 700 | 0 | 510 | 442 | 2030-08-07 01:00 | 700 | 0 | 510 | 400.4 | 2030-08-07 01:00 | 570.74 | 0 | 210 | 142
2030-08-07 02:00 | 700 | 300 | 510 | 442 | 2030-08-07 02:00 | 700 | 300 | 510 | 442 | 2030-08-07 02:00 | 61.94 | 300 | 510 | 442
2030-08-07 03:00 | 700 | 300 | 510 | 442 | 2030-08-07 03:00 | 700 | 300 | 510 | 442 | 2030-08-07 03:00 | 141.52 | 300 | 510 | 442
2030-08-07 04:00 | 700 | 0 | 510 | 439.47 | 2030-08-07 04:00 | 700 | 0 | 510 | 378.01 | 2030-08-07 04:00 | 700 | 0 | 210 | 237.7
2030-08-07 05:00 | 700 | 85.43 | 510 | 442 | 2030-08-07 05:00 | 700 | 219.9 | 510 | 442 | 2030-08-07 05:00 | 700 | 0 | 384.9 | 284.13
2030-08-07 06:00 | 700 | 88.04 | 510 | 377.54 | 2030-08-07 06:00 | 700 | 205 | 510 | 236.83 | 2030-08-07 06:00 | 700 | 0 | 84.9 | 150.26
2030-08-07 07:00 | 700 | 388.04 | 510 | 442 | 2030-08-07 07:00 | 700 | 505 | 510 | 442 | 2030-08-07 07:00 | 700 | 0 | 271.05 | 422.08
2030-08-07 08:00 | 700 | 505 | 510 | 442 | 2030-08-07 08:00 | 700 | 246.62 | 510 | 442 | 2030-08-07 08:00 | 101.6 | 0 | 0 | 387.82
2030-08-07 09:00 | 700 | 291.6 | 510 | 442 | 2030-08-07 09:00 | 700 | 0 | 210 | 440.99 | 2030-08-07 09:00 | -30.91 | 0 | 0 | 215.21
2030-08-07 10:00 | 700 | 72.72 | 510 | 442 | 2030-08-07 10:00 | 700 | 0 | 210 | 247.85 | 2030-08-07 10:00 | -630.91 | 0 | 0 | 247.35
2030-08-07 11:00 | 700 | 29.76 | 510 | 442 | 2030-08-07 11:00 | 700 | 29.76 | 510 | 442 | 2030-08-07 11:00 | -700 | 0 | 0 | 442
2030-08-07 12:00 | 700 | 270.45 | 510 | 442 | 2030-08-07 12:00 | 700 | 0 | 272.45 | 442 | 2030-08-07 12:00 | -700 | 0 | 0 | 442
2030-08-07 13:00 | 700 | 285.11 | 510 | 442 | 2030-08-07 13:00 | 700 | 263.47 | 510 | 442 | 2030-08-07 13:00 | -535.73 | 0 | 0 | 442
2030-08-07 14:00 | 700 | 68.29 | 510 | 442 | 2030-08-07 14:00 | 700 | 0 | 263.96 | 442 | 2030-08-07 14:00 | -636.95 | 0 | 0 | 442
2030-08-07 15:00 | 700 | 368.29 | 510 | 442 | 2030-08-07 15:00 | 700 | 0 | 510 | 442 | 2030-08-07 15:00 | -179.66 | 0 | 0 | 442
2030-08-07 16:00 | 700 | 215.66 | 510 | 442 | 2030-08-07 16:00 | 700 | 82.43 | 510 | 442 | 2030-08-07 16:00 | 411.18 | 0 | 0 | 442
2030-08-07 17:00 | 700 | 18.11 | 510 | 442 | 2030-08-07 17:00 | 700 | 245.72 | 510 | 442 | 2030-08-07 17:00 | 700 | 208.13 | 134.74 | 442
2030-08-07 18:00 | 700 | 0 | 510 | 332.34 | 2030-08-07 18:00 | 700 | 0 | 210 | 210.8 | 2030-08-07 18:00 | 700 | -91.87 | -165.26 | 345.44
2030-08-07 19:00 | 700 | 0 | 510 | 288.96 | 2030-08-07 19:00 | 700 | 0 | 73.5 | 370.12 | 2030-08-07 19:00 | 700 | -391.87 | -465.26 | 442
2030-08-07 20:00 | 700 | 0 | 510 | 366.86 | 2030-08-07 20:00 | 700 | 0 | 373.5 | 442 | 2030-08-07 20:00 | 700 | -95 | -165.26 | 442
2030-08-07 21:00 | 700 | 205 | 510 | 383.18 | 2030-08-07 21:00 | 700 | 205 | 241.24 | 425.25 | 2030-08-07 21:00 | 700 | 205 | 134.74 | 442
2030-08-07 22:00 | 700 | 505 | 510 | 442 | 2030-08-07 22:00 | 700 | 505 | 510 | 442 | 2030-08-07 22:00 | 700 | 505 | 434.74 | 442
2030-08-07 23:00 | 700 | 304.28 | 510 | 442 | 2030-08-07 23:00 | 700 | 505 | 510 | 442 | 2030-08-07 23:00 | 700 | 505 | 510 | 442
2030-08-08 | 700 | 459.26 | 510 | 442 | 2030-08-08 | 700 | 436.88 | 510 | 442 | 2030-08-08 | 700 | 505 | 510 | 442
2030-08-08 01:00 | 700 | 505 | 510 | 442 | 2030-08-08 01:00 | 700 | 436.88 | 510 | 442 | 2030-08-08 01:00 | 700 | 505 | 510 | 442
2030-08-08 02:00 | 700 | 468.16 | 510 | 442 | 2030-08-08 02:00 | 700 | 446.01 | 510 | 442 | 2030-08-08 02:00 | 700 | 421.26 | 510 | 442
2030-08-08 03:00 | 700 | 505 | 510 | 442 | 2030-08-08 03:00 | 700 | 324.11 | 510 | 442 | 2030-08-08 03:00 | 700 | 365.11 | 510 | 442
2030-08-08 04:00 | 700 | 470.47 | 510 | 442 | 2030-08-08 04:00 | 700 | 256.24 | 510 | 442 | 2030-08-08 04:00 | 700 | 446.32 | 510 | 442
2030-08-08 05:00 | 700 | 407.27 | 510 | 442 | 2030-08-08 05:00 | 700 | 169.79 | 510 | 442 | 2030-08-08 05:00 | 700 | 300 | 399.83 | 442
2030-08-08 06:00 | 700 | 124.22 | 510 | 441.06 | 2030-08-08 06:00 | 700 | 0 | 255.74 | 270.58 | 2030-08-08 06:00 | 700 | 0 | 99.83 | 442
2030-08-08 07:00 | 700 | 424.22 | 510 | 442 | 2030-08-08 07:00 | 700 | 0 | 150.32 | 374.52 | 2030-08-08 07:00 | 100 | -300 | -200.17 | 442
2030-08-08 08:00 | 700 | 420.63 | 510 | 442 | 2030-08-08 08:00 | 100 | 0 | -85.39 | 442 | 2030-08-08 08:00 | -500 | -379.6 | -500.17 | 442
2030-08-08 09:00 | 628.96 | 120.63 | 210 | 442 | 2030-08-08 09:00 | -500 | -300 | -385.39 | 442 | 2030-08-08 09:00 | -700 | -526 | -510 | 442
2030-08-08 10:00 | 662.16 | 0 | 0 | 442 | 2030-08-08 10:00 | -700 | -523.51 | -510 | 442 | 2030-08-08 10:00 | -700 | -526 | -510 | 442
2030-08-08 11:00 | 486.02 | 0 | 0 | 442 | 2030-08-08 11:00 | -700 | -523.51 | -510 | 442 | 2030-08-08 11:00 | -700 | -526 | -510 | 442
2030-08-08 12:00 | 545.97 | 0 | 0 | 442 | 2030-08-08 12:00 | -700 | -448.76 | -510 | 442 | 2030-08-08 12:00 | -700 | -526 | -510 | 442
2030-08-08 13:00 | 700 | 0 | 0 | 441.98 | 2030-08-08 13:00 | -700 | -148.76 | -510 | 442 | 2030-08-08 13:00 | -700 | -526 | -510 | 442
2030-08-08 14:00 | 569.4 | 0 | 0 | 442 | 2030-08-08 14:00 | -700 | 0 | -510 | 442 | 2030-08-08 14:00 | -700 | -526 | -510 | 442
2030-08-08 15:00 | 700 | 0 | 0 | 442 | 2030-08-08 15:00 | -638.64 | 0 | -510 | 442 | 2030-08-08 15:00 | -700 | -526 | -510 | 442
2030-08-08 16:00 | 700 | 37.93 | 300 | 442 | 2030-08-08 16:00 | -38.64 | 0 | -396.55 | 442 | 2030-08-08 16:00 | -700 | -526 | -510 | 442
2030-08-08 17:00 | 700 | -37.42 | 0 | 442 | 2030-08-08 17:00 | 561.36 | -56.68 | -510 | 442 | 2030-08-08 17:00 | -100 | -268.09 | -510 | 442
2030-08-08 18:00 | 700 | 125.32 | 300 | 442 | 2030-08-08 18:00 | 700 | 0 | -510 | 442 | 2030-08-08 18:00 | 500 | -526 | -510 | 142
2030-08-08 19:00 | 700 | 327.65 | 510 | 442 | 2030-08-08 19:00 | 700 | 0 | -271.85 | 442 | 2030-08-08 19:00 | 700 | -402.77 | -510 | 21.86
2030-08-08 20:00 | 700 | 358.01 | 510 | 442 | 2030-08-08 20:00 | 700 | 0 | -77.51 | 442 | 2030-08-08 20:00 | 700 | -102.77 | -210 | 321.86
2030-08-08 21:00 | 700 | 451.28 | 510 | 442 | 2030-08-08 21:00 | 700 | 205 | 210 | 442 | 2030-08-08 21:00 | 700 | 197.23 | 90 | 442
2030-08-08 22:00 | 700 | 505 | 510 | 442 | 2030-08-08 22:00 | 700 | 505 | 510 | 442 | 2030-08-08 22:00 | 700 | 497.23 | 390 | 442
2030-08-08 23:00 | 700 | 505 | 510 | 442 | 2030-08-08 23:00 | 700 | 505 | 510 | 442 | 2030-08-08 23:00 | 700 | 505 | 510 | 442
2030-08-09 | 700 | 505 | 510 | 442 | 2030-08-09 | 700 | 505 | 510 | 442 | 2030-08-09 | 700 | 505 | 510 | 442
2030-08-09 01:00 | 700 | 505 | 510 | 442 | 2030-08-09 01:00 | 700 | 505 | 510 | 442 | 2030-08-09 01:00 | 700 | 505 | 510 | 442
2030-08-09 02:00 | 700 | 505 | 510 | 442 | 2030-08-09 02:00 | 700 | 505 | 510 | 442 | 2030-08-09 02:00 | 700 | 505 | 510 | 442
2030-08-09 03:00 | 700 | 505 | 510 | 442 | 2030-08-09 03:00 | 700 | 505 | 510 | 442 | 2030-08-09 03:00 | 700 | 505 | 510 | 442
2030-08-09 04:00 | 700 | 505 | 510 | 442 | 2030-08-09 04:00 | 700 | 505 | 510 | 442 | 2030-08-09 04:00 | 700 | 470.2 | 510 | 442
2030-08-09 05:00 | 700 | 205 | 359.94 | 300 | 2030-08-09 05:00 | 700 | 205 | 324.9 | 300 | 2030-08-09 05:00 | 700 | 170.2 | 210 | 142
2030-08-09 06:00 | 700 | 0 | 59.94 | 0 | 2030-08-09 06:00 | 700 | 0 | 24.9 | 0 | 2030-08-09 06:00 | 700 | 0 | -90 | -144.41
2030-08-09 07:00 | 700 | 0 | 0 | 0 | 2030-08-09 07:00 | 700 | -226 | -210 | 0 | 2030-08-09 07:00 | 500 | -226 | -390 | -169.01
2030-08-09 08:00 | 700 | 0 | 0 | 115.39 | 2030-08-09 08:00 | 519.66 | -526 | -510 | 142 | 2030-08-09 08:00 | -100 | -526 | -510 | 110.96
2030-08-09 09:00 | 700 | 0 | 140.05 | 415.39 | 2030-08-09 09:00 | -80.34 | -226 | -510 | 442 | 2030-08-09 09:00 | -700 | -526 | -510 | 410.96
2030-08-09 10:00 | 498 | 0 | 0 | 372.35 | 2030-08-09 10:00 | -680.34 | -386.39 | -510 | 442 | 2030-08-09 10:00 | -700 | -526 | -510 | 442
2030-08-09 11:00 | 401.59 | 0 | 0 | 322.3 | 2030-08-09 11:00 | -700 | -458.43 | -510 | 442 | 2030-08-09 11:00 | -700 | -526 | -510 | 442
2030-08-09 12:00 | 269.3 | 0 | 0 | 442 | 2030-08-09 12:00 | -700 | -158.43 | -510 | 442 | 2030-08-09 12:00 | -700 | -526 | -510 | 442
2030-08-09 13:00 | 492.8 | 0 | 0 | 438.2 | 2030-08-09 13:00 | -700 | -458.43 | -510 | 442 | 2030-08-09 13:00 | -700 | -526 | -510 | 442
2030-08-09 14:00 | 674.98 | 0 | 0 | 438.2 | 2030-08-09 14:00 | -516.4 | -158.43 | -510 | 442 | 2030-08-09 14:00 | -700 | -526 | -510 | 442
2030-08-09 15:00 | 700 | 0 | -19.05 | 366.62 | 2030-08-09 15:00 | 83.6 | -226 | -510 | 442 | 2030-08-09 15:00 | -700 | -526 | -510 | 442
2030-08-09 16:00 | 700 | -300 | -319.05 | 442 | 2030-08-09 16:00 | 683.6 | -526 | -510 | 372.96 | 2030-08-09 16:00 | -112.45 | -526 | -510 | 442
2030-08-09 17:00 | 700 | 0 | -19.05 | 442 | 2030-08-09 17:00 | 700 | -287.63 | -421.66 | 251.88 | 2030-08-09 17:00 | 487.55 | -315.12 | -510 | 442
2030-08-09 18:00 | 700 | 155.79 | 280.95 | 442 | 2030-08-09 18:00 | 700 | 0 | -121.66 | 442 | 2030-08-09 18:00 | 700 | -15.12 | -510 | 442
2030-08-09 19:00 | 700 | 155.79 | 510 | 442 | 2030-08-09 19:00 | 700 | 0 | 0 | 388.04 | 2030-08-09 19:00 | 700 | 0 | -510 | 442
2030-08-09 20:00 | 700 | 455.79 | 510 | 442 | 2030-08-09 20:00 | 700 | 0 | 0 | 442 | 2030-08-09 20:00 | 700 | 0 | -400.62 | 442
2030-08-09 21:00 | 700 | 326.79 | 510 | 442 | 2030-08-09 21:00 | 700 | 0 | 0 | 404.45 | 2030-08-09 21:00 | 700 | 0 | -100.62 | 442
2030-08-09 22:00 | 700 | 263.34 | 510 | 442 | 2030-08-09 22:00 | 700 | 0 | 0 | 369.35 | 2030-08-09 22:00 | 700 | 0 | -100.62 | 442
2030-08-09 23:00 | 700 | 0 | 510 | 442 | 2030-08-09 23:00 | 700 | 0 | 0 | 311.13 | 2030-08-09 23:00 | 700 | 0 | -100.62 | 442
2030-08-10 | 700 | 46.71 | 510 | 442 | 2030-08-10 | 700 | 300 | 300 | 442 | 2030-08-10 | 700 | 300 | 199.38 | 442
2030-08-10 01:00 | 700 | 144.93 | 510 | 442 | 2030-08-10 01:00 | 700 | 254.16 | 510 | 345.42 | 2030-08-10 01:00 | 700 | 505 | 499.38 | 442
2030-08-10 02:00 | 700 | 204.29 | 510 | 442 | 2030-08-10 02:00 | 700 | 471.92 | 510 | 442 | 2030-08-10 02:00 | 700 | 505 | 510 | 442
2030-08-10 03:00 | 700 | 258.87 | 510 | 442 | 2030-08-10 03:00 | 700 | 505 | 510 | 442 | 2030-08-10 03:00 | 700 | 505 | 510 | 442
2030-08-10 04:00 | 700 | 282.43 | 510 | 442 | 2030-08-10 04:00 | 700 | 477.12 | 510 | 442 | 2030-08-10 04:00 | 700 | 505 | 510 | 442
2030-08-10 05:00 | 700 | 291.52 | 510 | 442 | 2030-08-10 05:00 | 700 | 177.12 | 510 | 442 | 2030-08-10 05:00 | 700 | 505 | 510 | 442
2030-08-10 06:00 | 700 | 0 | 487.86 | 142 | 2030-08-10 06:00 | 700 | 0 | 466.78 | 142 | 2030-08-10 06:00 | 700 | 205 | 270.25 | 142
2030-08-10 07:00 | 700 | 0 | 510 | 268.57 | 2030-08-10 07:00 | 700 | 0 | 300 | 387.3 | 2030-08-10 07:00 | 700 | 0 | 300 | 254.29
2030-08-10 08:00 | 700 | 271.62 | 510 | 442 | 2030-08-10 08:00 | 700 | 0 | 0 | 442 | 2030-08-10 08:00 | 208.68 | 0 | 0 | 442
2030-08-10 09:00 | 700 | 0 | 510 | 442 | 2030-08-10 09:00 | 100 | 0 | 0 | 442 | 2030-08-10 09:00 | -211 | 0 | 0 | 442
2030-08-10 10:00 | 700 | 0 | 477.26 | 442 | 2030-08-10 10:00 | 0 | 0 | 0 | 442 | 2030-08-10 10:00 | -510.56 | 0 | 0 | 442
2030-08-10 11:00 | 700 | 0 | 454.28 | 442 | 2030-08-10 11:00 | 0 | 0 | 0 | 442 | 2030-08-10 11:00 | -510.56 | 0 | 0 | 442
2030-08-10 12:00 | 700 | 0 | 407.21 | 442 | 2030-08-10 12:00 | 441.4 | 0 | 0 | 442 | 2030-08-10 12:00 | 0 | 0 | 0 | 442
2030-08-10 13:00 | 700 | 0 | 510 | 442 | 2030-08-10 13:00 | 700 | 0 | 0 | 442 | 2030-08-10 13:00 | -61.28 | 0 | 0 | 442
2030-08-10 14:00 | 700 | 240.67 | 510 | 442 | 2030-08-10 14:00 | 534.94 | 0 | 0 | 442 | 2030-08-10 14:00 | 0 | 0 | 0 | 442
2030-08-10 15:00 | 700 | 249.89 | 510 | 442 | 2030-08-10 15:00 | 664.59 | 0 | 88.81 | 442 | 2030-08-10 15:00 | 0 | 0 | 0 | 442
2030-08-10 16:00 | 700 | 205 | 510 | 442 | 2030-08-10 16:00 | 700 | 0 | 388.81 | 442 | 2030-08-10 16:00 | 405.62 | 0 | 210 | 442
2030-08-10 17:00 | 700 | 505 | 510 | 442 | 2030-08-10 17:00 | 700 | 205 | 359.66 | 442 | 2030-08-10 17:00 | 700 | 274.68 | 510 | 442
2030-08-10 18:00 | 700 | 443.75 | 510 | 442 | 2030-08-10 18:00 | 700 | 505 | 510 | 442 | 2030-08-10 18:00 | 700 | 505 | 510 | 442
2030-08-10 19:00 | 700 | 505 | 510 | 442 | 2030-08-10 19:00 | 700 | 505 | 510 | 442 | 2030-08-10 19:00 | 700 | 505 | 510 | 442
2030-08-10 20:00 | 700 | 505 | 510 | 442 | 2030-08-10 20:00 | 700 | 505 | 510 | 442 | 2030-08-10 20:00 | 700 | 505 | 510 | 442
2030-08-10 21:00 | 700 | 505 | 510 | 442 | 2030-08-10 21:00 | 700 | 505 | 510 | 442 | 2030-08-10 21:00 | 700 | 505 | 510 | 442
2030-08-10 22:00 | 700 | 505 | 510 | 442 | 2030-08-10 22:00 | 700 | 505 | 510 | 442 | 2030-08-10 22:00 | 700 | 505 | 510 | 442
2030-08-10 23:00 | 700 | 505 | 510 | 442 | 2030-08-10 23:00 | 700 | 505 | 510 | 442 | 2030-08-10 23:00 | 700 | 505 | 510 | 442
2030-08-11 | 700 | 432.64 | 510 | 442 | 2030-08-11 | 700 | 457.62 | 510 | 442 | 2030-08-11 | 700 | 492.81 | 510 | 442
2030-08-11 01:00 | 700 | 372.87 | 510 | 442 | 2030-08-11 01:00 | 700 | 424.62 | 510 | 442 | 2030-08-11 01:00 | 700 | 434.12 | 510 | 442
2030-08-11 02:00 | 700 | 246.13 | 510 | 442 | 2030-08-11 02:00 | 700 | 431.79 | 510 | 442 | 2030-08-11 02:00 | 700 | 422.57 | 510 | 442
2030-08-11 03:00 | 700 | 505 | 510 | 442 | 2030-08-11 03:00 | 700 | 505 | 510 | 442 | 2030-08-11 03:00 | 700 | 316.8 | 510 | 442
2030-08-11 04:00 | 700 | 503.29 | 510 | 442 | 2030-08-11 04:00 | 700 | 437.79 | 510 | 442 | 2030-08-11 04:00 | 700 | 292.14 | 510 | 442
2030-08-11 05:00 | 700 | 203.29 | 510 | 442 | 2030-08-11 05:00 | 700 | 505 | 510 | 442 | 2030-08-11 05:00 | 700 | 250.36 | 510 | 442
2030-08-11 06:00 | 700 | 283.5 | 510 | 442 | 2030-08-11 06:00 | 700 | 262.48 | 482.55 | 442 | 2030-08-11 06:00 | 500 | 1.83 | 210 | 442
2030-08-11 07:00 | 700 | 279.03 | 510 | 442 | 2030-08-11 07:00 | 500 | 22.8 | 182.55 | 442 | 2030-08-11 07:00 | -100 | -30.1 | -90 | 442
2030-08-11 08:00 | 700 | 0 | 456.55 | 442 | 2030-08-11 08:00 | -100 | -226 | -117.45 | 442 | 2030-08-11 08:00 | -700 | -330.1 | -390 | 442
2030-08-11 09:00 | 504.74 | 0 | 156.55 | 359.87 | 2030-08-11 09:00 | -700 | -526 | -417.45 | 442 | 2030-08-11 09:00 | -700 | -526 | -510 | 442
2030-08-11 10:00 | 193.77 | 0 | 0 | 422.65 | 2030-08-11 10:00 | -700 | -526 | -510 | 375.65 | 2030-08-11 10:00 | -700 | -526 | -510 | 442
2030-08-11 11:00 | 9.59 | 0 | 0 | 353.21 | 2030-08-11 11:00 | -700 | -526 | -510 | 442 | 2030-08-11 11:00 | -700 | -526 | -510 | 323.56
2030-08-11 12:00 | 0 | 0 | 0 | 364.29 | 2030-08-11 12:00 | -700 | -526 | -510 | 442 | 2030-08-11 12:00 | -700 | -526 | -510 | 442
2030-08-11 13:00 | 381.43 | 0 | 0 | 442 | 2030-08-11 13:00 | -700 | -526 | -510 | 422.26 | 2030-08-11 13:00 | -700 | -526 | -510 | 442
2030-08-11 14:00 | 291.61 | 0 | 0 | 442 | 2030-08-11 14:00 | -700 | -526 | -510 | 366.68 | 2030-08-11 14:00 | -700 | -526 | -510 | 442
2030-08-11 15:00 | 700 | 0 | 0 | 442 | 2030-08-11 15:00 | -500 | -513.49 | -510 | 420.32 | 2030-08-11 15:00 | -700 | -526 | -510 | 442
2030-08-11 16:00 | 700 | 30.68 | 116.3 | 442 | 2030-08-11 16:00 | 100 | -213.49 | -210 | 442 | 2030-08-11 16:00 | -100 | -277.85 | -510 | 442
2030-08-11 17:00 | 700 | 0 | -183.7 | 442 | 2030-08-11 17:00 | 700 | -272.24 | -510 | 442 | 2030-08-11 17:00 | 500 | -23.56 | -510 | 442
2030-08-11 18:00 | 700 | 0 | 116.3 | 442 | 2030-08-11 18:00 | 700 | 0 | -397.15 | 442 | 2030-08-11 18:00 | 700 | 0 | -510 | 442
2030-08-11 19:00 | 700 | 0 | 416.3 | 442 | 2030-08-11 19:00 | 700 | 0 | -510 | 442 | 2030-08-11 19:00 | 700 | 0 | -338.1 | 442
2030-08-11 20:00 | 700 | 0 | 234.28 | 442 | 2030-08-11 20:00 | 700 | 0 | -510 | 442 | 2030-08-11 20:00 | 700 | 0 | -38.1 | 341.56
2030-08-11 21:00 | 700 | 0 | 210 | 442 | 2030-08-11 21:00 | 700 | 0 | -265.36 | 442 | 2030-08-11 21:00 | 700 | 0 | -134.56 | 284.57
2030-08-11 22:00 | 700 | 0 | 510 | 442 | 2030-08-11 22:00 | 700 | 0 | 34.64 | 442 | 2030-08-11 22:00 | 700 | 0 | 34.64 | 230.12
2030-08-11 23:00 | 700 | 126.95 | 510 | 442 | 2030-08-11 23:00 | 700 | 300 | 334.64 | 442 | 2030-08-11 23:00 | 700 | 300 | 334.64 | 442
2030-08-12 | 700 | 281.75 | 510 | 442 | 2030-08-12 | 700 | 358.63 | 510 | 442 | 2030-08-12 | 700 | 505 | 510 | 442
2030-08-12 01:00 | 700 | 505 | 510 | 442 | 2030-08-12 01:00 | 700 | 369.01 | 510 | 442 | 2030-08-12 01:00 | 700 | 205 | 510 | 297.69
2030-08-12 02:00 | 700 | 505 | 510 | 442 | 2030-08-12 02:00 | 700 | 505 | 510 | 442 | 2030-08-12 02:00 | 700 | 206.49 | 510 | 442
2030-08-12 03:00 | 700 | 505 | 510 | 442 | 2030-08-12 03:00 | 700 | 472.67 | 510 | 442 | 2030-08-12 03:00 | 700 | 421.55 | 510 | 442
2030-08-12 04:00 | 700 | 468.82 | 510 | 442 | 2030-08-12 04:00 | 700 | 428.09 | 510 | 442 | 2030-08-12 04:00 | 700 | 172.26 | 510 | 442
2030-08-12 05:00 | 700 | 417.57 | 510 | 442 | 2030-08-12 05:00 | 700 | 435.64 | 510 | 442 | 2030-08-12 05:00 | 700 | 421.41 | 510 | 442
2030-08-12 06:00 | 700 | 413.33 | 510 | 442 | 2030-08-12 06:00 | 700 | 160.36 | 510 | 442 | 2030-08-12 06:00 | 700 | 152.46 | 390 | 442
2030-08-12 07:00 | 700 | 243.91 | 510 | 442 | 2030-08-12 07:00 | 700 | 240.84 | 510 | 442 | 2030-08-12 07:00 | 294.66 | 0 | 90 | 442
2030-08-12 08:00 | 700 | 320.74 | 510 | 442 | 2030-08-12 08:00 | 220.1 | 300 | 300 | 442 | 2030-08-12 08:00 | -305.34 | -300 | -210 | 442
2030-08-12 09:00 | 426.13 | 492.42 | 510 | 442 | 2030-08-12 09:00 | -379.9 | 0 | 0 | 442 | 2030-08-12 09:00 | -700 | -526 | -510 | 431.6
2030-08-12 10:00 | 0 | 300 | 510 | 442 | 2030-08-12 10:00 | -700 | -203.65 | -210 | 442 | 2030-08-12 10:00 | -700 | -526 | -510 | 267.73
2030-08-12 11:00 | 217.78 | 0 | 210 | 422.88 | 2030-08-12 11:00 | -700 | -503.65 | -510 | 378.98 | 2030-08-12 11:00 | -700 | -526 | -510 | 220.64
2030-08-12 12:00 | 496.01 | 0 | 0 | 407.37 | 2030-08-12 12:00 | -700 | -526 | -510 | 335.19 | 2030-08-12 12:00 | -700 | -526 | -510 | 199.22
2030-08-12 13:00 | 434.49 | 0 | 156.05 | 411.83 | 2030-08-12 13:00 | -700 | -226 | -510 | 442 | 2030-08-12 13:00 | -700 | -526 | -510 | 225.12
2030-08-12 14:00 | 672.6 | 0 | 61.45 | 412.19 | 2030-08-12 14:00 | -700 | -96.24 | -510 | 359.66 | 2030-08-12 14:00 | -700 | -526 | -510 | 243.34
2030-08-12 15:00 | 700 | 38.78 | 361.45 | 442 | 2030-08-12 15:00 | -100 | -40.4 | -210 | 348.83 | 2030-08-12 15:00 | -700 | -526 | -510 | 207.06
2030-08-12 16:00 | 700 | 338.78 | 510 | 442 | 2030-08-12 16:00 | 500 | 145.4 | 90 | 442 | 2030-08-12 16:00 | -398.96 | -226 | -210 | 408.86
2030-08-12 17:00 | 700 | 205 | 510 | 442 | 2030-08-12 17:00 | 700 | 205 | 315.54 | 442 | 2030-08-12 17:00 | 201.04 | 0 | 90 | 442
2030-08-12 18:00 | 700 | 505 | 510 | 442 | 2030-08-12 18:00 | 700 | 505 | 510 | 442 | 2030-08-12 18:00 | 700 | 0 | 390 | 442
2030-08-12 19:00 | 700 | 505 | 510 | 442 | 2030-08-12 19:00 | 700 | 505 | 510 | 442 | 2030-08-12 19:00 | 700 | 0 | 510 | 442
2030-08-12 20:00 | 700 | 505 | 510 | 442 | 2030-08-12 20:00 | 700 | 505 | 510 | 442 | 2030-08-12 20:00 | 700 | 0 | 510 | 171.4
2030-08-12 21:00 | 700 | 496.95 | 510 | 442 | 2030-08-12 21:00 | 700 | 505 | 510 | 442 | 2030-08-12 21:00 | 700 | 205 | 510 | 442
2030-08-12 22:00 | 700 | 505 | 510 | 442 | 2030-08-12 22:00 | 700 | 505 | 510 | 442 | 2030-08-12 22:00 | 700 | 505 | 510 | 442
2030-08-12 23:00 | 700 | 505 | 510 | 442 | 2030-08-12 23:00 | 578.63 | 505 | 510 | 442 | 2030-08-12 23:00 | 700 | 505 | 510 | 442
2030-08-13 | 700 | 505 | 510 | 442 | 2030-08-13 | 700 | 505 | 510 | 442 | 2030-08-13 | 697.87 | 505 | 510 | 442
2030-08-13 01:00 | 700 | 505 | 510 | 442 | 2030-08-13 01:00 | 700 | 505 | 510 | 442 | 2030-08-13 01:00 | 619.18 | 505 | 510 | 442
2030-08-13 02:00 | 700 | 505 | 510 | 442 | 2030-08-13 02:00 | 700 | 505 | 510 | 442 | 2030-08-13 02:00 | 615.19 | 505 | 510 | 442
2030-08-13 03:00 | 700 | 205 | 510 | 427.26 | 2030-08-13 03:00 | 700 | 205 | 510 | 442 | 2030-08-13 03:00 | 700 | 205 | 510 | 442
2030-08-13 04:00 | 700 | 4.08 | 510 | 442 | 2030-08-13 04:00 | 700 | 89.95 | 510 | 442 | 2030-08-13 04:00 | 700 | 0 | 423.11 | 442
2030-08-13 05:00 | 700 | 0 | 510 | 442 | 2030-08-13 05:00 | 700 | 0 | 373.7 | 442 | 2030-08-13 05:00 | 700 | 0 | 510 | 442
2030-08-13 06:00 | 700 | 79.75 | 510 | 442 | 2030-08-13 06:00 | 700 | 0 | 481.79 | 442 | 2030-08-13 06:00 | 700 | 0 | 510 | 442
2030-08-13 07:00 | 700 | 379.75 | 510 | 442 | 2030-08-13 07:00 | 700 | 158.85 | 510 | 442 | 2030-08-13 07:00 | 700 | 300 | 272.64 | 442
2030-08-13 08:00 | 700 | 450.85 | 510 | 442 | 2030-08-13 08:00 | 700 | 207.46 | 300 | 442 | 2030-08-13 08:00 | 443.63 | 0 | -27.36 | 442
2030-08-13 09:00 | 700 | 252.35 | 510 | 442 | 2030-08-13 09:00 | 700 | 0 | 0 | 442 | 2030-08-13 09:00 | -84.34 | -300 | -327.36 | 424.6
2030-08-13 10:00 | 700 | 0 | 510 | 442 | 2030-08-13 10:00 | 350.87 | 0 | 0 | 442 | 2030-08-13 10:00 | -684.34 | 0 | -27.36 | 442
2030-08-13 11:00 | 700 | 0 | 468.3 | 402.73 | 2030-08-13 11:00 | 0 | 0 | 0 | 442 | 2030-08-13 11:00 | -641.66 | 0 | -215.77 | 442
2030-08-13 12:00 | 700 | 0 | 510 | 370.77 | 2030-08-13 12:00 | 0 | 0 | 0 | 442 | 2030-08-13 12:00 | -700 | 0 | 0 | 442
2030-08-13 13:00 | 700 | 0 | 510 | 442 | 2030-08-13 13:00 | 0 | 0 | 0 | 442 | 2030-08-13 13:00 | -698.37 | 0 | -210 | 365.37
2030-08-13 14:00 | 700 | 0 | 287.65 | 287.3 | 2030-08-13 14:00 | 229.84 | 0 | -37.6 | 442 | 2030-08-13 14:00 | -700 | -300 | -510 | 65.37
2030-08-13 15:00 | 700 | 0 | 480.71 | 165.1 | 2030-08-13 15:00 | 229.84 | 0 | 0 | 442 | 2030-08-13 15:00 | -539.7 | -526 | -510 | 0
2030-08-13 16:00 | 700 | 176.07 | 510 | 442 | 2030-08-13 16:00 | 591.62 | 0 | 197.93 | 442 | 2030-08-13 16:00 | 0 | -300 | -448.79 | 142
2030-08-13 17:00 | 700 | 347.46 | 510 | 442 | 2030-08-13 17:00 | 700 | 300 | 497.93 | 442 | 2030-08-13 17:00 | 600 | 0 | -148.79 | 442
2030-08-13 18:00 | 700 | 47.46 | 419.56 | 442 | 2030-08-13 18:00 | 700 | 0 | 197.93 | 384.51 | 2030-08-13 18:00 | 700 | 0 | -1.69 | 252.72
2030-08-13 19:00 | 700 | 205 | 510 | 440.93 | 2030-08-13 19:00 | 700 | 0 | 210 | 142 | 2030-08-13 19:00 | 700 | 0 | 0 | 142
2030-08-13 20:00 | 700 | 505 | 510 | 442 | 2030-08-13 20:00 | 700 | 300 | 510 | 442 | 2030-08-13 20:00 | 700 | 300 | 300 | 442
2030-08-13 21:00 | 700 | 505 | 510 | 442 | 2030-08-13 21:00 | 700 | 505 | 510 | 442 | 2030-08-13 21:00 | 700 | 505 | 510 | 442
2030-08-13 22:00 | 700 | 505 | 510 | 442 | 2030-08-13 22:00 | 700 | 505 | 510 | 442 | 2030-08-13 22:00 | 700 | 505 | 510 | 442
2030-08-13 23:00 | 700 | 263.46 | 510 | 442 | 2030-08-13 23:00 | 700 | 505 | 510 | 442 | 2030-08-13 23:00 | 700 | 505 | 510 | 442
2030-08-14 | 700 | 505 | 510 | 442 | 2030-08-14 | 700 | 505 | 510 | 442 | 2030-08-14 | 700 | 505 | 510 | 442
2030-08-14 01:00 | 700 | 505 | 510 | 442 | 2030-08-14 01:00 | 700 | 505 | 510 | 442 | 2030-08-14 01:00 | 700 | 505 | 510 | 442
2030-08-14 02:00 | 700 | 505 | 510 | 442 | 2030-08-14 02:00 | 700 | 505 | 510 | 442 | 2030-08-14 02:00 | 700 | 505 | 510 | 442
2030-08-14 03:00 | 700 | 505 | 510 | 442 | 2030-08-14 03:00 | 700 | 505 | 510 | 442 | 2030-08-14 03:00 | 700 | 505 | 510 | 442
2030-08-14 04:00 | 700 | 505 | 510 | 442 | 2030-08-14 04:00 | 700 | 505 | 510 | 442 | 2030-08-14 04:00 | 700 | 505 | 510 | 442
2030-08-14 05:00 | 700 | 505 | 510 | 442 | 2030-08-14 05:00 | 700 | 505 | 510 | 442 | 2030-08-14 05:00 | 700 | 505 | 510 | 442
2030-08-14 06:00 | 700 | 497.76 | 510 | 442 | 2030-08-14 06:00 | 700 | 300 | 495.64 | 442 | 2030-08-14 06:00 | 700 | 300 | 239.68 | 426.3
2030-08-14 07:00 | 700 | 197.76 | 510 | 146.07 | 2030-08-14 07:00 | 700 | 0 | 195.64 | 142 | 2030-08-14 07:00 | 500 | 0 | -60.32 | 126.3
2030-08-14 08:00 | 700 | 299.71 | 510 | 442 | 2030-08-14 08:00 | 600 | 0 | -73.88 | 442 | 2030-08-14 08:00 | -100 | -300 | -360.32 | 426.3
2030-08-14 09:00 | 700 | 0 | 380.37 | 442 | 2030-08-14 09:00 | 0 | 0 | -210 | 442 | 2030-08-14 09:00 | -700 | -526 | -510 | 442
2030-08-14 10:00 | 700 | 0 | 80.37 | 442 | 2030-08-14 10:00 | -600 | 0 | -510 | 442 | 2030-08-14 10:00 | -700 | -526 | -510 | 442
2030-08-14 11:00 | 700 | 0 | 0 | 442 | 2030-08-14 11:00 | -700 | 0 | -510 | 442 | 2030-08-14 11:00 | -700 | -526 | -510 | 442
2030-08-14 12:00 | 700 | 0 | 0 | 421.49 | 2030-08-14 12:00 | -700 | 0 | -510 | 442 | 2030-08-14 12:00 | -700 | -526 | -510 | 442
2030-08-14 13:00 | 700 | 0 | 49.67 | 436.11 | 2030-08-14 13:00 | -700 | 0 | -401.21 | 442 | 2030-08-14 13:00 | -700 | -526 | -510 | 442
2030-08-14 14:00 | 700 | 0 | 67.95 | 442 | 2030-08-14 14:00 | -500 | 0 | -438.03 | 442 | 2030-08-14 14:00 | -700 | -526 | -510 | 442
2030-08-14 15:00 | 700 | 0 | 216.78 | 377.75 | 2030-08-14 15:00 | 100 | -199.01 | -366.68 | 442 | 2030-08-14 15:00 | -700 | -526 | -510 | 442
2030-08-14 16:00 | 700 | 0 | 0 | 77.75 | 2030-08-14 16:00 | 700 | -499.01 | -510 | 394.22 | 2030-08-14 16:00 | -100 | -526 | -510 | 375.74
2030-08-14 17:00 | 700 | 246.16 | 300 | 377.75 | 2030-08-14 17:00 | 700 | -199.01 | -210 | 442 | 2030-08-14 17:00 | 500 | -300 | -357.33 | 281.95
2030-08-14 18:00 | 700 | 505 | 510 | 442 | 2030-08-14 18:00 | 700 | 0 | 90 | 442 | 2030-08-14 18:00 | 700 | 0 | -57.33 | 442
2030-08-14 19:00 | 700 | 505 | 510 | 442 | 2030-08-14 19:00 | 700 | 0 | 390 | 442 | 2030-08-14 19:00 | 700 | 0 | 0 | 442
2030-08-14 20:00 | 700 | 505 | 510 | 442 | 2030-08-14 20:00 | 700 | 124.36 | 510 | 442 | 2030-08-14 20:00 | 700 | 0 | 36.66 | 319.63
2030-08-14 21:00 | 700 | 505 | 510 | 442 | 2030-08-14 21:00 | 700 | 124.36 | 510 | 442 | 2030-08-14 21:00 | 700 | 0 | 336.66 | 230.15
2030-08-14 22:00 | 700 | 505 | 510 | 442 | 2030-08-14 22:00 | 700 | 424.36 | 510 | 442 | 2030-08-14 22:00 | 700 | 205 | 510 | 311.32
2030-08-14 23:00 | 700 | 505 | 510 | 442 | 2030-08-14 23:00 | 700 | 505 | 510 | 442 | 2030-08-14 23:00 | 700 | 505 | 510 | 442
2030-08-15 | 700 | 505 | 510 | 190.13 | 2030-08-15 | 700 | 505 | 510 | 442 | 2030-08-15 | 700 | 505 | 510 | 442
2030-08-15 01:00 | 700 | 505 | 510 | 372 | 2030-08-15 01:00 | 700 | 505 | 510 | 442 | 2030-08-15 01:00 | 700 | 505 | 510 | 442
2030-08-15 02:00 | 700 | 505 | 510 | 370.75 | 2030-08-15 02:00 | 700 | 505 | 510 | 442 | 2030-08-15 02:00 | 700 | 505 | 510 | 442
2030-08-15 03:00 | 700 | 505 | 510 | 408.24 | 2030-08-15 03:00 | 700 | 505 | 510 | 442 | 2030-08-15 03:00 | 700 | 505 | 510 | 442
2030-08-15 04:00 | 700 | 480.49 | 510 | 398.9 | 2030-08-15 04:00 | 700 | 505 | 510 | 442 | 2030-08-15 04:00 | 700 | 505 | 510 | 442
2030-08-15 05:00 | 700 | 180.49 | 210 | 98.9 | 2030-08-15 05:00 | 700 | 205 | 356.68 | 142 | 2030-08-15 05:00 | 700 | 205 | 390 | 204.9
2030-08-15 06:00 | 700 | 0 | 510 | 75.57 | 2030-08-15 06:00 | 700 | 0 | 90 | 407.51 | 2030-08-15 06:00 | 700 | 0 | 90 | 442
2030-08-15 07:00 | 700 | 0 | 510 | 238.86 | 2030-08-15 07:00 | 700 | -49.58 | -210 | 337.4 | 2030-08-15 07:00 | 700 | -226 | -210 | 368.08
2030-08-15 08:00 | 700 | 0 | 436.13 | 304.54 | 2030-08-15 08:00 | 700 | -349.58 | -510 | 325.61 | 2030-08-15 08:00 | 545.75 | -526 | -510 | 257.38
2030-08-15 09:00 | 700 | 0 | 136.13 | 15.93 | 2030-08-15 09:00 | 700 | -526 | -510 | 107.38 | 2030-08-15 09:00 | -54.25 | -526 | -510 | 209.5
2030-08-15 10:00 | 700 | 0 | -163.87 | -159.49 | 2030-08-15 10:00 | 448.84 | -526 | -510 | 140.88 | 2030-08-15 10:00 | -654.25 | -526 | -510 | 227.17
2030-08-15 11:00 | 700 | 0 | -463.87 | -19.66 | 2030-08-15 11:00 | 690.25 | -526 | -510 | 89.14 | 2030-08-15 11:00 | -700 | -526 | -510 | 189.51
2030-08-15 12:00 | 700 | 0 | -366.67 | 0 | 2030-08-15 12:00 | 311.71 | -526 | -510 | 96.78 | 2030-08-15 12:00 | -700 | -526 | -510 | 199.42
2030-08-15 13:00 | 700 | 0 | -372.59 | 0 | 2030-08-15 13:00 | 646.04 | -526 | -510 | 112.34 | 2030-08-15 13:00 | -700 | -526 | -510 | 202.48
2030-08-15 14:00 | 700 | 0 | -147.95 | 0 | 2030-08-15 14:00 | 318.51 | -526 | -510 | 134.36 | 2030-08-15 14:00 | -311.57 | -526 | -510 | 235.35
2030-08-15 15:00 | 700 | 0 | 111.83 | 0 | 2030-08-15 15:00 | 700 | -497.34 | -510 | 163.12 | 2030-08-15 15:00 | 9.97 | -526 | -510 | 275.26
2030-08-15 16:00 | 700 | 0 | 411.83 | 202.36 | 2030-08-15 16:00 | 700 | -209.72 | -300 | 249.31 | 2030-08-15 16:00 | 609.97 | -526 | -510 | 403.01
2030-08-15 17:00 | 700 | 230.75 | 510 | 442 | 2030-08-15 17:00 | 700 | 0 | 0 | 374.02 | 2030-08-15 17:00 | 700 | -226 | -510 | 442
2030-08-15 18:00 | 700 | 0 | 510 | 161.34 | 2030-08-15 18:00 | 700 | 0 | 300 | 371.13 | 2030-08-15 18:00 | 700 | 0 | -510 | 442
2030-08-15 19:00 | 700 | 205 | 510 | 415.83 | 2030-08-15 19:00 | 700 | 0 | 510 | 283.93 | 2030-08-15 19:00 | 700 | 0 | -285.54 | 442
2030-08-15 20:00 | 700 | 505 | 510 | 442 | 2030-08-15 20:00 | 700 | 0 | 510 | 442 | 2030-08-15 20:00 | 700 | 0 | -285.54 | 380.56
2030-08-15 21:00 | 700 | 505 | 510 | 418.15 | 2030-08-15 21:00 | 700 | 0 | 510 | 442 | 2030-08-15 21:00 | 700 | 0 | 0 | 318.98
2030-08-15 22:00 | 700 | 505 | 510 | 250.06 | 2030-08-15 22:00 | 700 | 205 | 510 | 142 | 2030-08-15 22:00 | 700 | 109.4 | 300 | 442
2030-08-15 23:00 | 700 | 505 | 510 | 430.34 | 2030-08-15 23:00 | 700 | 505 | 510 | 442 | 2030-08-15 23:00 | 700 | 291.33 | 510 | 442
2030-08-16 | 700 | 505 | 510 | 442 | 2030-08-16 | 700 | 505 | 510 | 442 | 2030-08-16 | 700 | 505 | 510 | 442
2030-08-16 01:00 | 700 | 505 | 510 | 442 | 2030-08-16 01:00 | 700 | 505 | 510 | 442 | 2030-08-16 01:00 | 700 | 505 | 510 | 442
2030-08-16 02:00 | 700 | 505 | 510 | 442 | 2030-08-16 02:00 | 700 | 505 | 510 | 442 | 2030-08-16 02:00 | 700 | 505 | 510 | 442
2030-08-16 03:00 | 700 | 505 | 510 | 442 | 2030-08-16 03:00 | 700 | 505 | 510 | 442 | 2030-08-16 03:00 | 700 | 505 | 510 | 442
2030-08-16 04:00 | 700 | 505 | 510 | 442 | 2030-08-16 04:00 | 700 | 505 | 510 | 442 | 2030-08-16 04:00 | 700 | 505 | 510 | 442
2030-08-16 05:00 | 700 | 505 | 510 | 442 | 2030-08-16 05:00 | 700 | 505 | 510 | 442 | 2030-08-16 05:00 | 700 | 505 | 510 | 442
2030-08-16 06:00 | 700 | 431.16 | 510 | 442 | 2030-08-16 06:00 | 700 | 505 | 510 | 442 | 2030-08-16 06:00 | 700 | 429.51 | 510 | 442
2030-08-16 07:00 | 700 | 131.16 | 510 | 247.9 | 2030-08-16 07:00 | 700 | 205 | 210 | 142 | 2030-08-16 07:00 | 700 | 129.51 | 210 | 142
2030-08-16 08:00 | 700 | 259.36 | 510 | 343.36 | 2030-08-16 08:00 | 700 | 0 | 247.09 | 0 | 2030-08-16 08:00 | 700 | 0 | -30.84 | 0
2030-08-16 09:00 | 700 | 324.53 | 510 | 442 | 2030-08-16 09:00 | 700 | 0 | 178.31 | 0 | 2030-08-16 09:00 | 700 | -226 | -223.16 | 130.9
2030-08-16 10:00 | 700 | 179.78 | 510 | 442 | 2030-08-16 10:00 | 700 | 0 | -121.69 | 0 | 2030-08-16 10:00 | 700 | -526 | -510 | 115.52
2030-08-16 11:00 | 700 | 0 | 510 | 275.69 | 2030-08-16 11:00 | 700 | 0 | -421.69 | 0 | 2030-08-16 11:00 | 700 | -526 | -510 | 12.38
2030-08-16 12:00 | 700 | 0 | 510 | 235.62 | 2030-08-16 12:00 | 700 | 0 | -432.62 | 0 | 2030-08-16 12:00 | 700 | -469.06 | -510 | 149.52
2030-08-16 13:00 | 700 | 0 | 510 | 216.7 | 2030-08-16 13:00 | 700 | 0 | -432.62 | 0 | 2030-08-16 13:00 | 700 | -526 | -510 | 61.58
2030-08-16 14:00 | 700 | 0 | 462.5 | 100.03 | 2030-08-16 14:00 | 700 | 0 | -253.79 | 0 | 2030-08-16 14:00 | 700 | -526 | -510 | 142.27
2030-08-16 15:00 | 700 | 65.96 | 510 | 400.03 | 2030-08-16 15:00 | 700 | 0 | 0 | 0 | 2030-08-16 15:00 | 700 | -526 | -510 | 183
2030-08-16 16:00 | 700 | 365.96 | 510 | 442 | 2030-08-16 16:00 | 700 | 0 | 95.46 | 0 | 2030-08-16 16:00 | 700 | -300 | -326.84 | 307.79
2030-08-16 17:00 | 700 | 261.39 | 510 | 442 | 2030-08-16 17:00 | 700 | 277.66 | 210 | 0 | 2030-08-16 17:00 | 700 | 0 | -26.84 | 300
2030-08-16 18:00 | 700 | 0 | 510 | 425.74 | 2030-08-16 18:00 | 700 | -22.34 | -90 | -300 | 2030-08-16 18:00 | 700 | -254.02 | -161.19 | 0
2030-08-16 19:00 | 700 | 205 | 510 | 262.6 | 2030-08-16 19:00 | 700 | 176.01 | 210 | -110.02 | 2030-08-16 19:00 | 700 | 0 | 138.81 | 142
2030-08-16 20:00 | 700 | 505 | 510 | 255.4 | 2030-08-16 20:00 | 700 | 476.01 | 510 | 189.98 | 2030-08-16 20:00 | 700 | 300 | 438.81 | 442
2030-08-16 21:00 | 700 | 505 | 510 | 201.27 | 2030-08-16 21:00 | 700 | 505 | 510 | 131.53 | 2030-08-16 21:00 | 700 | 505 | 510 | 442
2030-08-16 22:00 | 700 | 505 | 510 | 342.01 | 2030-08-16 22:00 | 700 | 505 | 510 | 321.13 | 2030-08-16 22:00 | 700 | 505 | 510 | 442
2030-08-16 23:00 | 700 | 505 | 510 | 426.1 | 2030-08-16 23:00 | 700 | 505 | 510 | 409.44 | 2030-08-16 23:00 | 700 | 505 | 510 | 442
2030-08-17 | 700 | 505 | 510 | 442 | 2030-08-17 | 700 | 505 | 510 | 442 | 2030-08-17 | 700 | 505 | 510 | 442
2030-08-17 01:00 | 700 | 505 | 510 | 442 | 2030-08-17 01:00 | 700 | 505 | 510 | 442 | 2030-08-17 01:00 | 700 | 505 | 510 | 442
2030-08-17 02:00 | 700 | 505 | 510 | 442 | 2030-08-17 02:00 | 700 | 505 | 510 | 442 | 2030-08-17 02:00 | 700 | 505 | 510 | 442
2030-08-17 03:00 | 700 | 505 | 510 | 442 | 2030-08-17 03:00 | 700 | 505 | 510 | 442 | 2030-08-17 03:00 | 700 | 505 | 510 | 442
2030-08-17 04:00 | 700 | 505 | 510 | 442 | 2030-08-17 04:00 | 700 | 505 | 510 | 442 | 2030-08-17 04:00 | 700 | 505 | 510 | 442
2030-08-17 05:00 | 700 | 505 | 510 | 325.29 | 2030-08-17 05:00 | 700 | 461.09 | 510 | 153.94 | 2030-08-17 05:00 | 700 | 393.93 | 510 | 300
2030-08-17 06:00 | 700 | 271.66 | 510 | 25.29 | 2030-08-17 06:00 | 700 | 161.09 | 210 | -146.06 | 2030-08-17 06:00 | 700 | 93.93 | 210 | 0
2030-08-17 07:00 | 700 | 294.12 | 510 | 189.27 | 2030-08-17 07:00 | 700 | 0 | 510 | 135.93 | 2030-08-17 07:00 | 700 | 0 | 510 | 127.24
2030-08-17 08:00 | 700 | 294.12 | 510 | 242.86 | 2030-08-17 08:00 | 700 | 0 | 510 | 115.66 | 2030-08-17 08:00 | 700 | 0 | 431.53 | 0
2030-08-17 09:00 | 700 | 333.12 | 510 | 442 | 2030-08-17 09:00 | 700 | 0 | 510 | 272.92 | 2030-08-17 09:00 | 700 | 0 | 206.41 | 226.26
2030-08-17 10:00 | 700 | 390.19 | 510 | 385.88 | 2030-08-17 10:00 | 700 | 0 | 510 | 111.14 | 2030-08-17 10:00 | 700 | 0 | 64.8 | 44.24
2030-08-17 11:00 | 700 | 333.18 | 510 | 442 | 2030-08-17 11:00 | 700 | 0 | 510 | 95.57 | 2030-08-17 11:00 | 700 | 0 | -135.36 | 216.78
2030-08-17 12:00 | 700 | 245.32 | 510 | 431.56 | 2030-08-17 12:00 | 700 | 0 | 495.12 | 26.86 | 2030-08-17 12:00 | 700 | 0 | -109.93 | 120.71
2030-08-17 13:00 | 700 | 71.73 | 510 | 422.65 | 2030-08-17 13:00 | 700 | 0 | 195.12 | 0 | 2030-08-17 13:00 | 700 | -164.85 | -409.93 | 125.09
2030-08-17 14:00 | 700 | 0 | 510 | 287.29 | 2030-08-17 14:00 | 700 | 0 | -7 | 0 | 2030-08-17 14:00 | 700 | -229.88 | -510 | 96.3
2030-08-17 15:00 | 700 | 0 | 510 | 147.95 | 2030-08-17 15:00 | 700 | 0 | -4.34 | 0 | 2030-08-17 15:00 | 700 | -239.99 | -390 | 128.66
2030-08-17 16:00 | 700 | 0 | 510 | 255.41 | 2030-08-17 16:00 | 700 | 0 | 276.87 | 29.6 | 2030-08-17 16:00 | 700 | -92.01 | -90 | 182.72
2030-08-17 17:00 | 700 | 275.42 | 510 | 442 | 2030-08-17 17:00 | 700 | 0 | 510 | 314.08 | 2030-08-17 17:00 | 700 | 0 | 210 | 442
2030-08-17 18:00 | 700 | 300.92 | 510 | 442 | 2030-08-17 18:00 | 700 | 85.25 | 510 | 442 | 2030-08-17 18:00 | 700 | 92.62 | 510 | 442
2030-08-17 19:00 | 700 | 505 | 510 | 442 | 2030-08-17 19:00 | 700 | 218.11 | 510 | 442 | 2030-08-17 19:00 | 700 | 324.53 | 510 | 442
2030-08-17 20:00 | 700 | 474.52 | 510 | 353.54 | 2030-08-17 20:00 | 700 | 108.62 | 510 | 442 | 2030-08-17 20:00 | 700 | 359.99 | 510 | 442
2030-08-17 21:00 | 700 | 397.41 | 510 | 442 | 2030-08-17 21:00 | 700 | 0 | 510 | 442 | 2030-08-17 21:00 | 700 | 59.99 | 510 | 442
2030-08-17 22:00 | 700 | 505 | 510 | 246.94 | 2030-08-17 22:00 | 700 | 109.49 | 510 | 402.32 | 2030-08-17 22:00 | 700 | 161.18 | 510 | 442
2030-08-17 23:00 | 700 | 447.99 | 510 | 442 | 2030-08-17 23:00 | 700 | 317.15 | 510 | 442 | 2030-08-17 23:00 | 700 | 461.18 | 510 | 442
2030-08-18 | 700 | 501.76 | 510 | 442 | 2030-08-18 | 700 | 505 | 510 | 442 | 2030-08-18 | 700 | 361.14 | 510 | 442
2030-08-18 01:00 | 700 | 505 | 510 | 442 | 2030-08-18 01:00 | 700 | 505 | 510 | 442 | 2030-08-18 01:00 | 700 | 505 | 510 | 442
2030-08-18 02:00 | 700 | 338.75 | 510 | 442 | 2030-08-18 02:00 | 700 | 505 | 510 | 442 | 2030-08-18 02:00 | 700 | 505 | 510 | 442
2030-08-18 03:00 | 700 | 405.04 | 510 | 442 | 2030-08-18 03:00 | 700 | 505 | 510 | 442 | 2030-08-18 03:00 | 700 | 505 | 510 | 442
2030-08-18 04:00 | 700 | 445.15 | 510 | 442 | 2030-08-18 04:00 | 700 | 342.24 | 510 | 442 | 2030-08-18 04:00 | 700 | 323.09 | 510 | 442
2030-08-18 05:00 | 700 | 374.81 | 510 | 442 | 2030-08-18 05:00 | 700 | 498.1 | 510 | 442 | 2030-08-18 05:00 | 700 | 505 | 510 | 442
2030-08-18 06:00 | 700 | 217.4 | 510 | 442 | 2030-08-18 06:00 | 700 | 253.49 | 510 | 442 | 2030-08-18 06:00 | 700 | 299.37 | 510 | 442
2030-08-18 07:00 | 700 | 328.21 | 510 | 442 | 2030-08-18 07:00 | 700 | 300 | 510 | 442 | 2030-08-18 07:00 | 700 | 300 | 486.14 | 442
2030-08-18 08:00 | 700 | 292.12 | 510 | 442 | 2030-08-18 08:00 | 600 | 0 | 260.73 | 442 | 2030-08-18 08:00 | 454.58 | 0 | 186.14 | 442
2030-08-18 09:00 | 700 | 0 | 510 | 442 | 2030-08-18 09:00 | 0 | 0 | 0 | 442 | 2030-08-18 09:00 | -145.42 | -300 | -113.86 | 442
2030-08-18 10:00 | 700 | 0 | 510 | 442 | 2030-08-18 10:00 | -203 | 0 | 0 | 442 | 2030-08-18 10:00 | -700 | -526 | -413.86 | 442
2030-08-18 11:00 | 700 | 0 | 217.6 | 442 | 2030-08-18 11:00 | -459.57 | 0 | 0 | 442 | 2030-08-18 11:00 | -700 | -526 | -510 | 442
2030-08-18 12:00 | 700 | 0 | 0 | 442 | 2030-08-18 12:00 | -400.3 | 0 | 0 | 442 | 2030-08-18 12:00 | -700 | -300 | -510 | 442
2030-08-18 13:00 | 700 | 0 | 0 | 442 | 2030-08-18 13:00 | -700 | 0 | 0 | 442 | 2030-08-18 13:00 | -700 | 0 | -400.47 | 442
2030-08-18 14:00 | 700 | 0 | 87.53 | 442 | 2030-08-18 14:00 | -700 | 0 | 0 | 442 | 2030-08-18 14:00 | -700 | 0 | -270.96 | 442
2030-08-18 15:00 | 700 | 0 | 87.53 | 442 | 2030-08-18 15:00 | -454.93 | 0 | 0 | 442 | 2030-08-18 15:00 | -700 | -300 | -390.09 | 442
2030-08-18 16:00 | 700 | 0 | 292.83 | 442 | 2030-08-18 16:00 | -38.78 | 0 | 0 | 442 | 2030-08-18 16:00 | -500 | -95 | -90.09 | 442
2030-08-18 17:00 | 700 | 207.6 | 510 | 442 | 2030-08-18 17:00 | 280.69 | 191.2 | 210 | 442 | 2030-08-18 17:00 | 100 | 205 | 209.91 | 442
2030-08-18 18:00 | 700 | 434.42 | 510 | 442 | 2030-08-18 18:00 | 700 | 491.2 | 510 | 442 | 2030-08-18 18:00 | 700 | 505 | 509.91 | 442
2030-08-18 19:00 | 700 | 505 | 510 | 442 | 2030-08-18 19:00 | 700 | 505 | 510 | 442 | 2030-08-18 19:00 | 700 | 505 | 510 | 442
2030-08-18 20:00 | 700 | 505 | 510 | 442 | 2030-08-18 20:00 | 700 | 505 | 510 | 442 | 2030-08-18 20:00 | 700 | 505 | 510 | 442
2030-08-18 21:00 | 700 | 505 | 510 | 442 | 2030-08-18 21:00 | 700 | 505 | 510 | 442 | 2030-08-18 21:00 | 700 | 505 | 510 | 442
2030-08-18 22:00 | 700 | 505 | 510 | 442 | 2030-08-18 22:00 | 700 | 505 | 510 | 442 | 2030-08-18 22:00 | 700 | 505 | 510 | 442
2030-08-18 23:00 | 700 | 505 | 510 | 442 | 2030-08-18 23:00 | 700 | 505 | 510 | 442 | 2030-08-18 23:00 | 700 | 505 | 510 | 442
2030-08-19 | 700 | 502.08 | 510 | 442 | 2030-08-19 | 700 | 505 | 510 | 442 | 2030-08-19 | 700 | 207.8 | 510 | 442
2030-08-19 01:00 | 700 | 202.08 | 510 | 442 | 2030-08-19 01:00 | 700 | 302.48 | 510 | 442 | 2030-08-19 01:00 | 700 | 0 | 510 | 440.39
2030-08-19 02:00 | 700 | 257.9 | 510 | 442 | 2030-08-19 02:00 | 700 | 241.29 | 510 | 442 | 2030-08-19 02:00 | 700 | 0 | 503.17 | 442
2030-08-19 03:00 | 700 | 219.17 | 510 | 442 | 2030-08-19 03:00 | 700 | 320.39 | 510 | 442 | 2030-08-19 03:00 | 700 | 1.05 | 474.4 | 441.66
2030-08-19 04:00 | 700 | 438.37 | 510 | 442 | 2030-08-19 04:00 | 700 | 320.39 | 510 | 442 | 2030-08-19 04:00 | 700 | 301.05 | 510 | 442
2030-08-19 05:00 | 700 | 505 | 510 | 442 | 2030-08-19 05:00 | 700 | 157.83 | 510 | 442 | 2030-08-19 05:00 | 700 | 105.01 | 510 | 442
2030-08-19 06:00 | 700 | 505 | 510 | 442 | 2030-08-19 06:00 | 700 | 214.67 | 510 | 442 | 2030-08-19 06:00 | 700 | 105.01 | 510 | 442
2030-08-19 07:00 | 700 | 505 | 510 | 442 | 2030-08-19 07:00 | 700 | 214.67 | 510 | 442 | 2030-08-19 07:00 | 500 | 271.12 | 510 | 442
2030-08-19 08:00 | 700 | 421.61 | 510 | 442 | 2030-08-19 08:00 | 700 | 344.47 | 510 | 442 | 2030-08-19 08:00 | -100 | 205 | 510 | 442
2030-08-19 09:00 | 530.57 | 505 | 510 | 442 | 2030-08-19 09:00 | 395.49 | 505 | 510 | 442 | 2030-08-19 09:00 | -700 | 505 | 510 | 442
2030-08-19 10:00 | 526.1 | 505 | 510 | 442 | 2030-08-19 10:00 | 209.12 | 505 | 510 | 442 | 2030-08-19 10:00 | -700 | 505 | 510 | 442
2030-08-19 11:00 | 274.26 | 505 | 510 | 442 | 2030-08-19 11:00 | -104.08 | 505 | 510 | 442 | 2030-08-19 11:00 | -700 | 505 | 510 | 442
2030-08-19 12:00 | 294.65 | 505 | 510 | 442 | 2030-08-19 12:00 | -700 | 505 | 510 | 442 | 2030-08-19 12:00 | -700 | 505 | 510 | 442
2030-08-19 13:00 | 78.29 | 505 | 510 | 442 | 2030-08-19 13:00 | -700 | 505 | 510 | 442 | 2030-08-19 13:00 | -700 | 505 | 510 | 442
2030-08-19 14:00 | 333.23 | 505 | 510 | 305.55 | 2030-08-19 14:00 | -700 | 505 | 510 | 279.39 | 2030-08-19 14:00 | -700 | 505 | 510 | 270.66
2030-08-19 15:00 | 429.76 | 505 | 510 | 442 | 2030-08-19 15:00 | -506.68 | 505 | 510 | 442 | 2030-08-19 15:00 | -700 | 505 | 510 | 442
2030-08-19 16:00 | 578.84 | 505 | 510 | 442 | 2030-08-19 16:00 | -408.5 | 505 | 510 | 436.13 | 2030-08-19 16:00 | -700 | 505 | 510 | 429.71
2030-08-19 17:00 | 698.13 | 505 | 510 | 360.07 | 2030-08-19 17:00 | -38.76 | 505 | 510 | 353.71 | 2030-08-19 17:00 | -700 | 505 | 510 | 347.35
2030-08-19 18:00 | 500 | 505 | 510 | 231.42 | 2030-08-19 18:00 | -18.7 | 505 | 510 | 224.87 | 2030-08-19 18:00 | -700 | 505 | 510 | 218.33
2030-08-19 19:00 | -100 | 505 | 510 | 203.23 | 2030-08-19 19:00 | -618.7 | 505 | 510 | 197.06 | 2030-08-19 19:00 | -700 | 505 | 510 | 190.9
2030-08-19 20:00 | -700 | 505 | 510 | 165.86 | 2030-08-19 20:00 | -700 | 505 | 510 | 159.63 | 2030-08-19 20:00 | -700 | 505 | 510 | 153.4
2030-08-19 21:00 | -700 | 505 | 510 | 317.59 | 2030-08-19 21:00 | -700 | 505 | 510 | 311.98 | 2030-08-19 21:00 | -700 | 505 | 510 | 306.36
2030-08-19 22:00 | -700 | 505 | 510 | 442 | 2030-08-19 22:00 | -700 | 505 | 510 | 442 | 2030-08-19 22:00 | -700 | 505 | 510 | 442
2030-08-19 23:00 | -700 | 505 | 510 | 442 | 2030-08-19 23:00 | -700 | 505 | 510 | 442 | 2030-08-19 23:00 | -700 | 505 | 510 | 442
2030-08-20 | -700 | 505 | 510 | 142 | 2030-08-20 | -700 | 505 | 510 | 142 | 2030-08-20 | -700 | 505 | 510 | 142
2030-08-20 01:00 | -700 | 505 | 510 | -54.35 | 2030-08-20 01:00 | -700 | 505 | 510 | -60.53 | 2030-08-20 01:00 | -700 | 505 | 510 | -66.7
2030-08-20 02:00 | -700 | 505 | 510 | -60.31 | 2030-08-20 02:00 | -700 | 505 | 510 | -66.53 | 2030-08-20 02:00 | -700 | 505 | 510 | -83.67
2030-08-20 03:00 | -700 | 505 | 510 | -94.64 | 2030-08-20 03:00 | -700 | 505 | 510 | -111.23 | 2030-08-20 03:00 | -700 | 505 | 510 | -117.57
2030-08-20 04:00 | -700 | 505 | 510 | -64.85 | 2030-08-20 04:00 | -700 | 505 | 510 | -81.93 | 2030-08-20 04:00 | -700 | 505 | 510 | -77.4
2030-08-20 05:00 | -700 | 505 | 510 | 69.15 | 2030-08-20 05:00 | -700 | 505 | 510 | 72.94 | 2030-08-20 05:00 | -700 | 505 | 510 | 58.05
2030-08-20 06:00 | -700 | 505 | 510 | 85.54 | 2030-08-20 06:00 | -700 | 505 | 510 | 70.63 | 2030-08-20 06:00 | -700 | 505 | 510 | 64.74
2030-08-20 07:00 | -700 | 505 | 510 | 147.67 | 2030-08-20 07:00 | -700 | 505 | 510 | 132.88 | 2030-08-20 07:00 | -700 | 505 | 510 | 125.53
2030-08-20 08:00 | -700 | 505 | 510 | 231.86 | 2030-08-20 08:00 | -700 | 505 | 510 | 216.67 | 2030-08-20 08:00 | -700 | 505 | 510 | 206.81
2030-08-20 09:00 | -700 | 505 | 510 | 230.8 | 2030-08-20 09:00 | -700 | 505 | 510 | 219.29 | 2030-08-20 09:00 | -700 | 505 | 510 | 201.85
2030-08-20 10:00 | -700 | 505 | 510 | 184.25 | 2030-08-20 10:00 | -700 | 505 | 510 | 165.91 | 2030-08-20 10:00 | -700 | 505 | 510 | 161.21
2030-08-20 11:00 | -700 | 505 | 510 | 206.41 | 2030-08-20 11:00 | -700 | 505 | 510 | 189.75 | 2030-08-20 11:00 | -700 | 505 | 510 | 185.54
2030-08-20 12:00 | -700 | 505 | 510 | 386.71 | 2030-08-20 12:00 | -700 | 505 | 510 | 374.69 | 2030-08-20 12:00 | -700 | 505 | 510 | 366
2030-08-20 13:00 | -700 | 505 | 510 | 440.51 | 2030-08-20 13:00 | -700 | 505 | 510 | 428.41 | 2030-08-20 13:00 | -700 | 505 | 510 | 416.31
2030-08-20 14:00 | -700 | 505 | 510 | 140.51 | 2030-08-20 14:00 | -700 | 505 | 510 | 128.41 | 2030-08-20 14:00 | -700 | 505 | 510 | 116.31
2030-08-20 15:00 | -700 | 505 | 510 | 105.95 | 2030-08-20 15:00 | -700 | 505 | 510 | 94.61 | 2030-08-20 15:00 | -700 | 505 | 510 | 83.26
2030-08-20 16:00 | -700 | 505 | 510 | 274.43 | 2030-08-20 16:00 | -700 | 505 | 510 | 265.94 | 2030-08-20 16:00 | -700 | 505 | 510 | 257.45
2030-08-20 17:00 | -700 | 505 | 510 | 302.1 | 2030-08-20 17:00 | -700 | 505 | 510 | 295.1 | 2030-08-20 17:00 | -700 | 505 | 510 | 288.1
2030-08-20 18:00 | -700 | 505 | 510 | 334.85 | 2030-08-20 18:00 | -700 | 505 | 510 | 328.75 | 2030-08-20 18:00 | -700 | 505 | 510 | 322.65
2030-08-20 19:00 | -700 | 505 | 510 | 263.93 | 2030-08-20 19:00 | -700 | 505 | 510 | 257.99 | 2030-08-20 19:00 | -700 | 505 | 510 | 252.04
2030-08-20 20:00 | -700 | 505 | 510 | 226.2 | 2030-08-20 20:00 | -700 | 505 | 510 | 220.14 | 2030-08-20 20:00 | -700 | 505 | 510 | 214.09
2030-08-20 21:00 | -700 | 505 | 510 | 187.92 | 2030-08-20 21:00 | -700 | 505 | 510 | 181.64 | 2030-08-20 21:00 | -700 | 505 | 510 | 175.36
2030-08-20 22:00 | -700 | 505 | 510 | 75.97 | 2030-08-20 22:00 | -700 | 505 | 510 | 69.65 | 2030-08-20 22:00 | -700 | 505 | 510 | 63.34
2030-08-20 23:00 | -700 | 505 | 510 | -42.35 | 2030-08-20 23:00 | -700 | 505 | 510 | -37.7 | 2030-08-20 23:00 | -700 | 505 | 510 | -43.96
2030-08-21 | -700 | 505 | 510 | -96.67 | 2030-08-21 | -700 | 505 | 510 | 262.3 | 2030-08-21 | -700 | 505 | 510 | 256.04
2030-08-21 01:00 | -700 | 505 | 510 | -17.38 | 2030-08-21 01:00 | -700 | 505 | 510 | -9.44 | 2030-08-21 01:00 | -700 | 505 | 510 | -29.06
2030-08-21 02:00 | -700 | 505 | 510 | -58.91 | 2030-08-21 02:00 | -700 | 505 | 510 | -64.93 | 2030-08-21 02:00 | -700 | 505 | 510 | 204.89
2030-08-21 03:00 | -700 | 505 | 510 | -51.5 | 2030-08-21 03:00 | -700 | 505 | 510 | 83.31 | 2030-08-21 03:00 | -700 | 505 | 510 | 442
2030-08-21 04:00 | -700 | 505 | 510 | 92.28 | 2030-08-21 04:00 | -700 | 505 | 510 | 261.39 | 2030-08-21 04:00 | -700 | 505 | 510 | 442
2030-08-21 05:00 | -700 | 505 | 510 | 392.28 | 2030-08-21 05:00 | -700 | 505 | 510 | 442 | 2030-08-21 05:00 | -700 | 505 | 510 | 442
2030-08-21 06:00 | -700 | 505 | 510 | 442 | 2030-08-21 06:00 | -700 | 505 | 510 | 442 | 2030-08-21 06:00 | -700 | 505 | 510 | 442
2030-08-21 07:00 | -700 | 505 | 510 | 442 | 2030-08-21 07:00 | -700 | 505 | 510 | 442 | 2030-08-21 07:00 | -700 | 505 | 510 | 442
2030-08-21 08:00 | -700 | 505 | 510 | 442 | 2030-08-21 08:00 | -700 | 505 | 510 | 442 | 2030-08-21 08:00 | -700 | 505 | 510 | 442
2030-08-21 09:00 | -700 | 505 | 510 | 442 | 2030-08-21 09:00 | -700 | 505 | 510 | 442 | 2030-08-21 09:00 | -700 | 505 | 510 | 442
2030-08-21 10:00 | -700 | 505 | 510 | 442 | 2030-08-21 10:00 | -700 | 505 | 510 | 442 | 2030-08-21 10:00 | -700 | 505 | 510 | 442
2030-08-21 11:00 | -700 | 505 | 510 | 442 | 2030-08-21 11:00 | -700 | 505 | 510 | 442 | 2030-08-21 11:00 | -700 | 505 | 510 | 442
2030-08-21 12:00 | -700 | 505 | 510 | 442 | 2030-08-21 12:00 | -700 | 505 | 510 | 442 | 2030-08-21 12:00 | -700 | 505 | 510 | 442
2030-08-21 13:00 | -700 | 505 | 510 | 442 | 2030-08-21 13:00 | -700 | 505 | 510 | 442 | 2030-08-21 13:00 | -700 | 505 | 510 | 442
2030-08-21 14:00 | -700 | 505 | 510 | 442 | 2030-08-21 14:00 | -700 | 505 | 510 | 442 | 2030-08-21 14:00 | -700 | 505 | 510 | 442
2030-08-21 15:00 | -700 | 505 | 510 | 442 | 2030-08-21 15:00 | -700 | 505 | 510 | 442 | 2030-08-21 15:00 | -700 | 505 | 510 | 442
2030-08-21 16:00 | -100 | 505 | 510 | 442 | 2030-08-21 16:00 | -700 | 505 | 510 | 442 | 2030-08-21 16:00 | -700 | 505 | 510 | 442
2030-08-21 17:00 | 500 | 505 | 510 | 442 | 2030-08-21 17:00 | -644.99 | 505 | 510 | 442 | 2030-08-21 17:00 | -700 | 475.59 | 390 | 388.59
2030-08-21 18:00 | 486.44 | 505 | 510 | 442 | 2030-08-21 18:00 | -343.08 | 505 | 510 | 442 | 2030-08-21 18:00 | -700 | 175.59 | 90 | 88.59
2030-08-21 19:00 | 700 | 505 | 510 | 442 | 2030-08-21 19:00 | 0 | 205 | 210 | 142 | 2030-08-21 19:00 | -700 | -124.41 | -210 | -211.41
2030-08-21 20:00 | 700 | 505 | 510 | 442 | 2030-08-21 20:00 | 0 | 0 | 0 | 0 | 2030-08-21 20:00 | -700 | -424.41 | -510 | -378.89
2030-08-21 21:00 | 700 | 442.75 | 510 | 442 | 2030-08-21 21:00 | 0 | 205 | 210 | 142 | 2030-08-21 21:00 | -700 | -124.41 | -210 | -78.89
2030-08-21 22:00 | 700 | 505 | 510 | 442 | 2030-08-21 22:00 | 0 | 505 | 510 | 442 | 2030-08-21 22:00 | -700 | 175.59 | 90 | 221.11
2030-08-21 23:00 | 353.35 | 505 | 510 | 442 | 2030-08-21 23:00 | -278.59 | 505 | 510 | 442 | 2030-08-21 23:00 | -700 | 475.59 | 390 | 442
2030-08-22 | 658.67 | 505 | 510 | 442 | 2030-08-22 | 321.41 | 505 | 510 | 442 | 2030-08-22 | -415.67 | 505 | 510 | 442
2030-08-22 01:00 | 620.86 | 505 | 510 | 442 | 2030-08-22 01:00 | 387.34 | 505 | 510 | 442 | 2030-08-22 01:00 | -270.64 | 505 | 510 | 442
2030-08-22 02:00 | 661.36 | 505 | 510 | 442 | 2030-08-22 02:00 | 182.18 | 505 | 510 | 442 | 2030-08-22 02:00 | -450.28 | 505 | 510 | 442
2030-08-22 03:00 | 558.72 | 505 | 510 | 442 | 2030-08-22 03:00 | 2.33 | 505 | 510 | 442 | 2030-08-22 03:00 | -700 | 505 | 510 | 442
2030-08-22 04:00 | 304.74 | 505 | 510 | 442 | 2030-08-22 04:00 | 162.72 | 505 | 510 | 442 | 2030-08-22 04:00 | -700 | 505 | 510 | 442
2030-08-22 05:00 | 62 | 505 | 510 | 442 | 2030-08-22 05:00 | -63.56 | 505 | 510 | 442 | 2030-08-22 05:00 | -700 | 505 | 510 | 442
2030-08-22 06:00 | 376.91 | 505 | 510 | 442 | 2030-08-22 06:00 | 0 | 314.74 | 510 | 442 | 2030-08-22 06:00 | -700 | 300 | 385.07 | 442
2030-08-22 07:00 | 530.42 | 205 | 210 | 442 | 2030-08-22 07:00 | -100 | 14.74 | 210 | 442 | 2030-08-22 07:00 | -700 | 0 | 85.07 | 442
2030-08-22 08:00 | 29.51 | 505 | 510 | 442 | 2030-08-22 08:00 | -700 | 314.74 | 510 | 442 | 2030-08-22 08:00 | -700 | 300 | 385.07 | 442
2030-08-22 09:00 | 13.71 | 505 | 510 | 442 | 2030-08-22 09:00 | -700 | 505 | 510 | 442 | 2030-08-22 09:00 | -700 | 505 | 510 | 442
2030-08-22 10:00 | -586.29 | 505 | 510 | 442 | 2030-08-22 10:00 | -700 | 505 | 510 | 442 | 2030-08-22 10:00 | -700 | 505 | 510 | 442
2030-08-22 11:00 | -528.42 | 505 | 510 | 442 | 2030-08-22 11:00 | -700 | 505 | 510 | 442 | 2030-08-22 11:00 | -700 | 505 | 510 | 442
2030-08-22 12:00 | -566.31 | 505 | 510 | 442 | 2030-08-22 12:00 | -700 | 505 | 510 | 442 | 2030-08-22 12:00 | -700 | 505 | 510 | 442
2030-08-22 13:00 | -176.66 | 505 | 510 | 442 | 2030-08-22 13:00 | -700 | 505 | 510 | 442 | 2030-08-22 13:00 | -700 | 505 | 510 | 442
2030-08-22 14:00 | -615.71 | 505 | 510 | 442 | 2030-08-22 14:00 | -700 | 505 | 510 | 442 | 2030-08-22 14:00 | -700 | 505 | 510 | 442
2030-08-22 15:00 | -459.28 | 505 | 510 | 442 | 2030-08-22 15:00 | -700 | 505 | 510 | 442 | 2030-08-22 15:00 | -700 | 505 | 510 | 442
2030-08-22 16:00 | -258.25 | 505 | 510 | 442 | 2030-08-22 16:00 | -700 | 505 | 510 | 442 | 2030-08-22 16:00 | -700 | 505 | 510 | 442
2030-08-22 17:00 | 341.75 | 505 | 510 | 442 | 2030-08-22 17:00 | -486.88 | 505 | 510 | 442 | 2030-08-22 17:00 | -700 | 505 | 510 | 442
2030-08-22 18:00 | 514.24 | 505 | 510 | 442 | 2030-08-22 18:00 | 113.12 | 505 | 510 | 442 | 2030-08-22 18:00 | -112.65 | 505 | 510 | 442
2030-08-22 19:00 | 672 | 505 | 510 | 442 | 2030-08-22 19:00 | 700 | 505 | 510 | 442 | 2030-08-22 19:00 | 0 | 505 | 510 | 442
2030-08-22 20:00 | 700 | 505 | 510 | 442 | 2030-08-22 20:00 | 700 | 205 | 510 | 442 | 2030-08-22 20:00 | 0 | 205 | 210 | 442
2030-08-22 21:00 | 700 | 505 | 510 | 442 | 2030-08-22 21:00 | 700 | 243.21 | 510 | 442 | 2030-08-22 21:00 | 0 | 0 | 321.85 | 442
2030-08-22 22:00 | 700 | 505 | 510 | 442 | 2030-08-22 22:00 | 700 | 268.96 | 510 | 442 | 2030-08-22 22:00 | 0 | 0 | 21.85 | 416.11
2030-08-22 23:00 | 700 | 505 | 510 | 442 | 2030-08-22 23:00 | 700 | 227.9 | 510 | 442 | 2030-08-22 23:00 | 0 | 0 | 0 | 405.67
2030-08-23 | 700 | 505 | 510 | 442 | 2030-08-23 | 700 | 505 | 510 | 442 | 2030-08-23 | 600 | 120.08 | 300 | 442
2030-08-23 01:00 | 700 | 476.38 | 510 | 442 | 2030-08-23 01:00 | 700 | 505 | 510 | 442 | 2030-08-23 01:00 | 700 | 0 | 510 | 442
2030-08-23 02:00 | 700 | 505 | 510 | 442 | 2030-08-23 02:00 | 700 | 505 | 510 | 442 | 2030-08-23 02:00 | 700 | 22.23 | 510 | 442
2030-08-23 03:00 | 700 | 354.65 | 510 | 442 | 2030-08-23 03:00 | 700 | 268.03 | 510 | 442 | 2030-08-23 03:00 | 700 | 0 | 265 | 442
2030-08-23 04:00 | 700 | 54.65 | 510 | 442 | 2030-08-23 04:00 | 700 | 0 | 510 | 442 | 2030-08-23 04:00 | 700 | 0 | 158.03 | 442
2030-08-23 05:00 | 700 | 354.65 | 510 | 442 | 2030-08-23 05:00 | 700 | 155.75 | 510 | 442 | 2030-08-23 05:00 | 700 | 0 | 458.03 | 442
2030-08-23 06:00 | 700 | 318.53 | 510 | 442 | 2030-08-23 06:00 | 700 | 225.23 | 510 | 442 | 2030-08-23 06:00 | 700 | 0 | 355.9 | 442
2030-08-23 07:00 | 700 | 505 | 510 | 442 | 2030-08-23 07:00 | 700 | 505 | 510 | 442 | 2030-08-23 07:00 | 500 | 74 | 90 | 442
2030-08-23 08:00 | 700 | 505 | 510 | 442 | 2030-08-23 08:00 | 501.04 | 300 | 300 | 442 | 2030-08-23 08:00 | -100 | -226 | -210 | 442
2030-08-23 09:00 | 700 | 205 | 343.23 | 442 | 2030-08-23 09:00 | -98.96 | 0 | 0 | 442 | 2030-08-23 09:00 | -700 | -526 | -510 | 442
2030-08-23 10:00 | 372.55 | 0 | 43.23 | 442 | 2030-08-23 10:00 | -698.96 | -300 | -300 | 442 | 2030-08-23 10:00 | -700 | -526 | -510 | 442
2030-08-23 11:00 | 80.77 | 0 | 0 | 442 | 2030-08-23 11:00 | -700 | 0 | -474.44 | 442 | 2030-08-23 11:00 | -700 | -526 | -510 | 442
2030-08-23 12:00 | 0 | 0 | 210 | 442 | 2030-08-23 12:00 | -700 | 0 | -510 | 442 | 2030-08-23 12:00 | -700 | -526 | -510 | 442
2030-08-23 13:00 | 0 | 0 | 510 | 442 | 2030-08-23 13:00 | -700 | 0 | -510 | 442 | 2030-08-23 13:00 | -700 | -526 | -510 | 442
2030-08-23 14:00 | 0 | 0 | 510 | 442 | 2030-08-23 14:00 | -700 | 0 | -309.39 | 442 | 2030-08-23 14:00 | -700 | -526 | -510 | 442
2030-08-23 15:00 | 11.14 | 18.6 | 510 | 442 | 2030-08-23 15:00 | -600 | 0 | -14.31 | 442 | 2030-08-23 15:00 | -700 | -526 | -510 | 442
2030-08-23 16:00 | 611.14 | 69.35 | 510 | 442 | 2030-08-23 16:00 | 0 | 0 | 233.94 | 442 | 2030-08-23 16:00 | -500 | -226 | -229.35 | 393.44
2030-08-23 17:00 | 700 | 369.35 | 510 | 442 | 2030-08-23 17:00 | 600 | 88.95 | 510 | 442 | 2030-08-23 17:00 | 100 | 0 | 26.82 | 442
2030-08-23 18:00 | 700 | 273.03 | 510 | 442 | 2030-08-23 18:00 | 700 | 355.76 | 510 | 442 | 2030-08-23 18:00 | 700 | 300 | 326.82 | 442
2030-08-23 19:00 | 700 | 505 | 510 | 442 | 2030-08-23 19:00 | 700 | 505 | 510 | 442 | 2030-08-23 19:00 | 700 | 505 | 510 | 442
2030-08-23 20:00 | 700 | 505 | 510 | 442 | 2030-08-23 20:00 | 700 | 505 | 510 | 442 | 2030-08-23 20:00 | 700 | 292.09 | 510 | 442
2030-08-23 21:00 | 700 | 505 | 510 | 442 | 2030-08-23 21:00 | 700 | 505 | 510 | 442 | 2030-08-23 21:00 | 700 | 505 | 510 | 442
2030-08-23 22:00 | 700 | 505 | 510 | 442 | 2030-08-23 22:00 | 700 | 505 | 510 | 442 | 2030-08-23 22:00 | 700 | 505 | 510 | 442
2030-08-23 23:00 | 700 | 505 | 510 | 442 | 2030-08-23 23:00 | 700 | 505 | 510 | 442 | 2030-08-23 23:00 | 700 | 505 | 510 | 442
2030-08-24 | 700 | 505 | 510 | 442 | 2030-08-24 | 700 | 505 | 510 | 442 | 2030-08-24 | 700 | 505 | 510 | 442
2030-08-24 01:00 | 700 | 505 | 510 | 442 | 2030-08-24 01:00 | 700 | 505 | 510 | 442 | 2030-08-24 01:00 | 700 | 505 | 510 | 442
2030-08-24 02:00 | 700 | 505 | 510 | 442 | 2030-08-24 02:00 | 700 | 505 | 510 | 442 | 2030-08-24 02:00 | 700 | 505 | 510 | 442
2030-08-24 03:00 | 700 | 505 | 510 | 442 | 2030-08-24 03:00 | 700 | 505 | 510 | 442 | 2030-08-24 03:00 | 700 | 505 | 510 | 442
2030-08-24 04:00 | 700 | 505 | 510 | 442 | 2030-08-24 04:00 | 700 | 505 | 510 | 442 | 2030-08-24 04:00 | 700 | 505 | 510 | 442
2030-08-24 05:00 | 700 | 205 | 510 | 145.87 | 2030-08-24 05:00 | 700 | 205 | 407.51 | 283.34 | 2030-08-24 05:00 | 700 | 205 | 298.53 | 296.11
2030-08-24 06:00 | 700 | 0 | 510 | 226.41 | 2030-08-24 06:00 | 700 | 0 | 227.35 | 440 | 2030-08-24 06:00 | 700 | 0 | -1.47 | 409.85
2030-08-24 07:00 | 700 | 0 | 510 | 302.25 | 2030-08-24 07:00 | 700 | 0 | -72.65 | 327.03 | 2030-08-24 07:00 | 700 | -300 | -301.47 | 308.86
2030-08-24 08:00 | 700 | 0 | 283.66 | 302.25 | 2030-08-24 08:00 | 700 | -235.52 | -372.65 | 294.53 | 2030-08-24 08:00 | 100 | -526 | -510 | 247.04
2030-08-24 09:00 | 700 | 0 | -16.34 | 82.44 | 2030-08-24 09:00 | 639.94 | -526 | -510 | 267.05 | 2030-08-24 09:00 | -500 | -526 | -510 | 190.39
2030-08-24 10:00 | 700 | -53.18 | -316.34 | 68.02 | 2030-08-24 10:00 | 39.94 | -526 | -510 | 159.84 | 2030-08-24 10:00 | -700 | -526 | -510 | 69.39
2030-08-24 11:00 | 700 | 0 | -502.05 | 73.02 | 2030-08-24 11:00 | 0 | -526 | -510 | 163.95 | 2030-08-24 11:00 | -700 | -526 | -510 | 72.6
2030-08-24 12:00 | 700 | 0 | -464.88 | 75.84 | 2030-08-24 12:00 | 0 | -526 | -510 | 171.51 | 2030-08-24 12:00 | -700 | -526 | -510 | 84.9
2030-08-24 13:00 | 700 | 0 | -354.91 | 38.35 | 2030-08-24 13:00 | 5.35 | -526 | -510 | 135.62 | 2030-08-24 13:00 | -700 | -526 | -510 | 50.62
2030-08-24 14:00 | 700 | 0 | -360.52 | 25.26 | 2030-08-24 14:00 | 76.27 | -526 | -510 | 131.82 | 2030-08-24 14:00 | -700 | -526 | -510 | 56.1
2030-08-24 15:00 | 700 | 0 | -398.11 | 0 | 2030-08-24 15:00 | 511.74 | -526 | -510 | 56.89 | 2030-08-24 15:00 | -590.67 | -526 | -510 | -18.64
2030-08-24 16:00 | 700 | 0 | -155.21 | 22.61 | 2030-08-24 16:00 | 700 | -526 | -510 | 148.03 | 2030-08-24 16:00 | 9.33 | -526 | -510 | 91.17
2030-08-24 17:00 | 700 | 0 | 138.38 | 69.96 | 2030-08-24 17:00 | 700 | -300 | -281.88 | 200.76 | 2030-08-24 17:00 | 609.33 | -526 | -510 | 142
2030-08-24 18:00 | 700 | 32.56 | 438.38 | 142 | 2030-08-24 18:00 | 700 | 0 | 18.12 | 277.58 | 2030-08-24 18:00 | 700 | -226 | -210 | 442
2030-08-24 19:00 | 700 | 332.56 | 510 | 442 | 2030-08-24 19:00 | 700 | 300 | 318.12 | 442 | 2030-08-24 19:00 | 700 | 0 | 90 | 442
2030-08-24 20:00 | 700 | 290.85 | 510 | 442 | 2030-08-24 20:00 | 700 | 0 | 510 | 309.16 | 2030-08-24 20:00 | 700 | 0 | 366.41 | 269.85
2030-08-24 21:00 | 700 | 100.04 | 510 | 442 | 2030-08-24 21:00 | 600 | 0 | 311.86 | 244.63 | 2030-08-24 21:00 | 321.89 | 0 | 66.41 | 0
2030-08-24 22:00 | 600 | 0 | 366.59 | 229.4 | 2030-08-24 22:00 | 0 | 0 | 11.86 | 0 | 2030-08-24 22:00 | -278.11 | -226 | -210 | -210
2030-08-24 23:00 | 0 | 0 | 66.59 | 0 | 2030-08-24 23:00 | -600 | -122.32 | -288.14 | -300 | 2030-08-24 23:00 | -700 | -526 | -510 | -510
2030-08-25 | -600 | 300 | 366.59 | 230.04 | 2030-08-25 | -700 | 177.68 | 11.86 | 0 | 2030-08-25 | -700 | -226 | -210 | -210
2030-08-25 01:00 | -700 | 505 | 510 | 180.8 | 2030-08-25 01:00 | -700 | 477.68 | 311.86 | 169.42 | 2030-08-25 01:00 | -700 | 74 | 90 | 90
2030-08-25 02:00 | -700 | 505 | 510 | 171.64 | 2030-08-25 02:00 | -700 | 505 | 510 | 167 | 2030-08-25 02:00 | -700 | 374 | 390 | 162.35
2030-08-25 03:00 | -700 | 505 | 510 | 18.19 | 2030-08-25 03:00 | -700 | 505 | 510 | 12.88 | 2030-08-25 03:00 | -700 | 505 | 510 | 7.56
2030-08-25 04:00 | -700 | 505 | 510 | -157.26 | 2030-08-25 04:00 | -700 | 505 | 510 | -163.56 | 2030-08-25 04:00 | -700 | 505 | 510 | -169.86
2030-08-25 05:00 | -700 | 505 | 510 | -205.39 | 2030-08-25 05:00 | -700 | 505 | 510 | -265.51 | 2030-08-25 05:00 | -700 | 505 | 510 | -277.02
2030-08-25 06:00 | -700 | 505 | 510 | -195.07 | 2030-08-25 06:00 | -700 | 505 | 510 | -238.09 | 2030-08-25 06:00 | -700 | 505 | 510 | -249.62
2030-08-25 07:00 | -700 | 505 | 510 | -163.85 | 2030-08-25 07:00 | -700 | 505 | 510 | -170.64 | 2030-08-25 07:00 | -700 | 505 | 510 | -177.44
2030-08-25 08:00 | -700 | 505 | 510 | -146.68 | 2030-08-25 08:00 | -700 | 505 | 510 | -153.91 | 2030-08-25 08:00 | -700 | 505 | 510 | -161.14
2030-08-25 09:00 | -700 | 505 | 510 | -102.1 | 2030-08-25 09:00 | -700 | 505 | 510 | -110.04 | 2030-08-25 09:00 | -700 | 505 | 510 | -117.98
2030-08-25 10:00 | -700 | 505 | 510 | -62.38 | 2030-08-25 10:00 | -700 | 505 | 510 | -71.19 | 2030-08-25 10:00 | -700 | 505 | 510 | -80.15
2030-08-25 11:00 | -700 | 505 | 510 | -27.03 | 2030-08-25 11:00 | -700 | 505 | 510 | -36.46 | 2030-08-25 11:00 | -700 | 505 | 510 | -45.89
2030-08-25 12:00 | -700 | 505 | 510 | -4.04 | 2030-08-25 12:00 | -700 | 505 | 510 | -13.31 | 2030-08-25 12:00 | -700 | 505 | 510 | -22.57
2030-08-25 13:00 | -700 | 505 | 510 | -3.98 | 2030-08-25 13:00 | -700 | 505 | 510 | -12.74 | 2030-08-25 13:00 | -700 | 505 | 510 | -21.51
2030-08-25 14:00 | -700 | 505 | 510 | -19.6 | 2030-08-25 14:00 | -700 | 505 | 510 | -27.85 | 2030-08-25 14:00 | -700 | 505 | 510 | -36.1
2030-08-25 15:00 | -700 | 505 | 510 | 142 | 2030-08-25 15:00 | -700 | 505 | 510 | 29.84 | 2030-08-25 15:00 | -700 | 505 | 510 | 22.47
2030-08-25 16:00 | -700 | 505 | 510 | 442 | 2030-08-25 16:00 | -700 | 505 | 510 | 329.84 | 2030-08-25 16:00 | -700 | 505 | 510 | 322.47
2030-08-25 17:00 | -700 | 505 | 510 | 442 | 2030-08-25 17:00 | -700 | 505 | 510 | 442 | 2030-08-25 17:00 | -700 | 505 | 510 | 442
2030-08-25 18:00 | -700 | 505 | 510 | 442 | 2030-08-25 18:00 | -700 | 505 | 510 | 442 | 2030-08-25 18:00 | -700 | 505 | 510 | 442
2030-08-25 19:00 | -700 | 505 | 510 | 290.75 | 2030-08-25 19:00 | -700 | 505 | 510 | 262.02 | 2030-08-25 19:00 | -700 | 505 | 510 | 256.9
2030-08-25 20:00 | -674.05 | 505 | 510 | 415.81 | 2030-08-25 20:00 | -700 | 505 | 510 | 411.71 | 2030-08-25 20:00 | -700 | 505 | 510 | 407.37
2030-08-25 21:00 | -258.87 | 505 | 510 | 442 | 2030-08-25 21:00 | -700 | 505 | 510 | 442 | 2030-08-25 21:00 | -700 | 505 | 510 | 442
2030-08-25 22:00 | -340.01 | 505 | 510 | 442 | 2030-08-25 22:00 | -700 | 505 | 510 | 442 | 2030-08-25 22:00 | -700 | 505 | 510 | 442
2030-08-25 23:00 | -700 | 505 | 510 | 442 | 2030-08-25 23:00 | -700 | 505 | 510 | 442 | 2030-08-25 23:00 | -700 | 505 | 510 | 442
2030-08-26 | -100 | 505 | 510 | 442 | 2030-08-26 | -100 | 505 | 510 | 442 | 2030-08-26 | -128.92 | 505 | 510 | 442
2030-08-26 01:00 | 18.07 | 505 | 510 | 442 | 2030-08-26 01:00 | 309.8 | 505 | 510 | 442 | 2030-08-26 01:00 | 187.34 | 505 | 510 | 442
2030-08-26 02:00 | 282.43 | 505 | 510 | 442 | 2030-08-26 02:00 | 571.14 | 505 | 510 | 442 | 2030-08-26 02:00 | 700 | 505 | 510 | 442
2030-08-26 03:00 | 571.69 | 505 | 510 | 442 | 2030-08-26 03:00 | 700 | 505 | 510 | 442 | 2030-08-26 03:00 | 581.35 | 505 | 510 | 442
2030-08-26 04:00 | 392.01 | 505 | 510 | 442 | 2030-08-26 04:00 | 486.47 | 505 | 510 | 442 | 2030-08-26 04:00 | 94.95 | 505 | 510 | 442
2030-08-26 05:00 | 700 | 505 | 510 | 442 | 2030-08-26 05:00 | 486.47 | 505 | 510 | 442 | 2030-08-26 05:00 | 536.82 | 505 | 510 | 442
2030-08-26 06:00 | 692.71 | 492.77 | 510 | 442 | 2030-08-26 06:00 | 661.44 | 492.77 | 510 | 442 | 2030-08-26 06:00 | 700 | 505 | 510 | 442
2030-08-26 07:00 | 700 | 505 | 510 | 442 | 2030-08-26 07:00 | 700 | 505 | 510 | 442 | 2030-08-26 07:00 | 700 | 433.07 | 510 | 442
2030-08-26 08:00 | 700 | 505 | 510 | 442 | 2030-08-26 08:00 | 700 | 491.99 | 510 | 442 | 2030-08-26 08:00 | 414.24 | 133.07 | 210 | 442
2030-08-26 09:00 | 700 | 494.8 | 510 | 442 | 2030-08-26 09:00 | 136.04 | 191.99 | 210 | 442 | 2030-08-26 09:00 | -185.76 | 0 | -90 | 442
2030-08-26 10:00 | 700 | 194.8 | 503.98 | 442 | 2030-08-26 10:00 | 28.09 | 0 | 0 | 442 | 2030-08-26 10:00 | -700 | -57.84 | -390 | 442
2030-08-26 11:00 | 700 | 0 | 409.63 | 442 | 2030-08-26 11:00 | 0 | 0 | 0 | 442 | 2030-08-26 11:00 | -700 | -73.14 | -510 | 442
2030-08-26 12:00 | 700 | 0 | 385.41 | 442 | 2030-08-26 12:00 | 0 | 0 | 0 | 442 | 2030-08-26 12:00 | -700 | -373.14 | -510 | 442
2030-08-26 13:00 | 700 | 0 | 510 | 442 | 2030-08-26 13:00 | 0 | 0 | 0 | 442 | 2030-08-26 13:00 | -700 | -140.4 | -510 | 442
2030-08-26 14:00 | 700 | 0 | 510 | 442 | 2030-08-26 14:00 | 0 | 0 | 0 | 442 | 2030-08-26 14:00 | -700 | -440.4 | -510 | 442
2030-08-26 15:00 | 700 | 0 | 486.26 | 442 | 2030-08-26 15:00 | 0 | 0 | 0 | 442 | 2030-08-26 15:00 | -500 | -140.4 | -510 | 442
2030-08-26 16:00 | 700 | 11.57 | 510 | 442 | 2030-08-26 16:00 | 387.55 | 0 | 132.58 | 442 | 2030-08-26 16:00 | 100 | 0 | -300 | 442
2030-08-26 17:00 | 700 | 286.68 | 510 | 442 | 2030-08-26 17:00 | 700 | 72.34 | 432.58 | 442 | 2030-08-26 17:00 | 700 | 9.24 | 0 | 442
2030-08-26 18:00 | 700 | 125.96 | 510 | 442 | 2030-08-26 18:00 | 700 | 0 | 132.58 | 442 | 2030-08-26 18:00 | 700 | -290.76 | -300 | 142
2030-08-26 19:00 | 700 | 0 | 510 | 442 | 2030-08-26 19:00 | 700 | 0 | 0 | 442 | 2030-08-26 19:00 | 700 | -300 | -351.67 | 193.33
2030-08-26 20:00 | 700 | 205 | 510 | 442 | 2030-08-26 20:00 | 700 | 205 | 210 | 442 | 2030-08-26 20:00 | 700 | 0 | -51.67 | 316.82
2030-08-26 21:00 | 700 | 505 | 510 | 442 | 2030-08-26 21:00 | 700 | 505 | 510 | 442 | 2030-08-26 21:00 | 700 | 300 | 248.33 | 442
2030-08-26 22:00 | 700 | 505 | 510 | 442 | 2030-08-26 22:00 | 700 | 505 | 510 | 442 | 2030-08-26 22:00 | 700 | 505 | 510 | 442
2030-08-26 23:00 | 700 | 393.77 | 510 | 442 | 2030-08-26 23:00 | 700 | 505 | 510 | 442 | 2030-08-26 23:00 | 700 | 505 | 510 | 442
2030-08-27 | 700 | 96.27 | 417 | 421.63 | 2030-08-27 | 700 | 205 | 386.51 | 250.43 | 2030-08-27 | 700 | 205 | 405.83 | 231.13
2030-08-27 01:00 | 700 | 396.27 | 510 | 442 | 2030-08-27 01:00 | 700 | 505 | 510 | 442 | 2030-08-27 01:00 | 700 | 505 | 510 | 442
2030-08-27 02:00 | 700 | 168.91 | 510 | 442 | 2030-08-27 02:00 | 700 | 505 | 510 | 442 | 2030-08-27 02:00 | 700 | 505 | 510 | 442
2030-08-27 03:00 | 700 | 0 | 510 | 442 | 2030-08-27 03:00 | 700 | 505 | 510 | 442 | 2030-08-27 03:00 | 700 | 505 | 510 | 442
2030-08-27 04:00 | 700 | 0 | 510 | 442 | 2030-08-27 04:00 | 700 | 505 | 510 | 442 | 2030-08-27 04:00 | 700 | 488.57 | 510 | 442
2030-08-27 05:00 | 700 | 15.27 | 446.84 | 442 | 2030-08-27 05:00 | 700 | 300 | 414.12 | 442 | 2030-08-27 05:00 | 700 | 188.57 | 443.43 | 442
2030-08-27 06:00 | 700 | 0 | 146.84 | 275.39 | 2030-08-27 06:00 | 700 | 0 | 114.12 | 204.24 | 2030-08-27 06:00 | 700 | 0 | 143.43 | 277.14
2030-08-27 07:00 | 700 | 162.85 | 446.84 | 442 | 2030-08-27 07:00 | 700 | 300 | 414.12 | 442 | 2030-08-27 07:00 | 700 | 220.04 | 443.43 | 442
2030-08-27 08:00 | 700 | 136.14 | 210 | 192.6 | 2030-08-27 08:00 | 700 | 175.82 | 210 | 442 | 2030-08-27 08:00 | 700 | 0 | 143.43 | 405.29
2030-08-27 09:00 | 700 | 436.14 | 510 | 442 | 2030-08-27 09:00 | 700 | 475.82 | 510 | 442 | 2030-08-27 09:00 | 700 | 300 | 443.43 | 442
2030-08-27 10:00 | 700 | 505 | 510 | 442 | 2030-08-27 10:00 | 700 | 505 | 510 | 442 | 2030-08-27 10:00 | 700 | 505 | 510 | 442
2030-08-27 11:00 | 700 | 505 | 510 | 442 | 2030-08-27 11:00 | 700 | 505 | 510 | 442 | 2030-08-27 11:00 | 700 | 505 | 510 | 442
2030-08-27 12:00 | 700 | 505 | 510 | 442 | 2030-08-27 12:00 | 700 | 505 | 510 | 442 | 2030-08-27 12:00 | 700 | 505 | 510 | 442
2030-08-27 13:00 | 700 | 505 | 510 | 442 | 2030-08-27 13:00 | 700 | 505 | 510 | 442 | 2030-08-27 13:00 | 700 | 505 | 510 | 442
2030-08-27 14:00 | 700 | 505 | 510 | 442 | 2030-08-27 14:00 | 700 | 505 | 510 | 442 | 2030-08-27 14:00 | 700 | 505 | 510 | 442
2030-08-27 15:00 | 700 | 239.73 | 510 | 442 | 2030-08-27 15:00 | 700 | 505 | 510 | 442 | 2030-08-27 15:00 | 700 | 505 | 510 | 442
2030-08-27 16:00 | 700 | 400.15 | 510 | 442 | 2030-08-27 16:00 | 700 | 408.87 | 510 | 442 | 2030-08-27 16:00 | 700 | 300 | 510 | 442
2030-08-27 17:00 | 700 | 300 | 352.64 | 431.03 | 2030-08-27 17:00 | 700 | 108.87 | 210 | 442 | 2030-08-27 17:00 | 700 | 0 | 210 | 300
2030-08-27 18:00 | 700 | 0 | 52.64 | 131.03 | 2030-08-27 18:00 | 700 | -191.13 | -90 | 238.42 | 2030-08-27 18:00 | 700 | 0 | -34.31 | 0
2030-08-27 19:00 | 700 | 300 | 352.64 | 431.03 | 2030-08-27 19:00 | 700 | 0 | 0 | 376.82 | 2030-08-27 19:00 | 700 | 0 | 0 | 274.81
2030-08-27 20:00 | 700 | 430.89 | 510 | 442 | 2030-08-27 20:00 | 700 | 0 | 0 | 423.61 | 2030-08-27 20:00 | 700 | 0 | 0 | 394.13
2030-08-27 21:00 | 700 | 233.38 | 510 | 442 | 2030-08-27 21:00 | 700 | 0 | 156.12 | 197.49 | 2030-08-27 21:00 | 700 | 0 | 0 | 113.22
2030-08-27 22:00 | 700 | 0 | 510 | 241.02 | 2030-08-27 22:00 | 700 | 0 | 393.15 | 142 | 2030-08-27 22:00 | 700 | 0 | 300 | 235.06
2030-08-27 23:00 | 700 | 258.33 | 510 | 442 | 2030-08-27 23:00 | 700 | 149.9 | 510 | 442 | 2030-08-27 23:00 | 700 | 267.1 | 510 | 442
2030-08-28 | 700 | 363.03 | 510 | 442 | 2030-08-28 | 700 | 224.09 | 510 | 317.67 | 2030-08-28 | 700 | 86.5 | 510 | 142
2030-08-28 01:00 | 700 | 387.48 | 510 | 259.29 | 2030-08-28 01:00 | 700 | 153.92 | 510 | 17.67 | 2030-08-28 01:00 | 700 | 280.3 | 510 | -158
2030-08-28 02:00 | 700 | 248.64 | 510 | -40.71 | 2030-08-28 02:00 | 700 | 71.45 | 354.87 | -282.33 | 2030-08-28 02:00 | 404.51 | 0 | 324.6 | -458
2030-08-28 03:00 | 378.7 | 505 | 510 | -249.36 | 2030-08-28 03:00 | 237.32 | 371.45 | 510 | -510 | 2030-08-28 03:00 | -195.49 | 300 | 510 | -510
2030-08-28 04:00 | 157.95 | 505 | 510 | -33.8 | 2030-08-28 04:00 | -48.01 | 505 | 510 | -210 | 2030-08-28 04:00 | -700 | 505 | 510 | -210
2030-08-28 05:00 | 171.61 | 505 | 510 | -107.48 | 2030-08-28 05:00 | -232.11 | 505 | 510 | 90 | 2030-08-28 05:00 | -700 | 505 | 510 | 90
2030-08-28 06:00 | -30.48 | 505 | 510 | 51.69 | 2030-08-28 06:00 | -332.05 | 505 | 510 | -23.4 | 2030-08-28 06:00 | -700 | 505 | 510 | -23.4
2030-08-28 07:00 | 276.01 | 505 | 510 | 95.87 | 2030-08-28 07:00 | 0 | 505 | 510 | -323.4 | 2030-08-28 07:00 | -700 | 505 | 510 | -323.4
2030-08-28 08:00 | 279.13 | 505 | 510 | 395.87 | 2030-08-28 08:00 | -171.76 | 505 | 510 | -23.4 | 2030-08-28 08:00 | -700 | 505 | 510 | -23.4
2030-08-28 09:00 | 89.54 | 505 | 510 | 442 | 2030-08-28 09:00 | -700 | 505 | 510 | 276.6 | 2030-08-28 09:00 | -700 | 505 | 510 | 276.6
2030-08-28 10:00 | -100 | 505 | 510 | 442 | 2030-08-28 10:00 | -700 | 505 | 510 | 442 | 2030-08-28 10:00 | -700 | 505 | 510 | 442
2030-08-28 11:00 | -700 | 505 | 510 | 442 | 2030-08-28 11:00 | -700 | 505 | 510 | 442 | 2030-08-28 11:00 | -700 | 505 | 510 | 442
2030-08-28 12:00 | -700 | 505 | 510 | 442 | 2030-08-28 12:00 | -700 | 505 | 510 | 442 | 2030-08-28 12:00 | -700 | 505 | 510 | 442
2030-08-28 13:00 | -700 | 505 | 510 | 442 | 2030-08-28 13:00 | -700 | 505 | 510 | 442 | 2030-08-28 13:00 | -700 | 505 | 510 | 442
2030-08-28 14:00 | -700 | 505 | 510 | 442 | 2030-08-28 14:00 | -700 | 505 | 510 | 442 | 2030-08-28 14:00 | -700 | 505 | 510 | 442
2030-08-28 15:00 | -700 | 505 | 510 | 442 | 2030-08-28 15:00 | -700 | 505 | 510 | 442 | 2030-08-28 15:00 | -700 | 505 | 510 | 442
2030-08-28 16:00 | -597.05 | 505 | 510 | 442 | 2030-08-28 16:00 | -700 | 505 | 510 | 442 | 2030-08-28 16:00 | -700 | 505 | 510 | 442
2030-08-28 17:00 | -519.28 | 505 | 510 | 442 | 2030-08-28 17:00 | -700 | 505 | 510 | 442 | 2030-08-28 17:00 | -700 | 505 | 510 | 442
2030-08-28 18:00 | 80.72 | 505 | 510 | 442 | 2030-08-28 18:00 | -100 | 505 | 510 | 442 | 2030-08-28 18:00 | -700 | 300 | 286.45 | 300
2030-08-28 19:00 | 680.72 | 205 | 210 | 313.94 | 2030-08-28 19:00 | 65.5 | 205 | 210 | 142 | 2030-08-28 19:00 | -700 | 0 | -13.55 | 0
2030-08-28 20:00 | 700 | 505 | 510 | 442 | 2030-08-28 20:00 | 0 | 505 | 510 | 442 | 2030-08-28 20:00 | -700 | 300 | 286.45 | 300
2030-08-28 21:00 | 436.11 | 505 | 510 | 442 | 2030-08-28 21:00 | 0 | 505 | 510 | 442 | 2030-08-28 21:00 | -700 | 0 | -13.55 | 0
2030-08-28 22:00 | 700 | 505 | 510 | 442 | 2030-08-28 22:00 | 0 | 505 | 510 | 442 | 2030-08-28 22:00 | -700 | 300 | 286.45 | 300
2030-08-28 23:00 | 576.89 | 505 | 510 | 442 | 2030-08-28 23:00 | 0 | 505 | 510 | 442 | 2030-08-28 23:00 | -700 | 505 | 510 | 442
2030-08-29 | 700 | 505 | 510 | 442 | 2030-08-29 | 458.54 | 505 | 510 | 442 | 2030-08-29 | -297.36 | 505 | 510 | 442
2030-08-29 01:00 | 700 | 505 | 510 | 442 | 2030-08-29 01:00 | 47.61 | 505 | 510 | 442 | 2030-08-29 01:00 | -700 | 505 | 510 | 442
2030-08-29 02:00 | 566.02 | 505 | 510 | 442 | 2030-08-29 02:00 | 0 | 505 | 510 | 442 | 2030-08-29 02:00 | -700 | 505 | 510 | 442
2030-08-29 03:00 | 700 | 505 | 510 | 442 | 2030-08-29 03:00 | 0 | 505 | 510 | 442 | 2030-08-29 03:00 | -700 | 505 | 510 | 442
2030-08-29 04:00 | 638.93 | 505 | 510 | 442 | 2030-08-29 04:00 | 104.47 | 505 | 510 | 442 | 2030-08-29 04:00 | -381.19 | 505 | 510 | 442
2030-08-29 05:00 | 700 | 505 | 510 | 442 | 2030-08-29 05:00 | 77.63 | 505 | 510 | 442 | 2030-08-29 05:00 | -407.11 | 505 | 510 | 442
2030-08-29 06:00 | 700 | 505 | 510 | 442 | 2030-08-29 06:00 | 500 | 505 | 510 | 442 | 2030-08-29 06:00 | -100 | 505 | 510 | 442
2030-08-29 07:00 | 700 | 505 | 510 | 442 | 2030-08-29 07:00 | -100 | 505 | 510 | 442 | 2030-08-29 07:00 | -700 | 505 | 510 | 442
2030-08-29 08:00 | 226.5 | 505 | 510 | 442 | 2030-08-29 08:00 | -700 | 505 | 510 | 442 | 2030-08-29 08:00 | -700 | 505 | 510 | 442
2030-08-29 09:00 | -373.5 | 505 | 510 | 442 | 2030-08-29 09:00 | -700 | 505 | 510 | 442 | 2030-08-29 09:00 | -700 | 505 | 510 | 442
2030-08-29 10:00 | -700 | 505 | 510 | 442 | 2030-08-29 10:00 | -700 | 505 | 510 | 442 | 2030-08-29 10:00 | -700 | 505 | 510 | 442
2030-08-29 11:00 | -700 | 505 | 510 | 442 | 2030-08-29 11:00 | -700 | 505 | 510 | 442 | 2030-08-29 11:00 | -700 | 505 | 510 | 442
2030-08-29 12:00 | -700 | 505 | 510 | 442 | 2030-08-29 12:00 | -700 | 505 | 510 | 442 | 2030-08-29 12:00 | -700 | 505 | 510 | 442
2030-08-29 13:00 | -700 | 505 | 510 | 442 | 2030-08-29 13:00 | -700 | 505 | 510 | 442 | 2030-08-29 13:00 | -700 | 374 | 390 | 390
2030-08-29 14:00 | -700 | 300 | 510 | 387.84 | 2030-08-29 14:00 | -700 | 217.38 | 210 | 142 | 2030-08-29 14:00 | -700 | 74 | 90 | 90
2030-08-29 15:00 | -374.83 | 0 | 510 | 87.84 | 2030-08-29 15:00 | -700 | -82.62 | -90 | -158 | 2030-08-29 15:00 | -700 | -226 | -210 | -210
2030-08-29 16:00 | 225.17 | 26.68 | 510 | 387.84 | 2030-08-29 16:00 | -500 | 0 | -8.27 | 0 | 2030-08-29 16:00 | -700 | -526 | -510 | -510
2030-08-29 17:00 | 700 | 216.1 | 510 | 442 | 2030-08-29 17:00 | 100 | 0 | 210 | 43.96 | 2030-08-29 17:00 | -304.55 | -300 | -210 | -210
2030-08-29 18:00 | 700 | 505 | 510 | 442 | 2030-08-29 18:00 | 700 | 300 | 510 | 343.96 | 2030-08-29 18:00 | 295.45 | 0 | 90 | 90
2030-08-29 19:00 | 700 | 505 | 510 | 442 | 2030-08-29 19:00 | 700 | 505 | 510 | 442 | 2030-08-29 19:00 | 700 | 0 | 390 | 390
2030-08-29 20:00 | 700 | 505 | 510 | 442 | 2030-08-29 20:00 | 700 | 505 | 510 | 442 | 2030-08-29 20:00 | 700 | 0 | 510 | 442
2030-08-29 21:00 | 700 | 505 | 510 | 442 | 2030-08-29 21:00 | 700 | 505 | 510 | 442 | 2030-08-29 21:00 | 700 | 0 | 510 | 442
2030-08-29 22:00 | 700 | 505 | 510 | 442 | 2030-08-29 22:00 | 700 | 505 | 510 | 442 | 2030-08-29 22:00 | 700 | 266.08 | 510 | 442
2030-08-29 23:00 | 700 | 505 | 510 | 442 | 2030-08-29 23:00 | 700 | 505 | 510 | 442 | 2030-08-29 23:00 | 700 | 0 | 510 | 442
2030-08-30 | 700 | 505 | 510 | 442 | 2030-08-30 | 700 | 505 | 510 | 442 | 2030-08-30 | 700 | 121.87 | 510 | 442
2030-08-30 01:00 | 700 | 505 | 510 | 442 | 2030-08-30 01:00 | 700 | 471.72 | 510 | 442 | 2030-08-30 01:00 | 700 | 416.68 | 510 | 442
2030-08-30 02:00 | 700 | 505 | 510 | 442 | 2030-08-30 02:00 | 700 | 505 | 510 | 442 | 2030-08-30 02:00 | 700 | 461.18 | 510 | 442
2030-08-30 03:00 | 700 | 505 | 510 | 442 | 2030-08-30 03:00 | 700 | 505 | 510 | 442 | 2030-08-30 03:00 | 700 | 288.42 | 510 | 442
2030-08-30 04:00 | 700 | 505 | 510 | 442 | 2030-08-30 04:00 | 700 | 505 | 510 | 442 | 2030-08-30 04:00 | 700 | 146.27 | 510 | 442
2030-08-30 05:00 | 700 | 505 | 510 | 442 | 2030-08-30 05:00 | 700 | 404.89 | 510 | 442 | 2030-08-30 05:00 | 700 | 446.27 | 436.74 | 442
2030-08-30 06:00 | 700 | 505 | 510 | 442 | 2030-08-30 06:00 | 700 | 300 | 369.42 | 442 | 2030-08-30 06:00 | 700 | 300 | 136.74 | 442
2030-08-30 07:00 | 700 | 327.18 | 510 | 442 | 2030-08-30 07:00 | 700 | 0 | 69.42 | 142 | 2030-08-30 07:00 | 686.6 | 0 | -163.26 | 142
2030-08-30 08:00 | 700 | 27.18 | 510 | 442 | 2030-08-30 08:00 | 700 | -300 | -230.58 | 82.47 | 2030-08-30 08:00 | 86.6 | -300 | -463.26 | 15.74
2030-08-30 09:00 | 700 | 305.57 | 510 | 442 | 2030-08-30 09:00 | 100 | 0 | 0 | 382.47 | 2030-08-30 09:00 | -513.4 | -526 | -510 | 315.74
2030-08-30 10:00 | 700 | 5.57 | 510 | 442 | 2030-08-30 10:00 | -500 | 0 | 0 | 442 | 2030-08-30 10:00 | -700 | -526 | -510 | 442
2030-08-30 11:00 | 700 | 84.61 | 510 | 442 | 2030-08-30 11:00 | -214.15 | 0 | -210 | 442 | 2030-08-30 11:00 | -700 | -526 | -510 | 442
2030-08-30 12:00 | 700 | 0 | 351.58 | 403.7 | 2030-08-30 12:00 | -105.37 | -300 | -510 | 442 | 2030-08-30 12:00 | -700 | -526 | -510 | 442
2030-08-30 13:00 | 700 | 126.09 | 510 | 442 | 2030-08-30 13:00 | 0 | -155.31 | -510 | 391.3 | 2030-08-30 13:00 | -700 | -526 | -510 | 442
2030-08-30 14:00 | 700 | 0 | 400.68 | 142 | 2030-08-30 14:00 | 123.24 | 0 | -210 | 323.55 | 2030-08-30 14:00 | -100 | -516.34 | -510 | 391.5
2030-08-30 15:00 | 700 | 0 | 405.03 | 135.78 | 2030-08-30 15:00 | 700 | -300 | -487.89 | 130.34 | 2030-08-30 15:00 | 358.1 | -526 | -510 | 91.5
2030-08-30 16:00 | 700 | 109.43 | 510 | 435.78 | 2030-08-30 16:00 | 700 | 0 | -187.89 | 230.19 | 2030-08-30 16:00 | 700 | -300 | -322.98 | 165.22
2030-08-30 17:00 | 700 | 319.83 | 510 | 442 | 2030-08-30 17:00 | 700 | 300 | 112.11 | 362.57 | 2030-08-30 17:00 | 700 | 0 | -22.98 | 300
2030-08-30 18:00 | 700 | 19.83 | 510 | 308.38 | 2030-08-30 18:00 | 700 | 0 | -47.13 | 62.57 | 2030-08-30 18:00 | 700 | -15.41 | -90 | 0
2030-08-30 19:00 | 700 | 205 | 510 | 142 | 2030-08-30 19:00 | 700 | -95 | -90 | -158 | 2030-08-30 19:00 | 700 | -315.41 | -390 | -300
2030-08-30 20:00 | 700 | 505 | 510 | 442 | 2030-08-30 20:00 | 700 | 205 | 210 | 142 | 2030-08-30 20:00 | 700 | -15.41 | -90 | 0
2030-08-30 21:00 | 700 | 505 | 510 | 442 | 2030-08-30 21:00 | 700 | 505 | 510 | 442 | 2030-08-30 21:00 | 700 | 284.59 | 210 | 300
2030-08-30 22:00 | 700 | 505 | 510 | 428.41 | 2030-08-30 22:00 | 700 | 505 | 510 | 426.43 | 2030-08-30 22:00 | 700 | 505 | 510 | 442
2030-08-30 23:00 | 700 | 416.83 | 510 | 330.74 | 2030-08-30 23:00 | 700 | 505 | 510 | 329.09 | 2030-08-30 23:00 | 700 | 505 | 510 | 442
2030-08-31 | 700 | 505 | 510 | 442 | 2030-08-31 | 700 | 505 | 510 | 442 | 2030-08-31 | 700 | 505 | 510 | 442
2030-08-31 01:00 | 700 | 505 | 510 | 442 | 2030-08-31 01:00 | 700 | 505 | 510 | 442 | 2030-08-31 01:00 | 700 | 435.07 | 510 | 442
2030-08-31 02:00 | 700 | 505 | 510 | 442 | 2030-08-31 02:00 | 700 | 505 | 510 | 442 | 2030-08-31 02:00 | 700 | 505 | 510 | 442
2030-08-31 03:00 | 700 | 505 | 510 | 442 | 2030-08-31 03:00 | 700 | 505 | 510 | 442 | 2030-08-31 03:00 | 700 | 436.96 | 510 | 442
2030-08-31 04:00 | 700 | 505 | 510 | 442 | 2030-08-31 04:00 | 700 | 289.84 | 510 | 442 | 2030-08-31 04:00 | 700 | 136.96 | 510 | 442
2030-08-31 05:00 | 700 | 300 | 510 | 442 | 2030-08-31 05:00 | 700 | 4.82 | 510 | 442 | 2030-08-31 05:00 | 700 | 0 | 210 | 383.86
2030-08-31 06:00 | 700 | 0 | 510 | 343.34 | 2030-08-31 06:00 | 700 | 0 | 459.85 | 393.45 | 2030-08-31 06:00 | 500 | 74 | 90 | 442
2030-08-31 07:00 | 700 | 36.6 | 510 | 442 | 2030-08-31 07:00 | 700 | 149.71 | 203.37 | 442 | 2030-08-31 07:00 | -100 | -226 | -210 | 408.67
2030-08-31 08:00 | 700 | 228.56 | 510 | 442 | 2030-08-31 08:00 | 100 | 0 | -96.63 | 361.39 | 2030-08-31 08:00 | -700 | -526 | -510 | 147.02
2030-08-31 09:00 | 603.74 | 0 | 210 | 167.45 | 2030-08-31 09:00 | -500 | -300 | -396.63 | 138.36 | 2030-08-31 09:00 | -700 | -526 | -510 | 0
2030-08-31 10:00 | 293.18 | 0 | 0 | 103.42 | 2030-08-31 10:00 | -700 | -526 | -510 | 7.07 | 2030-08-31 10:00 | -700 | -526 | -510 | -41.47
2030-08-31 11:00 | 0 | 0 | 0 | 75.1 | 2030-08-31 11:00 | -700 | -526 | -510 | 0 | 2030-08-31 11:00 | -700 | -526 | -510 | -188.91
2030-08-31 12:00 | 99.73 | 0 | 0 | 0 | 2030-08-31 12:00 | -700 | -526 | -510 | 0 | 2030-08-31 12:00 | -700 | -526 | -510 | -176.69
2030-08-31 13:00 | 168.77 | 0 | 0 | 0 | 2030-08-31 13:00 | -700 | -469.55 | -510 | 0 | 2030-08-31 13:00 | -700 | -526 | -510 | -327.6
2030-08-31 14:00 | 343.74 | 0 | 0 | 77.54 | 2030-08-31 14:00 | -700 | -300 | -390 | 0 | 2030-08-31 14:00 | -700 | -526 | -510 | -146.6
2030-08-31 15:00 | 700 | 0 | 208.03 | 95.86 | 2030-08-31 15:00 | -486.43 | 0 | -90 | 132.61 | 2030-08-31 15:00 | -700 | -526 | -510 | -50.87
2030-08-31 16:00 | 700 | 134.92 | 508.03 | 379.44 | 2030-08-31 16:00 | 113.57 | 77.77 | 210 | 432.61 | 2030-08-31 16:00 | -117.5 | -226 | -300 | 213.08
2030-08-31 17:00 | 700 | 434.92 | 510 | 442 | 2030-08-31 17:00 | 700 | 377.77 | 510 | 442 | 2030-08-31 17:00 | 482.5 | 0 | 0 | 442
2030-08-31 18:00 | 700 | 174.59 | 510 | 442 | 2030-08-31 18:00 | 700 | 505 | 510 | 442 | 2030-08-31 18:00 | 700 | 0 | 0 | 442
2030-08-31 19:00 | 700 | 363.91 | 510 | 442 | 2030-08-31 19:00 | 700 | 505 | 510 | 442 | 2030-08-31 19:00 | 700 | 0 | 0 | 442
2030-08-31 20:00 | 700 | 193.29 | 496.62 | 442 | 2030-08-31 20:00 | 700 | 505 | 510 | 442 | 2030-08-31 20:00 | 700 | 0 | 0 | 442
2030-08-31 21:00 | 700 | 493.29 | 510 | 442 | 2030-08-31 21:00 | 700 | 505 | 510 | 442 | 2030-08-31 21:00 | 700 | 0 | 0 | 442
2030-08-31 22:00 | 700 | 505 | 510 | 442 | 2030-08-31 22:00 | 700 | 505 | 510 | 442 | 2030-08-31 22:00 | 700 | 0 | 41.78 | 442
2030-08-31 23:00 | 700 | 420.62 | 510 | 442 | 2030-08-31 23:00 | 700 | 505 | 510 | 442 | 2030-08-31 23:00 | 700 | 0 | 0 | 391.65
2030-09-01 | 700 | 365.62 | 510 | 442 | 2030-09-01 | 700 | 505 | 510 | 442 | 2030-09-01 | 700 | 260.87 | 300 | 442
2030-09-01 01:00 | 700 | 326.37 | 510 | 442 | 2030-09-01 01:00 | 700 | 373.63 | 510 | 442 | 2030-09-01 01:00 | 700 | 0 | 510 | 442
2030-09-01 02:00 | 700 | 300 | 510 | 442 | 2030-09-01 02:00 | 700 | 353.8 | 510 | 442 | 2030-09-01 02:00 | 700 | 156.74 | 510 | 442
2030-09-01 03:00 | 700 | 0 | 478.47 | 366.01 | 2030-09-01 03:00 | 700 | 205 | 510 | 380.96 | 2030-09-01 03:00 | 700 | 205 | 213.84 | 326.08
2030-09-01 04:00 | 700 | 196.36 | 510 | 442 | 2030-09-01 04:00 | 700 | 505 | 510 | 442 | 2030-09-01 04:00 | 700 | 505 | 510 | 442
2030-09-01 05:00 | 700 | 91.85 | 510 | 442 | 2030-09-01 05:00 | 700 | 470.71 | 510 | 442 | 2030-09-01 05:00 | 700 | 274.65 | 510 | 442
2030-09-01 06:00 | 700 | 147.28 | 510 | 442 | 2030-09-01 06:00 | 700 | 505 | 510 | 442 | 2030-09-01 06:00 | 700 | 390.64 | 510 | 442
2030-09-01 07:00 | 700 | 381.81 | 510 | 442 | 2030-09-01 07:00 | 700 | 348.48 | 510 | 442 | 2030-09-01 07:00 | 500 | 90.64 | 446.68 | 442
2030-09-01 08:00 | 700 | 503.94 | 510 | 442 | 2030-09-01 08:00 | 100 | 259.63 | 510 | 442 | 2030-09-01 08:00 | -100 | 0 | 146.68 | 160.06
2030-09-01 09:00 | 210.12 | 505 | 510 | 442 | 2030-09-01 09:00 | -500 | 0 | 288.68 | 158.45 | 2030-09-01 09:00 | -700 | 0 | 40.9 | 75.48
2030-09-01 10:00 | -5 | 505 | 510 | 442 | 2030-09-01 10:00 | -700 | 300 | 510 | 442 | 2030-09-01 10:00 | -700 | 300 | 340.9 | 375.48
2030-09-01 11:00 | -282.23 | 505 | 510 | 442 | 2030-09-01 11:00 | -700 | 505 | 510 | 442 | 2030-09-01 11:00 | -700 | 505 | 510 | 442
2030-09-01 12:00 | -571.23 | 505 | 510 | 442 | 2030-09-01 12:00 | -700 | 505 | 510 | 442 | 2030-09-01 12:00 | -700 | 505 | 510 | 442
2030-09-01 13:00 | -455.25 | 505 | 510 | 442 | 2030-09-01 13:00 | -700 | 505 | 510 | 442 | 2030-09-01 13:00 | -700 | 505 | 510 | 442
2030-09-01 14:00 | -485.52 | 505 | 510 | 442 | 2030-09-01 14:00 | -700 | 505 | 510 | 442 | 2030-09-01 14:00 | -700 | 505 | 510 | 442
2030-09-01 15:00 | -495.07 | 505 | 510 | 442 | 2030-09-01 15:00 | -700 | 505 | 510 | 442 | 2030-09-01 15:00 | -700 | 300 | 288.76 | 442
2030-09-01 16:00 | 52.36 | 505 | 510 | 442 | 2030-09-01 16:00 | -700 | 505 | 510 | 442 | 2030-09-01 16:00 | -700 | 0 | -11.24 | 142
2030-09-01 17:00 | 344.01 | 505 | 510 | 442 | 2030-09-01 17:00 | -657.92 | 205 | 210 | 142 | 2030-09-01 17:00 | -700 | -300 | -311.24 | -158
2030-09-01 18:00 | 700 | 505 | 510 | 442 | 2030-09-01 18:00 | -309.11 | 505 | 510 | 442 | 2030-09-01 18:00 | -700 | 0 | -11.24 | 142
2030-09-01 19:00 | 547.54 | 505 | 510 | 442 | 2030-09-01 19:00 | -56.36 | 505 | 510 | 442 | 2030-09-01 19:00 | -700 | 300 | 288.76 | 442
2030-09-01 20:00 | 440.45 | 505 | 510 | 442 | 2030-09-01 20:00 | -314.52 | 505 | 510 | 442 | 2030-09-01 20:00 | -700 | 505 | 510 | 442
2030-09-01 21:00 | 232.41 | 505 | 510 | 442 | 2030-09-01 21:00 | -700 | 505 | 510 | 442 | 2030-09-01 21:00 | -700 | 505 | 510 | 442
2030-09-01 22:00 | -360.63 | 505 | 510 | 442 | 2030-09-01 22:00 | -700 | 505 | 510 | 442 | 2030-09-01 22:00 | -700 | 505 | 510 | 442
2030-09-01 23:00 | -700 | 505 | 510 | 442 | 2030-09-01 23:00 | -700 | 505 | 510 | 442 | 2030-09-01 23:00 | -700 | 505 | 510 | 442
2030-09-02 | -700 | 505 | 510 | 442 | 2030-09-02 | -700 | 505 | 510 | 442 | 2030-09-02 | -700 | 505 | 510 | 442
2030-09-02 01:00 | -700 | 505 | 510 | 442 | 2030-09-02 01:00 | -700 | 505 | 510 | 442 | 2030-09-02 01:00 | -700 | 505 | 510 | 442
2030-09-02 02:00 | -700 | 505 | 510 | 442 | 2030-09-02 02:00 | -700 | 505 | 510 | 442 | 2030-09-02 02:00 | -700 | 505 | 510 | 442
2030-09-02 03:00 | -700 | 505 | 510 | 442 | 2030-09-02 03:00 | -700 | 505 | 510 | 442 | 2030-09-02 03:00 | -700 | 505 | 510 | 442
2030-09-02 04:00 | -700 | 505 | 510 | 240.86 | 2030-09-02 04:00 | -700 | 505 | 510 | 442 | 2030-09-02 04:00 | -700 | 505 | 510 | 212.31
2030-09-02 05:00 | -700 | 505 | 510 | 395.38 | 2030-09-02 05:00 | -700 | 505 | 510 | 442 | 2030-09-02 05:00 | -700 | 505 | 510 | 321.99
2030-09-02 06:00 | -700 | 505 | 510 | 442 | 2030-09-02 06:00 | -700 | 505 | 510 | 442 | 2030-09-02 06:00 | -700 | 505 | 510 | 391.03
2030-09-02 07:00 | -700 | 505 | 510 | 442 | 2030-09-02 07:00 | -700 | 505 | 510 | 442 | 2030-09-02 07:00 | -700 | 505 | 510 | 442
2030-09-02 08:00 | -266.87 | 505 | 510 | 442 | 2030-09-02 08:00 | -700 | 505 | 510 | 442 | 2030-09-02 08:00 | -700 | 505 | 510 | 442
2030-09-02 09:00 | 333.13 | 505 | 510 | 442 | 2030-09-02 09:00 | -700 | 505 | 510 | 442 | 2030-09-02 09:00 | -700 | 505 | 510 | 442
2030-09-02 10:00 | 465.49 | 505 | 510 | 442 | 2030-09-02 10:00 | -700 | 505 | 510 | 442 | 2030-09-02 10:00 | -700 | 505 | 510 | 442
2030-09-02 11:00 | 48.45 | 505 | 510 | 442 | 2030-09-02 11:00 | -700 | 505 | 510 | 442 | 2030-09-02 11:00 | -700 | 505 | 510 | 442
2030-09-02 12:00 | 181.22 | 505 | 510 | 442 | 2030-09-02 12:00 | -700 | 505 | 510 | 442 | 2030-09-02 12:00 | -700 | 505 | 510 | 442
2030-09-02 13:00 | 422.16 | 505 | 510 | 442 | 2030-09-02 13:00 | -700 | 505 | 510 | 442 | 2030-09-02 13:00 | -700 | 505 | 510 | 442
2030-09-02 14:00 | 0 | 505 | 510 | 442 | 2030-09-02 14:00 | -700 | 505 | 510 | 442 | 2030-09-02 14:00 | -700 | 505 | 510 | 442
2030-09-02 15:00 | 111.42 | 505 | 510 | 442 | 2030-09-02 15:00 | -700 | 505 | 510 | 442 | 2030-09-02 15:00 | -700 | 505 | 510 | 442
2030-09-02 16:00 | 207.93 | 505 | 510 | 442 | 2030-09-02 16:00 | -700 | 505 | 510 | 442 | 2030-09-02 16:00 | -700 | 505 | 510 | 442
2030-09-02 17:00 | 700 | 505 | 510 | 442 | 2030-09-02 17:00 | -700 | 505 | 510 | 442 | 2030-09-02 17:00 | -700 | 505 | 510 | 442
2030-09-02 18:00 | 569.55 | 505 | 510 | 442 | 2030-09-02 18:00 | -700 | 505 | 510 | 442 | 2030-09-02 18:00 | -700 | 505 | 510 | 442
2030-09-02 19:00 | 700 | 505 | 510 | 442 | 2030-09-02 19:00 | -700 | 505 | 510 | 442 | 2030-09-02 19:00 | -700 | 505 | 510 | 442
2030-09-02 20:00 | 668.06 | 505 | 510 | 442 | 2030-09-02 20:00 | -700 | 505 | 510 | 442 | 2030-09-02 20:00 | -700 | 505 | 510 | 442
2030-09-02 21:00 | 410.51 | 505 | 510 | 442 | 2030-09-02 21:00 | -700 | 505 | 510 | 442 | 2030-09-02 21:00 | -700 | 505 | 510 | 442
2030-09-02 22:00 | 700 | 505 | 510 | 442 | 2030-09-02 22:00 | -700 | 505 | 510 | 442 | 2030-09-02 22:00 | -700 | 505 | 510 | 442
2030-09-02 23:00 | 321.07 | 505 | 510 | 442 | 2030-09-02 23:00 | -700 | 505 | 510 | 442 | 2030-09-02 23:00 | -700 | 505 | 510 | 442
2030-09-03 | 700 | 505 | 510 | 442 | 2030-09-03 | -302.55 | 505 | 510 | 442 | 2030-09-03 | -700 | 505 | 510 | 442
2030-09-03 01:00 | 364.29 | 505 | 510 | 442 | 2030-09-03 01:00 | -95.5 | 505 | 510 | 442 | 2030-09-03 01:00 | -700 | 505 | 510 | 442
2030-09-03 02:00 | 84.37 | 505 | 510 | 442 | 2030-09-03 02:00 | -500.17 | 505 | 510 | 442 | 2030-09-03 02:00 | -700 | 505 | 510 | 442
2030-09-03 03:00 | 338.12 | 375.81 | 510 | 442 | 2030-09-03 03:00 | 99.83 | 375.81 | 510 | 442 | 2030-09-03 03:00 | -100 | 205 | 431.51 | 424.48
2030-09-03 04:00 | 562.97 | 505 | 510 | 442 | 2030-09-03 04:00 | 699.83 | 505 | 510 | 442 | 2030-09-03 04:00 | 414.56 | 300 | 510 | 442
2030-09-03 05:00 | 700 | 205 | 509.18 | 442 | 2030-09-03 05:00 | 700 | 205 | 453.04 | 365.54 | 2030-09-03 05:00 | 700 | 0 | 407.49 | 336.17
2030-09-03 06:00 | 700 | 505 | 510 | 442 | 2030-09-03 06:00 | 700 | 318.06 | 510 | 442 | 2030-09-03 06:00 | 700 | 0 | 390 | 442
2030-09-03 07:00 | 700 | 505 | 510 | 442 | 2030-09-03 07:00 | 700 | 119.39 | 510 | 442 | 2030-09-03 07:00 | 500 | 0 | 90 | 442
2030-09-03 08:00 | 700 | 467.85 | 510 | 442 | 2030-09-03 08:00 | 100 | 161.73 | 210 | 442 | 2030-09-03 08:00 | -100 | -226 | -210 | 442
2030-09-03 09:00 | 500 | 356.71 | 510 | 442 | 2030-09-03 09:00 | -500 | -138.27 | -90 | 394.4 | 2030-09-03 09:00 | -700 | -526 | -510 | 215.55
2030-09-03 10:00 | -100 | 278.29 | 510 | 442 | 2030-09-03 10:00 | -700 | 161.73 | 210 | 442 | 2030-09-03 10:00 | -700 | -226 | -210 | 442
2030-09-03 11:00 | -700 | 505 | 510 | 442 | 2030-09-03 11:00 | -700 | 461.73 | 510 | 442 | 2030-09-03 11:00 | -700 | 74 | 90 | 442
2030-09-03 12:00 | -700 | 505 | 510 | 442 | 2030-09-03 12:00 | -700 | 374 | 390 | 442 | 2030-09-03 12:00 | -700 | 374 | 390 | 400.49
2030-09-03 13:00 | -420.26 | 205 | 244.87 | 142 | 2030-09-03 13:00 | -700 | 74 | 90 | 304.22 | 2030-09-03 13:00 | -700 | 74 | 90 | 100.49
2030-09-03 14:00 | -428.6 | 0 | 330.64 | 0 | 2030-09-03 14:00 | -700 | -226 | -210 | 4.22 | 2030-09-03 14:00 | -700 | -226 | -210 | -199.51
2030-09-03 15:00 | 0 | 0 | 121.36 | 0 | 2030-09-03 15:00 | -700 | -526 | -510 | -295.78 | 2030-09-03 15:00 | -700 | -526 | -510 | -499.51
2030-09-03 16:00 | 600 | 0 | 403.84 | 142 | 2030-09-03 16:00 | -500 | -226 | -355.27 | 0 | 2030-09-03 16:00 | -700 | -526 | -510 | -417.36
2030-09-03 17:00 | 700 | 69.71 | 510 | 442 | 2030-09-03 17:00 | 100 | 0 | -60.93 | 0 | 2030-09-03 17:00 | -265.26 | -226 | -300 | -117.36
2030-09-03 18:00 | 700 | 280.78 | 485.44 | 442 | 2030-09-03 18:00 | 700 | 136.5 | 210 | 112.27 | 2030-09-03 18:00 | 334.74 | 0 | 0 | 0
2030-09-03 19:00 | 700 | 0 | 185.44 | 233.38 | 2030-09-03 19:00 | 700 | -163.5 | -90 | -187.73 | 2030-09-03 19:00 | 700 | -300 | -300 | -300
2030-09-03 20:00 | 700 | 300 | 485.44 | 442 | 2030-09-03 20:00 | 700 | 136.5 | 210 | 112.27 | 2030-09-03 20:00 | 700 | 0 | 0 | 0
2030-09-03 21:00 | 700 | 505 | 510 | 442 | 2030-09-03 21:00 | 700 | 436.5 | 510 | 412.27 | 2030-09-03 21:00 | 700 | 0 | 300 | 0
2030-09-03 22:00 | 700 | 430.99 | 510 | 442 | 2030-09-03 22:00 | 700 | 505 | 510 | 442 | 2030-09-03 22:00 | 700 | 0 | 382.9 | 0
2030-09-03 23:00 | 700 | 206.47 | 510 | 442 | 2030-09-03 23:00 | 700 | 399.19 | 510 | 292.32 | 2030-09-03 23:00 | 700 | 0 | 82.9 | 0
2030-09-04 | 700 | 505 | 510 | 310.32 | 2030-09-04 | 700 | 505 | 510 | 70.3 | 2030-09-04 | 700 | 0 | 382.9 | -114.3
2030-09-04 01:00 | 700 | 444.75 | 510 | 442 | 2030-09-04 01:00 | 700 | 505 | 510 | 257.75 | 2030-09-04 01:00 | 700 | 0 | 510 | 18.23
2030-09-04 02:00 | 700 | 144.75 | 510 | 241.1 | 2030-09-04 02:00 | 700 | 487.03 | 510 | 45.25 | 2030-09-04 02:00 | 700 | 0 | 504.08 | -146.87
2030-09-04 03:00 | 700 | 299.69 | 510 | 438.04 | 2030-09-04 03:00 | 700 | 505 | 510 | 285.67 | 2030-09-04 03:00 | 700 | 0 | 510 | 43.19
2030-09-04 04:00 | 700 | 455.29 | 510 | 294.88 | 2030-09-04 04:00 | 700 | 505 | 510 | 142 | 2030-09-04 04:00 | 700 | 0 | 510 | -102.07
2030-09-04 05:00 | 700 | 484.15 | 510 | 442 | 2030-09-04 05:00 | 700 | 505 | 510 | 442 | 2030-09-04 05:00 | 700 | 297.73 | 510 | 197.93
2030-09-04 06:00 | 700 | 324.19 | 510 | 442 | 2030-09-04 06:00 | 700 | 505 | 510 | 349.35 | 2030-09-04 06:00 | 700 | 0 | 510 | 193.11
2030-09-04 07:00 | 700 | 505 | 510 | 442 | 2030-09-04 07:00 | 700 | 481.63 | 510 | 442 | 2030-09-04 07:00 | 597.95 | 0 | 300 | 403.4
2030-09-04 08:00 | 700 | 488.68 | 510 | 442 | 2030-09-04 08:00 | 700 | 181.63 | 510 | 216.14 | 2030-09-04 08:00 | -2.05 | 0 | 0 | 103.4
2030-09-04 09:00 | 700 | 505 | 510 | 442 | 2030-09-04 09:00 | 364.56 | 0 | 210 | 393.76 | 2030-09-04 09:00 | -602.05 | -300 | -300 | 261.95
2030-09-04 10:00 | 600 | 205 | 351.95 | 142 | 2030-09-04 10:00 | -235.44 | -300 | -90 | 93.76 | 2030-09-04 10:00 | -700 | -526 | -510 | 50.34
2030-09-04 11:00 | 0 | 96.24 | 510 | 442 | 2030-09-04 11:00 | -700 | 0 | -210 | 0 | 2030-09-04 11:00 | -700 | -431.34 | -510 | 350.34
2030-09-04 12:00 | 0 | 0 | 210 | 142 | 2030-09-04 12:00 | -700 | -226 | -510 | -103.1 | 2030-09-04 12:00 | -700 | -526 | -510 | 50.34
2030-09-04 13:00 | 0 | 0 | 0 | 442 | 2030-09-04 13:00 | -700 | -526 | -510 | 196.9 | 2030-09-04 13:00 | -700 | -526 | -510 | -210
2030-09-04 14:00 | -431.71 | 0 | 0 | 142 | 2030-09-04 14:00 | -700 | -526 | -510 | -103.1 | 2030-09-04 14:00 | -700 | -526 | -510 | -510
2030-09-04 15:00 | -128.28 | 0 | 0 | 0 | 2030-09-04 15:00 | -700 | -526 | -510 | -403.1 | 2030-09-04 15:00 | -700 | -526 | -510 | -510
2030-09-04 16:00 | 471.72 | 0 | 0 | 0 | 2030-09-04 16:00 | -301.28 | -226 | -210 | -103.1 | 2030-09-04 16:00 | -700 | -526 | -510 | -466.61
2030-09-04 17:00 | 590.49 | 0 | 210 | 142 | 2030-09-04 17:00 | 100 | 0 | 54.44 | 0 | 2030-09-04 17:00 | -600 | -226 | -272.88 | -166.61
2030-09-04 18:00 | 700 | 32.35 | 510 | 442 | 2030-09-04 18:00 | 700 | 8.4 | 354.44 | 300 | 2030-09-04 18:00 | 0 | 0 | 0 | 0
2030-09-04 19:00 | 700 | 191.74 | 510 | 442 | 2030-09-04 19:00 | 700 | 300 | 510 | 408.19 | 2030-09-04 19:00 | 373.48 | 0 | 0 | 0
2030-09-04 20:00 | 700 | 205 | 398.77 | 151 | 2030-09-04 20:00 | 700 | 0 | 210 | 108.19 | 2030-09-04 20:00 | 306.46 | -300 | -300 | -300
2030-09-04 21:00 | 700 | 505 | 510 | 442 | 2030-09-04 21:00 | 700 | 300 | 510 | 408.19 | 2030-09-04 21:00 | 363.58 | 0 | 0 | 0
2030-09-04 22:00 | 700 | 205 | 510 | 442 | 2030-09-04 22:00 | 700 | 505 | 510 | 442 | 2030-09-04 22:00 | 56.09 | 0 | 0 | 0
2030-09-04 23:00 | 700 | 109.57 | 510 | 442 | 2030-09-04 23:00 | 700 | 209.58 | 510 | 442 | 2030-09-04 23:00 | 0 | 0 | 0 | 0
2030-09-05 | 700 | 345.18 | 510 | 442 | 2030-09-05 | 700 | 419.94 | 510 | 442 | 2030-09-05 | 600 | 280.54 | 300 | 300
2030-09-05 01:00 | 700 | 157.77 | 510 | 442 | 2030-09-05 01:00 | 700 | 437.36 | 510 | 442 | 2030-09-05 01:00 | 700 | 0 | 510 | 346.07
2030-09-05 02:00 | 700 | 271.88 | 510 | 442 | 2030-09-05 02:00 | 700 | 370.85 | 510 | 442 | 2030-09-05 02:00 | 700 | 0 | 510 | 316.23
2030-09-05 03:00 | 700 | 296.16 | 510 | 442 | 2030-09-05 03:00 | 700 | 430.73 | 510 | 442 | 2030-09-05 03:00 | 700 | 205 | 510 | 411.77
2030-09-05 04:00 | 542.4 | 505 | 510 | 442 | 2030-09-05 04:00 | 700 | 505 | 510 | 442 | 2030-09-05 04:00 | 700 | 505 | 510 | 442
2030-09-05 05:00 | 700 | 205 | 210 | 142 | 2030-09-05 05:00 | 700 | 205 | 510 | 442 | 2030-09-05 05:00 | 700 | 205 | 510 | 142
2030-09-05 06:00 | 700 | 104.82 | 510 | 232.23 | 2030-09-05 06:00 | 700 | 497.06 | 510 | 442 | 2030-09-05 06:00 | 700 | 244.63 | 390 | 142
2030-09-05 07:00 | 700 | 404.82 | 510 | 442 | 2030-09-05 07:00 | 700 | 505 | 510 | 442 | 2030-09-05 07:00 | 500 | 74 | 90 | 442
2030-09-05 08:00 | 700 | 351.37 | 510 | 442 | 2030-09-05 08:00 | 674 | 300 | 300 | 442 | 2030-09-05 08:00 | -100 | -226 | -210 | 442
2030-09-05 09:00 | 700 | 295.69 | 510 | 442 | 2030-09-05 09:00 | 74 | 0 | 0 | 442 | 2030-09-05 09:00 | -700 | -526 | -510 | 173.12
2030-09-05 10:00 | 700 | 0 | 210 | 403.64 | 2030-09-05 10:00 | -526 | 0 | 0 | 318.63 | 2030-09-05 10:00 | -700 | -526 | -510 | 133.44
2030-09-05 11:00 | 472.28 | 0 | 0 | 315.54 | 2030-09-05 11:00 | -700 | 0 | -300 | 397.14 | 2030-09-05 11:00 | -700 | -526 | -510 | 296.45
2030-09-05 12:00 | 472.28 | 0 | 0 | 361.91 | 2030-09-05 12:00 | -700 | 0 | -351.4 | 255.89 | 2030-09-05 12:00 | -700 | -526 | -510 | 3.03
2030-09-05 13:00 | 636.8 | 0 | 0 | 221.05 | 2030-09-05 13:00 | -621.95 | 0 | -51.4 | 148.22 | 2030-09-05 13:00 | -700 | -526 | -510 | 186.79
2030-09-05 14:00 | 700 | 0 | 0 | 422.95 | 2030-09-05 14:00 | -21.95 | 0 | -351.4 | 442 | 2030-09-05 14:00 | -700 | -526 | -510 | 442
2030-09-05 15:00 | 700 | 0 | -235.11 | 442 | 2030-09-05 15:00 | 578.05 | -300 | -510 | 442 | 2030-09-05 15:00 | -458.39 | -526 | -510 | 442
2030-09-05 16:00 | 700 | -75.93 | -406.3 | 424.55 | 2030-09-05 16:00 | 700 | -526 | -510 | 442 | 2030-09-05 16:00 | 100 | -526 | -510 | 442
2030-09-05 17:00 | 700 | 0 | -106.3 | 442 | 2030-09-05 17:00 | 700 | -526 | -510 | 442 | 2030-09-05 17:00 | 700 | -526 | -510 | 442
2030-09-05 18:00 | 700 | 0 | 96.86 | 355.45 | 2030-09-05 18:00 | 700 | -244.04 | -390 | 442 | 2030-09-05 18:00 | 700 | -526 | -510 | 442
2030-09-05 19:00 | 700 | 0 | 141.2 | 276.99 | 2030-09-05 19:00 | 700 | -95 | -90 | 442 | 2030-09-05 19:00 | 700 | -483.83 | -510 | 442
2030-09-05 20:00 | 700 | 205 | 441.2 | 442 | 2030-09-05 20:00 | 700 | 205 | 210 | 442 | 2030-09-05 20:00 | 700 | -183.83 | -210 | 442
2030-09-05 21:00 | 700 | 505 | 510 | 442 | 2030-09-05 21:00 | 700 | 505 | 510 | 442 | 2030-09-05 21:00 | 700 | 116.17 | 90 | 442
2030-09-05 22:00 | 700 | 425.04 | 510 | 442 | 2030-09-05 22:00 | 700 | 505 | 510 | 442 | 2030-09-05 22:00 | 700 | 416.17 | 390 | 442
2030-09-05 23:00 | 700 | 398.18 | 510 | 442 | 2030-09-05 23:00 | 700 | 319.88 | 510 | 442 | 2030-09-05 23:00 | 700 | 392.49 | 510 | 442
2030-09-06 | 700 | 475.25 | 510 | 442 | 2030-09-06 | 700 | 505 | 510 | 442 | 2030-09-06 | 700 | 175.12 | 510 | 442
2030-09-06 01:00 | 700 | 505 | 510 | 442 | 2030-09-06 01:00 | 700 | 275.65 | 510 | 442 | 2030-09-06 01:00 | 700 | 475.12 | 510 | 442
2030-09-06 02:00 | 700 | 422.42 | 510 | 442 | 2030-09-06 02:00 | 700 | 305.73 | 510 | 442 | 2030-09-06 02:00 | 700 | 505 | 510 | 442
2030-09-06 03:00 | 700 | 502.47 | 510 | 442 | 2030-09-06 03:00 | 700 | 505 | 510 | 442 | 2030-09-06 03:00 | 700 | 505 | 510 | 442
2030-09-06 04:00 | 700 | 505 | 510 | 442 | 2030-09-06 04:00 | 700 | 388.44 | 510 | 442 | 2030-09-06 04:00 | 700 | 505 | 510 | 442
2030-09-06 05:00 | 700 | 222.63 | 510 | 442 | 2030-09-06 05:00 | 700 | 198.87 | 510 | 442 | 2030-09-06 05:00 | 700 | 205 | 510 | 442
2030-09-06 06:00 | 700 | 139.07 | 510 | 442 | 2030-09-06 06:00 | 700 | 120.33 | 510 | 442 | 2030-09-06 06:00 | 700 | 505 | 510 | 442
2030-09-06 07:00 | 700 | 23.43 | 510 | 442 | 2030-09-06 07:00 | 700 | 190.93 | 210 | 442 | 2030-09-06 07:00 | 700 | 487.97 | 510 | 442
2030-09-06 08:00 | 700 | 0 | 210 | 432.71 | 2030-09-06 08:00 | 700 | -109.07 | -90 | 326.3 | 2030-09-06 08:00 | 700 | 187.97 | 210 | 369.16
2030-09-06 09:00 | 700 | 0 | 19.7 | 426.22 | 2030-09-06 09:00 | 700 | 0 | -24.77 | 442 | 2030-09-06 09:00 | 620.88 | -112.03 | -90 | 442
2030-09-06 10:00 | 700 | 0 | 319.7 | 442 | 2030-09-06 10:00 | 700 | 0 | 0 | 442 | 2030-09-06 10:00 | 20.88 | 0 | 0 | 442
2030-09-06 11:00 | 700 | 0 | 300 | 442 | 2030-09-06 11:00 | 589.54 | 0 | 0 | 442 | 2030-09-06 11:00 | 0 | 0 | 0 | 442
2030-09-06 12:00 | 700 | 0 | 0 | 371.84 | 2030-09-06 12:00 | 700 | -226 | -210 | 442 | 2030-09-06 12:00 | 0 | -226 | -210 | 442
2030-09-06 13:00 | 700 | -217.09 | -300 | 291.62 | 2030-09-06 13:00 | 503.18 | -526 | -510 | 323.99 | 2030-09-06 13:00 | 0 | -526 | -510 | 149.77
2030-09-06 14:00 | 700 | 0 | -480.59 | 259.03 | 2030-09-06 14:00 | 700 | -226 | -430.46 | 427.73 | 2030-09-06 14:00 | 0 | -226 | -445.08 | 442
2030-09-06 15:00 | 700 | -289.09 | -510 | -40.97 | 2030-09-06 15:00 | 700 | -526 | -510 | 127.73 | 2030-09-06 15:00 | 593.12 | -526 | -510 | 149.83
2030-09-06 16:00 | 700 | -80.57 | -210 | 0 | 2030-09-06 16:00 | 700 | -526 | -510 | -153.09 | 2030-09-06 16:00 | 700 | -526 | -510 | 312.52
2030-09-06 17:00 | 700 | 52.82 | 90 | 300 | 2030-09-06 17:00 | 700 | -226 | -210 | 90 | 2030-09-06 17:00 | 700 | -226 | -303.24 | 177.7
2030-09-06 18:00 | 700 | 0 | 368.6 | 0 | 2030-09-06 18:00 | 700 | -526 | -510 | -210 | 2030-09-06 18:00 | 700 | -526 | -510 | -122.3
2030-09-06 19:00 | 700 | 0 | 383.64 | 0 | 2030-09-06 19:00 | 700 | -503.95 | -510 | -510 | 2030-09-06 19:00 | 700 | -526 | -510 | -259.04
2030-09-06 20:00 | 700 | 0 | 510 | 135.65 | 2030-09-06 20:00 | 700 | -203.95 | -210 | -210 | 2030-09-06 20:00 | 700 | -315.13 | -510 | 40.96
2030-09-06 21:00 | 700 | 0 | 510 | 435.65 | 2030-09-06 21:00 | 700 | 96.05 | 90 | 90 | 2030-09-06 21:00 | 700 | -15.13 | -210 | 340.96
2030-09-06 22:00 | 700 | 0 | 282.35 | 142 | 2030-09-06 22:00 | 700 | 0 | 51.64 | 142 | 2030-09-06 22:00 | 700 | 71.48 | 90 | 265.25
2030-09-06 23:00 | 700 | 274.38 | 510 | 442 | 2030-09-06 23:00 | 700 | 300 | 351.64 | 442 | 2030-09-06 23:00 | 700 | 371.48 | 390 | 442
2030-09-07 | 700 | 280.32 | 510 | 442 | 2030-09-07 | 700 | 432.36 | 510 | 442 | 2030-09-07 | 700 | 71.48 | 510 | 256.17
2030-09-07 01:00 | 700 | 443.91 | 510 | 442 | 2030-09-07 01:00 | 700 | 501.37 | 510 | 442 | 2030-09-07 01:00 | 700 | 0 | 510 | 236.3
2030-09-07 02:00 | 700 | 251.97 | 510 | 442 | 2030-09-07 02:00 | 700 | 281.65 | 510 | 442 | 2030-09-07 02:00 | 700 | 0 | 300 | 153.84
2030-09-07 03:00 | 700 | 283.4 | 510 | 442 | 2030-09-07 03:00 | 700 | 0 | 491.36 | 238.45 | 2030-09-07 03:00 | 478.33 | 0 | 0 | 196.74
2030-09-07 04:00 | 700 | 0 | 510 | 265.22 | 2030-09-07 04:00 | 700 | 0 | 215.76 | 14.26 | 2030-09-07 04:00 | 0 | 0 | 0 | 0
2030-09-07 05:00 | 700 | 0 | 510 | 335.67 | 2030-09-07 05:00 | 700 | 0 | 222.94 | 67.7 | 2030-09-07 05:00 | 35.75 | 0 | 0 | 0
2030-09-07 06:00 | 700 | 0 | 510 | 162.2 | 2030-09-07 06:00 | 700 | 0 | 0 | 65.79 | 2030-09-07 06:00 | -40.5 | 0 | 0 | 0
2030-09-07 07:00 | 700 | 0 | 510 | 442 | 2030-09-07 07:00 | 700 | 0 | 0 | 304.99 | 2030-09-07 07:00 | -6.07 | 0 | 0 | 248.72
2030-09-07 08:00 | 700 | 20.05 | 510 | 442 | 2030-09-07 08:00 | 368.34 | 0 | 0 | 398.05 | 2030-09-07 08:00 | -230.34 | -191.58 | -210 | 349.16
2030-09-07 09:00 | 287.94 | 205 | 510 | 431.7 | 2030-09-07 09:00 | -231.66 | 0 | 0 | 344.98 | 2030-09-07 09:00 | -700 | -491.58 | -510 | 277.62
2030-09-07 10:00 | -312.06 | 505 | 510 | 442 | 2030-09-07 10:00 | -700 | 300 | 300 | 442 | 2030-09-07 10:00 | -700 | -191.58 | -210 | 442
2030-09-07 11:00 | -700 | 505 | 510 | 442 | 2030-09-07 11:00 | -700 | 505 | 510 | 442 | 2030-09-07 11:00 | -700 | 108.42 | 90 | 442
2030-09-07 12:00 | -700 | 505 | 510 | 442 | 2030-09-07 12:00 | -700 | 505 | 510 | 442 | 2030-09-07 12:00 | -700 | 374 | 390 | 442
2030-09-07 13:00 | -700 | 505 | 510 | 442 | 2030-09-07 13:00 | -700 | 444.3 | 510 | 442 | 2030-09-07 13:00 | -700 | 74 | 90 | 442
2030-09-07 14:00 | -361.91 | 300 | 510 | 442 | 2030-09-07 14:00 | -700 | 144.3 | 210 | 230.21 | 2030-09-07 14:00 | -700 | -226 | -210 | 442
2030-09-07 15:00 | 238.09 | 0 | 406.83 | 354.36 | 2030-09-07 15:00 | -164.69 | 0 | -90 | 291.76 | 2030-09-07 15:00 | -700 | -526 | -510 | 229.16
2030-09-07 16:00 | 700 | 66.26 | 384.06 | 427.39 | 2030-09-07 16:00 | 435.31 | 0 | 210 | 402.42 | 2030-09-07 16:00 | -100 | -226 | -210 | 315.36
2030-09-07 17:00 | 700 | 366.26 | 510 | 442 | 2030-09-07 17:00 | 700 | 300 | 510 | 442 | 2030-09-07 17:00 | 500 | 0 | 0 | 151.27
2030-09-07 18:00 | 700 | 442.07 | 510 | 442 | 2030-09-07 18:00 | 700 | 505 | 510 | 442 | 2030-09-07 18:00 | 700 | 0 | 300 | 300
2030-09-07 19:00 | 700 | 505 | 510 | 442 | 2030-09-07 19:00 | 700 | 205 | 490.97 | 142 | 2030-09-07 19:00 | 700 | 0 | 0 | 0
2030-09-07 20:00 | 700 | 505 | 510 | 442 | 2030-09-07 20:00 | 700 | 505 | 510 | 442 | 2030-09-07 20:00 | 700 | 0 | 0 | 0
2030-09-07 21:00 | 700 | 505 | 510 | 442 | 2030-09-07 21:00 | 700 | 505 | 510 | 442 | 2030-09-07 21:00 | 700 | 0 | 201.68 | 0
2030-09-07 22:00 | 700 | 505 | 510 | 442 | 2030-09-07 22:00 | 700 | 505 | 510 | 442 | 2030-09-07 22:00 | 700 | 0 | 492.18 | 77.64
2030-09-07 23:00 | 700 | 205 | 510 | 442 | 2030-09-07 23:00 | 700 | 505 | 510 | 442 | 2030-09-07 23:00 | 700 | 0 | 482.71 | 16.26
2030-09-08 | 700 | 58.56 | 510 | 442 | 2030-09-08 | 700 | 205 | 510 | 442 | 2030-09-08 | 700 | 13.38 | 510 | 316.26
2030-09-08 01:00 | 700 | 348.71 | 510 | 442 | 2030-09-08 01:00 | 700 | 240.4 | 510 | 442 | 2030-09-08 01:00 | 700 | 122.08 | 510 | 442
2030-09-08 02:00 | 700 | 373.39 | 510 | 442 | 2030-09-08 02:00 | 700 | 424.05 | 510 | 442 | 2030-09-08 02:00 | 700 | 302.02 | 510 | 442
2030-09-08 03:00 | 700 | 254.53 | 510 | 442 | 2030-09-08 03:00 | 700 | 124.05 | 510 | 442 | 2030-09-08 03:00 | 700 | 224.93 | 510 | 442
2030-09-08 04:00 | 700 | 262.8 | 510 | 442 | 2030-09-08 04:00 | 700 | 0 | 510 | 442 | 2030-09-08 04:00 | 700 | 224.93 | 510 | 442
2030-09-08 05:00 | 700 | 92.07 | 510 | 442 | 2030-09-08 05:00 | 700 | 244.57 | 510 | 442 | 2030-09-08 05:00 | 700 | 57.57 | 510 | 442
2030-09-08 06:00 | 700 | 0 | 510 | 371.28 | 2030-09-08 06:00 | 700 | 149.08 | 510 | 442 | 2030-09-08 06:00 | 700 | 0 | 329.02 | 442
2030-09-08 07:00 | 700 | 189.39 | 510 | 442 | 2030-09-08 07:00 | 700 | 449.08 | 510 | 442 | 2030-09-08 07:00 | 700 | 164.23 | 390 | 442
2030-09-08 08:00 | 700 | 426.64 | 510 | 442 | 2030-09-08 08:00 | 700 | 359.55 | 510 | 442 | 2030-09-08 08:00 | 500 | 66.67 | 90 | 442
2030-09-08 09:00 | 700 | 217.64 | 510 | 442 | 2030-09-08 09:00 | 434.7 | 59.55 | 210 | 442 | 2030-09-08 09:00 | -100 | -226 | -210 | 442
2030-09-08 10:00 | 700 | 0 | 333.21 | 442 | 2030-09-08 10:00 | -165.3 | -240.45 | -90 | 442 | 2030-09-08 10:00 | -700 | -526 | -510 | 442
2030-09-08 11:00 | 700 | 0 | 510 | 442 | 2030-09-08 11:00 | -539.92 | 0 | 0 | 442 | 2030-09-08 11:00 | -700 | -300 | -510 | 442
2030-09-08 12:00 | 558.44 | 189.26 | 210 | 442 | 2030-09-08 12:00 | -700 | 0 | -78.35 | 442 | 2030-09-08 12:00 | -700 | 0 | -210 | 442
2030-09-08 13:00 | 0 | 489.26 | 510 | 442 | 2030-09-08 13:00 | -700 | 300 | 221.65 | 442 | 2030-09-08 13:00 | -700 | 300 | 90 | 442
2030-09-08 14:00 | 0 | 341.2 | 510 | 442 | 2030-09-08 14:00 | -700 | 0 | -78.35 | 413.76 | 2030-09-08 14:00 | -700 | 0 | -210 | 350.47
2030-09-08 15:00 | 138.09 | 300 | 510 | 442 | 2030-09-08 15:00 | -539.35 | 0 | 199.34 | 268.5 | 2030-09-08 15:00 | -700 | -300 | -510 | 157.61
2030-09-08 16:00 | 700 | 0 | 485.4 | 402.59 | 2030-09-08 16:00 | 60.65 | 0 | 156.84 | 326.06 | 2030-09-08 16:00 | -700 | 0 | -510 | 249.53
2030-09-08 17:00 | 700 | 131.56 | 510 | 442 | 2030-09-08 17:00 | 660.65 | 0 | 83.75 | 255.54 | 2030-09-08 17:00 | -700 | 0 | -510 | 163.03
2030-09-08 18:00 | 700 | 115.22 | 368.3 | 142 | 2030-09-08 18:00 | 264.31 | 0 | 210 | 142 | 2030-09-08 18:00 | -700 | 0 | -364.24 | 111.87
2030-09-08 19:00 | 700 | 415.22 | 510 | 442 | 2030-09-08 19:00 | 700 | 32.18 | 510 | 442 | 2030-09-08 19:00 | -700 | 0 | -64.24 | 411.87
2030-09-08 20:00 | 660.92 | 505 | 510 | 442 | 2030-09-08 20:00 | 204.86 | 332.18 | 510 | 442 | 2030-09-08 20:00 | -700 | 205 | 235.76 | 442
2030-09-08 21:00 | 700 | 505 | 510 | 442 | 2030-09-08 21:00 | 700 | 505 | 510 | 442 | 2030-09-08 21:00 | -700 | 505 | 510 | 442
2030-09-08 22:00 | 700 | 505 | 510 | 442 | 2030-09-08 22:00 | 700 | 505 | 510 | 442 | 2030-09-08 22:00 | -700 | 505 | 510 | 442
2030-09-08 23:00 | 690.88 | 505 | 510 | 442 | 2030-09-08 23:00 | 700 | 505 | 510 | 442 | 2030-09-08 23:00 | -700 | 505 | 510 | 442
2030-09-09 | 534.79 | 505 | 510 | 442 | 2030-09-09 | 700 | 505 | 510 | 442 | 2030-09-09 | -100 | 505 | 510 | 442
2030-09-09 01:00 | 656.63 | 505 | 510 | 442 | 2030-09-09 01:00 | 700 | 505 | 510 | 442 | 2030-09-09 01:00 | 77.59 | 505 | 510 | 442
2030-09-09 02:00 | 507.09 | 300 | 510 | 442 | 2030-09-09 02:00 | 496.37 | 505 | 510 | 442 | 2030-09-09 02:00 | 127.3 | 300 | 510 | 442
2030-09-09 03:00 | 700 | 0 | 510 | 278.56 | 2030-09-09 03:00 | 700 | 205 | 510 | 442 | 2030-09-09 03:00 | 700 | 0 | 300.24 | 174.51
2030-09-09 04:00 | 700 | 0 | 332.75 | 141.5 | 2030-09-09 04:00 | 700 | 247.61 | 510 | 442 | 2030-09-09 04:00 | 700 | 0 | 509.99 | 0
2030-09-09 05:00 | 700 | 0 | 461.74 | 0 | 2030-09-09 05:00 | 700 | 489.83 | 510 | 209.95 | 2030-09-09 05:00 | 700 | 46.72 | 510 | 52.68
2030-09-09 06:00 | 700 | 0 | 510 | 170.73 | 2030-09-09 06:00 | 700 | 344.89 | 510 | 442 | 2030-09-09 06:00 | 700 | 28.33 | 390 | 352.68
2030-09-09 07:00 | 700 | 192.6 | 510 | 442 | 2030-09-09 07:00 | 700 | 505 | 510 | 442 | 2030-09-09 07:00 | 340.11 | 0 | 90 | 442
2030-09-09 08:00 | 700 | 198.75 | 510 | 442 | 2030-09-09 08:00 | 444.55 | 205 | 210 | 366.7 | 2030-09-09 08:00 | -259.89 | -300 | -210 | 277
2030-09-09 09:00 | 700 | 0 | 300 | 213.85 | 2030-09-09 09:00 | -155.45 | -95 | -90 | 66.7 | 2030-09-09 09:00 | -700 | -526 | -510 | -23
2030-09-09 10:00 | 245.2 | 0 | 0 | 185.5 | 2030-09-09 10:00 | -700 | -395 | -390 | -17.05 | 2030-09-09 10:00 | -700 | -526 | -510 | -215.03
2030-09-09 11:00 | 0 | 0 | 257.49 | 0 | 2030-09-09 11:00 | -700 | -412.17 | -510 | -317.05 | 2030-09-09 11:00 | -700 | -526 | -510 | -280.71
2030-09-09 12:00 | 0 | 0 | 300 | 3.94 | 2030-09-09 12:00 | -700 | -226 | -328.62 | -17.05 | 2030-09-09 12:00 | -700 | -526 | -510 | -284.1
2030-09-09 13:00 | 191.82 | 0 | 0 | 0 | 2030-09-09 13:00 | -700 | -526 | -510 | -243.07 | 2030-09-09 13:00 | -700 | -526 | -510 | -468.21
2030-09-09 14:00 | 168.02 | 0 | 0 | 0 | 2030-09-09 14:00 | -700 | -506.89 | -510 | -396.61 | 2030-09-09 14:00 | -700 | -526 | -510 | -510
2030-09-09 15:00 | 700 | 0 | 165.15 | 142 | 2030-09-09 15:00 | -467.98 | -207.02 | -300 | -96.61 | 2030-09-09 15:00 | -700 | -526 | -510 | -238.83
2030-09-09 16:00 | 700 | 204.15 | 368.97 | 442 | 2030-09-09 16:00 | 132.02 | 0 | 0 | 203.39 | 2030-09-09 16:00 | -100 | -297.85 | -510 | 61.17
2030-09-09 17:00 | 700 | 0 | 68.97 | 327.58 | 2030-09-09 17:00 | 700 | -300 | -203.73 | 215.28 | 2030-09-09 17:00 | 500 | -203.38 | -510 | 206.27
2030-09-09 18:00 | 700 | 14.06 | 368.97 | 442 | 2030-09-09 18:00 | 700 | 0 | 96.27 | 442 | 2030-09-09 18:00 | 700 | 0 | -362.17 | 442
2030-09-09 19:00 | 700 | 314.06 | 510 | 442 | 2030-09-09 19:00 | 700 | 188.82 | 396.27 | 442 | 2030-09-09 19:00 | 700 | 0 | -62.17 | 442
2030-09-09 20:00 | 700 | 505 | 510 | 442 | 2030-09-09 20:00 | 700 | 0 | 510 | 442 | 2030-09-09 20:00 | 700 | 0 | 0 | 442
2030-09-09 21:00 | 700 | 356 | 510 | 442 | 2030-09-09 21:00 | 700 | 205 | 510 | 442 | 2030-09-09 21:00 | 700 | 205 | 210 | 442
2030-09-09 22:00 | 700 | 505 | 510 | 442 | 2030-09-09 22:00 | 700 | 505 | 510 | 442 | 2030-09-09 22:00 | 700 | 505 | 510 | 442
2030-09-09 23:00 | 700 | 505 | 510 | 442 | 2030-09-09 23:00 | 700 | 505 | 510 | 442 | 2030-09-09 23:00 | 700 | 505 | 510 | 442
2030-09-10 | 700 | 505 | 510 | 442 | 2030-09-10 | 700 | 505 | 510 | 442 | 2030-09-10 | 700 | 505 | 510 | 442
2030-09-10 01:00 | 700 | 505 | 510 | 442 | 2030-09-10 01:00 | 700 | 505 | 510 | 442 | 2030-09-10 01:00 | 700 | 505 | 510 | 442
2030-09-10 02:00 | 700 | 505 | 510 | 442 | 2030-09-10 02:00 | 700 | 505 | 510 | 442 | 2030-09-10 02:00 | 700 | 505 | 510 | 442
2030-09-10 03:00 | 700 | 505 | 510 | 442 | 2030-09-10 03:00 | 700 | 505 | 510 | 442 | 2030-09-10 03:00 | 700 | 505 | 510 | 442
2030-09-10 04:00 | 700 | 300 | 491.5 | 442 | 2030-09-10 04:00 | 700 | 436.52 | 510 | 442 | 2030-09-10 04:00 | 700 | 343.95 | 510 | 442
2030-09-10 05:00 | 700 | 0 | 191.5 | 236.8 | 2030-09-10 05:00 | 700 | 136.52 | 210 | 302.43 | 2030-09-10 05:00 | 700 | 43.95 | 210 | 210.08
2030-09-10 06:00 | 700 | 0 | 0 | 333.66 | 2030-09-10 06:00 | 700 | 0 | 374.8 | 442 | 2030-09-10 06:00 | 700 | 0 | 90 | 442
2030-09-10 07:00 | 700 | 0 | 78.76 | 384.07 | 2030-09-10 07:00 | 700 | 0 | 74.8 | 442 | 2030-09-10 07:00 | 700 | -226 | -210 | 436.63
2030-09-10 08:00 | 700 | 0 | 0 | 442 | 2030-09-10 08:00 | 700 | -277.86 | -225.2 | 442 | 2030-09-10 08:00 | 700 | -526 | -510 | 442
2030-09-10 09:00 | 700 | 0 | -118.17 | 442 | 2030-09-10 09:00 | 643.97 | -447.88 | -510 | 442 | 2030-09-10 09:00 | 100 | -526 | -510 | 442
2030-09-10 10:00 | 700 | 0 | 134.39 | 442 | 2030-09-10 10:00 | 395.03 | -147.88 | -210 | 442 | 2030-09-10 10:00 | -500 | -526 | -510 | 442
2030-09-10 11:00 | 700 | 0 | 434.39 | 442 | 2030-09-10 11:00 | 190.18 | 0 | 0 | 442 | 2030-09-10 11:00 | -700 | -331.41 | -510 | 442
2030-09-10 12:00 | 700 | 0 | 340.57 | 367.02 | 2030-09-10 12:00 | 198.44 | 0 | 0 | 442 | 2030-09-10 12:00 | -700 | -500.31 | -510 | 442
2030-09-10 13:00 | 700 | 0 | 389.74 | 367.02 | 2030-09-10 13:00 | 0 | 0 | 0 | 442 | 2030-09-10 13:00 | -700 | -526 | -510 | 442
2030-09-10 14:00 | 700 | 0 | 89.74 | 397.22 | 2030-09-10 14:00 | 0 | 0 | 0 | 442 | 2030-09-10 14:00 | -700 | -526 | -510 | 442
2030-09-10 15:00 | 700 | 0 | 157.16 | 414.08 | 2030-09-10 15:00 | 100 | 0 | 0 | 442 | 2030-09-10 15:00 | -500 | -300 | -388.09 | 442
2030-09-10 16:00 | 700 | 0 | 457.16 | 442 | 2030-09-10 16:00 | 700 | 0 | 0.91 | 442 | 2030-09-10 16:00 | 100 | 0 | -88.09 | 442
2030-09-10 17:00 | 700 | 0 | 182.41 | 442 | 2030-09-10 17:00 | 700 | 90.91 | 90.29 | 442 | 2030-09-10 17:00 | 700 | 0 | 0 | 442
2030-09-10 18:00 | 700 | 0 | -8.88 | 442 | 2030-09-10 18:00 | 700 | 0 | -209.71 | 246.08 | 2030-09-10 18:00 | 700 | -300 | -300 | 442
2030-09-10 19:00 | 700 | 0 | -10.48 | 442 | 2030-09-10 19:00 | 700 | 0 | -509.71 | 246.08 | 2030-09-10 19:00 | 700 | -526 | -510 | 442
2030-09-10 20:00 | 700 | 0 | 159.83 | 442 | 2030-09-10 20:00 | 700 | 0 | -209.71 | 246.08 | 2030-09-10 20:00 | 700 | -255.68 | -210 | 442
2030-09-10 21:00 | 700 | 300 | 459.83 | 442 | 2030-09-10 21:00 | 700 | 240.86 | 90.29 | 442 | 2030-09-10 21:00 | 700 | 44.32 | 90 | 442
2030-09-10 22:00 | 700 | 381.06 | 510 | 442 | 2030-09-10 22:00 | 700 | 95.62 | 390.29 | 442 | 2030-09-10 22:00 | 700 | 13.19 | 390 | 442
2030-09-10 23:00 | 700 | 260.1 | 510 | 442 | 2030-09-10 23:00 | 700 | 206.04 | 510 | 442 | 2030-09-10 23:00 | 700 | 0 | 296.36 | 142
2030-09-11 | 700 | 141.66 | 510 | 442 | 2030-09-11 | 500 | 0 | 510 | 354.55 | 2030-09-11 | 218.29 | 0 | 408.27 | 0
2030-09-11 01:00 | 333.65 | 205 | 510 | 403.92 | 2030-09-11 01:00 | -100 | 205 | 510 | 228.84 | 2030-09-11 01:00 | -381.71 | 0 | 210 | 142
2030-09-11 02:00 | -88.74 | 505 | 510 | 442 | 2030-09-11 02:00 | -700 | 505 | 510 | 442 | 2030-09-11 02:00 | -700 | 300 | 510 | 442
2030-09-11 03:00 | -669.65 | 505 | 510 | 442 | 2030-09-11 03:00 | -700 | 505 | 510 | 442 | 2030-09-11 03:00 | -700 | 505 | 510 | 442
2030-09-11 04:00 | -700 | 505 | 510 | 442 | 2030-09-11 04:00 | -700 | 505 | 510 | 442 | 2030-09-11 04:00 | -700 | 505 | 510 | 442
2030-09-11 05:00 | -700 | 505 | 510 | 442 | 2030-09-11 05:00 | -700 | 505 | 510 | 442 | 2030-09-11 05:00 | -700 | 505 | 510 | 442
2030-09-11 06:00 | -700 | 505 | 510 | 442 | 2030-09-11 06:00 | -700 | 505 | 510 | 442 | 2030-09-11 06:00 | -700 | 505 | 510 | 442
2030-09-11 07:00 | -324.36 | 505 | 510 | 442 | 2030-09-11 07:00 | -700 | 505 | 510 | 442 | 2030-09-11 07:00 | -700 | 505 | 510 | 442
2030-09-11 08:00 | 251.62 | 505 | 510 | 442 | 2030-09-11 08:00 | -700 | 505 | 510 | 442 | 2030-09-11 08:00 | -700 | 505 | 510 | 442
2030-09-11 09:00 | -8.05 | 505 | 510 | 442 | 2030-09-11 09:00 | -700 | 505 | 510 | 442 | 2030-09-11 09:00 | -700 | 505 | 510 | 442
2030-09-11 10:00 | -212.61 | 505 | 510 | 442 | 2030-09-11 10:00 | -700 | 505 | 510 | 442 | 2030-09-11 10:00 | -700 | 505 | 510 | 442
2030-09-11 11:00 | -366.18 | 505 | 510 | 442 | 2030-09-11 11:00 | -700 | 505 | 510 | 442 | 2030-09-11 11:00 | -700 | 505 | 510 | 442
2030-09-11 12:00 | -226.55 | 505 | 510 | 442 | 2030-09-11 12:00 | -700 | 505 | 510 | 442 | 2030-09-11 12:00 | -700 | 505 | 510 | 442
2030-09-11 13:00 | -330.33 | 505 | 510 | 442 | 2030-09-11 13:00 | -700 | 505 | 510 | 442 | 2030-09-11 13:00 | -700 | 378.59 | 300 | 442
2030-09-11 14:00 | 0 | 300 | 510 | 442 | 2030-09-11 14:00 | -700 | 300 | 300 | 334.47 | 2030-09-11 14:00 | -700 | 78.59 | 0 | 142
2030-09-11 15:00 | 600 | 0 | 387.33 | 158.74 | 2030-09-11 15:00 | -188.4 | 0 | 0 | 34.47 | 2030-09-11 15:00 | -689.24 | -221.41 | -300 | -158
2030-09-11 16:00 | 700 | 205 | 497.78 | 442 | 2030-09-11 16:00 | 411.6 | 300 | 300 | 334.47 | 2030-09-11 16:00 | -89.24 | 0 | 0 | 142
2030-09-11 17:00 | 700 | 505 | 510 | 442 | 2030-09-11 17:00 | 700 | 339.4 | 510 | 442 | 2030-09-11 17:00 | 510.76 | 262.09 | 300 | 300
2030-09-11 18:00 | 700 | 205 | 510 | 442 | 2030-09-11 18:00 | 700 | 39.4 | 210 | 291.96 | 2030-09-11 18:00 | 700 | 0 | 0 | 0
2030-09-11 19:00 | 700 | 189.28 | 510 | 442 | 2030-09-11 19:00 | 700 | -260.6 | -90 | -8.04 | 2030-09-11 19:00 | 700 | 0 | -300 | -233.38
2030-09-11 20:00 | 700 | 489.28 | 510 | 442 | 2030-09-11 20:00 | 700 | 39.4 | 210 | 291.96 | 2030-09-11 20:00 | 700 | 0 | 0 | 0
2030-09-11 21:00 | 700 | 505 | 510 | 442 | 2030-09-11 21:00 | 700 | 339.4 | 510 | 442 | 2030-09-11 21:00 | 700 | 90.9 | 300 | 300
2030-09-11 22:00 | 700 | 444.01 | 510 | 442 | 2030-09-11 22:00 | 700 | 500.29 | 510 | 442 | 2030-09-11 22:00 | 700 | 0 | 510 | 442
2030-09-11 23:00 | 700 | 312.57 | 510 | 442 | 2030-09-11 23:00 | 700 | 503.86 | 510 | 442 | 2030-09-11 23:00 | 700 | 83.39 | 510 | 442
2030-09-12 | 700 | 413.23 | 510 | 442 | 2030-09-12 | 700 | 203.86 | 510 | 442 | 2030-09-12 | 700 | 0 | 510 | 376.12
2030-09-12 01:00 | 700 | 113.23 | 510 | 442 | 2030-09-12 01:00 | 700 | 0 | 510 | 319.19 | 2030-09-12 01:00 | 700 | 0 | 510 | 76.12
2030-09-12 02:00 | 700 | 108.03 | 510 | 442 | 2030-09-12 02:00 | 700 | 0 | 510 | 280.49 | 2030-09-12 02:00 | 700 | 0 | 347.98 | 206.27
2030-09-12 03:00 | 700 | 0 | 510 | 419.89 | 2030-09-12 03:00 | 700 | 0 | 498.78 | 280.49 | 2030-09-12 03:00 | 700 | 0 | 464.35 | 236.57
2030-09-12 04:00 | 700 | 154.44 | 510 | 442 | 2030-09-12 04:00 | 700 | 0 | 510 | 364.88 | 2030-09-12 04:00 | 700 | 0 | 510 | 200.82
2030-09-12 05:00 | 700 | 0 | 510 | 401.74 | 2030-09-12 05:00 | 700 | 0 | 510 | 384.96 | 2030-09-12 05:00 | 700 | 0 | 510 | 309.79
2030-09-12 06:00 | 700 | 212.63 | 510 | 442 | 2030-09-12 06:00 | 700 | 282.66 | 510 | 442 | 2030-09-12 06:00 | 700 | 280.18 | 390 | 442
2030-09-12 07:00 | 700 | 446.44 | 510 | 442 | 2030-09-12 07:00 | 700 | 374 | 390 | 442 | 2030-09-12 07:00 | 500 | 74 | 90 | 442
2030-09-12 08:00 | 700 | 437.39 | 510 | 442 | 2030-09-12 08:00 | 426.52 | 74 | 90 | 442 | 2030-09-12 08:00 | -100 | -226 | -210 | 397.58
2030-09-12 09:00 | 700 | 383.33 | 510 | 442 | 2030-09-12 09:00 | -173.48 | -226 | -210 | 442 | 2030-09-12 09:00 | -700 | -526 | -510 | 381.28
2030-09-12 10:00 | 700 | 83.33 | 300 | 412.51 | 2030-09-12 10:00 | -700 | -526 | -510 | 142 | 2030-09-12 10:00 | -700 | -526 | -510 | 81.28
2030-09-12 11:00 | 495.04 | 0 | 0 | 213.22 | 2030-09-12 11:00 | -700 | -526 | -510 | 34.39 | 2030-09-12 11:00 | -700 | -526 | -510 | -140.87
2030-09-12 12:00 | 437.28 | 0 | 0 | 189.14 | 2030-09-12 12:00 | -700 | -526 | -510 | 14.88 | 2030-09-12 12:00 | -700 | -526 | -510 | -155.44
2030-09-12 13:00 | 552.79 | 0 | 122.45 | 198.11 | 2030-09-12 13:00 | -700 | -526 | -510 | 123.12 | 2030-09-12 13:00 | -700 | -526 | -510 | -111.25
2030-09-12 14:00 | -47.21 | 0 | 0 | 357.23 | 2030-09-12 14:00 | -700 | -526 | -510 | 423.12 | 2030-09-12 14:00 | -700 | -526 | -510 | 188.75
2030-09-12 15:00 | -251.77 | 0 | 0 | 393.2 | 2030-09-12 15:00 | -700 | -526 | -510 | 280.96 | 2030-09-12 15:00 | -700 | -526 | -510 | 168.72
2030-09-12 16:00 | -492.61 | 205 | 210 | 275.42 | 2030-09-12 16:00 | -700 | -526 | -510 | 268.09 | 2030-09-12 16:00 | -700 | -526 | -510 | 146.33
2030-09-12 17:00 | -392.44 | 505 | 510 | 442 | 2030-09-12 17:00 | -700 | -226 | -210 | 442 | 2030-09-12 17:00 | -700 | -226 | -210 | 442
2030-09-12 18:00 | -29.2 | 205 | 438.76 | 226.98 | 2030-09-12 18:00 | -700 | 74 | 90 | 442 | 2030-09-12 18:00 | -700 | 74 | 90 | 442
2030-09-12 19:00 | -629.2 | 505 | 510 | 442 | 2030-09-12 19:00 | -700 | 374 | 390 | 442 | 2030-09-12 19:00 | -700 | 374 | 390 | 442
2030-09-12 20:00 | -700 | 505 | 510 | 442 | 2030-09-12 20:00 | -700 | 505 | 510 | 442 | 2030-09-12 20:00 | -700 | 505 | 510 | 442
2030-09-12 21:00 | -700 | 505 | 510 | 442 | 2030-09-12 21:00 | -700 | 505 | 510 | 442 | 2030-09-12 21:00 | -700 | 505 | 510 | 442
2030-09-12 22:00 | -700 | 505 | 510 | 442 | 2030-09-12 22:00 | -700 | 505 | 510 | 442 | 2030-09-12 22:00 | -700 | 505 | 510 | 442
2030-09-12 23:00 | -700 | 505 | 510 | 388.93 | 2030-09-12 23:00 | -700 | 505 | 510 | 384.74 | 2030-09-12 23:00 | -700 | 505 | 510 | 380.55
2030-09-13 | -700 | 505 | 510 | 396.1 | 2030-09-13 | -700 | 505 | 510 | 442 | 2030-09-13 | -700 | 505 | 510 | 442
2030-09-13 01:00 | -700 | 505 | 510 | 375.49 | 2030-09-13 01:00 | -700 | 505 | 510 | 442 | 2030-09-13 01:00 | -700 | 505 | 510 | 442
2030-09-13 02:00 | -700 | 505 | 300 | 442 | 2030-09-13 02:00 | -700 | 505 | 300 | 442 | 2030-09-13 02:00 | -700 | 505 | 300 | 442
2030-09-13 03:00 | -700 | 505 | 0 | 442 | 2030-09-13 03:00 | -700 | 505 | 0 | 442 | 2030-09-13 03:00 | -700 | 505 | 0 | 442
2030-09-13 04:00 | -420.45 | 505 | 0 | 442 | 2030-09-13 04:00 | -700 | 505 | 0 | 442 | 2030-09-13 04:00 | -700 | 505 | 0 | 442
2030-09-13 05:00 | -420.45 | 505 | 0 | 442 | 2030-09-13 05:00 | -700 | 505 | 0 | 442 | 2030-09-13 05:00 | -700 | 505 | 0 | 442
2030-09-13 06:00 | -437.47 | 505 | 0 | 442 | 2030-09-13 06:00 | -700 | 505 | 0 | 442 | 2030-09-13 06:00 | -700 | 505 | 0 | 442
2030-09-13 07:00 | -437.47 | 505 | 0 | 442 | 2030-09-13 07:00 | -700 | 505 | 0 | 442 | 2030-09-13 07:00 | -700 | 505 | 0 | 442
2030-09-13 08:00 | -228.21 | 505 | 0 | 442 | 2030-09-13 08:00 | -700 | 505 | 0 | 442 | 2030-09-13 08:00 | -700 | 505 | 0 | 442
2030-09-13 09:00 | -700 | 505 | 0 | 442 | 2030-09-13 09:00 | -700 | 505 | 0 | 442 | 2030-09-13 09:00 | -700 | 505 | 0 | 442
2030-09-13 10:00 | -100 | 505 | 0 | 442 | 2030-09-13 10:00 | -100 | 505 | 0 | 442 | 2030-09-13 10:00 | -100 | 505 | 0 | 442
2030-09-13 11:00 | 488.25 | 505 | 0 | 442 | 2030-09-13 11:00 | 488.25 | 505 | 0 | 442 | 2030-09-13 11:00 | 488.25 | 505 | 0 | 442
2030-09-13 12:00 | 500 | 505 | 0 | 442 | 2030-09-13 12:00 | 500 | 505 | 0 | 442 | 2030-09-13 12:00 | 500 | 505 | 0 | 442
2030-09-13 13:00 | -100 | 505 | 0 | 442 | 2030-09-13 13:00 | -100 | 505 | 0 | 442 | 2030-09-13 13:00 | -100 | 505 | 0 | 442
2030-09-13 14:00 | -700 | 505 | 0 | 442 | 2030-09-13 14:00 | -700 | 505 | 0 | 442 | 2030-09-13 14:00 | -700 | 505 | 0 | 442
2030-09-13 15:00 | -700 | 505 | 0 | 442 | 2030-09-13 15:00 | -700 | 505 | 0 | 442 | 2030-09-13 15:00 | -700 | 505 | 0 | 442
2030-09-13 16:00 | -381.13 | 505 | 0 | 442 | 2030-09-13 16:00 | -700 | 505 | 0 | 442 | 2030-09-13 16:00 | -700 | 505 | 0 | 442
2030-09-13 17:00 | -16.11 | 505 | 0 | 442 | 2030-09-13 17:00 | -700 | 505 | 0 | 442 | 2030-09-13 17:00 | -700 | 300 | 0 | 442
2030-09-13 18:00 | 530.09 | 205 | 0 | 442 | 2030-09-13 18:00 | -100 | 205 | 0 | 442 | 2030-09-13 18:00 | -100 | 0 | 0 | 442
2030-09-13 19:00 | 700 | 247.75 | 0 | 442 | 2030-09-13 19:00 | 500 | 0 | 0 | 442 | 2030-09-13 19:00 | 0 | 0 | 0 | 442
2030-09-13 20:00 | 700 | 505 | 0 | 442 | 2030-09-13 20:00 | 700 | 282.64 | 0 | 442 | 2030-09-13 20:00 | 487.08 | 0 | 0 | 442
2030-09-13 21:00 | 700 | 505 | 0 | 442 | 2030-09-13 21:00 | 700 | 505 | 0 | 442 | 2030-09-13 21:00 | 487.08 | 0 | 0 | 442
2030-09-13 22:00 | 700 | 365.62 | 0 | 442 | 2030-09-13 22:00 | 700 | 270.42 | 0 | 442 | 2030-09-13 22:00 | 0 | 0 | 0 | 142
2030-09-13 23:00 | 700 | 329.7 | 0 | 442 | 2030-09-13 23:00 | 700 | 0 | 0 | 442 | 2030-09-13 23:00 | 0 | 0 | 0 | 68.38
2030-09-14 | 700 | 505 | 0 | 442 | 2030-09-14 | 700 | 82.92 | 0 | 442 | 2030-09-14 | 600 | 300 | 0 | 368.38
2030-09-14 01:00 | 700 | 485.75 | 0 | 442 | 2030-09-14 01:00 | 700 | 0 | 0 | 442 | 2030-09-14 01:00 | 700 | 505 | 0 | 442
2030-09-14 02:00 | 700 | 485.75 | 0 | 442 | 2030-09-14 02:00 | 700 | 0 | 0 | 442 | 2030-09-14 02:00 | 700 | 396.8 | 0 | 442
2030-09-14 03:00 | 700 | 415.77 | 0 | 442 | 2030-09-14 03:00 | 700 | 0 | 0 | 442 | 2030-09-14 03:00 | 700 | 96.8 | 0 | 442
2030-09-14 04:00 | 700 | 270.72 | 0 | 442 | 2030-09-14 04:00 | 700 | 32.11 | 0 | 442 | 2030-09-14 04:00 | 700 | 217.68 | 0 | 442
2030-09-14 05:00 | 700 | 0 | 0 | 442 | 2030-09-14 05:00 | 700 | -37.81 | 0 | 442 | 2030-09-14 05:00 | 700 | 102.35 | 0 | 442
2030-09-14 06:00 | 700 | -300 | 0 | 315.48 | 2030-09-14 06:00 | 700 | -337.81 | 0 | 442 | 2030-09-14 06:00 | 700 | -197.65 | 0 | 218.21
2030-09-14 07:00 | 700 | -457.72 | 0 | 432.49 | 2030-09-14 07:00 | 700 | -526 | 0 | 442 | 2030-09-14 07:00 | 700 | -497.65 | 0 | 218.21
2030-09-14 08:00 | 700 | -493.7 | 0 | 442 | 2030-09-14 08:00 | 700 | -526 | 0 | 442 | 2030-09-14 08:00 | 700 | -526 | 0 | 442
2030-09-14 09:00 | 700 | -526 | 0 | 442 | 2030-09-14 09:00 | 700 | -526 | 0 | 442 | 2030-09-14 09:00 | 600 | -526 | 0 | 264.16
2030-09-14 10:00 | 700 | -526 | 0 | 442 | 2030-09-14 10:00 | 628.66 | -526 | 0 | 442 | 2030-09-14 10:00 | 0 | -526 | 0 | 264.16
2030-09-14 11:00 | 700 | -526 | 0 | 442 | 2030-09-14 11:00 | 392.53 | -526 | 0 | 442 | 2030-09-14 11:00 | 0 | -526 | 0 | 428.36
2030-09-14 12:00 | 700 | -526 | 0 | 442 | 2030-09-14 12:00 | 395.11 | -526 | 0 | 442 | 2030-09-14 12:00 | 8.03 | -526 | 0 | 259.6
2030-09-14 13:00 | 700 | -526 | 0 | 442 | 2030-09-14 13:00 | 671.2 | -526 | 0 | 442 | 2030-09-14 13:00 | 394.63 | -526 | 0 | 299.49
2030-09-14 14:00 | 700 | -526 | 0 | 442 | 2030-09-14 14:00 | 71.2 | -526 | 0 | 442 | 2030-09-14 14:00 | 28.44 | -526 | 0 | 282.39
2030-09-14 15:00 | 700 | -526 | 0 | 442 | 2030-09-14 15:00 | 614.75 | -526 | 0 | 442 | 2030-09-14 15:00 | 628.44 | -526 | 0 | 412.28
2030-09-14 16:00 | 700 | -526 | 0 | 442 | 2030-09-14 16:00 | 700 | -526 | 0 | 442 | 2030-09-14 16:00 | 700 | -526 | 0 | 442
2030-09-14 17:00 | 700 | -439.06 | 0 | 442 | 2030-09-14 17:00 | 700 | -526 | 0 | 442 | 2030-09-14 17:00 | 700 | -526 | 0 | 442
2030-09-14 18:00 | 700 | -248.49 | 0 | 442 | 2030-09-14 18:00 | 700 | -526 | 0 | 442 | 2030-09-14 18:00 | 700 | -526 | 0 | 442
2030-09-14 19:00 | 700 | -129.57 | 0 | 442 | 2030-09-14 19:00 | 700 | -526 | 0 | 442 | 2030-09-14 19:00 | 700 | -526 | 0 | 428.79
2030-09-14 20:00 | 700 | -172.46 | 0 | 442 | 2030-09-14 20:00 | 700 | -526 | 0 | 442 | 2030-09-14 20:00 | 700 | -526 | 0 | 428.79
2030-09-14 21:00 | 700 | -300 | 0 | 442 | 2030-09-14 21:00 | 700 | -375.08 | 0 | 442 | 2030-09-14 21:00 | 700 | -523.47 | 0 | 357.31
2030-09-14 22:00 | 700 | 0 | 0 | 425.68 | 2030-09-14 22:00 | 558.05 | -75.08 | 0 | 442 | 2030-09-14 22:00 | 700 | -223.47 | 0 | 442
2030-09-14 23:00 | 700 | 300 | 0 | 442 | 2030-09-14 23:00 | 700 | 224.92 | 0 | 442 | 2030-09-14 23:00 | 654.35 | 0 | 0 | 243.32
2030-09-15 | 700 | 361.19 | 0 | 442 | 2030-09-15 | 700 | 322.98 | 0 | 442 | 2030-09-15 | 700 | 300 | 0 | 442
2030-09-15 01:00 | 700 | 341.71 | 0 | 442 | 2030-09-15 01:00 | 700 | 396.64 | 0 | 442 | 2030-09-15 01:00 | 700 | 505 | 0 | 442
2030-09-15 02:00 | 700 | 469.18 | 0 | 442 | 2030-09-15 02:00 | 700 | 505 | 0 | 442 | 2030-09-15 02:00 | 700 | 505 | 0 | 442
2030-09-15 03:00 | 700 | 169.18 | 300 | 442 | 2030-09-15 03:00 | 670.79 | 205 | 0 | 442 | 2030-09-15 03:00 | 700 | 337.58 | 300 | 442
2030-09-15 04:00 | 700 | 0 | 510 | 442 | 2030-09-15 04:00 | 700 | 0 | 120.47 | 442 | 2030-09-15 04:00 | 700 | 37.58 | 253.81 | 442
2030-09-15 05:00 | 700 | 96.47 | 510 | 231.64 | 2030-09-15 05:00 | 477.93 | 0 | 210 | 442 | 2030-09-15 05:00 | 611.26 | 75.04 | 210 | 442
2030-09-15 06:00 | 700 | 396.47 | 510 | 442 | 2030-09-15 06:00 | 700 | 62.17 | 510 | 442 | 2030-09-15 06:00 | 700 | 375.04 | 510 | 442
2030-09-15 07:00 | 700 | 360.96 | 510 | 442 | 2030-09-15 07:00 | 700 | 143.64 | 451.54 | 442 | 2030-09-15 07:00 | 700 | 370.18 | 390 | 442
2030-09-15 08:00 | 700 | 60.96 | 510 | 409.94 | 2030-09-15 08:00 | 700 | 0 | 151.54 | 442 | 2030-09-15 08:00 | 100 | 70.18 | 90 | 433.46
2030-09-15 09:00 | 700 | 0 | 218.04 | 442 | 2030-09-15 09:00 | 100 | -65.41 | -148.46 | 441.53 | 2030-09-15 09:00 | -500 | -229.82 | -210 | 442
2030-09-15 10:00 | 573.66 | 0 | 0 | 442 | 2030-09-15 10:00 | 0 | -365.41 | -448.46 | 344.49 | 2030-09-15 10:00 | -700 | -526 | -510 | 442
2030-09-15 11:00 | 700 | 0 | 0 | 442 | 2030-09-15 11:00 | 0 | -526 | -510 | 296.08 | 2030-09-15 11:00 | -700 | -526 | -510 | 442
2030-09-15 12:00 | 700 | 0 | 0 | 442 | 2030-09-15 12:00 | 0 | -522.26 | -510 | 442 | 2030-09-15 12:00 | -700 | -526 | -510 | 442
2030-09-15 13:00 | 700 | 0 | 0 | 439.17 | 2030-09-15 13:00 | 0 | -526 | -510 | 442 | 2030-09-15 13:00 | -700 | -526 | -510 | 442
2030-09-15 14:00 | 700 | 0 | -170.76 | 386.77 | 2030-09-15 14:00 | 0 | -526 | -510 | 442 | 2030-09-15 14:00 | -700 | -526 | -510 | 442
2030-09-15 15:00 | 700 | -179.16 | -470.76 | 197.09 | 2030-09-15 15:00 | 261.04 | -526 | -510 | 334.09 | 2030-09-15 15:00 | -247.41 | -526 | -510 | 442
2030-09-15 16:00 | 700 | -300 | -195.88 | 265.33 | 2030-09-15 16:00 | 419.42 | -526 | -510 | 352.22 | 2030-09-15 16:00 | 352.59 | -526 | -510 | 442
2030-09-15 17:00 | 700 | 0 | 104.12 | 336.71 | 2030-09-15 17:00 | 700 | -226 | -510 | 442 | 2030-09-15 17:00 | 700 | -226 | -510 | 442
2030-09-15 18:00 | 700 | 0 | 404.12 | 442 | 2030-09-15 18:00 | 700 | 0 | -452.7 | 407.25 | 2030-09-15 18:00 | 700 | 0 | -510 | 442
2030-09-15 19:00 | 700 | 0 | 510 | 442 | 2030-09-15 19:00 | 700 | 0 | -152.7 | 442 | 2030-09-15 19:00 | 700 | 0 | -300 | 442
2030-09-15 20:00 | 700 | 39.42 | 510 | 442 | 2030-09-15 20:00 | 700 | 0 | 0 | 442 | 2030-09-15 20:00 | 700 | 0 | 0 | 442
2030-09-15 21:00 | 700 | 225.79 | 510 | 442 | 2030-09-15 21:00 | 700 | 0 | 0 | 442 | 2030-09-15 21:00 | 700 | 0 | -151.77 | 442
2030-09-15 22:00 | 700 | 0 | 510 | 442 | 2030-09-15 22:00 | 700 | 0 | 0 | 385.8 | 2030-09-15 22:00 | 700 | 0 | -151.77 | 442
2030-09-15 23:00 | 700 | 0 | 510 | 359.78 | 2030-09-15 23:00 | 700 | 0 | -201.39 | 218.73 | 2030-09-15 23:00 | 700 | 0 | -451.77 | 442
2030-09-16 | 700 | 112.75 | 510 | 442 | 2030-09-16 | 700 | 224.91 | 98.61 | 442 | 2030-09-16 | 700 | 300 | -151.77 | 442
2030-09-16 01:00 | 700 | 65.01 | 510 | 442 | 2030-09-16 01:00 | 700 | 152.49 | 398.61 | 442 | 2030-09-16 01:00 | 700 | 280.14 | 148.23 | 442
2030-09-16 02:00 | 700 | 163.17 | 510 | 442 | 2030-09-16 02:00 | 700 | 269.15 | 510 | 442 | 2030-09-16 02:00 | 700 | 358.49 | 448.23 | 442
2030-09-16 03:00 | 700 | 269.88 | 510 | 442 | 2030-09-16 03:00 | 700 | 348.55 | 510 | 442 | 2030-09-16 03:00 | 700 | 463.84 | 510 | 442
2030-09-16 04:00 | 700 | 253.31 | 510 | 442 | 2030-09-16 04:00 | 700 | 243.98 | 510 | 442 | 2030-09-16 04:00 | 700 | 344.38 | 510 | 442
2030-09-16 05:00 | 700 | 112.54 | 510 | 442 | 2030-09-16 05:00 | 700 | 243.98 | 510 | 442 | 2030-09-16 05:00 | 700 | 221.13 | 510 | 442
2030-09-16 06:00 | 700 | 0 | 482.7 | 431.39 | 2030-09-16 06:00 | 700 | 112.52 | 510 | 442 | 2030-09-16 06:00 | 700 | 51.15 | 510 | 442
2030-09-16 07:00 | 700 | 170.67 | 510 | 442 | 2030-09-16 07:00 | 700 | 213.83 | 510 | 442 | 2030-09-16 07:00 | 700 | 85.22 | 510 | 442
2030-09-16 08:00 | 700 | 321.91 | 510 | 442 | 2030-09-16 08:00 | 700 | 255.36 | 510 | 442 | 2030-09-16 08:00 | 700 | 209.92 | 344.75 | 442
2030-09-16 09:00 | 700 | 493.19 | 510 | 442 | 2030-09-16 09:00 | 700 | 81.48 | 300 | 442 | 2030-09-16 09:00 | 100 | 0 | 44.75 | 442
2030-09-16 10:00 | 700 | 193.19 | 510 | 442 | 2030-09-16 10:00 | 100 | 0 | 0 | 442 | 2030-09-16 10:00 | -500 | 0 | -255.25 | 442
2030-09-16 11:00 | 700 | 0 | 510 | 442 | 2030-09-16 11:00 | 0 | 0 | 0 | 442 | 2030-09-16 11:00 | -700 | -161.29 | -510 | 442
2030-09-16 12:00 | 700 | 0 | 510 | 442 | 2030-09-16 12:00 | 0 | 0 | 0 | 442 | 2030-09-16 12:00 | -700 | -362.15 | -510 | 442
2030-09-16 13:00 | 700 | 0 | 510 | 442 | 2030-09-16 13:00 | 0 | 0 | 0 | 442 | 2030-09-16 13:00 | -700 | -62.15 | -510 | 442
2030-09-16 14:00 | 700 | 0 | 510 | 442 | 2030-09-16 14:00 | 0 | 0 | 0 | 442 | 2030-09-16 14:00 | -700 | 0 | -510 | 442
2030-09-16 15:00 | 700 | 102.68 | 510 | 442 | 2030-09-16 15:00 | 100 | 0 | 60.74 | 442 | 2030-09-16 15:00 | -317.94 | 0 | -210 | 442
2030-09-16 16:00 | 700 | 380.87 | 510 | 442 | 2030-09-16 16:00 | 700 | 112.11 | 360.74 | 442 | 2030-09-16 16:00 | 282.06 | 0 | 90 | 442
2030-09-16 17:00 | 700 | 350.83 | 510 | 442 | 2030-09-16 17:00 | 700 | 112.46 | 510 | 442 | 2030-09-16 17:00 | 700 | 300 | 390 | 442
2030-09-16 18:00 | 700 | 205 | 451.41 | 142 | 2030-09-16 18:00 | 700 | 0 | 210 | 442 | 2030-09-16 18:00 | 700 | 0 | 90 | 142
2030-09-16 19:00 | 700 | 505 | 510 | 442 | 2030-09-16 19:00 | 700 | 300 | 510 | 442 | 2030-09-16 19:00 | 700 | 300 | 390 | 442
2030-09-16 20:00 | 700 | 505 | 510 | 442 | 2030-09-16 20:00 | 700 | 505 | 510 | 442 | 2030-09-16 20:00 | 700 | 505 | 510 | 442
2030-09-16 21:00 | 700 | 505 | 510 | 442 | 2030-09-16 21:00 | 700 | 505 | 510 | 442 | 2030-09-16 21:00 | 700 | 505 | 510 | 442
2030-09-16 22:00 | 700 | 458.57 | 510 | 442 | 2030-09-16 22:00 | 700 | 505 | 510 | 442 | 2030-09-16 22:00 | 700 | 505 | 510 | 442
2030-09-16 23:00 | 700 | 277.58 | 510 | 442 | 2030-09-16 23:00 | 700 | 359.12 | 510 | 442 | 2030-09-16 23:00 | 700 | 415 | 510 | 442
2030-09-17 | 700 | 477.72 | 510 | 442 | 2030-09-17 | 700 | 396.57 | 510 | 442 | 2030-09-17 | 700 | 505 | 510 | 442
2030-09-17 01:00 | 700 | 505 | 510 | 442 | 2030-09-17 01:00 | 700 | 505 | 510 | 442 | 2030-09-17 01:00 | 700 | 505 | 510 | 442
2030-09-17 02:00 | 700 | 505 | 510 | 442 | 2030-09-17 02:00 | 506.78 | 505 | 510 | 442 | 2030-09-17 02:00 | 700 | 505 | 510 | 442
2030-09-17 03:00 | 700 | 301.11 | 510 | 442 | 2030-09-17 03:00 | 700 | 211.6 | 510 | 442 | 2030-09-17 03:00 | 700 | 505 | 510 | 442
2030-09-17 04:00 | 700 | 505 | 510 | 442 | 2030-09-17 04:00 | 700 | 204.22 | 510 | 442 | 2030-09-17 04:00 | 700 | 505 | 510 | 442
2030-09-17 05:00 | 700 | 224.83 | 510 | 442 | 2030-09-17 05:00 | 700 | 226.13 | 510 | 442 | 2030-09-17 05:00 | 700 | 505 | 510 | 442
2030-09-17 06:00 | 700 | 201.73 | 510 | 442 | 2030-09-17 06:00 | 700 | 57.75 | 510 | 442 | 2030-09-17 06:00 | 700 | 505 | 510 | 442
2030-09-17 07:00 | 700 | 310.36 | 510 | 442 | 2030-09-17 07:00 | 700 | 146.86 | 510 | 442 | 2030-09-17 07:00 | 680.61 | 300 | 210 | 442
2030-09-17 08:00 | 700 | 345.76 | 510 | 442 | 2030-09-17 08:00 | 600 | 100.4 | 300 | 442 | 2030-09-17 08:00 | 80.61 | 0 | -90 | 442
2030-09-17 09:00 | 700 | 390.27 | 510 | 442 | 2030-09-17 09:00 | 0 | 0 | 0 | 442 | 2030-09-17 09:00 | -519.39 | -300 | -390 | 442
2030-09-17 10:00 | 700 | 90.27 | 390.99 | 442 | 2030-09-17 10:00 | -600 | 0 | -169.18 | 442 | 2030-09-17 10:00 | -700 | -526 | -510 | 442
2030-09-17 11:00 | 700 | 0 | 176.41 | 442 | 2030-09-17 11:00 | -700 | 0 | -257.33 | 442 | 2030-09-17 11:00 | -700 | -526 | -510 | 442
2030-09-17 12:00 | 700 | 0 | 220.7 | 442 | 2030-09-17 12:00 | -700 | 0 | -510 | 442 | 2030-09-17 12:00 | -700 | -526 | -510 | 442
2030-09-17 13:00 | 700 | 0 | 51.98 | 442 | 2030-09-17 13:00 | -700 | 0 | -510 | 442 | 2030-09-17 13:00 | -700 | -526 | -510 | 442
2030-09-17 14:00 | 700 | 0 | -110.56 | 442 | 2030-09-17 14:00 | -515.83 | -226 | -510 | 442 | 2030-09-17 14:00 | -700 | -526 | -510 | 442
2030-09-17 15:00 | 700 | -300 | -410.56 | 142 | 2030-09-17 15:00 | 84.17 | -526 | -510 | 220.49 | 2030-09-17 15:00 | -600 | -526 | -510 | 148.27
2030-09-17 16:00 | 700 | -81.98 | -110.56 | 142 | 2030-09-17 16:00 | 661.37 | -482.99 | -510 | 344.84 | 2030-09-17 16:00 | 0 | -526 | -510 | 287.05
2030-09-17 17:00 | 700 | 218.02 | 189.44 | 442 | 2030-09-17 17:00 | 700 | -182.99 | -210 | 307.3 | 2030-09-17 17:00 | 600 | -308.09 | -510 | 261.6
2030-09-17 18:00 | 700 | 0 | 227.04 | 142 | 2030-09-17 18:00 | 700 | -482.99 | -510 | 7.3 | 2030-09-17 18:00 | 700 | -526 | -510 | -38.4
2030-09-17 19:00 | 700 | 205 | 510 | 142 | 2030-09-17 19:00 | 700 | -182.99 | -210 | 307.3 | 2030-09-17 19:00 | 700 | -226 | -510 | 261.6
2030-09-17 20:00 | 700 | 505 | 510 | 442 | 2030-09-17 20:00 | 700 | 117.01 | 90 | 442 | 2030-09-17 20:00 | 700 | -200.18 | -210 | 442
2030-09-17 21:00 | 700 | 505 | 510 | 442 | 2030-09-17 21:00 | 700 | 417.01 | 390 | 442 | 2030-09-17 21:00 | 700 | 40.8 | 90 | 442
2030-09-17 22:00 | 700 | 463.88 | 510 | 442 | 2030-09-17 22:00 | 700 | 352.43 | 510 | 442 | 2030-09-17 22:00 | 700 | 340.8 | 390 | 442
2030-09-17 23:00 | 700 | 181.54 | 510 | 442 | 2030-09-17 23:00 | 700 | 179.29 | 510 | 442 | 2030-09-17 23:00 | 700 | 335.26 | 510 | 442
2030-09-18 | 700 | 0 | 362.11 | 442 | 2030-09-18 | 700 | 0 | 355.41 | 442 | 2030-09-18 | 700 | 505 | 510 | 442
2030-09-18 01:00 | 700 | 0 | 427.98 | 442 | 2030-09-18 01:00 | 700 | 0 | 510 | 442 | 2030-09-18 01:00 | 700 | 205 | 510 | 442
2030-09-18 02:00 | 700 | 0 | 510 | 442 | 2030-09-18 02:00 | 700 | 87.27 | 510 | 442 | 2030-09-18 02:00 | 700 | 186.89 | 510 | 442
2030-09-18 03:00 | 700 | 140.64 | 510 | 442 | 2030-09-18 03:00 | 700 | 202.16 | 510 | 442 | 2030-09-18 03:00 | 700 | 350.9 | 510 | 442
2030-09-18 04:00 | 700 | 0 | 510 | 442 | 2030-09-18 04:00 | 700 | 0 | 510 | 442 | 2030-09-18 04:00 | 700 | 272.6 | 510 | 442
2030-09-18 05:00 | 700 | 0 | 510 | 442 | 2030-09-18 05:00 | 700 | 38.68 | 510 | 442 | 2030-09-18 05:00 | 700 | 150.91 | 510 | 442
2030-09-18 06:00 | 700 | 87.52 | 510 | 442 | 2030-09-18 06:00 | 700 | 139.61 | 510 | 442 | 2030-09-18 06:00 | 700 | 225.56 | 390 | 442
2030-09-18 07:00 | 700 | 240.84 | 510 | 442 | 2030-09-18 07:00 | 700 | 167.89 | 510 | 442 | 2030-09-18 07:00 | 500 | 74 | 90 | 442
2030-09-18 08:00 | 700 | 235.13 | 510 | 442 | 2030-09-18 08:00 | 600 | 21.45 | 210 | 442 | 2030-09-18 08:00 | -100 | -226 | -210 | 442
2030-09-18 09:00 | 700 | 244.25 | 510 | 442 | 2030-09-18 09:00 | 0 | 0 | -90 | 442 | 2030-09-18 09:00 | -700 | -526 | -510 | 442
2030-09-18 10:00 | 316.47 | 0 | 210 | 442 | 2030-09-18 10:00 | -600 | -211.97 | -390 | 442 | 2030-09-18 10:00 | -700 | -526 | -510 | 442
2030-09-18 11:00 | 150.01 | 0 | 0 | 442 | 2030-09-18 11:00 | -700 | -511.97 | -510 | 442 | 2030-09-18 11:00 | -700 | -526 | -510 | 373.84
2030-09-18 12:00 | 70.29 | 0 | 0 | 442 | 2030-09-18 12:00 | -700 | -526 | -510 | 442 | 2030-09-18 12:00 | -700 | -526 | -510 | 373.1
2030-09-18 13:00 | 0 | 0 | 0 | 442 | 2030-09-18 13:00 | -700 | -453.23 | -510 | 442 | 2030-09-18 13:00 | -700 | -526 | -510 | 422.26
2030-09-18 14:00 | 159.43 | 0 | 0 | 429.39 | 2030-09-18 14:00 | -700 | -402.66 | -510 | 442 | 2030-09-18 14:00 | -700 | -526 | -510 | 442
2030-09-18 15:00 | 0 | 0 | 0 | 442 | 2030-09-18 15:00 | -700 | -102.66 | -390 | 442 | 2030-09-18 15:00 | -700 | -526 | -510 | 442
2030-09-18 16:00 | 276.27 | 0 | 72.28 | 442 | 2030-09-18 16:00 | -262.33 | 0 | -90 | 442 | 2030-09-18 16:00 | -700 | -526 | -510 | 442
2030-09-18 17:00 | 700 | 170.63 | 372.28 | 442 | 2030-09-18 17:00 | 337.67 | 205 | 210 | 442 | 2030-09-18 17:00 | -100 | -226 | -210 | 442
2030-09-18 18:00 | 700 | 470.63 | 510 | 442 | 2030-09-18 18:00 | 700 | 505 | 510 | 442 | 2030-09-18 18:00 | 500 | 0 | 90 | 442
2030-09-18 19:00 | 700 | 505 | 510 | 442 | 2030-09-18 19:00 | 700 | 505 | 510 | 442 | 2030-09-18 19:00 | 700 | 300 | 390 | 442
2030-09-18 20:00 | 700 | 505 | 510 | 442 | 2030-09-18 20:00 | 700 | 505 | 510 | 442 | 2030-09-18 20:00 | 700 | 480.57 | 510 | 442
2030-09-18 21:00 | 700 | 505 | 510 | 442 | 2030-09-18 21:00 | 700 | 505 | 510 | 442 | 2030-09-18 21:00 | 700 | 505 | 510 | 442
2030-09-18 22:00 | 700 | 505 | 510 | 442 | 2030-09-18 22:00 | 700 | 505 | 510 | 442 | 2030-09-18 22:00 | 700 | 505 | 510 | 442
2030-09-18 23:00 | 430.75 | 505 | 510 | 442 | 2030-09-18 23:00 | 600.78 | 505 | 510 | 442 | 2030-09-18 23:00 | 700 | 505 | 510 | 442
2030-09-19 | 700 | 505 | 510 | 442 | 2030-09-19 | 700 | 505 | 510 | 442 | 2030-09-19 | 700 | 505 | 510 | 442
2030-09-19 01:00 | 700 | 505 | 510 | 442 | 2030-09-19 01:00 | 700 | 505 | 510 | 442 | 2030-09-19 01:00 | 700 | 505 | 510 | 442
2030-09-19 02:00 | 675.73 | 505 | 510 | 442 | 2030-09-19 02:00 | 700 | 505 | 510 | 442 | 2030-09-19 02:00 | 700 | 505 | 510 | 442
2030-09-19 03:00 | 700 | 505 | 510 | 442 | 2030-09-19 03:00 | 700 | 505 | 510 | 442 | 2030-09-19 03:00 | 700 | 505 | 510 | 442
2030-09-19 04:00 | 700 | 293.08 | 510 | 442 | 2030-09-19 04:00 | 700 | 400.85 | 510 | 442 | 2030-09-19 04:00 | 700 | 205 | 510 | 398.5
2030-09-19 05:00 | 700 | 0 | 510 | 359.36 | 2030-09-19 05:00 | 700 | 252.61 | 510 | 442 | 2030-09-19 05:00 | 700 | 32.45 | 510 | 142
2030-09-19 06:00 | 700 | 207.22 | 510 | 442 | 2030-09-19 06:00 | 700 | 505 | 510 | 442 | 2030-09-19 06:00 | 700 | 332.45 | 390 | 442
2030-09-19 07:00 | 700 | 407.36 | 510 | 442 | 2030-09-19 07:00 | 700 | 505 | 510 | 442 | 2030-09-19 07:00 | 500 | 74 | 90 | 442
2030-09-19 08:00 | 700 | 343.52 | 510 | 442 | 2030-09-19 08:00 | 540.79 | 226.98 | 300 | 442 | 2030-09-19 08:00 | -100 | -226 | -210 | 442
2030-09-19 09:00 | 700 | 232.31 | 510 | 442 | 2030-09-19 09:00 | -59.21 | 0 | 0 | 442 | 2030-09-19 09:00 | -700 | -526 | -510 | 442
2030-09-19 10:00 | 699.89 | 0 | 210 | 442 | 2030-09-19 10:00 | -659.21 | -300 | -300 | 442 | 2030-09-19 10:00 | -700 | -526 | -510 | 442
2030-09-19 11:00 | 355.34 | 0 | 0 | 442 | 2030-09-19 11:00 | -700 | -387.59 | -404.63 | 442 | 2030-09-19 11:00 | -700 | -526 | -510 | 442
2030-09-19 12:00 | 0 | 0 | 300 | 442 | 2030-09-19 12:00 | -700 | -87.59 | -104.63 | 442 | 2030-09-19 12:00 | -700 | -526 | -510 | 442
2030-09-19 13:00 | 0 | 0 | 323.44 | 442 | 2030-09-19 13:00 | -700 | 0 | 195.37 | 442 | 2030-09-19 13:00 | -700 | -226 | -210 | 442
2030-09-19 14:00 | 0 | 300 | 510 | 442 | 2030-09-19 14:00 | -700 | 300 | 495.37 | 442 | 2030-09-19 14:00 | -700 | -226 | -210 | 442
2030-09-19 15:00 | 581.76 | 0 | 210 | 442 | 2030-09-19 15:00 | -530.64 | 0 | 195.37 | 442 | 2030-09-19 15:00 | -700 | -526 | -510 | 442
2030-09-19 16:00 | 700 | 284.22 | 510 | 442 | 2030-09-19 16:00 | 69.36 | 62.24 | 495.37 | 442 | 2030-09-19 16:00 | -388.02 | -300 | -210 | 442
2030-09-19 17:00 | 700 | 343.71 | 510 | 442 | 2030-09-19 17:00 | 669.36 | 205 | 510 | 442 | 2030-09-19 17:00 | 211.98 | 0 | 90 | 442
2030-09-19 18:00 | 700 | 505 | 510 | 442 | 2030-09-19 18:00 | 700 | 505 | 510 | 442 | 2030-09-19 18:00 | 700 | 0 | 390 | 442
2030-09-19 19:00 | 700 | 505 | 510 | 442 | 2030-09-19 19:00 | 700 | 505 | 510 | 442 | 2030-09-19 19:00 | 700 | 0 | 510 | 442
2030-09-19 20:00 | 700 | 505 | 510 | 442 | 2030-09-19 20:00 | 700 | 505 | 510 | 442 | 2030-09-19 20:00 | 700 | 215.74 | 510 | 442
2030-09-19 21:00 | 700 | 505 | 510 | 442 | 2030-09-19 21:00 | 700 | 505 | 510 | 442 | 2030-09-19 21:00 | 700 | 505 | 510 | 442
2030-09-19 22:00 | 700 | 483.22 | 510 | 442 | 2030-09-19 22:00 | 700 | 505 | 510 | 442 | 2030-09-19 22:00 | 700 | 505 | 510 | 442
2030-09-19 23:00 | 697.7 | 505 | 510 | 442 | 2030-09-19 23:00 | 700 | 505 | 510 | 442 | 2030-09-19 23:00 | 700 | 505 | 510 | 442
2030-09-20 | 700 | 505 | 510 | 442 | 2030-09-20 | 700 | 351.87 | 510 | 442 | 2030-09-20 | 700 | 266.35 | 510 | 442
2030-09-20 01:00 | 700 | 464.02 | 510 | 442 | 2030-09-20 01:00 | 700 | 505 | 510 | 442 | 2030-09-20 01:00 | 700 | 247.71 | 510 | 442
2030-09-20 02:00 | 700 | 313.45 | 510 | 442 | 2030-09-20 02:00 | 700 | 355.3 | 510 | 442 | 2030-09-20 02:00 | 700 | 240.08 | 510 | 442
2030-09-20 03:00 | 700 | 505 | 510 | 442 | 2030-09-20 03:00 | 564.11 | 505 | 510 | 442 | 2030-09-20 03:00 | 448.56 | 505 | 510 | 442
2030-09-20 04:00 | 700 | 252.77 | 510 | 442 | 2030-09-20 04:00 | 700 | 205 | 510 | 442 | 2030-09-20 04:00 | 700 | 266.27 | 510 | 442
2030-09-20 05:00 | 700 | 394.36 | 510 | 442 | 2030-09-20 05:00 | 700 | 118.89 | 510 | 442 | 2030-09-20 05:00 | 700 | 59.83 | 510 | 442
2030-09-20 06:00 | 700 | 505 | 510 | 442 | 2030-09-20 06:00 | 700 | 249.31 | 510 | 442 | 2030-09-20 06:00 | 700 | 194.24 | 510 | 442
2030-09-20 07:00 | 700 | 357.33 | 510 | 442 | 2030-09-20 07:00 | 700 | 272.8 | 510 | 442 | 2030-09-20 07:00 | 700 | 108.68 | 300 | 442
2030-09-20 08:00 | 700 | 485.59 | 510 | 442 | 2030-09-20 08:00 | 600 | 198.22 | 300 | 442 | 2030-09-20 08:00 | 100 | 0 | 0 | 442
2030-09-20 09:00 | 700 | 404.48 | 510 | 442 | 2030-09-20 09:00 | 0 | 0 | 0 | 442 | 2030-09-20 09:00 | -500 | -235.56 | -300 | 442
2030-09-20 10:00 | 700 | 104.48 | 510 | 442 | 2030-09-20 10:00 | -600 | 0 | -269.31 | 442 | 2030-09-20 10:00 | -700 | -526 | -510 | 442
2030-09-20 11:00 | 700 | 0 | 510 | 442 | 2030-09-20 11:00 | -700 | 0 | -480.31 | 442 | 2030-09-20 11:00 | -700 | -526 | -510 | 442
2030-09-20 12:00 | 700 | 0 | 510 | 442 | 2030-09-20 12:00 | -700 | 0 | -510 | 442 | 2030-09-20 12:00 | -700 | -526 | -510 | 442
2030-09-20 13:00 | 700 | 0 | 510 | 442 | 2030-09-20 13:00 | -700 | 0 | -456.61 | 442 | 2030-09-20 13:00 | -700 | -526 | -510 | 442
2030-09-20 14:00 | 700 | 0 | 510 | 442 | 2030-09-20 14:00 | -600 | 0 | -156.61 | 442 | 2030-09-20 14:00 | -700 | -526 | -510 | 442
2030-09-20 15:00 | 700 | 228.48 | 510 | 442 | 2030-09-20 15:00 | 0 | -252.34 | -456.61 | 442 | 2030-09-20 15:00 | -500 | -526 | -510 | 442
2030-09-20 16:00 | 700 | 0 | 457.85 | 442 | 2030-09-20 16:00 | 600 | 0 | -156.61 | 442 | 2030-09-20 16:00 | 100 | -226 | -307.22 | 442
2030-09-20 17:00 | 700 | 0 | 510 | 160.91 | 2030-09-20 17:00 | 700 | 0 | -99.21 | 414.25 | 2030-09-20 17:00 | 700 | 0 | -187.63 | 442
2030-09-20 18:00 | 700 | 0 | 316.12 | 0 | 2030-09-20 18:00 | 700 | 0 | -129.25 | 442 | 2030-09-20 18:00 | 700 | 0 | -129.25 | 442
2030-09-20 19:00 | 700 | 169 | 210 | 142 | 2030-09-20 19:00 | 700 | -300 | -120.45 | 406.08 | 2030-09-20 19:00 | 700 | -284.32 | -172.71 | 442
2030-09-20 20:00 | 700 | 469 | 510 | 442 | 2030-09-20 20:00 | 700 | 0 | 179.55 | 442 | 2030-09-20 20:00 | 700 | 0 | 127.29 | 442
2030-09-20 21:00 | 700 | 386.9 | 510 | 442 | 2030-09-20 21:00 | 700 | 300 | 479.55 | 442 | 2030-09-20 21:00 | 700 | 0 | 427.29 | 442
2030-09-20 22:00 | 700 | 423.46 | 510 | 386.65 | 2030-09-20 22:00 | 700 | 505 | 510 | 442 | 2030-09-20 22:00 | 700 | 0 | 510 | 442
2030-09-20 23:00 | 700 | 123.46 | 510 | 299.04 | 2030-09-20 23:00 | 700 | 205 | 510 | 344.36 | 2030-09-20 23:00 | 700 | 0 | 510 | 442
2030-09-21 | 700 | 150.31 | 510 | 442 | 2030-09-21 | 700 | 150.31 | 510 | 442 | 2030-09-21 | 700 | 205 | 510 | 390.91
2030-09-21 01:00 | 700 | 450.31 | 510 | 442 | 2030-09-21 01:00 | 700 | 450.31 | 510 | 442 | 2030-09-21 01:00 | 700 | 505 | 510 | 442
2030-09-21 02:00 | 700 | 505 | 510 | 442 | 2030-09-21 02:00 | 700 | 505 | 510 | 442 | 2030-09-21 02:00 | 700 | 505 | 510 | 442
2030-09-21 03:00 | 700 | 505 | 510 | 442 | 2030-09-21 03:00 | 700 | 505 | 510 | 442 | 2030-09-21 03:00 | 700 | 505 | 510 | 442
2030-09-21 04:00 | 700 | 505 | 510 | 442 | 2030-09-21 04:00 | 700 | 505 | 510 | 442 | 2030-09-21 04:00 | 700 | 505 | 510 | 442
2030-09-21 05:00 | 700 | 300 | 504 | 442 | 2030-09-21 05:00 | 700 | 300 | 443.07 | 442 | 2030-09-21 05:00 | 700 | 439.95 | 390.04 | 442
2030-09-21 06:00 | 700 | 0 | 204 | 191.78 | 2030-09-21 06:00 | 700 | 0 | 143.07 | 249.7 | 2030-09-21 06:00 | 700 | 139.95 | 90.04 | 331.91
2030-09-21 07:00 | 700 | 0 | 0 | 360.75 | 2030-09-21 07:00 | 700 | 0 | -77.46 | 374.92 | 2030-09-21 07:00 | 500 | 0 | -209.96 | 442
2030-09-21 08:00 | 700 | 0 | -79.69 | 305.25 | 2030-09-21 08:00 | 700 | -226 | -377.46 | 251.67 | 2030-09-21 08:00 | -100 | -300 | -509.96 | 416.06
2030-09-21 09:00 | 700 | 0 | -379.69 | 223.07 | 2030-09-21 09:00 | 107.76 | -526 | -510 | 442 | 2030-09-21 09:00 | -700 | -526 | -510 | 345.91
2030-09-21 10:00 | 700 | 0 | -79.69 | 364.27 | 2030-09-21 10:00 | -492.24 | -526 | -510 | 442 | 2030-09-21 10:00 | -700 | -526 | -510 | 442
2030-09-21 11:00 | 700 | 0 | 0 | 292.5 | 2030-09-21 11:00 | -700 | -526 | -510 | 442 | 2030-09-21 11:00 | -700 | -526 | -510 | 442
2030-09-21 12:00 | 111.29 | 0 | 0 | 406.87 | 2030-09-21 12:00 | -700 | -526 | -510 | 442 | 2030-09-21 12:00 | -700 | -526 | -510 | 442
2030-09-21 13:00 | 225.68 | 0 | 0 | 365.85 | 2030-09-21 13:00 | -700 | -526 | -510 | 442 | 2030-09-21 13:00 | -700 | -526 | -510 | 442
2030-09-21 14:00 | 150.58 | 0 | 0 | 442 | 2030-09-21 14:00 | -700 | -226 | -254.69 | 442 | 2030-09-21 14:00 | -700 | -526 | -510 | 442
2030-09-21 15:00 | 700 | -85.82 | -129.67 | 360.52 | 2030-09-21 15:00 | -341.63 | -526 | -510 | 442 | 2030-09-21 15:00 | -700 | -526 | -510 | 442
2030-09-21 16:00 | 700 | 0 | 170.33 | 442 | 2030-09-21 16:00 | 230.37 | -226 | -210 | 442 | 2030-09-21 16:00 | -100 | -453.09 | -510 | 442
2030-09-21 17:00 | 700 | 0 | 210 | 396.45 | 2030-09-21 17:00 | 700 | -283.56 | -510 | 442 | 2030-09-21 17:00 | 500 | -153.09 | -463.64 | 300.95
2030-09-21 18:00 | 700 | 0 | 510 | 442 | 2030-09-21 18:00 | 700 | -395 | -390 | 442 | 2030-09-21 18:00 | 700 | 0 | -163.64 | 374.2
2030-09-21 19:00 | 700 | 152.23 | 510 | 442 | 2030-09-21 19:00 | 700 | -95 | -90 | 442 | 2030-09-21 19:00 | 700 | 0 | -90 | 354.4
2030-09-21 20:00 | 700 | 452.23 | 510 | 442 | 2030-09-21 20:00 | 700 | 205 | 210 | 442 | 2030-09-21 20:00 | 700 | 205 | 210 | 437.9
2030-09-21 21:00 | 700 | 505 | 510 | 442 | 2030-09-21 21:00 | 700 | 505 | 510 | 442 | 2030-09-21 21:00 | 700 | 505 | 510 | 442
2030-09-21 22:00 | 700 | 505 | 510 | 442 | 2030-09-21 22:00 | 700 | 505 | 510 | 442 | 2030-09-21 22:00 | 700 | 505 | 510 | 442
2030-09-21 23:00 | 700 | 334.07 | 510 | 442 | 2030-09-21 23:00 | 700 | 286.87 | 510 | 442 | 2030-09-21 23:00 | 700 | 505 | 510 | 442
2030-09-22 | 700 | 485.48 | 510 | 442 | 2030-09-22 | 700 | 483.84 | 510 | 442 | 2030-09-22 | 700 | 487.31 | 510 | 442
2030-09-22 01:00 | 700 | 291.8 | 510 | 442 | 2030-09-22 01:00 | 700 | 188.83 | 510 | 442 | 2030-09-22 01:00 | 700 | 187.31 | 510 | 441.55
2030-09-22 02:00 | 700 | 463.71 | 510 | 442 | 2030-09-22 02:00 | 700 | 346.34 | 510 | 442 | 2030-09-22 02:00 | 700 | 189.99 | 510 | 442
2030-09-22 03:00 | 700 | 355.96 | 510 | 442 | 2030-09-22 03:00 | 700 | 46.34 | 510 | 409.31 | 2030-09-22 03:00 | 616.88 | 0 | 314.43 | 142
2030-09-22 04:00 | 600 | 166.86 | 510 | 388.81 | 2030-09-22 04:00 | 480.23 | 0 | 510 | 252.54 | 2030-09-22 04:00 | 16.88 | 0 | 510 | 66.37
2030-09-22 05:00 | 0 | 466.86 | 510 | 442 | 2030-09-22 05:00 | -119.77 | 300 | 510 | 293.27 | 2030-09-22 05:00 | -583.12 | 300 | 483.77 | 103.67
2030-09-22 06:00 | 164.01 | 166.86 | 210 | 142 | 2030-09-22 06:00 | -100.09 | 0 | 210 | -6.73 | 2030-09-22 06:00 | -700 | 0 | 183.77 | -196.33
2030-09-22 07:00 | 514.94 | 0 | 352.2 | 0 | 2030-09-22 07:00 | 426.4 | 0 | 0 | -213.66 | 2030-09-22 07:00 | -180.8 | 0 | -7.38 | -449.58
2030-09-22 08:00 | -85.06 | 205 | 510 | 97.34 | 2030-09-22 08:00 | -168.52 | 0 | 0 | -124.12 | 2030-09-22 08:00 | -700 | -257.45 | -307.38 | -510
2030-09-22 09:00 | -685.06 | 505 | 510 | 85.5 | 2030-09-22 09:00 | -700 | 300 | 300 | 175.88 | 2030-09-22 09:00 | -700 | 42.55 | -7.38 | -210
2030-09-22 10:00 | -700 | 505 | 510 | 385.5 | 2030-09-22 10:00 | -700 | 505 | 510 | 442 | 2030-09-22 10:00 | -700 | 342.55 | 292.62 | 90
2030-09-22 11:00 | -700 | 505 | 510 | 442 | 2030-09-22 11:00 | -700 | 505 | 510 | 442 | 2030-09-22 11:00 | -700 | 505 | 510 | 390
2030-09-22 12:00 | -700 | 505 | 510 | 442 | 2030-09-22 12:00 | -700 | 505 | 510 | 442 | 2030-09-22 12:00 | -700 | 505 | 510 | 442
2030-09-22 13:00 | -700 | 505 | 510 | 442 | 2030-09-22 13:00 | -700 | 505 | 510 | 442 | 2030-09-22 13:00 | -700 | 505 | 510 | 442
2030-09-22 14:00 | -700 | 505 | 510 | 442 | 2030-09-22 14:00 | -700 | 505 | 510 | 442 | 2030-09-22 14:00 | -700 | 505 | 510 | 442
2030-09-22 15:00 | -524.68 | 505 | 510 | 442 | 2030-09-22 15:00 | -700 | 505 | 510 | 442 | 2030-09-22 15:00 | -700 | 505 | 510 | 442
2030-09-22 16:00 | -83.8 | 505 | 510 | 442 | 2030-09-22 16:00 | -310.78 | 505 | 510 | 442 | 2030-09-22 16:00 | -700 | 505 | 510 | 442
2030-09-22 17:00 | 446.94 | 505 | 510 | 442 | 2030-09-22 17:00 | 289.22 | 505 | 510 | 442 | 2030-09-22 17:00 | -100 | 505 | 510 | 442
2030-09-22 18:00 | 700 | 377.3 | 510 | 442 | 2030-09-22 18:00 | 700 | 505 | 510 | 442 | 2030-09-22 18:00 | 500 | 205 | 510 | 333.47
2030-09-22 19:00 | 700 | 266.81 | 510 | 442 | 2030-09-22 19:00 | 700 | 205 | 510 | 442 | 2030-09-22 19:00 | 700 | 0 | 510 | 230.46
2030-09-22 20:00 | 700 | 505 | 510 | 442 | 2030-09-22 20:00 | 700 | 505 | 510 | 442 | 2030-09-22 20:00 | 700 | 0 | 510 | 442
2030-09-22 21:00 | 700 | 498.8 | 510 | 442 | 2030-09-22 21:00 | 700 | 205 | 510 | 442 | 2030-09-22 21:00 | 700 | 0 | 510 | 442
2030-09-22 22:00 | 700 | 198.8 | 510 | 442 | 2030-09-22 22:00 | 700 | 324.52 | 510 | 442 | 2030-09-22 22:00 | 700 | 0 | 510 | 442
2030-09-22 23:00 | 700 | 439.85 | 510 | 442 | 2030-09-22 23:00 | 700 | 505 | 510 | 442 | 2030-09-22 23:00 | 700 | 0 | 510 | 413.82
2030-09-23 | 700 | 323.18 | 510 | 442 | 2030-09-23 | 700 | 483.7 | 510 | 442 | 2030-09-23 | 700 | 300 | 510 | 442
2030-09-23 01:00 | 700 | 23.18 | 510 | 442 | 2030-09-23 01:00 | 700 | 289.43 | 510 | 442 | 2030-09-23 01:00 | 700 | 505 | 510 | 442
2030-09-23 02:00 | 700 | 106.83 | 510 | 442 | 2030-09-23 02:00 | 700 | 201.33 | 510 | 442 | 2030-09-23 02:00 | 700 | 505 | 510 | 442
2030-09-23 03:00 | 700 | 292.6 | 510 | 442 | 2030-09-23 03:00 | 700 | 193.03 | 510 | 442 | 2030-09-23 03:00 | 700 | 505 | 510 | 442
2030-09-23 04:00 | 700 | 189.09 | 510 | 442 | 2030-09-23 04:00 | 700 | 166.02 | 510 | 442 | 2030-09-23 04:00 | 700 | 505 | 510 | 442
2030-09-23 05:00 | 700 | 158.62 | 510 | 442 | 2030-09-23 05:00 | 700 | 92.87 | 510 | 442 | 2030-09-23 05:00 | 700 | 505 | 510 | 442
2030-09-23 06:00 | 700 | 330.13 | 510 | 442 | 2030-09-23 06:00 | 700 | 176.58 | 510 | 442 | 2030-09-23 06:00 | 700 | 505 | 510 | 442
2030-09-23 07:00 | 700 | 482.92 | 510 | 442 | 2030-09-23 07:00 | 700 | 443.13 | 510 | 442 | 2030-09-23 07:00 | 700 | 505 | 510 | 442
2030-09-23 08:00 | 700 | 505 | 510 | 442 | 2030-09-23 08:00 | 700 | 505 | 510 | 442 | 2030-09-23 08:00 | 700 | 505 | 510 | 442
2030-09-23 09:00 | 700 | 505 | 510 | 442 | 2030-09-23 09:00 | 700 | 249.64 | 510 | 442 | 2030-09-23 09:00 | 700 | 505 | 510 | 442
2030-09-23 10:00 | 700 | 505 | 510 | 442 | 2030-09-23 10:00 | 700 | 0 | 510 | 442 | 2030-09-23 10:00 | 700 | 275.95 | 510 | 442
2030-09-23 11:00 | 700 | 455.41 | 510 | 442 | 2030-09-23 11:00 | 700 | 0 | 510 | 442 | 2030-09-23 11:00 | 700 | 71.09 | 510 | 442
2030-09-23 12:00 | 700 | 505 | 510 | 442 | 2030-09-23 12:00 | 700 | 0 | 510 | 442 | 2030-09-23 12:00 | 700 | 0 | 390 | 442
2030-09-23 13:00 | 700 | 294.21 | 510 | 442 | 2030-09-23 13:00 | 700 | 0 | 389.51 | 442 | 2030-09-23 13:00 | 700 | 0 | 90 | 442
2030-09-23 14:00 | 700 | 47.65 | 510 | 442 | 2030-09-23 14:00 | 700 | 0 | 89.51 | 442 | 2030-09-23 14:00 | 700 | -141.03 | -210 | 442
2030-09-23 15:00 | 700 | 135.11 | 510 | 193 | 2030-09-23 15:00 | 700 | -122.67 | -210.49 | 348.89 | 2030-09-23 15:00 | 700 | -441.03 | -510 | 279.78
2030-09-23 16:00 | 700 | 435.11 | 510 | 442 | 2030-09-23 16:00 | 700 | 0 | 0 | 442 | 2030-09-23 16:00 | 700 | -141.03 | -417.07 | 279.78
2030-09-23 17:00 | 700 | 505 | 510 | 442 | 2030-09-23 17:00 | 700 | 0 | 210 | 442 | 2030-09-23 17:00 | 700 | 0 | -358.27 | 442
2030-09-23 18:00 | 700 | 505 | 510 | 442 | 2030-09-23 18:00 | 700 | 0 | 510 | 442 | 2030-09-23 18:00 | 700 | 0 | -58.27 | 377.98
2030-09-23 19:00 | 700 | 505 | 510 | 442 | 2030-09-23 19:00 | 700 | 0 | 408.73 | 442 | 2030-09-23 19:00 | 700 | 0 | 0 | 442
2030-09-23 20:00 | 700 | 505 | 510 | 442 | 2030-09-23 20:00 | 700 | 0 | 408.73 | 442 | 2030-09-23 20:00 | 700 | 0 | -300 | 442
2030-09-23 21:00 | 700 | 326.39 | 510 | 442 | 2030-09-23 21:00 | 700 | 62.74 | 210 | 420.29 | 2030-09-23 21:00 | 700 | 0 | 0 | 309.14
2030-09-23 22:00 | 700 | 198.41 | 510 | 442 | 2030-09-23 22:00 | 700 | 362.74 | 510 | 442 | 2030-09-23 22:00 | 700 | 105.1 | 300 | 442
2030-09-23 23:00 | 700 | 231.84 | 510 | 442 | 2030-09-23 23:00 | 700 | 316.23 | 510 | 442 | 2030-09-23 23:00 | 700 | 151.98 | 510 | 442
2030-09-24 | 700 | 126.9 | 510 | 442 | 2030-09-24 | 511.62 | 505 | 510 | 442 | 2030-09-24 | 500 | 243.08 | 510 | 442
2030-09-24 01:00 | 600 | 205 | 407.47 | 409.64 | 2030-09-24 01:00 | -88.38 | 459.03 | 510 | 442 | 2030-09-24 01:00 | -100 | 205 | 210 | 335.39
2030-09-24 02:00 | 0 | 505 | 510 | 442 | 2030-09-24 02:00 | -688.38 | 505 | 510 | 442 | 2030-09-24 02:00 | -700 | 505 | 510 | 442
2030-09-24 03:00 | 0 | 505 | 510 | 442 | 2030-09-24 03:00 | -700 | 505 | 510 | 442 | 2030-09-24 03:00 | -700 | 505 | 510 | 442
2030-09-24 04:00 | -164.49 | 505 | 510 | 442 | 2030-09-24 04:00 | -700 | 505 | 510 | 442 | 2030-09-24 04:00 | -700 | 505 | 510 | 442
2030-09-24 05:00 | 0 | 205 | 510 | 272.86 | 2030-09-24 05:00 | -100 | 205 | 279.88 | 142 | 2030-09-24 05:00 | -685.06 | 205 | 210 | 142
2030-09-24 06:00 | 560.25 | 205 | 210 | 142 | 2030-09-24 06:00 | 156.72 | 205 | 210 | 142 | 2030-09-24 06:00 | -632.03 | 205 | 210 | 142
2030-09-24 07:00 | 194.06 | 505 | 510 | 442 | 2030-09-24 07:00 | -32.82 | 505 | 510 | 442 | 2030-09-24 07:00 | -700 | 505 | 510 | 442
2030-09-24 08:00 | 700 | 505 | 510 | 442 | 2030-09-24 08:00 | 567.18 | 505 | 510 | 442 | 2030-09-24 08:00 | -692.61 | 205 | 210 | 142
2030-09-24 09:00 | 700 | 505 | 510 | 442 | 2030-09-24 09:00 | 0 | 505 | 510 | 442 | 2030-09-24 09:00 | -100 | 0 | 0 | 15.39
2030-09-24 10:00 | 100 | 505 | 510 | 442 | 2030-09-24 10:00 | -600 | 505 | 510 | 442 | 2030-09-24 10:00 | -700 | 74 | 90 | 315.39
2030-09-24 11:00 | -455.34 | 505 | 510 | 442 | 2030-09-24 11:00 | -700 | 505 | 510 | 442 | 2030-09-24 11:00 | -700 | -226 | -210 | 15.39
2030-09-24 12:00 | -208.65 | 205 | 210 | 142 | 2030-09-24 12:00 | -700 | 205 | 210 | 142 | 2030-09-24 12:00 | -700 | -526 | -510 | -284.61
2030-09-24 13:00 | -77.4 | 0 | 0 | 155.61 | 2030-09-24 13:00 | -700 | -95 | -90 | -53.89 | 2030-09-24 13:00 | -700 | -526 | -510 | -312.53
2030-09-24 14:00 | -417.59 | 0 | 0 | 99.9 | 2030-09-24 14:00 | -700 | -395 | -390 | -112.17 | 2030-09-24 14:00 | -700 | -526 | -510 | -321.77
2030-09-24 15:00 | -333.96 | 0 | 0 | 246.25 | 2030-09-24 15:00 | -700 | -526 | -510 | 65.88 | 2030-09-24 15:00 | -700 | -526 | -510 | -151.67
2030-09-24 16:00 | 219.41 | 0 | 0 | 328.33 | 2030-09-24 16:00 | -124.3 | -300 | -378.95 | 163.66 | 2030-09-24 16:00 | -700 | -526 | -510 | 142
2030-09-24 17:00 | 700 | 0 | 88.76 | 442 | 2030-09-24 17:00 | 475.7 | 0 | -78.95 | 441.29 | 2030-09-24 17:00 | -188.72 | -226 | -210 | 442
2030-09-24 18:00 | 700 | 0 | -14.52 | 442 | 2030-09-24 18:00 | 700 | -300 | -378.95 | 141.29 | 2030-09-24 18:00 | 0 | -526 | -510 | 250.78
2030-09-24 19:00 | 700 | 300 | 285.48 | 442 | 2030-09-24 19:00 | 700 | 0 | -78.95 | 441.29 | 2030-09-24 19:00 | 0 | -226 | -210 | 442
2030-09-24 20:00 | 700 | 505 | 510 | 442 | 2030-09-24 20:00 | 700 | 300 | 221.05 | 442 | 2030-09-24 20:00 | 0 | 0 | 0 | 442
2030-09-24 21:00 | 525.33 | 505 | 510 | 442 | 2030-09-24 21:00 | 700 | 505 | 510 | 442 | 2030-09-24 21:00 | 0 | 205 | 210 | 442
2030-09-24 22:00 | 553.25 | 505 | 510 | 442 | 2030-09-24 22:00 | 700 | 505 | 510 | 442 | 2030-09-24 22:00 | -11.81 | 505 | 510 | 442
2030-09-24 23:00 | 412.91 | 505 | 510 | 442 | 2030-09-24 23:00 | 137.57 | 505 | 510 | 442 | 2030-09-24 23:00 | -611.81 | 505 | 510 | 442
2030-09-25 | 617.97 | 505 | 510 | 442 | 2030-09-25 | -239.37 | 505 | 510 | 442 | 2030-09-25 | -700 | 505 | 510 | 442
2030-09-25 01:00 | 331.44 | 505 | 510 | 442 | 2030-09-25 01:00 | -592.53 | 505 | 510 | 442 | 2030-09-25 01:00 | -700 | 505 | 510 | 442
2030-09-25 02:00 | 124.28 | 505 | 510 | 442 | 2030-09-25 02:00 | -700 | 505 | 510 | 442 | 2030-09-25 02:00 | -700 | 505 | 510 | 442
2030-09-25 03:00 | 0 | 505 | 510 | 442 | 2030-09-25 03:00 | -700 | 505 | 510 | 442 | 2030-09-25 03:00 | -700 | 505 | 510 | 442
2030-09-25 04:00 | -272.3 | 505 | 510 | 442 | 2030-09-25 04:00 | -700 | 505 | 510 | 442 | 2030-09-25 04:00 | -700 | 374 | 389.33 | 442
2030-09-25 05:00 | -191.75 | 505 | 510 | 442 | 2030-09-25 05:00 | -700 | 505 | 510 | 442 | 2030-09-25 05:00 | -700 | 74 | 89.33 | 442
2030-09-25 06:00 | 334.78 | 205 | 210 | 315.95 | 2030-09-25 06:00 | -700 | 205 | 210 | 245.75 | 2030-09-25 06:00 | -700 | -226 | -210.67 | 142
2030-09-25 07:00 | 700 | 214.45 | 510 | 442 | 2030-09-25 07:00 | -100 | 0 | 261.83 | 442 | 2030-09-25 07:00 | -700 | -526 | -510 | 0
2030-09-25 08:00 | 657.93 | 312.89 | 510 | 442 | 2030-09-25 08:00 | -171.94 | 0 | 0 | 364.35 | 2030-09-25 08:00 | -700 | -526 | -510 | 296.43
2030-09-25 09:00 | 57.93 | 505 | 510 | 442 | 2030-09-25 09:00 | -700 | 300 | 300 | 442 | 2030-09-25 09:00 | -700 | -226 | -210 | 442
2030-09-25 10:00 | -542.07 | 505 | 510 | 442 | 2030-09-25 10:00 | -700 | 505 | 510 | 442 | 2030-09-25 10:00 | -700 | 74 | 90 | 442
2030-09-25 11:00 | -700 | 505 | 510 | 412.92 | 2030-09-25 11:00 | -700 | 505 | 510 | 442 | 2030-09-25 11:00 | -700 | 374 | 390 | 442
2030-09-25 12:00 | -700 | 505 | 510 | 371.05 | 2030-09-25 12:00 | -700 | 505 | 510 | 442 | 2030-09-25 12:00 | -700 | 505 | 510 | 442
2030-09-25 13:00 | -700 | 505 | 510 | 283.51 | 2030-09-25 13:00 | -700 | 505 | 510 | 442 | 2030-09-25 13:00 | -700 | 505 | 510 | 442
2030-09-25 14:00 | -700 | 505 | 510 | 282.62 | 2030-09-25 14:00 | -700 | 505 | 510 | 442 | 2030-09-25 14:00 | -700 | 505 | 510 | 442
2030-09-25 15:00 | -700 | 505 | 510 | 346.63 | 2030-09-25 15:00 | -700 | 505 | 510 | 442 | 2030-09-25 15:00 | -700 | 505 | 510 | 442
2030-09-25 16:00 | -385.98 | 505 | 510 | 442 | 2030-09-25 16:00 | -700 | 505 | 510 | 442 | 2030-09-25 16:00 | -700 | 505 | 510 | 442
2030-09-25 17:00 | 214.02 | 505 | 510 | 442 | 2030-09-25 17:00 | -100 | 205 | 510 | 437.31 | 2030-09-25 17:00 | -100 | 205 | 510 | 442
2030-09-25 18:00 | 700 | 505 | 510 | 442 | 2030-09-25 18:00 | 500 | 505 | 510 | 442 | 2030-09-25 18:00 | 500 | 153.64 | 510 | 207.42
2030-09-25 19:00 | 700 | 491.85 | 510 | 231.35 | 2030-09-25 19:00 | 700 | 505 | 510 | 330.8 | 2030-09-25 19:00 | 700 | 453.64 | 510 | -92.58
2030-09-25 20:00 | 700 | 505 | 510 | 442 | 2030-09-25 20:00 | 700 | 505 | 510 | 442 | 2030-09-25 20:00 | 700 | 505 | 510 | 207.42
2030-09-25 21:00 | 700 | 505 | 510 | 442 | 2030-09-25 21:00 | 700 | 505 | 510 | 442 | 2030-09-25 21:00 | 700 | 505 | 510 | 442
2030-09-25 22:00 | 700 | 505 | 510 | 442 | 2030-09-25 22:00 | 700 | 505 | 510 | 442 | 2030-09-25 22:00 | 700 | 505 | 510 | 442
2030-09-25 23:00 | 700 | 505 | 510 | 442 | 2030-09-25 23:00 | 700 | 505 | 510 | 442 | 2030-09-25 23:00 | 700 | 505 | 510 | 442
2030-09-26 | 700 | 505 | 510 | 442 | 2030-09-26 | 700 | 505 | 510 | 442 | 2030-09-26 | 700 | 505 | 510 | 442
2030-09-26 01:00 | 700 | 505 | 510 | 442 | 2030-09-26 01:00 | 700 | 505 | 510 | 442 | 2030-09-26 01:00 | 700 | 505 | 510 | 442
2030-09-26 02:00 | 700 | 505 | 510 | 442 | 2030-09-26 02:00 | 700 | 505 | 510 | 442 | 2030-09-26 02:00 | 700 | 505 | 510 | 442
2030-09-26 03:00 | 700 | 377.38 | 510 | 442 | 2030-09-26 03:00 | 700 | 300 | 510 | 442 | 2030-09-26 03:00 | 700 | 300 | 510 | 442
2030-09-26 04:00 | 700 | 77.38 | 510 | 442 | 2030-09-26 04:00 | 700 | 0 | 510 | 442 | 2030-09-26 04:00 | 700 | 0 | 510 | 152.91
2030-09-26 05:00 | 700 | 0 | 510 | 442 | 2030-09-26 05:00 | 700 | 0 | 510 | 152.95 | 2030-09-26 05:00 | 700 | 0 | 510 | 0
2030-09-26 06:00 | 700 | 121.14 | 510 | 442 | 2030-09-26 06:00 | 700 | 0 | 510 | 442 | 2030-09-26 06:00 | 700 | 0 | 502.5 | 299.12
2030-09-26 07:00 | 700 | 421.14 | 510 | 442 | 2030-09-26 07:00 | 700 | 228.53 | 510 | 442 | 2030-09-26 07:00 | 500 | 300 | 202.5 | 442
2030-09-26 08:00 | 700 | 505 | 510 | 442 | 2030-09-26 08:00 | 189.2 | 264.05 | 510 | 442 | 2030-09-26 08:00 | -100 | 0 | -97.5 | 442
2030-09-26 09:00 | 600 | 437.89 | 510 | 442 | 2030-09-26 09:00 | -410.8 | 205 | 210 | 442 | 2030-09-26 09:00 | -700 | -300 | -397.5 | 142
2030-09-26 10:00 | 0 | 505 | 510 | 442 | 2030-09-26 10:00 | -700 | 505 | 510 | 442 | 2030-09-26 10:00 | -700 | 0 | -97.5 | 442
2030-09-26 11:00 | -165.56 | 505 | 510 | 442 | 2030-09-26 11:00 | -700 | 505 | 510 | 442 | 2030-09-26 11:00 | -700 | 300 | 202.5 | 442
2030-09-26 12:00 | -165.56 | 505 | 510 | 442 | 2030-09-26 12:00 | -700 | 505 | 510 | 442 | 2030-09-26 12:00 | -700 | 505 | 486.06 | 442
2030-09-26 13:00 | 0 | 505 | 510 | 442 | 2030-09-26 13:00 | -700 | 300 | 436.2 | 442 | 2030-09-26 13:00 | -700 | 205 | 186.06 | 442
2030-09-26 14:00 | 0 | 312.45 | 510 | 442 | 2030-09-26 14:00 | -700 | 0 | 136.2 | 442 | 2030-09-26 14:00 | -700 | -95 | -113.94 | 442
2030-09-26 15:00 | 600 | 12.45 | 510 | 442 | 2030-09-26 15:00 | -138.11 | -300 | -90 | 442 | 2030-09-26 15:00 | -700 | -300 | -379.92 | 416.22
2030-09-26 16:00 | 700 | 205 | 429.06 | 442 | 2030-09-26 16:00 | 461.89 | 0 | 210 | 442 | 2030-09-26 16:00 | -100 | 0 | -79.92 | 442
2030-09-26 17:00 | 700 | 505 | 510 | 442 | 2030-09-26 17:00 | 700 | 107.98 | 510 | 442 | 2030-09-26 17:00 | 500 | 300 | 220.08 | 442
2030-09-26 18:00 | 700 | 505 | 510 | 442 | 2030-09-26 18:00 | 700 | 0 | 510 | 442 | 2030-09-26 18:00 | 700 | 0 | 305.56 | 442
2030-09-26 19:00 | 700 | 505 | 510 | 442 | 2030-09-26 19:00 | 700 | 193.4 | 510 | 442 | 2030-09-26 19:00 | 700 | 0 | 5.56 | 442
2030-09-26 20:00 | 700 | 505 | 510 | 442 | 2030-09-26 20:00 | 700 | 205 | 510 | 442 | 2030-09-26 20:00 | 700 | 205 | 305.56 | 442
2030-09-26 21:00 | 700 | 505 | 510 | 442 | 2030-09-26 21:00 | 700 | 505 | 510 | 442 | 2030-09-26 21:00 | 700 | 505 | 510 | 442
2030-09-26 22:00 | 700 | 505 | 510 | 442 | 2030-09-26 22:00 | 700 | 505 | 510 | 442 | 2030-09-26 22:00 | 700 | 505 | 510 | 442
2030-09-26 23:00 | 700 | 505 | 510 | 442 | 2030-09-26 23:00 | 700 | 505 | 510 | 442 | 2030-09-26 23:00 | 700 | 505 | 510 | 442
2030-09-27 | 700 | 505 | 510 | 442 | 2030-09-27 | 700 | 505 | 510 | 442 | 2030-09-27 | 700 | 505 | 510 | 442
2030-09-27 01:00 | 700 | 505 | 510 | 442 | 2030-09-27 01:00 | 700 | 505 | 510 | 442 | 2030-09-27 01:00 | 700 | 505 | 510 | 442
2030-09-27 02:00 | 700 | 505 | 510 | 442 | 2030-09-27 02:00 | 700 | 505 | 510 | 442 | 2030-09-27 02:00 | 700 | 505 | 510 | 442
2030-09-27 03:00 | 700 | 505 | 510 | 442 | 2030-09-27 03:00 | 700 | 505 | 510 | 442 | 2030-09-27 03:00 | 700 | 505 | 510 | 442
2030-09-27 04:00 | 700 | 505 | 510 | 442 | 2030-09-27 04:00 | 700 | 505 | 510 | 442 | 2030-09-27 04:00 | 700 | 505 | 510 | 442
2030-09-27 05:00 | 700 | 345.95 | 510 | 442 | 2030-09-27 05:00 | 700 | 505 | 510 | 442 | 2030-09-27 05:00 | 700 | 300 | 499.15 | 442
2030-09-27 06:00 | 700 | 45.95 | 510 | 442 | 2030-09-27 06:00 | 700 | 205 | 372.61 | 271.18 | 2030-09-27 06:00 | 700 | 0 | 199.15 | 408.88
2030-09-27 07:00 | 700 | 272.59 | 510 | 442 | 2030-09-27 07:00 | 700 | 214 | 90 | 442 | 2030-09-27 07:00 | 700 | 0 | -100.85 | 442
2030-09-27 08:00 | 700 | 403.59 | 510 | 442 | 2030-09-27 08:00 | 700 | -86 | -210 | 442 | 2030-09-27 08:00 | 656.07 | -300 | -400.85 | 442
2030-09-27 09:00 | 700 | 103.59 | 510 | 442 | 2030-09-27 09:00 | 473.41 | -386 | -510 | 442 | 2030-09-27 09:00 | 56.07 | -526 | -510 | 436.09
2030-09-27 10:00 | 700 | 0 | 490.53 | 442 | 2030-09-27 10:00 | 0 | -86 | -510 | 442 | 2030-09-27 10:00 | -543.93 | -526 | -510 | 442
2030-09-27 11:00 | 700 | 0 | 412.64 | 442 | 2030-09-27 11:00 | 0 | 0 | -510 | 442 | 2030-09-27 11:00 | -700 | -526 | -510 | 442
2030-09-27 12:00 | 700 | 0 | 112.64 | 442 | 2030-09-27 12:00 | 0 | 0 | -510 | 442 | 2030-09-27 12:00 | -700 | -526 | -510 | 442
2030-09-27 13:00 | 700 | 0 | 0 | 401.59 | 2030-09-27 13:00 | 0 | 0 | -510 | 442 | 2030-09-27 13:00 | -700 | -526 | -510 | 442
2030-09-27 14:00 | 700 | -153.74 | -300 | 116.69 | 2030-09-27 14:00 | 0 | -278.66 | -510 | 442 | 2030-09-27 14:00 | -700 | -526 | -510 | 442
2030-09-27 15:00 | 700 | 0 | -202.04 | 17.67 | 2030-09-27 15:00 | 508.14 | -526 | -510 | 195.18 | 2030-09-27 15:00 | -230.26 | -526 | -510 | 144.44
2030-09-27 16:00 | 700 | 0 | 97.96 | 131.21 | 2030-09-27 16:00 | 700 | -464.43 | -510 | 302.97 | 2030-09-27 16:00 | 369.74 | -526 | -510 | 273.1
2030-09-27 17:00 | 700 | 0 | 397.96 | 431.21 | 2030-09-27 17:00 | 700 | -226 | -210 | 201.71 | 2030-09-27 17:00 | 700 | -226 | -510 | 5.19
2030-09-27 18:00 | 700 | 0 | 267.63 | 131.21 | 2030-09-27 18:00 | 700 | -526 | -510 | -98.29 | 2030-09-27 18:00 | 700 | -526 | -510 | -294.81
2030-09-27 19:00 | 700 | 0 | 210 | 142 | 2030-09-27 19:00 | 700 | -226 | -210 | 201.71 | 2030-09-27 19:00 | 700 | -226 | -510 | 5.19
2030-09-27 20:00 | 700 | 274.79 | 510 | 442 | 2030-09-27 20:00 | 700 | 0 | 90 | 410.71 | 2030-09-27 20:00 | 700 | 0 | -256.4 | 305.19
2030-09-27 21:00 | 700 | 262.17 | 510 | 442 | 2030-09-27 21:00 | 700 | 24.69 | 390 | 410.71 | 2030-09-27 21:00 | 700 | 0 | 0 | 338.97
2030-09-27 22:00 | 700 | 92.11 | 510 | 442 | 2030-09-27 22:00 | 700 | 324.69 | 510 | 442 | 2030-09-27 22:00 | 700 | 169.75 | 300 | 442
2030-09-27 23:00 | 700 | 336.49 | 510 | 442 | 2030-09-27 23:00 | 700 | 235.28 | 510 | 442 | 2030-09-27 23:00 | 700 | 275.96 | 510 | 442
2030-09-28 | 700 | 311.28 | 510 | 442 | 2030-09-28 | 700 | 153.91 | 510 | 442 | 2030-09-28 | 700 | 50.98 | 510 | 442
2030-09-28 01:00 | 700 | 300 | 510 | 442 | 2030-09-28 01:00 | 700 | 164.3 | 459.2 | 442 | 2030-09-28 01:00 | 700 | 0 | 430.78 | 442
2030-09-28 02:00 | 700 | 0 | 210 | 394.59 | 2030-09-28 02:00 | 100 | 0 | 159.2 | 442 | 2030-09-28 02:00 | 100 | 0 | 130.78 | 442
2030-09-28 03:00 | 700 | 34.5 | 510 | 442 | 2030-09-28 03:00 | 700 | 0 | 459.2 | 442 | 2030-09-28 03:00 | 700 | 0 | 430.78 | 442
2030-09-28 04:00 | 700 | 334.5 | 510 | 442 | 2030-09-28 04:00 | 700 | 145.99 | 510 | 442 | 2030-09-28 04:00 | 700 | 181.1 | 510 | 442
2030-09-28 05:00 | 700 | 330.35 | 510 | 442 | 2030-09-28 05:00 | 700 | 266.41 | 510 | 442 | 2030-09-28 05:00 | 700 | 239.05 | 510 | 442
2030-09-28 06:00 | 700 | 297.1 | 510 | 442 | 2030-09-28 06:00 | 700 | 180.45 | 510 | 442 | 2030-09-28 06:00 | 700 | 205 | 510 | 442
2030-09-28 07:00 | 700 | 505 | 510 | 442 | 2030-09-28 07:00 | 700 | 480.45 | 510 | 442 | 2030-09-28 07:00 | 700 | 505 | 510 | 442
2030-09-28 08:00 | 700 | 405.12 | 510 | 442 | 2030-09-28 08:00 | 700 | 190.21 | 510 | 442 | 2030-09-28 08:00 | 700 | 300 | 338.62 | 442
2030-09-28 09:00 | 700 | 105.34 | 510 | 442 | 2030-09-28 09:00 | 277.26 | 0 | 210 | 442 | 2030-09-28 09:00 | 100 | 0 | 38.62 | 442
2030-09-28 10:00 | 700 | 0 | 417.39 | 442 | 2030-09-28 10:00 | -322.74 | 0 | 0 | 442 | 2030-09-28 10:00 | -500 | -290.59 | -261.38 | 442
2030-09-28 11:00 | 700 | 0 | 143.76 | 442 | 2030-09-28 11:00 | -700 | 0 | 0 | 442 | 2030-09-28 11:00 | -700 | -426.46 | -510 | 442
2030-09-28 12:00 | 468.47 | 0 | 0 | 442 | 2030-09-28 12:00 | -700 | 0 | 0 | 442 | 2030-09-28 12:00 | -700 | -526 | -510 | 442
2030-09-28 13:00 | 349.33 | 0 | 0 | 411.31 | 2030-09-28 13:00 | -700 | 0 | 0 | 442 | 2030-09-28 13:00 | -700 | -526 | -510 | 380
2030-09-28 14:00 | 329.89 | 0 | 0 | 111.31 | 2030-09-28 14:00 | -700 | 0 | -28.86 | 142 | 2030-09-28 14:00 | -700 | -526 | -510 | 422.56
2030-09-28 15:00 | 514.18 | 0 | 0 | 149.43 | 2030-09-28 15:00 | -500 | 0 | -48.55 | 332.96 | 2030-09-28 15:00 | -500 | -412.72 | -510 | 442
2030-09-28 16:00 | 700 | 0 | 0 | 382.4 | 2030-09-28 16:00 | 100 | 0 | -210 | 401.68 | 2030-09-28 16:00 | 100 | -112.72 | -510 | 420.96
2030-09-28 17:00 | 700 | 0 | 75.8 | 182.79 | 2030-09-28 17:00 | 700 | -87.23 | -510 | 275.99 | 2030-09-28 17:00 | 700 | 0 | -510 | 142
2030-09-28 18:00 | 700 | 300 | 375.8 | 442 | 2030-09-28 18:00 | 700 | 0 | -399.36 | 442 | 2030-09-28 18:00 | 700 | 0 | -210 | 442
2030-09-28 19:00 | 700 | 505 | 510 | 442 | 2030-09-28 19:00 | 700 | 0 | -99.36 | 442 | 2030-09-28 19:00 | 700 | 0 | -22.86 | 271.1
2030-09-28 20:00 | 700 | 505 | 510 | 442 | 2030-09-28 20:00 | 700 | 0 | -71.31 | 442 | 2030-09-28 20:00 | 700 | 0 | -322.86 | 442
2030-09-28 21:00 | 700 | 505 | 510 | 442 | 2030-09-28 21:00 | 700 | 0 | 0 | 442 | 2030-09-28 21:00 | 700 | 0 | -90 | 377.41
2030-09-28 22:00 | 700 | 389.6 | 510 | 442 | 2030-09-28 22:00 | 700 | 0 | 53.09 | 442 | 2030-09-28 22:00 | 700 | 205 | 210 | 208.99
2030-09-28 23:00 | 700 | 367.08 | 510 | 442 | 2030-09-28 23:00 | 700 | 300 | 353.09 | 442 | 2030-09-28 23:00 | 700 | 505 | 510 | 442
2030-09-29 | 700 | 505 | 510 | 442 | 2030-09-29 | 700 | 505 | 510 | 442 | 2030-09-29 | 700 | 505 | 510 | 442
2030-09-29 01:00 | 700 | 505 | 510 | 442 | 2030-09-29 01:00 | 700 | 505 | 510 | 442 | 2030-09-29 01:00 | 700 | 505 | 510 | 442
2030-09-29 02:00 | 700 | 505 | 510 | 442 | 2030-09-29 02:00 | 700 | 505 | 510 | 442 | 2030-09-29 02:00 | 700 | 505 | 510 | 442
2030-09-29 03:00 | 700 | 505 | 510 | 442 | 2030-09-29 03:00 | 700 | 388.09 | 510 | 442 | 2030-09-29 03:00 | 700 | 279.54 | 510 | 442
2030-09-29 04:00 | 700 | 505 | 510 | 442 | 2030-09-29 04:00 | 700 | 455.75 | 510 | 442 | 2030-09-29 04:00 | 700 | 505 | 510 | 442
2030-09-29 05:00 | 700 | 259.27 | 510 | 442 | 2030-09-29 05:00 | 700 | 155.75 | 280.47 | 442 | 2030-09-29 05:00 | 700 | 286.86 | 212.45 | 442
2030-09-29 06:00 | 700 | 41.94 | 210 | 385.08 | 2030-09-29 06:00 | 700 | 0 | 0 | 442 | 2030-09-29 06:00 | 700 | 0 | -87.55 | 442
2030-09-29 07:00 | 700 | 341.94 | 510 | 442 | 2030-09-29 07:00 | 700 | 220.67 | 300 | 442 | 2030-09-29 07:00 | 700 | 0 | 90 | 442
2030-09-29 08:00 | 700 | 244.85 | 510 | 442 | 2030-09-29 08:00 | 700 | 0 | 237.94 | 442 | 2030-09-29 08:00 | 100 | -81.01 | -210 | 442
2030-09-29 09:00 | 700 | 0 | 489.49 | 442 | 2030-09-29 09:00 | 100 | 0 | -53.93 | 442 | 2030-09-29 09:00 | -335.62 | -381.01 | -510 | 442
2030-09-29 10:00 | 700 | 0 | 471.18 | 442 | 2030-09-29 10:00 | -500 | -259.57 | -353.93 | 431.67 | 2030-09-29 10:00 | -700 | -526 | -510 | 397.61
2030-09-29 11:00 | 700 | 251.34 | 510 | 442 | 2030-09-29 11:00 | -700 | -97.86 | -510 | 296.64 | 2030-09-29 11:00 | -700 | -526 | -510 | 278.8
2030-09-29 12:00 | 700 | 157.76 | 510 | 442 | 2030-09-29 12:00 | -700 | -58.56 | -510 | 405.65 | 2030-09-29 12:00 | -700 | -526 | -510 | 297.59
2030-09-29 13:00 | 700 | 159.32 | 510 | 442 | 2030-09-29 13:00 | -478.85 | 0 | -210 | 374.88 | 2030-09-29 13:00 | -700 | -526 | -510 | 260.83
2030-09-29 14:00 | 700 | 2.57 | 510 | 442 | 2030-09-29 14:00 | -478.27 | 0 | 0 | 259.6 | 2030-09-29 14:00 | -700 | -526 | -510 | 160.78
2030-09-29 15:00 | 700 | 0 | 510 | 406.19 | 2030-09-29 15:00 | -127.12 | 0 | 0 | 266.75 | 2030-09-29 15:00 | -700 | -526 | -510 | 178.75
2030-09-29 16:00 | 700 | 40.75 | 481.24 | 442 | 2030-09-29 16:00 | 23.01 | 0 | 0 | 442 | 2030-09-29 16:00 | -700 | -526 | -510 | 442
2030-09-29 17:00 | 700 | 340.75 | 510 | 442 | 2030-09-29 17:00 | 568.01 | 0 | 0 | 442 | 2030-09-29 17:00 | -700 | -526 | -510 | 383.48
2030-09-29 18:00 | 682.7 | 41.24 | 432.47 | 425.46 | 2030-09-29 18:00 | 60.22 | 0 | 0 | 423.95 | 2030-09-29 18:00 | -700 | -526 | -510 | 358.65
2030-09-29 19:00 | 82.7 | 341.24 | 510 | 442 | 2030-09-29 19:00 | -393.83 | 0 | 210 | 442 | 2030-09-29 19:00 | -700 | -526 | -510 | 398.71
2030-09-29 20:00 | -517.3 | 505 | 510 | 442 | 2030-09-29 20:00 | -700 | 300 | 510 | 442 | 2030-09-29 20:00 | -700 | -226 | -210 | 442
2030-09-29 21:00 | -700 | 505 | 510 | 442 | 2030-09-29 21:00 | -700 | 505 | 510 | 442 | 2030-09-29 21:00 | -700 | 74 | 90 | 442
2030-09-29 22:00 | -700 | 505 | 510 | 442 | 2030-09-29 22:00 | -700 | 505 | 510 | 442 | 2030-09-29 22:00 | -700 | 374 | 390 | 442
2030-09-29 23:00 | -700 | 505 | 510 | 442 | 2030-09-29 23:00 | -700 | 505 | 510 | 442 | 2030-09-29 23:00 | -700 | 505 | 510 | 442
2030-09-30 | -700 | 505 | 510 | 442 | 2030-09-30 | -700 | 505 | 510 | 442 | 2030-09-30 | -700 | 505 | 510 | 442
2030-09-30 01:00 | -700 | 505 | 510 | 442 | 2030-09-30 01:00 | -700 | 505 | 510 | 442 | 2030-09-30 01:00 | -700 | 505 | 510 | 442
2030-09-30 02:00 | -319.9 | 505 | 510 | 266.79 | 2030-09-30 02:00 | -700 | 505 | 510 | 442 | 2030-09-30 02:00 | -491.01 | 505 | 510 | 442
2030-09-30 03:00 | 150.96 | 505 | 510 | 363.72 | 2030-09-30 03:00 | -229.4 | 505 | 510 | 442 | 2030-09-30 03:00 | -15.77 | 505 | 510 | 442
2030-09-30 04:00 | 538.93 | 505 | 510 | 442 | 2030-09-30 04:00 | 180 | 505 | 510 | 442 | 2030-09-30 04:00 | 0 | 505 | 510 | 442
2030-09-30 05:00 | 622.41 | 505 | 510 | 442 | 2030-09-30 05:00 | 156.14 | 505 | 510 | 442 | 2030-09-30 05:00 | 62.59 | 505 | 510 | 442
2030-09-30 06:00 | 371.03 | 505 | 510 | 442 | 2030-09-30 06:00 | 162.1 | 505 | 510 | 442 | 2030-09-30 06:00 | 329.36 | 505 | 510 | 442
2030-09-30 07:00 | 700 | 505 | 510 | 442 | 2030-09-30 07:00 | 700 | 505 | 510 | 442 | 2030-09-30 07:00 | 700 | 505 | 510 | 442
2030-09-30 08:00 | 700 | 505 | 510 | 442 | 2030-09-30 08:00 | 499.95 | 505 | 510 | 442 | 2030-09-30 08:00 | 700 | 505 | 510 | 442
2030-09-30 09:00 | 700 | 505 | 510 | 442 | 2030-09-30 09:00 | 700 | 205 | 298.76 | 442 | 2030-09-30 09:00 | 700 | 205 | 307.42 | 442
2030-09-30 10:00 | 700 | 505 | 510 | 442 | 2030-09-30 10:00 | 700 | 228.66 | 510 | 442 | 2030-09-30 10:00 | 600 | 0 | 128.2 | 442
2030-09-30 11:00 | 700 | 205 | 284.14 | 442 | 2030-09-30 11:00 | 231.44 | 0 | 210 | 442 | 2030-09-30 11:00 | 0 | 0 | 0 | 442
2030-09-30 12:00 | 700 | 0 | 510 | 347.96 | 2030-09-30 12:00 | 700 | 0 | 218.02 | 442 | 2030-09-30 12:00 | 278.25 | 0 | 0 | 442
2030-09-30 13:00 | 700 | 0 | 510 | 442 | 2030-09-30 13:00 | 700 | 0 | 372.37 | 442 | 2030-09-30 13:00 | 404.62 | 0 | 0 | 442
2030-09-30 14:00 | 700 | 96.29 | 510 | 442 | 2030-09-30 14:00 | 700 | 21.52 | 510 | 442 | 2030-09-30 14:00 | 620.04 | 0 | 193.03 | 442
2030-09-30 15:00 | 700 | 212.13 | 510 | 442 | 2030-09-30 15:00 | 700 | 97.43 | 510 | 442 | 2030-09-30 15:00 | 700 | 0 | 493.03 | 442
2030-09-30 16:00 | 700 | 327.35 | 510 | 442 | 2030-09-30 16:00 | 700 | 397.43 | 510 | 442 | 2030-09-30 16:00 | 700 | 205 | 213.28 | 442
2030-09-30 17:00 | 700 | 505 | 510 | 442 | 2030-09-30 17:00 | 700 | 505 | 510 | 442 | 2030-09-30 17:00 | 700 | 505 | 510 | 442
2030-09-30 18:00 | 700 | 505 | 510 | 442 | 2030-09-30 18:00 | 700 | 427.52 | 510 | 442 | 2030-09-30 18:00 | 700 | 505 | 510 | 442
2030-09-30 19:00 | 700 | 505 | 510 | 442 | 2030-09-30 19:00 | 700 | 205 | 510 | 442 | 2030-09-30 19:00 | 700 | 505 | 510 | 442
2030-09-30 20:00 | 700 | 505 | 510 | 442 | 2030-09-30 20:00 | 700 | 505 | 510 | 442 | 2030-09-30 20:00 | 700 | 505 | 510 | 442
2030-09-30 21:00 | 700 | 505 | 510 | 442 | 2030-09-30 21:00 | 700 | 505 | 510 | 442 | 2030-09-30 21:00 | 700 | 505 | 510 | 442
2030-09-30 22:00 | 700 | 505 | 510 | 442 | 2030-09-30 22:00 | 700 | 505 | 510 | 442 | 2030-09-30 22:00 | 700 | 505 | 510 | 442
2030-09-30 23:00 | 700 | 505 | 510 | 442 | 2030-09-30 23:00 | 700 | 505 | 510 | 442 | 2030-09-30 23:00 | 700 | 505 | 510 | 442
2030-10-01 | 700 | 505 | 510 | 442 | 2030-10-01 | 700 | 505 | 510 | 442 | 2030-10-01 | 700 | 505 | 510 | 442
2030-10-01 01:00 | 700 | 380.02 | 510 | 442 | 2030-10-01 01:00 | 700 | 505 | 510 | 442 | 2030-10-01 01:00 | 700 | 505 | 510 | 442
2030-10-01 02:00 | 700 | 505 | 510 | 442 | 2030-10-01 02:00 | 700 | 505 | 510 | 442 | 2030-10-01 02:00 | 700 | 505 | 510 | 442
2030-10-01 03:00 | 700 | 401.5 | 510 | 442 | 2030-10-01 03:00 | 700 | 505 | 510 | 442 | 2030-10-01 03:00 | 700 | 505 | 510 | 442
2030-10-01 04:00 | 700 | 471.72 | 510 | 442 | 2030-10-01 04:00 | 700 | 505 | 510 | 442 | 2030-10-01 04:00 | 700 | 505 | 510 | 442
2030-10-01 05:00 | 700 | 171.72 | 391.5 | 341.41 | 2030-10-01 05:00 | 700 | 300 | 510 | 300 | 2030-10-01 05:00 | 700 | 300 | 300 | 442
2030-10-01 06:00 | 700 | 0 | 91.5 | 41.41 | 2030-10-01 06:00 | 700 | 0 | 210 | 0 | 2030-10-01 06:00 | 700 | 0 | 0 | 344.08
2030-10-01 07:00 | 700 | 0 | 164.32 | 75.34 | 2030-10-01 07:00 | 700 | 0 | 37.12 | 0 | 2030-10-01 07:00 | 700 | 0 | -300 | 406.89
2030-10-01 08:00 | 700 | 0 | 387.91 | 165.11 | 2030-10-01 08:00 | 700 | -112.43 | -210 | 174.52 | 2030-10-01 08:00 | 700 | -226 | -510 | 442
2030-10-01 09:00 | 700 | 0 | 284.06 | 198.85 | 2030-10-01 09:00 | 700 | -412.43 | -510 | 41.96 | 2030-10-01 09:00 | 700 | -526 | -510 | 417.74
2030-10-01 10:00 | 700 | 0 | -15.94 | 107.08 | 2030-10-01 10:00 | 700 | -526 | -510 | -22.23 | 2030-10-01 10:00 | 700 | -526 | -510 | 336.85
2030-10-01 11:00 | 700 | 0 | -227.72 | 14.86 | 2030-10-01 11:00 | 700 | -526 | -510 | -35.02 | 2030-10-01 11:00 | 700 | -526 | -510 | 323.87
2030-10-01 12:00 | 700 | 0 | -224.94 | 5.6 | 2030-10-01 12:00 | 700 | -526 | -510 | -45.16 | 2030-10-01 12:00 | 700 | -526 | -510 | 312.33
2030-10-01 13:00 | 700 | 0 | -115 | 0 | 2030-10-01 13:00 | 700 | -526 | -510 | -62.09 | 2030-10-01 13:00 | 700 | -526 | -510 | 299.04
2030-10-01 14:00 | 700 | 0 | 2 | 0 | 2030-10-01 14:00 | 700 | -419.72 | -510 | -40.82 | 2030-10-01 14:00 | 700 | -526 | -510 | 331.99
2030-10-01 15:00 | 700 | 0 | 302 | 241.99 | 2030-10-01 15:00 | 700 | -119.72 | -210 | 244.77 | 2030-10-01 15:00 | 700 | -255.14 | -510 | 406.54
2030-10-01 16:00 | 700 | 109.34 | 461.63 | 300 | 2030-10-01 16:00 | 700 | -11.31 | -90 | -55.23 | 2030-10-01 16:00 | 700 | -226 | -510 | 241.85
2030-10-01 17:00 | 700 | 0 | 161.63 | 0 | 2030-10-01 17:00 | 700 | -311.31 | -390 | -355.23 | 2030-10-01 17:00 | 700 | -526 | -510 | -58.15
2030-10-01 18:00 | 700 | 300 | 461.63 | 300 | 2030-10-01 18:00 | 700 | -11.31 | -90 | -55.23 | 2030-10-01 18:00 | 700 | -226 | -390 | 241.85
2030-10-01 19:00 | 700 | 505 | 510 | 442 | 2030-10-01 19:00 | 700 | 288.69 | 210 | 244.77 | 2030-10-01 19:00 | 700 | 0 | -90 | 442
2030-10-01 20:00 | 700 | 505 | 510 | 442 | 2030-10-01 20:00 | 700 | 505 | 510 | 442 | 2030-10-01 20:00 | 700 | 88.39 | 210 | 442
2030-10-01 21:00 | 700 | 505 | 510 | 442 | 2030-10-01 21:00 | 700 | 465.87 | 510 | 442 | 2030-10-01 21:00 | 700 | 388.39 | 510 | 442
2030-10-01 22:00 | 700 | 505 | 510 | 442 | 2030-10-01 22:00 | 700 | 324.62 | 510 | 442 | 2030-10-01 22:00 | 700 | 489.29 | 510 | 442
2030-10-01 23:00 | 630.84 | 505 | 510 | 442 | 2030-10-01 23:00 | 614.53 | 505 | 510 | 442 | 2030-10-01 23:00 | 327.01 | 505 | 510 | 442
2030-10-02 | 543.42 | 505 | 510 | 442 | 2030-10-02 | 475.42 | 505 | 510 | 442 | 2030-10-02 | -9.51 | 505 | 510 | 442
2030-10-02 01:00 | 506.62 | 505 | 510 | 442 | 2030-10-02 01:00 | 306.9 | 505 | 510 | 442 | 2030-10-02 01:00 | -255.18 | 505 | 510 | 442
2030-10-02 02:00 | 193.21 | 505 | 510 | 442 | 2030-10-02 02:00 | 0 | 505 | 510 | 442 | 2030-10-02 02:00 | -700 | 505 | 510 | 442
2030-10-02 03:00 | 0 | 505 | 510 | 442 | 2030-10-02 03:00 | -281.39 | 505 | 510 | 442 | 2030-10-02 03:00 | -700 | 505 | 510 | 442
2030-10-02 04:00 | -265.07 | 505 | 510 | 442 | 2030-10-02 04:00 | -700 | 505 | 510 | 442 | 2030-10-02 04:00 | -700 | 505 | 510 | 442
2030-10-02 05:00 | 0 | 505 | 510 | 442 | 2030-10-02 05:00 | -551.93 | 505 | 510 | 442 | 2030-10-02 05:00 | -700 | 505 | 510 | 442
2030-10-02 06:00 | 127.75 | 505 | 510 | 442 | 2030-10-02 06:00 | -291.85 | 505 | 510 | 442 | 2030-10-02 06:00 | -700 | 505 | 510 | 442
2030-10-02 07:00 | 393.29 | 505 | 510 | 442 | 2030-10-02 07:00 | 29.67 | 505 | 510 | 442 | 2030-10-02 07:00 | -700 | 300 | 374.83 | 442
2030-10-02 08:00 | 550.03 | 505 | 510 | 442 | 2030-10-02 08:00 | -100 | 205 | 494.96 | 442 | 2030-10-02 08:00 | -700 | 0 | 74.83 | 442
2030-10-02 09:00 | -49.97 | 505 | 510 | 442 | 2030-10-02 09:00 | -700 | 505 | 510 | 442 | 2030-10-02 09:00 | -700 | 300 | 374.83 | 442
2030-10-02 10:00 | -649.97 | 505 | 510 | 442 | 2030-10-02 10:00 | -700 | 505 | 510 | 442 | 2030-10-02 10:00 | -700 | 505 | 510 | 442
2030-10-02 11:00 | -700 | 505 | 510 | 442 | 2030-10-02 11:00 | -700 | 505 | 510 | 442 | 2030-10-02 11:00 | -700 | 505 | 510 | 442
2030-10-02 12:00 | -700 | 505 | 510 | 442 | 2030-10-02 12:00 | -700 | 505 | 510 | 442 | 2030-10-02 12:00 | -700 | 505 | 510 | 442
2030-10-02 13:00 | -700 | 505 | 510 | 442 | 2030-10-02 13:00 | -700 | 505 | 510 | 442 | 2030-10-02 13:00 | -700 | 392.07 | 390 | 442
2030-10-02 14:00 | -700 | 505 | 510 | 442 | 2030-10-02 14:00 | -700 | 300 | 246.87 | 442 | 2030-10-02 14:00 | -700 | 92.07 | 90 | 442
2030-10-02 15:00 | -500 | 205 | 458.38 | 442 | 2030-10-02 15:00 | -700 | 0 | -53.13 | 442 | 2030-10-02 15:00 | -700 | -207.93 | -210 | 442
2030-10-02 16:00 | 100 | 200.54 | 510 | 442 | 2030-10-02 16:00 | -100 | -116.2 | 0 | 442 | 2030-10-02 16:00 | -700 | -507.93 | -510 | 442
2030-10-02 17:00 | 700 | 231.52 | 510 | 442 | 2030-10-02 17:00 | 500 | 0 | 300 | 442 | 2030-10-02 17:00 | -100 | -207.93 | -210 | 442
2030-10-02 18:00 | 700 | 288.65 | 510 | 442 | 2030-10-02 18:00 | 700 | 0 | 510 | 442 | 2030-10-02 18:00 | 500 | 0 | 0 | 442
2030-10-02 19:00 | 700 | 288.65 | 510 | 442 | 2030-10-02 19:00 | 700 | 32.45 | 510 | 442 | 2030-10-02 19:00 | 700 | 0 | 35.1 | 442
2030-10-02 20:00 | 700 | 288.65 | 510 | 442 | 2030-10-02 20:00 | 700 | 332.45 | 510 | 442 | 2030-10-02 20:00 | 700 | 0 | 335.1 | 442
2030-10-02 21:00 | 700 | 505 | 510 | 442 | 2030-10-02 21:00 | 700 | 505 | 510 | 442 | 2030-10-02 21:00 | 700 | 300 | 510 | 442
2030-10-02 22:00 | 547.8 | 490.69 | 510 | 442 | 2030-10-02 22:00 | 700 | 490.69 | 510 | 442 | 2030-10-02 22:00 | 700 | 490.69 | 510 | 442
2030-10-02 23:00 | 539.42 | 505 | 510 | 442 | 2030-10-02 23:00 | 700 | 505 | 510 | 442 | 2030-10-02 23:00 | 700 | 505 | 510 | 442
2030-10-03 | 700 | 505 | 510 | 442 | 2030-10-03 | 420.97 | 505 | 510 | 442 | 2030-10-03 | 640.67 | 505 | 510 | 442
2030-10-03 01:00 | 359.23 | 505 | 510 | 442 | 2030-10-03 01:00 | 0 | 505 | 510 | 442 | 2030-10-03 01:00 | 109.7 | 505 | 510 | 442
2030-10-03 02:00 | 101.09 | 505 | 510 | 442 | 2030-10-03 02:00 | 0 | 505 | 510 | 442 | 2030-10-03 02:00 | 174.68 | 505 | 510 | 442
2030-10-03 03:00 | 82.63 | 505 | 510 | 442 | 2030-10-03 03:00 | 0 | 505 | 510 | 442 | 2030-10-03 03:00 | -16.41 | 505 | 510 | 442
2030-10-03 04:00 | 166.85 | 505 | 510 | 442 | 2030-10-03 04:00 | 441.6 | 505 | 510 | 442 | 2030-10-03 04:00 | 583.59 | 505 | 510 | 442
2030-10-03 05:00 | 125.53 | 505 | 510 | 442 | 2030-10-03 05:00 | 63.78 | 505 | 510 | 442 | 2030-10-03 05:00 | 0 | 505 | 510 | 442
2030-10-03 06:00 | 6.9 | 505 | 510 | 442 | 2030-10-03 06:00 | 325.2 | 505 | 510 | 442 | 2030-10-03 06:00 | 499.99 | 505 | 510 | 442
2030-10-03 07:00 | 375.56 | 505 | 510 | 442 | 2030-10-03 07:00 | 583.45 | 505 | 510 | 442 | 2030-10-03 07:00 | 681.62 | 505 | 510 | 442
2030-10-03 08:00 | 700 | 505 | 510 | 442 | 2030-10-03 08:00 | 700 | 505 | 510 | 442 | 2030-10-03 08:00 | 500 | 505 | 510 | 442
2030-10-03 09:00 | 700 | 505 | 510 | 442 | 2030-10-03 09:00 | 626.35 | 505 | 510 | 442 | 2030-10-03 09:00 | -100 | 505 | 510 | 442
2030-10-03 10:00 | 412.17 | 505 | 510 | 442 | 2030-10-03 10:00 | 26.35 | 505 | 510 | 442 | 2030-10-03 10:00 | -700 | 505 | 510 | 442
2030-10-03 11:00 | 0 | 505 | 510 | 442 | 2030-10-03 11:00 | -573.65 | 505 | 510 | 442 | 2030-10-03 11:00 | -700 | 505 | 510 | 442
2030-10-03 12:00 | 0 | 505 | 510 | 442 | 2030-10-03 12:00 | -601.04 | 505 | 510 | 442 | 2030-10-03 12:00 | -700 | 505 | 510 | 442
2030-10-03 13:00 | 3.07 | 505 | 510 | 442 | 2030-10-03 13:00 | -700 | 505 | 510 | 442 | 2030-10-03 13:00 | -700 | 505 | 510 | 442
2030-10-03 14:00 | 419.61 | 505 | 510 | 442 | 2030-10-03 14:00 | -158.04 | 505 | 510 | 442 | 2030-10-03 14:00 | -700 | 505 | 510 | 442
2030-10-03 15:00 | 412.52 | 505 | 510 | 442 | 2030-10-03 15:00 | 0 | 505 | 510 | 442 | 2030-10-03 15:00 | -700 | 205 | 210 | 180.63
2030-10-03 16:00 | 700 | 376.21 | 510 | 442 | 2030-10-03 16:00 | 600 | 205 | 510 | 431.1 | 2030-10-03 16:00 | -100 | 0 | 510 | 442
2030-10-03 17:00 | 700 | 505 | 510 | 442 | 2030-10-03 17:00 | 700 | 505 | 510 | 442 | 2030-10-03 17:00 | 500 | 191.76 | 510 | 442
2030-10-03 18:00 | 700 | 505 | 510 | 442 | 2030-10-03 18:00 | 700 | 505 | 510 | 442 | 2030-10-03 18:00 | 700 | 0 | 510 | 442
2030-10-03 19:00 | 700 | 505 | 510 | 442 | 2030-10-03 19:00 | 700 | 505 | 510 | 442 | 2030-10-03 19:00 | 700 | 0 | 510 | 431.18
2030-10-03 20:00 | 700 | 505 | 510 | 442 | 2030-10-03 20:00 | 700 | 505 | 510 | 442 | 2030-10-03 20:00 | 700 | 205 | 510 | 131.18
2030-10-03 21:00 | 657.35 | 505 | 510 | 442 | 2030-10-03 21:00 | 700 | 505 | 510 | 442 | 2030-10-03 21:00 | 700 | 505 | 510 | 371.46
2030-10-03 22:00 | 231.27 | 505 | 510 | 380.4 | 2030-10-03 22:00 | 627.01 | 505 | 510 | 439.31 | 2030-10-03 22:00 | 142.87 | 505 | 510 | 434.29
2030-10-03 23:00 | 363.49 | 505 | 510 | 154.45 | 2030-10-03 23:00 | 125.64 | 505 | 510 | 155.91 | 2030-10-03 23:00 | -457.13 | 505 | 510 | 150.26
2030-10-04 | -95.4 | 505 | 510 | -2.99 | 2030-10-04 | -474.36 | 505 | 510 | 153.72 | 2030-10-04 | -700 | 505 | 510 | 196.86
2030-10-04 01:00 | -557.42 | 505 | 510 | -0.92 | 2030-10-04 01:00 | -700 | 505 | 510 | 8.75 | 2030-10-04 01:00 | -700 | 505 | 510 | 118.02
2030-10-04 02:00 | -510.27 | 505 | 510 | 39.1 | 2030-10-04 02:00 | -700 | 505 | 510 | 67.92 | 2030-10-04 02:00 | -700 | 505 | 510 | 185.55
2030-10-04 03:00 | -700 | 505 | 510 | -33.81 | 2030-10-04 03:00 | -700 | 505 | 510 | 259.23 | 2030-10-04 03:00 | -700 | 505 | 510 | 260.07
2030-10-04 04:00 | -700 | 505 | 510 | -76.2 | 2030-10-04 04:00 | -700 | 505 | 510 | 42.03 | 2030-10-04 04:00 | -700 | 505 | 510 | 101.44
2030-10-04 05:00 | -700 | 505 | 510 | 18.46 | 2030-10-04 05:00 | -700 | 505 | 510 | 164.2 | 2030-10-04 05:00 | -700 | 505 | 510 | 183.37
2030-10-04 06:00 | -700 | 505 | 510 | 78.06 | 2030-10-04 06:00 | -700 | 505 | 510 | 126.3 | 2030-10-04 06:00 | -700 | 505 | 510 | 436.26
2030-10-04 07:00 | -700 | 505 | 510 | 316.92 | 2030-10-04 07:00 | -700 | 505 | 510 | 311.19 | 2030-10-04 07:00 | -700 | 505 | 510 | 404.24
2030-10-04 08:00 | -700 | 505 | 510 | 442 | 2030-10-04 08:00 | -700 | 505 | 510 | 442 | 2030-10-04 08:00 | -700 | 505 | 510 | 442
2030-10-04 09:00 | -700 | 505 | 510 | 442 | 2030-10-04 09:00 | -700 | 505 | 510 | 442 | 2030-10-04 09:00 | -700 | 505 | 510 | 442
2030-10-04 10:00 | -700 | 505 | 510 | 442 | 2030-10-04 10:00 | -700 | 505 | 510 | 442 | 2030-10-04 10:00 | -700 | 505 | 510 | 442
2030-10-04 11:00 | -700 | 505 | 510 | 442 | 2030-10-04 11:00 | -700 | 374 | 390 | 442 | 2030-10-04 11:00 | -700 | 374 | 390 | 442
2030-10-04 12:00 | -700 | 505 | 510 | 442 | 2030-10-04 12:00 | -700 | 74 | 90 | 442 | 2030-10-04 12:00 | -700 | 74 | 90 | 442
2030-10-04 13:00 | -700 | 300 | 355.56 | 442 | 2030-10-04 13:00 | -700 | -226 | -210 | 442 | 2030-10-04 13:00 | -700 | -226 | -210 | 442
2030-10-04 14:00 | -170.52 | 0 | 55.56 | 442 | 2030-10-04 14:00 | -700 | -526 | -510 | 442 | 2030-10-04 14:00 | -700 | -526 | -510 | 442
2030-10-04 15:00 | 21.58 | -226 | -210 | 442 | 2030-10-04 15:00 | -600 | -446 | -510 | 442 | 2030-10-04 15:00 | -700 | -526 | -510 | 442
2030-10-04 16:00 | 67.69 | -526 | -510 | 442 | 2030-10-04 16:00 | 0 | -526 | -510 | 371.05 | 2030-10-04 16:00 | -700 | -526 | -510 | 340.72
2030-10-04 17:00 | 571.88 | -526 | -510 | 442 | 2030-10-04 17:00 | 0 | -526 | -510 | 300 | 2030-10-04 17:00 | -535 | -526 | -510 | 40.72
2030-10-04 18:00 | 700 | -526 | -510 | 298.79 | 2030-10-04 18:00 | 336.05 | -526 | -510 | 0 | 2030-10-04 18:00 | -351.07 | -526 | -510 | -259.28
2030-10-04 19:00 | 700 | -526 | -510 | 442 | 2030-10-04 19:00 | 700 | -526 | -510 | 300 | 2030-10-04 19:00 | -700 | -526 | -510 | 40.72
2030-10-04 20:00 | 700 | -283.05 | -510 | 384.84 | 2030-10-04 20:00 | 600 | -526 | -510 | 251.27 | 2030-10-04 20:00 | -391.34 | -526 | -510 | 204.95
2030-10-04 21:00 | 700 | -283.05 | -467.91 | 442 | 2030-10-04 21:00 | 600 | -526 | -510 | 312.67 | 2030-10-04 21:00 | -700 | -526 | -510 | 293.59
2030-10-04 22:00 | 700 | 0 | -167.91 | 442 | 2030-10-04 22:00 | 0 | -226 | -210 | 442 | 2030-10-04 22:00 | -219.16 | -226 | -346.36 | 381.08
2030-10-04 23:00 | 700 | 112.67 | 132.09 | 442 | 2030-10-04 23:00 | 0 | 0 | 0 | 442 | 2030-10-04 23:00 | -700 | 0 | -46.36 | 419.28
2030-10-05 | 700 | 0 | 172.79 | 228.23 | 2030-10-05 | 0 | 0 | 0 | 168.69 | 2030-10-05 | -567.15 | 0 | -210 | 119.28
2030-10-05 01:00 | 578.36 | 0 | 0 | 232.63 | 2030-10-05 01:00 | -398.05 | 0 | 0 | 163.64 | 2030-10-05 01:00 | -700 | -12.99 | -510 | 94.65
2030-10-05 02:00 | 488.7 | 0 | 0 | 279.36 | 2030-10-05 02:00 | -540.54 | 0 | 0 | 222.05 | 2030-10-05 02:00 | -700 | -276.32 | -390 | 164.73
2030-10-05 03:00 | -111.3 | 205 | 210 | 246.29 | 2030-10-05 03:00 | -700 | 205 | 210 | 185.87 | 2030-10-05 03:00 | -700 | -95 | -90 | 131.36
2030-10-05 04:00 | -700 | 505 | 510 | 442 | 2030-10-05 04:00 | -700 | 505 | 510 | 442 | 2030-10-05 04:00 | -700 | 205 | 210 | 431.36
2030-10-05 05:00 | -613.4 | 505 | 510 | 442 | 2030-10-05 05:00 | -700 | 505 | 510 | 442 | 2030-10-05 05:00 | -700 | 505 | 510 | 442
2030-10-05 06:00 | -13.4 | 505 | 510 | 442 | 2030-10-05 06:00 | -700 | 505 | 510 | 442 | 2030-10-05 06:00 | -700 | 215.5 | 210 | 442
2030-10-05 07:00 | 574.95 | 205 | 496.9 | 167.39 | 2030-10-05 07:00 | -112.58 | 205 | 210 | 142 | 2030-10-05 07:00 | -700 | -84.5 | -90 | 142
2030-10-05 08:00 | 700 | 267.9 | 510 | 442 | 2030-10-05 08:00 | 487.23 | 205 | 410.93 | 237.59 | 2030-10-05 08:00 | -700 | -95 | -90 | 142
2030-10-05 09:00 | 533.47 | 505 | 510 | 442 | 2030-10-05 09:00 | -112.77 | 505 | 510 | 442 | 2030-10-05 09:00 | -700 | 205 | 210 | 442
2030-10-05 10:00 | 459.81 | 505 | 510 | 442 | 2030-10-05 10:00 | -700 | 505 | 510 | 442 | 2030-10-05 10:00 | -700 | 505 | 510 | 442
2030-10-05 11:00 | 85.11 | 505 | 510 | 442 | 2030-10-05 11:00 | -700 | 505 | 510 | 442 | 2030-10-05 11:00 | -700 | 505 | 510 | 442
2030-10-05 12:00 | 301.69 | 505 | 510 | 442 | 2030-10-05 12:00 | -700 | 505 | 510 | 442 | 2030-10-05 12:00 | -700 | 295.22 | 210 | 442
2030-10-05 13:00 | 332.09 | 505 | 510 | 442 | 2030-10-05 13:00 | -448.11 | 300 | 510 | 442 | 2030-10-05 13:00 | -700 | -4.78 | -90 | 142
2030-10-05 14:00 | 700 | 251.23 | 510 | 442 | 2030-10-05 14:00 | 151.89 | 0 | 210 | 142 | 2030-10-05 14:00 | -357.12 | -253.5 | -300 | -109.68
2030-10-05 15:00 | 700 | 428.75 | 510 | 442 | 2030-10-05 15:00 | 700 | 0 | 505.16 | 442 | 2030-10-05 15:00 | 242.88 | 0 | 0 | 190.32
2030-10-05 16:00 | 700 | 300 | 386.35 | 442 | 2030-10-05 16:00 | 700 | 132.9 | 205.16 | 442 | 2030-10-05 16:00 | 700 | 64.02 | 0 | 442
2030-10-05 17:00 | 700 | 0 | 86.35 | 208.65 | 2030-10-05 17:00 | 700 | -167.1 | -94.84 | 391.81 | 2030-10-05 17:00 | 700 | -235.98 | -300 | 142
2030-10-05 18:00 | 700 | 0 | 173.62 | 142 | 2030-10-05 18:00 | 700 | -81.67 | -394.84 | 142 | 2030-10-05 18:00 | 700 | -526 | -510 | -18.95
2030-10-05 19:00 | 700 | 0 | 229 | 442 | 2030-10-05 19:00 | 700 | -186.49 | -94.84 | 442 | 2030-10-05 19:00 | 700 | -526 | -510 | 281.05
2030-10-05 20:00 | 700 | 185.64 | 496.23 | 442 | 2030-10-05 20:00 | 700 | 30.51 | 205.16 | 442 | 2030-10-05 20:00 | 700 | -226 | -215.05 | 245.78
2030-10-05 21:00 | 700 | 485.64 | 510 | 442 | 2030-10-05 21:00 | 700 | 330.51 | 505.16 | 442 | 2030-10-05 21:00 | 700 | 74 | 84.95 | 442
2030-10-05 22:00 | 700 | 185.64 | 479.1 | 442 | 2030-10-05 22:00 | 700 | 379.95 | 510 | 442 | 2030-10-05 22:00 | 700 | 0 | 384.4 | 442
2030-10-05 23:00 | 700 | 111.38 | 510 | 442 | 2030-10-05 23:00 | 695.49 | 79.95 | 210 | 442 | 2030-10-05 23:00 | 232.19 | 0 | 84.4 | 442
2030-10-06 | 700 | 205 | 286.09 | 442 | 2030-10-06 | 171.74 | 0 | 219.28 | 442 | 2030-10-06 | -218.95 | 0 | 0 | 442
2030-10-06 01:00 | 179.72 | 505 | 510 | 442 | 2030-10-06 01:00 | -428.26 | 300 | 510 | 442 | 2030-10-06 01:00 | -700 | 148.9 | 300 | 442
2030-10-06 02:00 | -101.77 | 505 | 510 | 442 | 2030-10-06 02:00 | -700 | 505 | 510 | 442 | 2030-10-06 02:00 | -700 | 448.9 | 510 | 442
2030-10-06 03:00 | -160.19 | 505 | 510 | 442 | 2030-10-06 03:00 | -700 | 505 | 510 | 442 | 2030-10-06 03:00 | -700 | 505 | 510 | 442
2030-10-06 04:00 | -62.91 | 505 | 510 | 442 | 2030-10-06 04:00 | -700 | 505 | 510 | 442 | 2030-10-06 04:00 | -700 | 505 | 510 | 442
2030-10-06 05:00 | -473.54 | 505 | 510 | 442 | 2030-10-06 05:00 | -700 | 505 | 510 | 442 | 2030-10-06 05:00 | -700 | 505 | 510 | 442
2030-10-06 06:00 | -283.82 | 352.58 | 510 | 442 | 2030-10-06 06:00 | -700 | 300 | 485.57 | 442 | 2030-10-06 06:00 | -700 | 300 | 485.57 | 442
2030-10-06 07:00 | 0 | 205 | 270.41 | 442 | 2030-10-06 07:00 | -700 | 0 | 185.57 | 442 | 2030-10-06 07:00 | -700 | 0 | 185.57 | 442
2030-10-06 08:00 | -32.08 | 505 | 510 | 442 | 2030-10-06 08:00 | -700 | 300 | 485.57 | 442 | 2030-10-06 08:00 | -700 | 300 | 485.57 | 442
2030-10-06 09:00 | -522.23 | 505 | 510 | 442 | 2030-10-06 09:00 | -700 | 505 | 510 | 442 | 2030-10-06 09:00 | -700 | 505 | 510 | 442
2030-10-06 10:00 | -520.12 | 505 | 510 | 442 | 2030-10-06 10:00 | -700 | 505 | 510 | 442 | 2030-10-06 10:00 | -700 | 505 | 510 | 442
2030-10-06 11:00 | -700 | 505 | 510 | 442 | 2030-10-06 11:00 | -700 | 505 | 510 | 442 | 2030-10-06 11:00 | -700 | 505 | 510 | 442
2030-10-06 12:00 | -700 | 505 | 510 | 442 | 2030-10-06 12:00 | -700 | 505 | 510 | 442 | 2030-10-06 12:00 | -700 | 505 | 510 | 442
2030-10-06 13:00 | -700 | 505 | 510 | 442 | 2030-10-06 13:00 | -700 | 505 | 510 | 442 | 2030-10-06 13:00 | -700 | 505 | 510 | 442
2030-10-06 14:00 | -700 | 505 | 510 | 442 | 2030-10-06 14:00 | -700 | 505 | 510 | 442 | 2030-10-06 14:00 | -700 | 505 | 510 | 442
2030-10-06 15:00 | -700 | 505 | 510 | 442 | 2030-10-06 15:00 | -700 | 505 | 510 | 442 | 2030-10-06 15:00 | -700 | 505 | 510 | 442
2030-10-06 16:00 | -700 | 505 | 510 | 442 | 2030-10-06 16:00 | -700 | 505 | 510 | 442 | 2030-10-06 16:00 | -700 | 505 | 510 | 442
2030-10-06 17:00 | -473.46 | 505 | 510 | 442 | 2030-10-06 17:00 | -700 | 505 | 510 | 442 | 2030-10-06 17:00 | -700 | 505 | 510 | 442
2030-10-06 18:00 | -298.06 | 505 | 510 | 442 | 2030-10-06 18:00 | -700 | 505 | 510 | 442 | 2030-10-06 18:00 | -700 | 505 | 510 | 442
2030-10-06 19:00 | 186.83 | 505 | 510 | 442 | 2030-10-06 19:00 | -700 | 505 | 510 | 442 | 2030-10-06 19:00 | -700 | 505 | 510 | 442
2030-10-06 20:00 | 631.26 | 505 | 510 | 442 | 2030-10-06 20:00 | -700 | 505 | 510 | 442 | 2030-10-06 20:00 | -700 | 505 | 510 | 442
2030-10-06 21:00 | 499.17 | 505 | 510 | 442 | 2030-10-06 21:00 | -700 | 505 | 510 | 442 | 2030-10-06 21:00 | -700 | 505 | 510 | 442
2030-10-06 22:00 | 499.17 | 505 | 510 | 442 | 2030-10-06 22:00 | -700 | 505 | 510 | 442 | 2030-10-06 22:00 | -700 | 505 | 510 | 442
2030-10-06 23:00 | 179.61 | 505 | 510 | 442 | 2030-10-06 23:00 | -700 | 505 | 510 | 442 | 2030-10-06 23:00 | -700 | 505 | 510 | 442
2030-10-07 | 700 | 505 | 510 | 442 | 2030-10-07 | -100 | 505 | 510 | 442 | 2030-10-07 | -100 | 505 | 510 | 442
2030-10-07 01:00 | 543.77 | 505 | 510 | 442 | 2030-10-07 01:00 | 500 | 505 | 510 | 442 | 2030-10-07 01:00 | 500 | 505 | 510 | 442
2030-10-07 02:00 | 565.25 | 505 | 510 | 442 | 2030-10-07 02:00 | 700 | 505 | 510 | 442 | 2030-10-07 02:00 | 700 | 505 | 510 | 442
2030-10-07 03:00 | 700 | 505 | 510 | 442 | 2030-10-07 03:00 | 700 | 505 | 510 | 442 | 2030-10-07 03:00 | 700 | 505 | 510 | 442
2030-10-07 04:00 | 700 | 505 | 510 | 442 | 2030-10-07 04:00 | 700 | 505 | 510 | 442 | 2030-10-07 04:00 | 700 | 505 | 510 | 442
2030-10-07 05:00 | 700 | 205 | 510 | 279.95 | 2030-10-07 05:00 | 700 | 505 | 510 | 442 | 2030-10-07 05:00 | 700 | 505 | 510 | 442
2030-10-07 06:00 | 700 | 318.11 | 510 | 442 | 2030-10-07 06:00 | 700 | 505 | 510 | 442 | 2030-10-07 06:00 | 700 | 505 | 510 | 442
2030-10-07 07:00 | 700 | 205 | 510 | 430.82 | 2030-10-07 07:00 | 700 | 505 | 510 | 442 | 2030-10-07 07:00 | 700 | 505 | 510 | 442
2030-10-07 08:00 | 700 | 505 | 510 | 442 | 2030-10-07 08:00 | 700 | 505 | 510 | 442 | 2030-10-07 08:00 | 700 | 505 | 510 | 442
2030-10-07 09:00 | 700 | 505 | 510 | 442 | 2030-10-07 09:00 | 700 | 452.42 | 510 | 442 | 2030-10-07 09:00 | 700 | 505 | 510 | 442
2030-10-07 10:00 | 700 | 505 | 510 | 442 | 2030-10-07 10:00 | 700 | 152.42 | 510 | 442 | 2030-10-07 10:00 | 700 | 505 | 510 | 442
2030-10-07 11:00 | 700 | 505 | 510 | 442 | 2030-10-07 11:00 | 700 | 300 | 377 | 442 | 2030-10-07 11:00 | 700 | 300 | 309.61 | 442
2030-10-07 12:00 | 700 | 284.58 | 385.12 | 434.9 | 2030-10-07 12:00 | 700 | 0 | 77 | 442 | 2030-10-07 12:00 | 700 | 0 | 9.61 | 442
2030-10-07 13:00 | 700 | 0 | 85.12 | 134.9 | 2030-10-07 13:00 | 700 | -300 | -223 | 265.94 | 2030-10-07 13:00 | 700 | -300 | -290.39 | 266.26
2030-10-07 14:00 | 700 | 0 | 318.01 | 0 | 2030-10-07 14:00 | 700 | -471.19 | -510 | 344.33 | 2030-10-07 14:00 | 700 | -526 | -510 | 311.69
2030-10-07 15:00 | 700 | 0 | 510 | 4.97 | 2030-10-07 15:00 | 700 | -171.19 | -510 | 428.55 | 2030-10-07 15:00 | 700 | -526 | -510 | 442
2030-10-07 16:00 | 700 | 0 | 510 | 141.01 | 2030-10-07 16:00 | 700 | -300 | -510 | 442 | 2030-10-07 16:00 | 700 | -226 | -510 | 442
2030-10-07 17:00 | 700 | 0 | 510 | 266.75 | 2030-10-07 17:00 | 700 | 0 | -461.09 | 442 | 2030-10-07 17:00 | 700 | -461.08 | -510 | 442
2030-10-07 18:00 | 700 | 0 | 510 | 279.07 | 2030-10-07 18:00 | 700 | 0 | -161.09 | 442 | 2030-10-07 18:00 | 700 | -295.05 | -230.34 | 442
2030-10-07 19:00 | 700 | 168.74 | 510 | 442 | 2030-10-07 19:00 | 700 | 205 | 138.91 | 442 | 2030-10-07 19:00 | 700 | 0 | 69.66 | 442
2030-10-07 20:00 | 700 | 468.74 | 510 | 442 | 2030-10-07 20:00 | 700 | 505 | 438.91 | 442 | 2030-10-07 20:00 | 700 | 300 | 369.66 | 442
2030-10-07 21:00 | 700 | 416.44 | 510 | 442 | 2030-10-07 21:00 | 700 | 283.17 | 510 | 442 | 2030-10-07 21:00 | 700 | 505 | 510 | 442
2030-10-07 22:00 | 700 | 252.62 | 510 | 442 | 2030-10-07 22:00 | 700 | 184.01 | 510 | 442 | 2030-10-07 22:00 | 700 | 398.5 | 510 | 442
2030-10-07 23:00 | 700 | 197.09 | 510 | 442 | 2030-10-07 23:00 | 700 | 154.83 | 510 | 442 | 2030-10-07 23:00 | 700 | 363.84 | 510 | 442
2030-10-08 | 700 | 225.24 | 510 | 442 | 2030-10-08 | 700 | 205 | 210 | 442 | 2030-10-08 | 700 | 205 | 510 | 442
2030-10-08 01:00 | 700 | 505 | 510 | 442 | 2030-10-08 01:00 | 700 | 505 | 510 | 442 | 2030-10-08 01:00 | 700 | 505 | 510 | 442
2030-10-08 02:00 | 700 | 300 | 510 | 442 | 2030-10-08 02:00 | 700 | 300 | 510 | 442 | 2030-10-08 02:00 | 700 | 382.23 | 510 | 442
2030-10-08 03:00 | 700 | 0 | 510 | 372.23 | 2030-10-08 03:00 | 700 | 0 | 210 | 442 | 2030-10-08 03:00 | 700 | 82.23 | 213.24 | 442
2030-10-08 04:00 | 700 | 0 | 437.69 | 346.78 | 2030-10-08 04:00 | 700 | 0 | 0 | 442 | 2030-10-08 04:00 | 700 | 0 | 0 | 442
2030-10-08 05:00 | 700 | 0 | 510 | 440.37 | 2030-10-08 05:00 | 700 | 0 | 180.04 | 442 | 2030-10-08 05:00 | 700 | 0 | 0 | 442
2030-10-08 06:00 | 700 | 69.25 | 510 | 442 | 2030-10-08 06:00 | 700 | 205 | 480.04 | 442 | 2030-10-08 06:00 | 700 | 205 | 210 | 442
2030-10-08 07:00 | 700 | 292.13 | 510 | 442 | 2030-10-08 07:00 | 700 | 505 | 510 | 442 | 2030-10-08 07:00 | 700 | 505 | 510 | 442
2030-10-08 08:00 | 700 | 505 | 510 | 442 | 2030-10-08 08:00 | 700 | 505 | 510 | 442 | 2030-10-08 08:00 | 700 | 505 | 510 | 442
2030-10-08 09:00 | 700 | 505 | 510 | 442 | 2030-10-08 09:00 | 700 | 392.09 | 510 | 442 | 2030-10-08 09:00 | 600 | 271.37 | 300 | 442
2030-10-08 10:00 | 700 | 205 | 475.73 | 442 | 2030-10-08 10:00 | 700 | 92.09 | 210 | 442 | 2030-10-08 10:00 | 0 | 0 | 0 | 442
2030-10-08 11:00 | 700 | 0 | 510 | 442 | 2030-10-08 11:00 | 264.7 | 0 | 0 | 442 | 2030-10-08 11:00 | -414.63 | 0 | 0 | 442
2030-10-08 12:00 | 700 | 0 | 510 | 230.81 | 2030-10-08 12:00 | 0 | 0 | 0 | 142 | 2030-10-08 12:00 | -414.63 | 0 | 0 | 442
2030-10-08 13:00 | 700 | 0 | 510 | 377.25 | 2030-10-08 13:00 | 0 | 0 | 0 | 442 | 2030-10-08 13:00 | -700 | 0 | 0 | 442
2030-10-08 14:00 | 700 | 0 | 471.67 | 316.4 | 2030-10-08 14:00 | 0 | 0 | 0 | 442 | 2030-10-08 14:00 | -437.45 | 0 | 0 | 442
2030-10-08 15:00 | 700 | 79.02 | 171.67 | 426.38 | 2030-10-08 15:00 | 100 | 0 | 0 | 393.25 | 2030-10-08 15:00 | 100 | -226 | -210 | 412.62
2030-10-08 16:00 | 700 | 0 | -128.33 | 126.38 | 2030-10-08 16:00 | 700 | -146.35 | -300 | 262.35 | 2030-10-08 16:00 | 700 | -526 | -510 | 277.32
2030-10-08 17:00 | 700 | 0 | 72.97 | 426.38 | 2030-10-08 17:00 | 700 | 0 | -510 | 442 | 2030-10-08 17:00 | 700 | -526 | -510 | 442
2030-10-08 18:00 | 700 | 0 | 72.97 | 442 | 2030-10-08 18:00 | 700 | -300 | -510 | 196.04 | 2030-10-08 18:00 | 700 | -526 | -510 | 256.15
2030-10-08 19:00 | 700 | 0 | 229.66 | 318.62 | 2030-10-08 19:00 | 700 | 0 | -510 | 442 | 2030-10-08 19:00 | 700 | -526 | -510 | 333.45
2030-10-08 20:00 | 700 | 0 | 229.66 | 299.35 | 2030-10-08 20:00 | 700 | 0 | -300 | 421.3 | 2030-10-08 20:00 | 700 | -526 | -510 | 241.17
2030-10-08 21:00 | 700 | 0 | 109.98 | 363.6 | 2030-10-08 21:00 | 700 | 0 | 0 | 301.09 | 2030-10-08 21:00 | 700 | -226 | -210 | 401.97
2030-10-08 22:00 | 700 | 177.14 | 409.98 | 442 | 2030-10-08 22:00 | 700 | 188.09 | 300 | 387.41 | 2030-10-08 22:00 | 700 | 0 | 90 | 167.57
2030-10-08 23:00 | 700 | 155.32 | 510 | 442 | 2030-10-08 23:00 | 700 | 218.1 | 510 | 442 | 2030-10-08 23:00 | 700 | 0 | 390 | 250.25
2030-10-09 | 700 | 205 | 210 | 142 | 2030-10-09 | 561.23 | 205 | 210 | 142 | 2030-10-09 | 100 | 0 | 210 | 43.52
2030-10-09 01:00 | 272.31 | 505 | 510 | 442 | 2030-10-09 01:00 | 0 | 505 | 510 | 442 | 2030-10-09 01:00 | -500 | 289.13 | 510 | 343.52
2030-10-09 02:00 | 88.09 | 505 | 510 | 442 | 2030-10-09 02:00 | 0 | 505 | 510 | 442 | 2030-10-09 02:00 | -700 | 505 | 510 | 442
2030-10-09 03:00 | 206.13 | 505 | 510 | 442 | 2030-10-09 03:00 | 153.78 | 505 | 510 | 442 | 2030-10-09 03:00 | -489.96 | 505 | 510 | 442
2030-10-09 04:00 | 100 | 505 | 510 | 442 | 2030-10-09 04:00 | 18.04 | 505 | 510 | 442 | 2030-10-09 04:00 | -500 | 505 | 510 | 442
2030-10-09 05:00 | 700 | 205 | 431.27 | 142 | 2030-10-09 05:00 | 618.04 | 205 | 510 | 214.29 | 2030-10-09 05:00 | 100 | 205 | 479.35 | 142
2030-10-09 06:00 | 700 | 304.85 | 510 | 442 | 2030-10-09 06:00 | 700 | 46.4 | 510 | 442 | 2030-10-09 06:00 | 700 | 18.3 | 510 | 422.55
2030-10-09 07:00 | 700 | 205 | 510 | 339.76 | 2030-10-09 07:00 | 700 | 274.38 | 510 | 442 | 2030-10-09 07:00 | 700 | 231.56 | 510 | 442
2030-10-09 08:00 | 700 | 505 | 510 | 442 | 2030-10-09 08:00 | 700 | 505 | 510 | 442 | 2030-10-09 08:00 | 700 | 505 | 510 | 442
2030-10-09 09:00 | 700 | 505 | 510 | 442 | 2030-10-09 09:00 | 700 | 505 | 510 | 442 | 2030-10-09 09:00 | 500 | 300 | 213.91 | 442
2030-10-09 10:00 | 700 | 344.97 | 510 | 442 | 2030-10-09 10:00 | 500 | 205 | 300 | 272.84 | 2030-10-09 10:00 | -100 | 0 | -86.09 | 142
2030-10-09 11:00 | 100 | 44.97 | 359.69 | 408.1 | 2030-10-09 11:00 | -100 | 0 | 0 | 442 | 2030-10-09 11:00 | -700 | -300 | -386.09 | 92.41
2030-10-09 12:00 | 100 | 0 | 59.69 | 108.1 | 2030-10-09 12:00 | -700 | 0 | -300 | 142 | 2030-10-09 12:00 | -700 | -526 | -510 | 0
2030-10-09 13:00 | 700 | 0 | 0 | 17.92 | 2030-10-09 13:00 | -700 | 0 | -244.45 | 0 | 2030-10-09 13:00 | -700 | -526 | -510 | -31.91
2030-10-09 14:00 | 246.4 | 0 | 0 | 201.36 | 2030-10-09 14:00 | -612.98 | 0 | -300 | 17.1 | 2030-10-09 14:00 | -700 | -526 | -510 | -163.03
2030-10-09 15:00 | 593.47 | 0 | 0 | 131.34 | 2030-10-09 15:00 | -12.98 | 0 | 0 | 0 | 2030-10-09 15:00 | -600 | -451.47 | -510 | -57.58
2030-10-09 16:00 | 700 | 0 | 66.38 | 431.34 | 2030-10-09 16:00 | 587.02 | 0 | 300 | 300 | 2030-10-09 16:00 | 0 | -151.47 | -210 | 242.42
2030-10-09 17:00 | 700 | 62.3 | 210 | 442 | 2030-10-09 17:00 | 700 | 0 | 210 | 442 | 2030-10-09 17:00 | 600 | -395 | -431.45 | 0
2030-10-09 18:00 | 700 | 362.3 | 510 | 442 | 2030-10-09 18:00 | 700 | 300 | 510 | 442 | 2030-10-09 18:00 | 700 | -95 | -131.45 | 300
2030-10-09 19:00 | 700 | 505 | 510 | 442 | 2030-10-09 19:00 | 700 | 505 | 510 | 442 | 2030-10-09 19:00 | 700 | 205 | 168.55 | 442
2030-10-09 20:00 | 700 | 505 | 510 | 442 | 2030-10-09 20:00 | 700 | 505 | 510 | 442 | 2030-10-09 20:00 | 700 | 505 | 468.55 | 442
2030-10-09 21:00 | 700 | 505 | 510 | 442 | 2030-10-09 21:00 | 700 | 505 | 510 | 442 | 2030-10-09 21:00 | 700 | 505 | 510 | 442
2030-10-09 22:00 | 513.9 | 505 | 510 | 442 | 2030-10-09 22:00 | 700 | 505 | 510 | 442 | 2030-10-09 22:00 | 700 | 505 | 510 | 442
2030-10-09 23:00 | 405.44 | 505 | 510 | 442 | 2030-10-09 23:00 | 594.47 | 505 | 510 | 442 | 2030-10-09 23:00 | 459.22 | 505 | 510 | 442
2030-10-10 | 457.42 | 500.72 | 510 | 442 | 2030-10-10 | 644.16 | 505 | 510 | 442 | 2030-10-10 | 7.21 | 505 | 510 | 442
2030-10-10 01:00 | -142.58 | 505 | 510 | 442 | 2030-10-10 01:00 | 44.16 | 505 | 510 | 442 | 2030-10-10 01:00 | -592.79 | 505 | 510 | 442
2030-10-10 02:00 | -700 | 505 | 510 | 442 | 2030-10-10 02:00 | -555.84 | 505 | 510 | 442 | 2030-10-10 02:00 | -700 | 505 | 510 | 442
2030-10-10 03:00 | -700 | 505 | 510 | 442 | 2030-10-10 03:00 | -700 | 505 | 510 | 442 | 2030-10-10 03:00 | -700 | 505 | 510 | 442
2030-10-10 04:00 | -700 | 505 | 510 | 442 | 2030-10-10 04:00 | -700 | 505 | 510 | 442 | 2030-10-10 04:00 | -700 | 505 | 510 | 442
2030-10-10 05:00 | -700 | 505 | 510 | 306.39 | 2030-10-10 05:00 | -700 | 505 | 510 | 348.53 | 2030-10-10 05:00 | -700 | 505 | 510 | 295.49
2030-10-10 06:00 | -226.85 | 205 | 210 | 6.39 | 2030-10-10 06:00 | -392.8 | 205 | 210 | 48.53 | 2030-10-10 06:00 | -700 | 205 | 210 | -4.51
2030-10-10 07:00 | 373.15 | 194.08 | 474.83 | 306.39 | 2030-10-10 07:00 | 207.2 | 257.37 | 510 | 348.53 | 2030-10-10 07:00 | -700 | 0 | -90 | -304.51
2030-10-10 08:00 | 700 | 494.08 | 510 | 442 | 2030-10-10 08:00 | 600 | 505 | 510 | 442 | 2030-10-10 08:00 | -700 | 0 | -273.93 | -158
2030-10-10 09:00 | 600.25 | 362.23 | 510 | 442 | 2030-10-10 09:00 | 0 | 505 | 510 | 442 | 2030-10-10 09:00 | -700 | 0 | 26.07 | 142
2030-10-10 10:00 | 0.25 | 505 | 510 | 442 | 2030-10-10 10:00 | -600 | 505 | 510 | 442 | 2030-10-10 10:00 | -700 | 300 | 326.07 | 442
2030-10-10 11:00 | -355.01 | 505 | 510 | 442 | 2030-10-10 11:00 | -700 | 505 | 510 | 442 | 2030-10-10 11:00 | -700 | 505 | 510 | 442
2030-10-10 12:00 | -392.71 | 505 | 510 | 442 | 2030-10-10 12:00 | -700 | 505 | 510 | 442 | 2030-10-10 12:00 | -700 | 505 | 510 | 442
2030-10-10 13:00 | -640.81 | 505 | 510 | 442 | 2030-10-10 13:00 | -700 | 505 | 510 | 442 | 2030-10-10 13:00 | -700 | 487.15 | 467.8 | 442
2030-10-10 14:00 | -408.31 | 505 | 510 | 442 | 2030-10-10 14:00 | -700 | 505 | 510 | 442 | 2030-10-10 14:00 | -700 | 187.15 | 167.8 | 356.01
2030-10-10 15:00 | 191.69 | 205 | 510 | 263.24 | 2030-10-10 15:00 | -100 | 205 | 284.2 | 142 | 2030-10-10 15:00 | -600 | -112.85 | -132.2 | 56.01
2030-10-10 16:00 | 700 | 0 | 443.56 | 330.86 | 2030-10-10 16:00 | 500 | 0 | 401.09 | 178.35 | 2030-10-10 16:00 | 0 | 0 | 167.8 | 356.01
2030-10-10 17:00 | 700 | 169.13 | 510 | 442 | 2030-10-10 17:00 | 700 | 0 | 510 | 442 | 2030-10-10 17:00 | 600 | 0 | 467.8 | 313.52
2030-10-10 18:00 | 700 | 435.33 | 510 | 442 | 2030-10-10 18:00 | 700 | 183.66 | 510 | 442 | 2030-10-10 18:00 | 700 | 0 | 210 | 142
2030-10-10 19:00 | 700 | 505 | 510 | 442 | 2030-10-10 19:00 | 700 | 483.66 | 510 | 442 | 2030-10-10 19:00 | 700 | 300 | 510 | 442
2030-10-10 20:00 | 700 | 505 | 510 | 442 | 2030-10-10 20:00 | 700 | 505 | 510 | 442 | 2030-10-10 20:00 | 700 | 452.7 | 510 | 442
2030-10-10 21:00 | 700 | 280.3 | 510 | 442 | 2030-10-10 21:00 | 700 | 505 | 510 | 442 | 2030-10-10 21:00 | 700 | 152.7 | 510 | 442
2030-10-10 22:00 | 700 | 237.37 | 510 | 442 | 2030-10-10 22:00 | 700 | 505 | 510 | 442 | 2030-10-10 22:00 | 700 | 205 | 510 | 442
2030-10-10 23:00 | 700 | 505 | 510 | 442 | 2030-10-10 23:00 | 590.8 | 505 | 510 | 442 | 2030-10-10 23:00 | 700 | 505 | 510 | 442
2030-10-11 | 700 | 205 | 510 | 442 | 2030-10-11 | 700 | 505 | 510 | 442 | 2030-10-11 | 700 | 205 | 510 | 442
2030-10-11 01:00 | 700 | 505 | 510 | 442 | 2030-10-11 01:00 | 700 | 505 | 510 | 442 | 2030-10-11 01:00 | 700 | 505 | 510 | 442
2030-10-11 02:00 | 700 | 505 | 510 | 442 | 2030-10-11 02:00 | 700 | 505 | 510 | 442 | 2030-10-11 02:00 | 700 | 505 | 510 | 442
2030-10-11 03:00 | 700 | 505 | 510 | 442 | 2030-10-11 03:00 | 700 | 505 | 510 | 442 | 2030-10-11 03:00 | 700 | 505 | 510 | 442
2030-10-11 04:00 | 700 | 353.4 | 510 | 442 | 2030-10-11 04:00 | 700 | 505 | 510 | 442 | 2030-10-11 04:00 | 700 | 410.57 | 510 | 442
2030-10-11 05:00 | 700 | 53.4 | 510 | 222.5 | 2030-10-11 05:00 | 700 | 272.78 | 510 | 442 | 2030-10-11 05:00 | 700 | 110.57 | 510 | 442
2030-10-11 06:00 | 700 | 353.4 | 510 | 442 | 2030-10-11 06:00 | 700 | 505 | 510 | 442 | 2030-10-11 06:00 | 700 | 162.29 | 510 | 442
2030-10-11 07:00 | 700 | 257.19 | 510 | 442 | 2030-10-11 07:00 | 700 | 505 | 510 | 442 | 2030-10-11 07:00 | 700 | 456.87 | 510 | 442
2030-10-11 08:00 | 700 | 505 | 510 | 442 | 2030-10-11 08:00 | 700 | 505 | 510 | 442 | 2030-10-11 08:00 | 700 | 402.96 | 510 | 442
2030-10-11 09:00 | 700 | 505 | 510 | 442 | 2030-10-11 09:00 | 700 | 505 | 510 | 442 | 2030-10-11 09:00 | 700 | 102.96 | 510 | 442
2030-10-11 10:00 | 700 | 300 | 510 | 442 | 2030-10-11 10:00 | 700 | 213.49 | 510 | 442 | 2030-10-11 10:00 | 700 | 0 | 510 | 442
2030-10-11 11:00 | 700 | 0 | 510 | 442 | 2030-10-11 11:00 | 700 | 281.26 | 390 | 442 | 2030-10-11 11:00 | 700 | 0 | 390 | 442
2030-10-11 12:00 | 700 | 0 | 510 | 442 | 2030-10-11 12:00 | 700 | 10.53 | 90 | 442 | 2030-10-11 12:00 | 700 | 0 | 90 | 442
2030-10-11 13:00 | 700 | 0 | 235.99 | 442 | 2030-10-11 13:00 | 700 | -226 | -210 | 442 | 2030-10-11 13:00 | 700 | -226 | -210 | 390.51
2030-10-11 14:00 | 700 | 0 | -56.87 | 142 | 2030-10-11 14:00 | 700 | -526 | -510 | 343.96 | 2030-10-11 14:00 | 700 | -526 | -510 | 133.16
2030-10-11 15:00 | 700 | 0 | -180.16 | 0 | 2030-10-11 15:00 | 700 | -363.63 | -510 | 43.96 | 2030-10-11 15:00 | 700 | -526 | -510 | 230.58
2030-10-11 16:00 | 700 | 0 | -180.79 | 0 | 2030-10-11 16:00 | 700 | -63.63 | -210 | 55.01 | 2030-10-11 16:00 | 700 | -226 | -510 | 39.71
2030-10-11 17:00 | 700 | -300 | -480.79 | -300 | 2030-10-11 17:00 | 700 | -363.63 | -510 | -244.99 | 2030-10-11 17:00 | 700 | -526 | -510 | -210
2030-10-11 18:00 | 700 | -526 | -510 | -510 | 2030-10-11 18:00 | 700 | -526 | -510 | -510 | 2030-10-11 18:00 | 700 | -526 | -510 | -510
2030-10-11 19:00 | 700 | -526 | -510 | -510 | 2030-10-11 19:00 | 700 | -526 | -510 | -510 | 2030-10-11 19:00 | 700 | -526 | -510 | -500.56
2030-10-11 20:00 | 700 | -226 | -210 | -210 | 2030-10-11 20:00 | 700 | -226 | -251.47 | -210 | 2030-10-11 20:00 | 700 | -226 | -510 | -200.56
2030-10-11 21:00 | 700 | 74 | 90 | 90 | 2030-10-11 21:00 | 700 | 74 | 48.53 | 90 | 2030-10-11 21:00 | 700 | 0 | -510 | -47.23
2030-10-11 22:00 | 700 | 68.51 | 210 | 142 | 2030-10-11 22:00 | 700 | 0 | -61.03 | 162.73 | 2030-10-11 22:00 | 700 | 0 | -210 | 142
2030-10-11 23:00 | 700 | 368.51 | 510 | 442 | 2030-10-11 23:00 | 700 | 199.82 | 238.97 | 442 | 2030-10-11 23:00 | 700 | 300 | 90 | 442
2030-10-12 | 700 | 425.9 | 510 | 442 | 2030-10-12 | 700 | 273.04 | 510 | 442 | 2030-10-12 | 700 | 49.08 | 390 | 442
2030-10-12 01:00 | 700 | 303.58 | 510 | 442 | 2030-10-12 01:00 | 700 | 105.09 | 510 | 442 | 2030-10-12 01:00 | 700 | 237.29 | 510 | 442
2030-10-12 02:00 | 700 | 334.23 | 510 | 442 | 2030-10-12 02:00 | 700 | 254.47 | 510 | 442 | 2030-10-12 02:00 | 700 | 296.41 | 510 | 442
2030-10-12 03:00 | 700 | 431.1 | 510 | 442 | 2030-10-12 03:00 | 700 | 213.42 | 510 | 442 | 2030-10-12 03:00 | 700 | 180.49 | 510 | 424.24
2030-10-12 04:00 | 700 | 131.1 | 510 | 194.1 | 2030-10-12 04:00 | 311.04 | 0 | 210 | 142 | 2030-10-12 04:00 | 100 | 0 | 210 | 124.24
2030-10-12 05:00 | 700 | 0 | 312.46 | 188.94 | 2030-10-12 05:00 | -143.71 | 0 | 0 | 121.41 | 2030-10-12 05:00 | -399.18 | 0 | 0 | 53.87
2030-10-12 06:00 | 700 | 0 | 180.06 | 284.42 | 2030-10-12 06:00 | -134.47 | 0 | 0 | 210.63 | 2030-10-12 06:00 | -448.54 | 0 | 0 | 159.62
2030-10-12 07:00 | 700 | 0 | 80.64 | 0 | 2030-10-12 07:00 | 19.99 | -226 | -210 | -89.37 | 2030-10-12 07:00 | -416.98 | -226 | -210 | -140.38
2030-10-12 08:00 | 500 | -95 | -196.59 | -281.35 | 2030-10-12 08:00 | 457.98 | -526 | -510 | -389.37 | 2030-10-12 08:00 | -100 | -526 | -510 | -440.38
2030-10-12 09:00 | -100 | 205 | 103.41 | 18.65 | 2030-10-12 09:00 | -142.02 | -226 | -411.47 | -158 | 2030-10-12 09:00 | -700 | -526 | -510 | -510
2030-10-12 10:00 | -700 | 505 | 403.41 | 266.45 | 2030-10-12 10:00 | -700 | 74 | -111.47 | 142 | 2030-10-12 10:00 | -700 | -226 | -210 | -210
2030-10-12 11:00 | -700 | 505 | 510 | 286.49 | 2030-10-12 11:00 | -700 | 374 | 188.53 | 442 | 2030-10-12 11:00 | -700 | 74 | 90 | 90
2030-10-12 12:00 | -700 | 505 | 510 | 178.28 | 2030-10-12 12:00 | -700 | 374 | 90 | 236.13 | 2030-10-12 12:00 | -700 | 374 | 90 | 236.13
2030-10-12 13:00 | -700 | 300 | 510 | 63.37 | 2030-10-12 13:00 | -700 | 74 | -210 | -63.87 | 2030-10-12 13:00 | -700 | 74 | -210 | -63.87
2030-10-12 14:00 | -700 | 0 | 210 | -82.72 | 2030-10-12 14:00 | -700 | -226 | -510 | -363.87 | 2030-10-12 14:00 | -700 | -226 | -510 | -363.87
2030-10-12 15:00 | -293.32 | 0 | 0 | 0 | 2030-10-12 15:00 | -700 | -526 | -510 | -510 | 2030-10-12 15:00 | -700 | -526 | -510 | -510
2030-10-12 16:00 | 17.78 | 0 | 0 | 0 | 2030-10-12 16:00 | -700 | -300 | -329.02 | -300 | 2030-10-12 16:00 | -700 | -526 | -510 | -510
2030-10-12 17:00 | 617.78 | 0 | 300 | 300 | 2030-10-12 17:00 | -100 | 0 | -29.02 | 0 | 2030-10-12 17:00 | -700 | -226 | -210 | -210
2030-10-12 18:00 | 700 | 0 | 510 | 442 | 2030-10-12 18:00 | 103.03 | 0 | 0 | 300 | 2030-10-12 18:00 | -700 | 0 | 0 | 90
2030-10-12 19:00 | 700 | 280.11 | 510 | 442 | 2030-10-12 19:00 | 584.76 | 0 | 0 | 442 | 2030-10-12 19:00 | -100 | 0 | 0 | 371.67
2030-10-12 20:00 | 700 | 333.88 | 510 | 442 | 2030-10-12 20:00 | 669.36 | 0 | 0 | 442 | 2030-10-12 20:00 | -632.97 | 0 | 0 | 101.69
2030-10-12 21:00 | 700 | 368.85 | 510 | 442 | 2030-10-12 21:00 | 700 | 0 | 0 | 442 | 2030-10-12 21:00 | -632.97 | 0 | 0 | 256.78
2030-10-12 22:00 | 700 | 205 | 510 | 442 | 2030-10-12 22:00 | 600 | 0 | 210 | 393.51 | 2030-10-12 22:00 | -345.89 | 0 | 0 | 385.45
2030-10-12 23:00 | 486.46 | 505 | 510 | 442 | 2030-10-12 23:00 | 0 | 300 | 510 | 442 | 2030-10-12 23:00 | -700 | 0 | 0 | 236.96
2030-10-13 | 700 | 505 | 510 | 442 | 2030-10-13 | -96.3 | 505 | 510 | 442 | 2030-10-13 | -420.98 | 300 | 300 | 442
2030-10-13 01:00 | 700 | 505 | 510 | 442 | 2030-10-13 01:00 | -32.55 | 505 | 510 | 442 | 2030-10-13 01:00 | -700 | 505 | 510 | 442
2030-10-13 02:00 | 700 | 505 | 510 | 442 | 2030-10-13 02:00 | -10.67 | 505 | 510 | 442 | 2030-10-13 02:00 | -700 | 505 | 510 | 442
2030-10-13 03:00 | 700 | 505 | 510 | 442 | 2030-10-13 03:00 | -204.14 | 505 | 510 | 442 | 2030-10-13 03:00 | -700 | 505 | 510 | 442
2030-10-13 04:00 | 471.56 | 505 | 510 | 442 | 2030-10-13 04:00 | -217.07 | 505 | 510 | 442 | 2030-10-13 04:00 | -700 | 505 | 510 | 442
2030-10-13 05:00 | 633.19 | 505 | 510 | 442 | 2030-10-13 05:00 | -103.31 | 330.3 | 510 | 442 | 2030-10-13 05:00 | -700 | 330.3 | 510 | 442
2030-10-13 06:00 | 690.12 | 205 | 210 | 442 | 2030-10-13 06:00 | 157.09 | 30.3 | 210 | 435.05 | 2030-10-13 06:00 | -319.34 | 30.3 | 210 | 142
2030-10-13 07:00 | 700 | 209.38 | 510 | 442 | 2030-10-13 07:00 | 700 | 0 | 272.03 | 175.37 | 2030-10-13 07:00 | 280.66 | 0 | 222.46 | 0
2030-10-13 08:00 | 700 | 0 | 510 | 294.9 | 2030-10-13 08:00 | 500 | 0 | 138.87 | 0 | 2030-10-13 08:00 | 0 | 0 | 0 | -63.6
2030-10-13 09:00 | 620.4 | 300 | 510 | 116.8 | 2030-10-13 09:00 | -100 | 0 | 96.49 | -124.84 | 2030-10-13 09:00 | -600 | -46.47 | -300 | -363.6
2030-10-13 10:00 | 20.4 | 505 | 510 | -164.2 | 2030-10-13 10:00 | -700 | 58.42 | 210 | 112.29 | 2030-10-13 10:00 | -700 | 253.53 | 0 | -63.6
2030-10-13 11:00 | -479.29 | 505 | 510 | 75.47 | 2030-10-13 11:00 | -700 | 358.42 | 510 | 412.29 | 2030-10-13 11:00 | -700 | 505 | 300 | 236.4
2030-10-13 12:00 | -632.67 | 505 | 510 | 190.43 | 2030-10-13 12:00 | -700 | 505 | 510 | 442 | 2030-10-13 12:00 | -700 | 505 | 510 | 442
2030-10-13 13:00 | -381.28 | 505 | 510 | 358.43 | 2030-10-13 13:00 | -700 | 505 | 510 | 442 | 2030-10-13 13:00 | -700 | 505 | 510 | 442
2030-10-13 14:00 | -152.31 | 505 | 510 | 442 | 2030-10-13 14:00 | -700 | 505 | 510 | 442 | 2030-10-13 14:00 | -700 | 505 | 510 | 442
2030-10-13 15:00 | 362.04 | 505 | 510 | 442 | 2030-10-13 15:00 | -700 | 505 | 510 | 442 | 2030-10-13 15:00 | -700 | 505 | 510 | 442
2030-10-13 16:00 | 285.92 | 505 | 510 | 442 | 2030-10-13 16:00 | -228.38 | 505 | 510 | 442 | 2030-10-13 16:00 | -700 | 505 | 510 | 442
2030-10-13 17:00 | 403.1 | 505 | 510 | 442 | 2030-10-13 17:00 | 0 | 505 | 510 | 442 | 2030-10-13 17:00 | -700 | 205 | 421.14 | 142
2030-10-13 18:00 | 700 | 505 | 510 | 442 | 2030-10-13 18:00 | 0 | 505 | 510 | 442 | 2030-10-13 18:00 | -700 | 81.28 | 210 | 142
2030-10-13 19:00 | 700 | 505 | 510 | 442 | 2030-10-13 19:00 | 0 | 505 | 510 | 442 | 2030-10-13 19:00 | -700 | 381.28 | 510 | 442
2030-10-13 20:00 | 700 | 505 | 510 | 290.52 | 2030-10-13 20:00 | 201.22 | 505 | 510 | 284.64 | 2030-10-13 20:00 | -700 | 505 | 510 | 278.75
2030-10-13 21:00 | 485.94 | 505 | 510 | 292.69 | 2030-10-13 21:00 | 0 | 505 | 510 | 287.25 | 2030-10-13 21:00 | -700 | 505 | 510 | 281.82
2030-10-13 22:00 | 386.25 | 505 | 510 | 398.05 | 2030-10-13 22:00 | 0 | 505 | 510 | 393.72 | 2030-10-13 22:00 | -700 | 505 | 510 | 389.39
2030-10-13 23:00 | 286.88 | 505 | 510 | 442 | 2030-10-13 23:00 | 0 | 505 | 510 | 442 | 2030-10-13 23:00 | -700 | 505 | 510 | 442
2030-10-14 | 700 | 505 | 510 | 442 | 2030-10-14 | 600 | 505 | 510 | 442 | 2030-10-14 | -100 | 505 | 510 | 442
2030-10-14 01:00 | 514.6 | 505 | 510 | 424.32 | 2030-10-14 01:00 | 700 | 505 | 510 | 442 | 2030-10-14 01:00 | 500 | 505 | 510 | 442
2030-10-14 02:00 | 565.13 | 505 | 510 | 124.32 | 2030-10-14 02:00 | 700 | 505 | 510 | 442 | 2030-10-14 02:00 | 700 | 505 | 510 | 442
2030-10-14 03:00 | 337.4 | 505 | 510 | -52.96 | 2030-10-14 03:00 | 700 | 505 | 510 | 318.71 | 2030-10-14 03:00 | 618.08 | 505 | 510 | 389.82
2030-10-14 04:00 | 381.42 | 505 | 510 | -35.47 | 2030-10-14 04:00 | 700 | 505 | 510 | 58.89 | 2030-10-14 04:00 | 700 | 505 | 510 | 89.82
2030-10-14 05:00 | 700 | 205 | 321.53 | 0 | 2030-10-14 05:00 | 700 | 295.46 | 510 | -13.03 | 2030-10-14 05:00 | 700 | 205 | 210 | -210.18
2030-10-14 06:00 | 700 | 23.69 | 510 | 95.46 | 2030-10-14 06:00 | 700 | 273.53 | 510 | -111.35 | 2030-10-14 06:00 | 700 | 0 | 428.3 | -337.14
2030-10-14 07:00 | 700 | 323.69 | 510 | 394.17 | 2030-10-14 07:00 | 700 | 199.34 | 510 | 178.04 | 2030-10-14 07:00 | 700 | 275.53 | 510 | -37.14
2030-10-14 08:00 | 700 | 143.26 | 510 | 442 | 2030-10-14 08:00 | 700 | 499.34 | 510 | 442 | 2030-10-14 08:00 | 700 | 505 | 510 | 262.86
2030-10-14 09:00 | 700 | 386.21 | 510 | 442 | 2030-10-14 09:00 | 700 | 247.98 | 510 | 442 | 2030-10-14 09:00 | 700 | 205 | 510 | 397.4
2030-10-14 10:00 | 700 | 428.7 | 510 | 442 | 2030-10-14 10:00 | 700 | 44.15 | 510 | 442 | 2030-10-14 10:00 | 700 | 0 | 291.86 | 186.57
2030-10-14 11:00 | 700 | 128.7 | 510 | 442 | 2030-10-14 11:00 | 700 | 0 | 510 | 442 | 2030-10-14 11:00 | 700 | 0 | 0 | 118.81
2030-10-14 12:00 | 700 | 276.97 | 510 | 442 | 2030-10-14 12:00 | 700 | 0 | 510 | 442 | 2030-10-14 12:00 | 466.29 | 0 | 0 | 418.81
2030-10-14 13:00 | 700 | 296.47 | 510 | 442 | 2030-10-14 13:00 | 700 | 0 | 510 | 442 | 2030-10-14 13:00 | 700 | 0 | 0 | 442
2030-10-14 14:00 | 700 | 405.39 | 510 | 442 | 2030-10-14 14:00 | 700 | 0 | 510 | 442 | 2030-10-14 14:00 | 700 | 0 | 0 | 442
2030-10-14 15:00 | 700 | 450.46 | 510 | 442 | 2030-10-14 15:00 | 700 | 101.81 | 510 | 442 | 2030-10-14 15:00 | 700 | 0 | 210 | 442
2030-10-14 16:00 | 700 | 433.71 | 510 | 442 | 2030-10-14 16:00 | 700 | 147.01 | 510 | 442 | 2030-10-14 16:00 | 700 | 300 | 510 | 442
2030-10-14 17:00 | 700 | 505 | 510 | 442 | 2030-10-14 17:00 | 700 | 0 | 504.96 | 142 | 2030-10-14 17:00 | 700 | 0 | 210 | 142
2030-10-14 18:00 | 700 | 505 | 510 | 205.4 | 2030-10-14 18:00 | 700 | 205 | 504.96 | 142 | 2030-10-14 18:00 | 700 | 0 | 210 | 142
2030-10-14 19:00 | 700 | 505 | 510 | 442 | 2030-10-14 19:00 | 700 | 505 | 510 | 442 | 2030-10-14 19:00 | 700 | 300 | 510 | 442
2030-10-14 20:00 | 700 | 505 | 510 | 442 | 2030-10-14 20:00 | 700 | 505 | 510 | 442 | 2030-10-14 20:00 | 700 | 505 | 510 | 442
2030-10-14 21:00 | 700 | 505 | 510 | 442 | 2030-10-14 21:00 | 700 | 505 | 510 | 442 | 2030-10-14 21:00 | 700 | 505 | 510 | 442
2030-10-14 22:00 | 700 | 505 | 510 | 442 | 2030-10-14 22:00 | 700 | 505 | 510 | 442 | 2030-10-14 22:00 | 700 | 505 | 510 | 442
2030-10-14 23:00 | 700 | 505 | 510 | 442 | 2030-10-14 23:00 | 700 | 460.86 | 510 | 442 | 2030-10-14 23:00 | 700 | 505 | 510 | 442
2030-10-15 | 700 | 505 | 510 | 442 | 2030-10-15 | 700 | 505 | 510 | 442 | 2030-10-15 | 700 | 505 | 510 | 442
2030-10-15 01:00 | 700 | 505 | 510 | 442 | 2030-10-15 01:00 | 700 | 505 | 510 | 442 | 2030-10-15 01:00 | 700 | 505 | 510 | 442
2030-10-15 02:00 | 700 | 505 | 510 | 442 | 2030-10-15 02:00 | 700 | 505 | 510 | 442 | 2030-10-15 02:00 | 700 | 505 | 510 | 442
2030-10-15 03:00 | 700 | 505 | 510 | 442 | 2030-10-15 03:00 | 700 | 505 | 510 | 442 | 2030-10-15 03:00 | 700 | 505 | 510 | 442
2030-10-15 04:00 | 700 | 505 | 510 | 442 | 2030-10-15 04:00 | 700 | 505 | 510 | 442 | 2030-10-15 04:00 | 700 | 505 | 510 | 442
2030-10-15 05:00 | 700 | 207.18 | 510 | 319.3 | 2030-10-15 05:00 | 700 | 505 | 510 | 442 | 2030-10-15 05:00 | 700 | 300 | 510 | 442
2030-10-15 06:00 | 700 | 0 | 210 | 19.3 | 2030-10-15 06:00 | 700 | 205 | 210 | 142 | 2030-10-15 06:00 | 700 | 0 | 300.64 | 142
2030-10-15 07:00 | 700 | 40.39 | 510 | 142 | 2030-10-15 07:00 | 700 | 56.97 | 510 | 150.14 | 2030-10-15 07:00 | 700 | 0 | 406.8 | 442
2030-10-15 08:00 | 700 | 340.39 | 510 | 442 | 2030-10-15 08:00 | 700 | 356.97 | 510 | 442 | 2030-10-15 08:00 | 700 | 103.87 | 106.8 | 442
2030-10-15 09:00 | 700 | 281.78 | 510 | 442 | 2030-10-15 09:00 | 700 | 56.97 | 300 | 327.29 | 2030-10-15 09:00 | 700 | -196.13 | -193.2 | 442
2030-10-15 10:00 | 700 | 0 | 510 | 262.56 | 2030-10-15 10:00 | 700 | 0 | 0 | 33.33 | 2030-10-15 10:00 | 700 | -496.13 | -493.2 | 309.74
2030-10-15 11:00 | 700 | 0 | 263.81 | 72.54 | 2030-10-15 11:00 | 700 | 0 | 0 | 17.82 | 2030-10-15 11:00 | 700 | -526 | -510 | 294.66
2030-10-15 12:00 | 700 | 0 | 114.62 | 60.3 | 2030-10-15 12:00 | 700 | 0 | 0 | 9.42 | 2030-10-15 12:00 | 700 | -526 | -510 | 290.08
2030-10-15 13:00 | 700 | 0 | 135.25 | 0 | 2030-10-15 13:00 | 700 | 0 | -125.91 | 0 | 2030-10-15 13:00 | 700 | -526 | -510 | 222.45
2030-10-15 14:00 | 700 | 0 | 187.72 | 0 | 2030-10-15 14:00 | 700 | 0 | 0 | 0 | 2030-10-15 14:00 | 700 | -526 | -510 | 244.41
2030-10-15 15:00 | 700 | 0 | 279.8 | 12.9 | 2030-10-15 15:00 | 700 | 0 | 0 | 0 | 2030-10-15 15:00 | 700 | -526 | -510 | 269.78
2030-10-15 16:00 | 700 | 0 | 300 | 181.35 | 2030-10-15 16:00 | 700 | -137.73 | -210 | -138.95 | 2030-10-15 16:00 | 700 | -226 | -265.45 | 0
2030-10-15 17:00 | 700 | 0 | 0 | 0 | 2030-10-15 17:00 | 700 | -437.73 | -510 | -438.95 | 2030-10-15 17:00 | 700 | -526 | -510 | -300
2030-10-15 18:00 | 700 | 0 | 210 | 77.75 | 2030-10-15 18:00 | 700 | -300 | -300 | -242.22 | 2030-10-15 18:00 | 700 | -526 | -510 | -196.18
2030-10-15 19:00 | 700 | 214.34 | 510 | 377.75 | 2030-10-15 19:00 | 700 | 0 | 0 | 57.78 | 2030-10-15 19:00 | 700 | -226 | -210 | 103.82
2030-10-15 20:00 | 700 | 118.6 | 510 | 442 | 2030-10-15 20:00 | 700 | 300 | 300 | 357.78 | 2030-10-15 20:00 | 700 | 74 | 90 | 403.82
2030-10-15 21:00 | 700 | 0 | 510 | 264.92 | 2030-10-15 21:00 | 700 | 0 | 510 | 187.83 | 2030-10-15 21:00 | 700 | 0 | 390 | 280.75
2030-10-15 22:00 | 700 | 0 | 488.89 | 142 | 2030-10-15 22:00 | 700 | 93.69 | 389.03 | 142 | 2030-10-15 22:00 | 700 | 91.81 | 293.54 | 270.66
2030-10-15 23:00 | 700 | 299.95 | 510 | 442 | 2030-10-15 23:00 | 700 | 393.69 | 510 | 442 | 2030-10-15 23:00 | 700 | 391.81 | 510 | 442
2030-10-16 | 700 | 505 | 510 | 442 | 2030-10-16 | 700 | 505 | 510 | 442 | 2030-10-16 | 700 | 505 | 510 | 442
2030-10-16 01:00 | 700 | 505 | 510 | 442 | 2030-10-16 01:00 | 700 | 505 | 510 | 442 | 2030-10-16 01:00 | 700 | 505 | 510 | 442
2030-10-16 02:00 | 700 | 505 | 510 | 442 | 2030-10-16 02:00 | 700 | 505 | 510 | 442 | 2030-10-16 02:00 | 700 | 505 | 510 | 442
2030-10-16 03:00 | 700 | 505 | 510 | 442 | 2030-10-16 03:00 | 700 | 505 | 510 | 442 | 2030-10-16 03:00 | 700 | 505 | 510 | 442
2030-10-16 04:00 | 700 | 505 | 510 | 442 | 2030-10-16 04:00 | 700 | 300 | 499.11 | 442 | 2030-10-16 04:00 | 700 | 505 | 510 | 442
2030-10-16 05:00 | 700 | 287.96 | 210 | 442 | 2030-10-16 05:00 | 700 | 0 | 199.11 | 442 | 2030-10-16 05:00 | 700 | 300 | 309.25 | 362.34
2030-10-16 06:00 | 700 | -12.04 | -90 | 154.06 | 2030-10-16 06:00 | 700 | -300 | -100.89 | 366.73 | 2030-10-16 06:00 | 700 | 0 | 9.25 | 62.34
2030-10-16 07:00 | 700 | 0 | 0 | 204.66 | 2030-10-16 07:00 | 700 | 0 | -400.89 | 328.83 | 2030-10-16 07:00 | 700 | 0 | 0 | 0
2030-10-16 08:00 | 700 | 0 | 0 | 442 | 2030-10-16 08:00 | 700 | 0 | -510 | 442 | 2030-10-16 08:00 | 700 | 0 | -75.28 | 111.7
2030-10-16 09:00 | 700 | 0 | 27.91 | 442 | 2030-10-16 09:00 | 700 | 0 | -429.15 | 442 | 2030-10-16 09:00 | 700 | -300 | -375.28 | 142
2030-10-16 10:00 | 700 | 0 | 163.39 | 316.01 | 2030-10-16 10:00 | 700 | 0 | -129.15 | 442 | 2030-10-16 10:00 | 607.24 | 0 | -75.28 | 442
2030-10-16 11:00 | 700 | 0 | 33.33 | 380.62 | 2030-10-16 11:00 | 700 | 0 | -28.76 | 442 | 2030-10-16 11:00 | 7.24 | 0 | -28.76 | 442
2030-10-16 12:00 | 700 | 88.45 | 90 | 442 | 2030-10-16 12:00 | 565.03 | 0 | 0 | 442 | 2030-10-16 12:00 | 103.76 | 0 | 0 | 442
2030-10-16 13:00 | 700 | 0 | -210 | 348.87 | 2030-10-16 13:00 | 700 | -226 | -210 | 442 | 2030-10-16 13:00 | 294.09 | -226 | -210 | 442
2030-10-16 14:00 | 700 | -300 | -510 | 48.87 | 2030-10-16 14:00 | 700 | -526 | -510 | 303.98 | 2030-10-16 14:00 | 173.92 | -526 | -510 | 144.46
2030-10-16 15:00 | 700 | -265.47 | -300 | -161.27 | 2030-10-16 15:00 | 700 | -526 | -510 | 418.82 | 2030-10-16 15:00 | 700 | -526 | -510 | 93.61
2030-10-16 16:00 | 700 | 0 | 0 | 138.73 | 2030-10-16 16:00 | 700 | -226 | -510 | 344.16 | 2030-10-16 16:00 | 700 | -526 | -510 | 110.18
2030-10-16 17:00 | 700 | 0 | 0 | 0 | 2030-10-16 17:00 | 700 | -526 | -510 | 44.16 | 2030-10-16 17:00 | 700 | -526 | -510 | -189.82
2030-10-16 18:00 | 700 | 0 | 143.62 | 26.64 | 2030-10-16 18:00 | 700 | -526 | -510 | 112.46 | 2030-10-16 18:00 | 700 | -526 | -510 | -77.66
2030-10-16 19:00 | 700 | 0 | 443.62 | 326.64 | 2030-10-16 19:00 | 700 | -226 | -300 | 412.46 | 2030-10-16 19:00 | 700 | -300 | -300 | 222.34
2030-10-16 20:00 | 700 | 148.62 | 510 | 174.58 | 2030-10-16 20:00 | 700 | 0 | 0 | 359.58 | 2030-10-16 20:00 | 700 | 0 | 0 | 324.11
2030-10-16 21:00 | 700 | 448.62 | 510 | 442 | 2030-10-16 21:00 | 700 | 88.45 | 300 | 442 | 2030-10-16 21:00 | 700 | 300 | 300 | 442
2030-10-16 22:00 | 700 | 479.93 | 510 | 442 | 2030-10-16 22:00 | 700 | 388.45 | 510 | 442 | 2030-10-16 22:00 | 700 | 435.97 | 510 | 442
2030-10-16 23:00 | 700 | 266.63 | 510 | 442 | 2030-10-16 23:00 | 700 | 404.64 | 510 | 442 | 2030-10-16 23:00 | 700 | 462.52 | 510 | 442
2030-10-17 | 700 | 368.14 | 510 | 442 | 2030-10-17 | 700 | 505 | 510 | 442 | 2030-10-17 | 700 | 505 | 510 | 442
2030-10-17 01:00 | 700 | 400.72 | 510 | 442 | 2030-10-17 01:00 | 700 | 505 | 510 | 442 | 2030-10-17 01:00 | 700 | 505 | 510 | 442
2030-10-17 02:00 | 700 | 163.8 | 510 | 442 | 2030-10-17 02:00 | 700 | 505 | 510 | 442 | 2030-10-17 02:00 | 700 | 505 | 510 | 442
2030-10-17 03:00 | 700 | 0 | 510 | 442 | 2030-10-17 03:00 | 700 | 505 | 510 | 442 | 2030-10-17 03:00 | 700 | 505 | 510 | 442
2030-10-17 04:00 | 700 | 0 | 510 | 442 | 2030-10-17 04:00 | 700 | 505 | 510 | 442 | 2030-10-17 04:00 | 700 | 505 | 510 | 442
2030-10-17 05:00 | 700 | 0 | 510 | 442 | 2030-10-17 05:00 | 700 | 505 | 510 | 442 | 2030-10-17 05:00 | 700 | 505 | 452.45 | 442
2030-10-17 06:00 | 700 | 267.2 | 286.6 | 442 | 2030-10-17 06:00 | 700 | 264.16 | 210 | 442 | 2030-10-17 06:00 | 700 | 300 | 152.45 | 442
2030-10-17 07:00 | 700 | 0 | -13.4 | 368.52 | 2030-10-17 07:00 | 700 | -35.84 | -90 | 159.17 | 2030-10-17 07:00 | 700 | 0 | -147.55 | 250.23
2030-10-17 08:00 | 700 | 0 | 0 | 265.35 | 2030-10-17 08:00 | 700 | 0 | -390 | 95.32 | 2030-10-17 08:00 | 700 | 0 | -447.55 | 54.91
2030-10-17 09:00 | 700 | 0 | 0 | 442 | 2030-10-17 09:00 | 700 | 0 | -284.42 | 311.3 | 2030-10-17 09:00 | 700 | -300 | -345.24 | 300.93
2030-10-17 10:00 | 700 | 233.04 | 300 | 442 | 2030-10-17 10:00 | 700 | 0 | 15.58 | 442 | 2030-10-17 10:00 | 700 | 0 | -45.24 | 442
2030-10-17 11:00 | 700 | 233.04 | 0 | 442 | 2030-10-17 11:00 | 700 | 0 | -207.33 | 442 | 2030-10-17 11:00 | 700 | -152 | -210 | 442
2030-10-17 12:00 | 700 | -34.92 | -300 | 142 | 2030-10-17 12:00 | 700 | -300 | -507.33 | 286.02 | 2030-10-17 12:00 | 700 | -452 | -510 | 435
2030-10-17 13:00 | 700 | 0 | -490.33 | 0 | 2030-10-17 13:00 | 700 | -526 | -510 | 233.2 | 2030-10-17 13:00 | 700 | -526 | -510 | 176.72
2030-10-17 14:00 | 700 | 0 | -436.74 | 0 | 2030-10-17 14:00 | 700 | -526 | -510 | 153.81 | 2030-10-17 14:00 | 700 | -526 | -510 | 138.34
2030-10-17 15:00 | 700 | 0 | -251.89 | 0 | 2030-10-17 15:00 | 700 | -526 | -510 | -146.19 | 2030-10-17 15:00 | 700 | -526 | -510 | 141.74
2030-10-17 16:00 | 700 | 0 | 44.7 | 48.28 | 2030-10-17 16:00 | 700 | -226 | -210 | -42.01 | 2030-10-17 16:00 | 700 | -226 | -510 | -158.26
2030-10-17 17:00 | 700 | 0 | 0 | 18.12 | 2030-10-17 17:00 | 700 | -526 | -510 | -342.01 | 2030-10-17 17:00 | 700 | -526 | -510 | -458.26
2030-10-17 18:00 | 700 | 0 | 0 | 18.12 | 2030-10-17 18:00 | 700 | -526 | -510 | -451.91 | 2030-10-17 18:00 | 700 | -526 | -510 | -510
2030-10-17 19:00 | 700 | 0 | 210 | 89.94 | 2030-10-17 19:00 | 700 | -374.94 | -510 | -151.91 | 2030-10-17 19:00 | 700 | -316.1 | -510 | -210
2030-10-17 20:00 | 700 | 8.63 | 510 | 389.94 | 2030-10-17 20:00 | 700 | -74.94 | -210 | 148.09 | 2030-10-17 20:00 | 700 | -16.1 | -510 | -9.87
2030-10-17 21:00 | 700 | 0 | 509.15 | 153.74 | 2030-10-17 21:00 | 700 | 20.03 | 90 | 300 | 2030-10-17 21:00 | 700 | 0 | -510 | 227.59
2030-10-17 22:00 | 700 | 0 | 209.15 | 0 | 2030-10-17 22:00 | 700 | 0 | -62.46 | 0 | 2030-10-17 22:00 | 700 | 0 | -510 | 73.98
2030-10-17 23:00 | 700 | 0 | -46.78 | 0 | 2030-10-17 23:00 | 700 | 0 | -362.46 | -169.08 | 2030-10-17 23:00 | 700 | 0 | -510 | 129.69
2030-10-18 | 700 | 205 | 253.22 | 300 | 2030-10-18 | 700 | 0 | -62.46 | 130.92 | 2030-10-18 | 700 | 300 | -210 | 429.69
2030-10-18 01:00 | 700 | 505 | 510 | 442 | 2030-10-18 01:00 | 700 | 0 | 237.54 | 430.92 | 2030-10-18 01:00 | 700 | 439.63 | 90 | 442
2030-10-18 02:00 | 700 | 450.42 | 510 | 442 | 2030-10-18 02:00 | 700 | 42.34 | 510 | 442 | 2030-10-18 02:00 | 700 | 505 | 390 | 442
2030-10-18 03:00 | 700 | 466.25 | 510 | 442 | 2030-10-18 03:00 | 700 | 15.87 | 510 | 442 | 2030-10-18 03:00 | 700 | 483.81 | 510 | 442
2030-10-18 04:00 | 700 | 166.25 | 210 | 322.05 | 2030-10-18 04:00 | 700 | 15.87 | 210 | 442 | 2030-10-18 04:00 | 700 | 183.81 | 210 | 300
2030-10-18 05:00 | 700 | -133.75 | -90 | 22.05 | 2030-10-18 05:00 | 700 | -207.7 | -90 | 143.69 | 2030-10-18 05:00 | 700 | -116.19 | -90 | 0
2030-10-18 06:00 | 700 | 0 | -249.06 | 15.04 | 2030-10-18 06:00 | 700 | 0 | -368.97 | 154.46 | 2030-10-18 06:00 | 700 | 0 | -249.24 | 0
2030-10-18 07:00 | 700 | 0 | 5.17 | 162.54 | 2030-10-18 07:00 | 700 | 0 | -68.97 | 299.11 | 2030-10-18 07:00 | 700 | 0 | 0 | 149.91
2030-10-18 08:00 | 700 | 0 | 305.17 | 293.06 | 2030-10-18 08:00 | 700 | 0 | 0 | 358.7 | 2030-10-18 08:00 | 700 | -140.47 | -210 | 360.17
2030-10-18 09:00 | 700 | 0 | 151.66 | 356.95 | 2030-10-18 09:00 | 700 | -226 | -297.05 | 442 | 2030-10-18 09:00 | 700 | -440.47 | -510 | 442
2030-10-18 10:00 | 700 | 0 | 19.23 | 346.15 | 2030-10-18 10:00 | 700 | -526 | -510 | 387.33 | 2030-10-18 10:00 | 700 | -526 | -510 | 442
2030-10-18 11:00 | 700 | 0 | 16.17 | 321.41 | 2030-10-18 11:00 | 700 | -526 | -510 | 419.99 | 2030-10-18 11:00 | 700 | -526 | -510 | 438.15
2030-10-18 12:00 | 700 | 0 | -220.04 | 281.71 | 2030-10-18 12:00 | 700 | -526 | -510 | 371.96 | 2030-10-18 12:00 | 700 | -526 | -510 | 442
2030-10-18 13:00 | 700 | -103.81 | -300 | 185.33 | 2030-10-18 13:00 | 700 | -526 | -510 | 265.41 | 2030-10-18 13:00 | 700 | -526 | -510 | 142
2030-10-18 14:00 | 700 | 0 | 0 | 222.3 | 2030-10-18 14:00 | 700 | -226 | -210 | 442 | 2030-10-18 14:00 | 700 | -226 | -210 | 442
2030-10-18 15:00 | 700 | 0 | 182.33 | 237.15 | 2030-10-18 15:00 | 700 | -312.59 | -510 | 231.4 | 2030-10-18 15:00 | 700 | -526 | -510 | 313.22
2030-10-18 16:00 | 700 | 0 | 58.85 | 324.66 | 2030-10-18 16:00 | 700 | -78.67 | -510 | 338.5 | 2030-10-18 16:00 | 700 | -526 | -510 | 391.1
2030-10-18 17:00 | 700 | 0 | 210 | 375.18 | 2030-10-18 17:00 | 700 | 0 | -510 | 442 | 2030-10-18 17:00 | 700 | -422.52 | -510 | 391.1
2030-10-18 18:00 | 700 | 0 | 510 | 442 | 2030-10-18 18:00 | 700 | 0 | -376.46 | 442 | 2030-10-18 18:00 | 700 | -464.13 | -510 | 410.57
2030-10-18 19:00 | 700 | 0 | 510 | 348.29 | 2030-10-18 19:00 | 700 | 0 | -111.42 | 425.2 | 2030-10-18 19:00 | 700 | -164.13 | -510 | 442
2030-10-18 20:00 | 700 | 0 | 357.24 | 259.68 | 2030-10-18 20:00 | 700 | 0 | 188.58 | 379.55 | 2030-10-18 20:00 | 700 | 0 | -210 | 221.1
2030-10-18 21:00 | 700 | 286.5 | 510 | 442 | 2030-10-18 21:00 | 700 | 300 | 488.58 | 442 | 2030-10-18 21:00 | 700 | 241.31 | 90 | 442
2030-10-18 22:00 | 700 | 205 | 463.65 | 442 | 2030-10-18 22:00 | 700 | 205 | 510 | 442 | 2030-10-18 22:00 | 482.04 | 467.3 | 390 | 442
2030-10-18 23:00 | 545.69 | 505 | 510 | 442 | 2030-10-18 23:00 | 639.16 | 505 | 510 | 442 | 2030-10-18 23:00 | -117.96 | 505 | 510 | 442
2030-10-19 | 533.3 | 505 | 510 | 442 | 2030-10-19 | 186.6 | 505 | 510 | 442 | 2030-10-19 | -405.05 | 505 | 510 | 442
2030-10-19 01:00 | 82.87 | 505 | 510 | 442 | 2030-10-19 01:00 | -413.4 | 505 | 510 | 442 | 2030-10-19 01:00 | -700 | 505 | 510 | 442
2030-10-19 02:00 | -453.48 | 505 | 510 | 442 | 2030-10-19 02:00 | -700 | 505 | 510 | 442 | 2030-10-19 02:00 | -700 | 505 | 510 | 442
2030-10-19 03:00 | -430.72 | 505 | 510 | 442 | 2030-10-19 03:00 | -700 | 505 | 510 | 442 | 2030-10-19 03:00 | -700 | 505 | 510 | 442
2030-10-19 04:00 | -700 | 505 | 510 | 442 | 2030-10-19 04:00 | -700 | 505 | 510 | 442 | 2030-10-19 04:00 | -700 | 505 | 510 | 442
2030-10-19 05:00 | -700 | 505 | 510 | 442 | 2030-10-19 05:00 | -700 | 505 | 510 | 442 | 2030-10-19 05:00 | -700 | 505 | 510 | 442
2030-10-19 06:00 | -700 | 505 | 510 | 442 | 2030-10-19 06:00 | -700 | 505 | 510 | 442 | 2030-10-19 06:00 | -700 | 505 | 510 | 442
2030-10-19 07:00 | -700 | 505 | 510 | 442 | 2030-10-19 07:00 | -700 | 505 | 510 | 442 | 2030-10-19 07:00 | -700 | 505 | 510 | 442
2030-10-19 08:00 | -700 | 505 | 510 | 442 | 2030-10-19 08:00 | -700 | 505 | 510 | 442 | 2030-10-19 08:00 | -700 | 505 | 510 | 442
2030-10-19 09:00 | -700 | 505 | 510 | 442 | 2030-10-19 09:00 | -700 | 505 | 510 | 442 | 2030-10-19 09:00 | -700 | 505 | 510 | 442
2030-10-19 10:00 | -660.57 | 505 | 510 | 442 | 2030-10-19 10:00 | -700 | 505 | 510 | 442 | 2030-10-19 10:00 | -700 | 505 | 510 | 442
2030-10-19 11:00 | -700 | 505 | 510 | 442 | 2030-10-19 11:00 | -700 | 505 | 510 | 442 | 2030-10-19 11:00 | -700 | 505 | 510 | 442
2030-10-19 12:00 | -240.7 | 505 | 510 | 442 | 2030-10-19 12:00 | -700 | 505 | 510 | 442 | 2030-10-19 12:00 | -700 | 505 | 510 | 442
2030-10-19 13:00 | 179.89 | 505 | 510 | 442 | 2030-10-19 13:00 | -700 | 505 | 510 | 442 | 2030-10-19 13:00 | -700 | 505 | 510 | 442
2030-10-19 14:00 | 0 | 505 | 510 | 442 | 2030-10-19 14:00 | -700 | 505 | 510 | 442 | 2030-10-19 14:00 | -700 | 505 | 510 | 442
2030-10-19 15:00 | 0 | 505 | 510 | 442 | 2030-10-19 15:00 | -700 | 505 | 510 | 442 | 2030-10-19 15:00 | -700 | 374 | 390 | 390
2030-10-19 16:00 | -121.24 | 505 | 510 | 442 | 2030-10-19 16:00 | -700 | 505 | 510 | 442 | 2030-10-19 16:00 | -700 | 74 | 90 | 90
2030-10-19 17:00 | 478.76 | 505 | 510 | 442 | 2030-10-19 17:00 | -700 | 300 | 300 | 234.67 | 2030-10-19 17:00 | -700 | -226 | -210 | -210
2030-10-19 18:00 | 700 | 205 | 458.77 | 142 | 2030-10-19 18:00 | -700 | 0 | 0 | -65.33 | 2030-10-19 18:00 | -700 | -526 | -510 | -510
2030-10-19 19:00 | 700 | 205 | 302.74 | 442 | 2030-10-19 19:00 | -700 | -95 | -171.11 | -50.11 | 2030-10-19 19:00 | -700 | -526 | -510 | -363.31
2030-10-19 20:00 | 308.75 | 505 | 510 | 442 | 2030-10-19 20:00 | -700 | 205 | 128.89 | 249.89 | 2030-10-19 20:00 | -700 | -226 | -210 | -63.31
2030-10-19 21:00 | -4.59 | 505 | 510 | 442 | 2030-10-19 21:00 | -700 | 505 | 428.89 | 442 | 2030-10-19 21:00 | -700 | 74 | 90 | 236.69
2030-10-19 22:00 | -566.32 | 505 | 510 | 442 | 2030-10-19 22:00 | -700 | 505 | 510 | 442 | 2030-10-19 22:00 | -700 | 374 | 390 | 442
2030-10-19 23:00 | -700 | 505 | 510 | 442 | 2030-10-19 23:00 | -700 | 505 | 510 | 442 | 2030-10-19 23:00 | -700 | 505 | 510 | 442
2030-10-20 | -700 | 505 | 510 | 442 | 2030-10-20 | -700 | 505 | 510 | 442 | 2030-10-20 | -700 | 505 | 510 | 442
2030-10-20 01:00 | -700 | 505 | 510 | 236.46 | 2030-10-20 01:00 | -700 | 505 | 510 | 231.99 | 2030-10-20 01:00 | -700 | 505 | 510 | 227.53
2030-10-20 02:00 | -700 | 505 | 510 | 346.89 | 2030-10-20 02:00 | -700 | 505 | 510 | 343.05 | 2030-10-20 02:00 | -700 | 505 | 510 | 339.2
2030-10-20 03:00 | -700 | 505 | 510 | 187.68 | 2030-10-20 03:00 | -700 | 505 | 510 | 183.15 | 2030-10-20 03:00 | -700 | 505 | 510 | 178.62
2030-10-20 04:00 | -700 | 505 | 510 | 375.21 | 2030-10-20 04:00 | -700 | 505 | 510 | 371.73 | 2030-10-20 04:00 | -700 | 505 | 510 | 368.25
2030-10-20 05:00 | -700 | 505 | 510 | 442 | 2030-10-20 05:00 | -700 | 505 | 510 | 442 | 2030-10-20 05:00 | -700 | 505 | 510 | 442
2030-10-20 06:00 | -700 | 505 | 510 | 442 | 2030-10-20 06:00 | -700 | 505 | 510 | 442 | 2030-10-20 06:00 | -700 | 505 | 510 | 442
2030-10-20 07:00 | -700 | 505 | 510 | 442 | 2030-10-20 07:00 | -700 | 505 | 510 | 442 | 2030-10-20 07:00 | -700 | 505 | 510 | 442
2030-10-20 08:00 | -700 | 505 | 510 | 442 | 2030-10-20 08:00 | -700 | 505 | 510 | 442 | 2030-10-20 08:00 | -700 | 505 | 510 | 442
2030-10-20 09:00 | -700 | 505 | 510 | 442 | 2030-10-20 09:00 | -700 | 505 | 510 | 442 | 2030-10-20 09:00 | -700 | 505 | 510 | 442
2030-10-20 10:00 | -700 | 505 | 510 | 442 | 2030-10-20 10:00 | -700 | 505 | 510 | 442 | 2030-10-20 10:00 | -700 | 505 | 510 | 442
2030-10-20 11:00 | -700 | 505 | 510 | 375 | 2030-10-20 11:00 | -700 | 505 | 510 | 369.39 | 2030-10-20 11:00 | -700 | 505 | 510 | 363.79
2030-10-20 12:00 | -700 | 505 | 510 | 442 | 2030-10-20 12:00 | -700 | 505 | 510 | 442 | 2030-10-20 12:00 | -700 | 505 | 510 | 442
2030-10-20 13:00 | -700 | 505 | 510 | 363.14 | 2030-10-20 13:00 | -700 | 505 | 510 | 357.47 | 2030-10-20 13:00 | -700 | 505 | 510 | 351.81
2030-10-20 14:00 | -700 | 505 | 510 | 440.48 | 2030-10-20 14:00 | -700 | 505 | 510 | 306.44 | 2030-10-20 14:00 | -700 | 505 | 510 | 300.8
2030-10-20 15:00 | -700 | 505 | 510 | 296.14 | 2030-10-20 15:00 | -700 | 505 | 510 | 290.66 | 2030-10-20 15:00 | -700 | 505 | 510 | 285.17
2030-10-20 16:00 | -700 | 505 | 510 | 442 | 2030-10-20 16:00 | -700 | 505 | 510 | 442 | 2030-10-20 16:00 | -700 | 505 | 510 | 442
2030-10-20 17:00 | -700 | 505 | 510 | 442 | 2030-10-20 17:00 | -700 | 505 | 510 | 442 | 2030-10-20 17:00 | -700 | 505 | 510 | 442
2030-10-20 18:00 | -235.84 | 505 | 510 | 442 | 2030-10-20 18:00 | -700 | 505 | 510 | 442 | 2030-10-20 18:00 | -700 | 505 | 510 | 442
2030-10-20 19:00 | -20.92 | 505 | 510 | 442 | 2030-10-20 19:00 | -700 | 505 | 510 | 442 | 2030-10-20 19:00 | -700 | 505 | 510 | 442
2030-10-20 20:00 | 128.07 | 505 | 510 | 442 | 2030-10-20 20:00 | -700 | 505 | 510 | 442 | 2030-10-20 20:00 | -700 | 505 | 510 | 438.45
2030-10-20 21:00 | 0 | 505 | 510 | 442 | 2030-10-20 21:00 | -700 | 505 | 510 | 442 | 2030-10-20 21:00 | -700 | 505 | 510 | 442
2030-10-20 22:00 | 590.09 | 505 | 510 | 442 | 2030-10-20 22:00 | -700 | 505 | 510 | 442 | 2030-10-20 22:00 | -700 | 505 | 510 | 442
2030-10-20 23:00 | 236.4 | 505 | 510 | 404.39 | 2030-10-20 23:00 | -700 | 505 | 510 | 400.66 | 2030-10-20 23:00 | -700 | 505 | 510 | 396.92
2030-10-21 | 700 | 505 | 510 | 442 | 2030-10-21 | -100 | 505 | 510 | 442 | 2030-10-21 | -100 | 505 | 510 | 442
2030-10-21 01:00 | 700 | 505 | 510 | 442 | 2030-10-21 01:00 | 500 | 505 | 510 | 442 | 2030-10-21 01:00 | 500 | 505 | 510 | 442
2030-10-21 02:00 | 700 | 505 | 510 | 442 | 2030-10-21 02:00 | 700 | 205 | 510 | 260.67 | 2030-10-21 02:00 | 700 | 205 | 510 | 142
2030-10-21 03:00 | 700 | 205 | 510 | 442 | 2030-10-21 03:00 | 700 | 0 | 510 | 120.91 | 2030-10-21 03:00 | 700 | 0 | 510 | 0
2030-10-21 04:00 | 700 | 186.09 | 510 | 442 | 2030-10-21 04:00 | 700 | 0 | 510 | 403.65 | 2030-10-21 04:00 | 700 | 0 | 510 | 100.44
2030-10-21 05:00 | 700 | 0 | 510 | 442 | 2030-10-21 05:00 | 700 | 0 | 510 | 116.01 | 2030-10-21 05:00 | 700 | 0 | 462.64 | 0
2030-10-21 06:00 | 700 | 164.47 | 510 | 442 | 2030-10-21 06:00 | 700 | 48.21 | 510 | 416.01 | 2030-10-21 06:00 | 700 | 77.33 | 489.25 | 182.78
2030-10-21 07:00 | 700 | 464.47 | 510 | 442 | 2030-10-21 07:00 | 700 | 348.21 | 510 | 442 | 2030-10-21 07:00 | 700 | 377.33 | 510 | 442
2030-10-21 08:00 | 700 | 505 | 510 | 442 | 2030-10-21 08:00 | 700 | 300 | 447.46 | 442 | 2030-10-21 08:00 | 700 | 300 | 272.74 | 442
2030-10-21 09:00 | 700 | 205 | 210 | 442 | 2030-10-21 09:00 | 700 | 0 | 147.46 | 290.16 | 2030-10-21 09:00 | 600 | 0 | -27.26 | 442
2030-10-21 10:00 | 700 | 0 | 456.54 | 442 | 2030-10-21 10:00 | 700 | 0 | 171.59 | 442 | 2030-10-21 10:00 | 0 | -76.33 | -327.26 | 406.74
2030-10-21 11:00 | 700 | 137.16 | 510 | 442 | 2030-10-21 11:00 | 466.21 | 0 | 0 | 432.02 | 2030-10-21 11:00 | -236.62 | -376.33 | -510 | 335.94
2030-10-21 12:00 | 700 | 97.29 | 510 | 442 | 2030-10-21 12:00 | -123.59 | 0 | 0 | 289.58 | 2030-10-21 12:00 | -700 | -526 | -510 | 170.81
2030-10-21 13:00 | 700 | 19.39 | 510 | 442 | 2030-10-21 13:00 | -210.13 | 0 | 0 | 322.66 | 2030-10-21 13:00 | -700 | -526 | -510 | 214.96
2030-10-21 14:00 | 700 | 0 | 510 | 145.25 | 2030-10-21 14:00 | -496.62 | 0 | 0 | 22.66 | 2030-10-21 14:00 | -700 | -526 | -510 | -85.04
2030-10-21 15:00 | 700 | 0 | 510 | 64.1 | 2030-10-21 15:00 | -255.37 | 0 | -281.05 | 0 | 2030-10-21 15:00 | -700 | -475.56 | -510 | -385.04
2030-10-21 16:00 | 700 | 0 | 510 | 114.32 | 2030-10-21 16:00 | 344.63 | 0 | 0 | -128.58 | 2030-10-21 16:00 | -210.41 | -175.56 | -210 | -419.77
2030-10-21 17:00 | 700 | 162.72 | 510 | 414.32 | 2030-10-21 17:00 | 700 | 0 | 144.07 | 0 | 2030-10-21 17:00 | 73.5 | 0 | 0 | -119.77
2030-10-21 18:00 | 700 | 205 | 510 | 369.16 | 2030-10-21 18:00 | 700 | 87.04 | 444.07 | 257.31 | 2030-10-21 18:00 | 373.72 | 0 | 95.38 | 0
2030-10-21 19:00 | 700 | 505 | 510 | 426.19 | 2030-10-21 19:00 | 700 | 200.72 | 510 | 98.03 | 2030-10-21 19:00 | 700 | 0 | 395.38 | -101.39
2030-10-21 20:00 | 700 | 505 | 510 | 214.11 | 2030-10-21 20:00 | 700 | 500.72 | 510 | -76.82 | 2030-10-21 20:00 | 700 | 205 | 510 | -362.47
2030-10-21 21:00 | 700 | 505 | 510 | 92.38 | 2030-10-21 21:00 | 700 | 505 | 510 | -198.9 | 2030-10-21 21:00 | 700 | 505 | 510 | -487.89
2030-10-21 22:00 | 700 | 505 | 510 | 32.09 | 2030-10-21 22:00 | 419.09 | 505 | 510 | -243.78 | 2030-10-21 22:00 | 493.05 | 505 | 510 | -510
2030-10-21 23:00 | 361.69 | 505 | 510 | -117.65 | 2030-10-21 23:00 | 574.3 | 505 | 510 | -397.42 | 2030-10-21 23:00 | 75.8 | 505 | 510 | -510
2030-10-22 | 700 | 505 | 510 | -160.88 | 2030-10-22 | 700 | 505 | 510 | -429.27 | 2030-10-22 | 675.8 | 505 | 510 | -510
2030-10-22 01:00 | 215.31 | 505 | 510 | 25.52 | 2030-10-22 01:00 | 700 | 505 | 510 | -129.27 | 2030-10-22 01:00 | 700 | 505 | 510 | -210
2030-10-22 02:00 | 215.31 | 505 | 510 | 27.51 | 2030-10-22 02:00 | 700 | 505 | 510 | 170.73 | 2030-10-22 02:00 | 700 | 505 | 510 | 90
2030-10-22 03:00 | 447.67 | 505 | 510 | 243.63 | 2030-10-22 03:00 | 700 | 505 | 510 | 352.78 | 2030-10-22 03:00 | 700 | 505 | 510 | 116.54
2030-10-22 04:00 | 350.48 | 505 | 510 | 104.7 | 2030-10-22 04:00 | 700 | 505 | 510 | 52.78 | 2030-10-22 04:00 | 700 | 505 | 510 | -183.46
2030-10-22 05:00 | 700 | 205 | 320 | -10.98 | 2030-10-22 05:00 | 700 | 293.89 | 510 | -247.22 | 2030-10-22 05:00 | 700 | 205 | 510 | -483.46
2030-10-22 06:00 | 700 | 56.38 | 300 | 289.02 | 2030-10-22 06:00 | 700 | 293.89 | 510 | 52.78 | 2030-10-22 06:00 | 700 | 0 | 510 | -183.46
2030-10-22 07:00 | 700 | 0 | 0 | 252.04 | 2030-10-22 07:00 | 700 | 0 | 234 | 137.6 | 2030-10-22 07:00 | 700 | 0 | 300 | 71.67
2030-10-22 08:00 | 700 | 0 | -8.77 | 313.26 | 2030-10-22 08:00 | 700 | -102.3 | -66 | 104.75 | 2030-10-22 08:00 | 700 | 0 | 0 | -64.74
2030-10-22 09:00 | 700 | 104.44 | 291.23 | 442 | 2030-10-22 09:00 | 700 | 197.7 | 234 | 404.75 | 2030-10-22 09:00 | 700 | 300 | 300 | 235.26
2030-10-22 10:00 | 700 | 404.44 | 510 | 442 | 2030-10-22 10:00 | 700 | 0 | 510 | 442 | 2030-10-22 10:00 | 700 | 0 | 510 | 442
2030-10-22 11:00 | 700 | 344.31 | 510 | 442 | 2030-10-22 11:00 | 700 | 0 | 510 | 442 | 2030-10-22 11:00 | 700 | 0 | 510 | 442
2030-10-22 12:00 | 700 | 116.27 | 510 | 442 | 2030-10-22 12:00 | 700 | 0 | 477.33 | 442 | 2030-10-22 12:00 | 700 | 0 | 390 | 442
2030-10-22 13:00 | 700 | 88.55 | 210 | 442 | 2030-10-22 13:00 | 700 | 0 | 177.33 | 442 | 2030-10-22 13:00 | 700 | 0 | 90 | 442
2030-10-22 14:00 | 700 | -211.45 | -90 | 380.13 | 2030-10-22 14:00 | 700 | -194.7 | -122.67 | 395.9 | 2030-10-22 14:00 | 700 | -220.75 | -210 | 305.4
2030-10-22 15:00 | 700 | 0 | -268.66 | 80.13 | 2030-10-22 15:00 | 700 | 0 | -422.67 | 161.87 | 2030-10-22 15:00 | 700 | -520.75 | -510 | 109.37
2030-10-22 16:00 | 700 | 0 | -10.31 | 82.97 | 2030-10-22 16:00 | 700 | -226 | -510 | 269.79 | 2030-10-22 16:00 | 700 | -526 | -510 | 76.56
2030-10-22 17:00 | 700 | -133.37 | -310.31 | 0 | 2030-10-22 17:00 | 700 | -526 | -510 | -30.21 | 2030-10-22 17:00 | 700 | -526 | -510 | -223.44
2030-10-22 18:00 | 700 | -129.66 | -314.72 | 16.29 | 2030-10-22 18:00 | 700 | -526 | -510 | -30.3 | 2030-10-22 18:00 | 700 | -526 | -510 | -223.15
2030-10-22 19:00 | 700 | 0 | -14.72 | 132.91 | 2030-10-22 19:00 | 700 | -226 | -454.34 | 269.7 | 2030-10-22 19:00 | 700 | -460.5 | -510 | 76.85
2030-10-22 20:00 | 700 | 0 | -99.17 | 113.84 | 2030-10-22 20:00 | 700 | 0 | -154.34 | 358.41 | 2030-10-22 20:00 | 700 | -160.5 | -210 | 306.68
2030-10-22 21:00 | 700 | 300 | 200.83 | 413.84 | 2030-10-22 21:00 | 697.7 | 224.1 | 145.66 | 442 | 2030-10-22 21:00 | 539.03 | 139.5 | 90 | 442
2030-10-22 22:00 | 700 | 0 | 483.35 | 353.73 | 2030-10-22 22:00 | 97.7 | 30.84 | 300 | 442 | 2030-10-22 22:00 | -60.97 | 0 | -210 | 182.19
2030-10-22 23:00 | 432.1 | 0 | 232.19 | 248.63 | 2030-10-22 23:00 | -502.3 | 0 | 0 | 168.6 | 2030-10-22 23:00 | -660.97 | -300 | -510 | 88.57
2030-10-23 | 122.94 | 300 | 510 | 442 | 2030-10-23 | 0 | 300 | 300 | 442 | 2030-10-23 | -700 | 0 | -210 | 388.57
2030-10-23 01:00 | 0 | 505 | 510 | 442 | 2030-10-23 01:00 | 0 | 505 | 510 | 442 | 2030-10-23 01:00 | -700 | 300 | 90 | 442
2030-10-23 02:00 | 0 | 505 | 510 | 442 | 2030-10-23 02:00 | 0 | 505 | 510 | 442 | 2030-10-23 02:00 | -700 | 505 | 390 | 442
2030-10-23 03:00 | 545.89 | 505 | 510 | 442 | 2030-10-23 03:00 | 0 | 505 | 510 | 442 | 2030-10-23 03:00 | -700 | 505 | 510 | 442
2030-10-23 04:00 | 700 | 505 | 510 | 442 | 2030-10-23 04:00 | 468.67 | 505 | 510 | 442 | 2030-10-23 04:00 | -325.62 | 505 | 510 | 442
2030-10-23 05:00 | 611.46 | 505 | 510 | 442 | 2030-10-23 05:00 | 310.9 | 505 | 510 | 442 | 2030-10-23 05:00 | 4.84 | 505 | 510 | 442
2030-10-23 06:00 | 700 | 441.97 | 510 | 442 | 2030-10-23 06:00 | 700 | 320.78 | 510 | 442 | 2030-10-23 06:00 | 604.84 | 505 | 510 | 442
2030-10-23 07:00 | 700 | 400.82 | 510 | 442 | 2030-10-23 07:00 | 700 | 207.43 | 510 | 442 | 2030-10-23 07:00 | 700 | 249.66 | 510 | 442
2030-10-23 08:00 | 700 | 505 | 510 | 442 | 2030-10-23 08:00 | 700 | 505 | 510 | 442 | 2030-10-23 08:00 | 700 | 505 | 510 | 442
2030-10-23 09:00 | 700 | 505 | 510 | 442 | 2030-10-23 09:00 | 700 | 438.73 | 510 | 442 | 2030-10-23 09:00 | 522.58 | 205 | 300 | 442
2030-10-23 10:00 | 700 | 232.49 | 510 | 442 | 2030-10-23 10:00 | 700 | 138.73 | 210 | 442 | 2030-10-23 10:00 | -77.42 | 0 | 0 | 442
2030-10-23 11:00 | 700 | 9.33 | 510 | 442 | 2030-10-23 11:00 | 561.04 | 0 | 0 | 442 | 2030-10-23 11:00 | -677.42 | 0 | -300 | 442
2030-10-23 12:00 | 700 | 0 | 210 | 442 | 2030-10-23 12:00 | 279.59 | 0 | 0 | 442 | 2030-10-23 12:00 | -700 | 0 | -510 | 442
2030-10-23 13:00 | 700 | 0 | 319.06 | 175.47 | 2030-10-23 13:00 | 378.38 | 0 | 0 | 442 | 2030-10-23 13:00 | -618.19 | 0 | -510 | 442
2030-10-23 14:00 | 700 | 0 | 274.09 | 209.3 | 2030-10-23 14:00 | 679.2 | 0 | 0 | 442 | 2030-10-23 14:00 | -18.19 | 0 | -445.33 | 442
2030-10-23 15:00 | 700 | 252.04 | 0 | 442 | 2030-10-23 15:00 | 700 | 44.55 | 0 | 442 | 2030-10-23 15:00 | 581.81 | -226 | -210 | 442
2030-10-23 16:00 | 700 | -46.48 | -300 | 434.66 | 2030-10-23 16:00 | 700 | -255.45 | -300 | 307.4 | 2030-10-23 16:00 | 700 | -526 | -510 | 142
2030-10-23 17:00 | 700 | -88.71 | -149.68 | 442 | 2030-10-23 17:00 | 700 | -526 | -510 | 358.33 | 2030-10-23 17:00 | 700 | -526 | -510 | 401.87
2030-10-23 18:00 | 700 | 0 | 150.32 | 442 | 2030-10-23 18:00 | 700 | -226 | -285.63 | 442 | 2030-10-23 18:00 | 700 | -526 | -510 | 442
2030-10-23 19:00 | 500 | 300 | 450.32 | 442 | 2030-10-23 19:00 | 500 | 74 | 14.37 | 442 | 2030-10-23 19:00 | 100 | -226 | -210 | 442
2030-10-23 20:00 | -100 | 151.47 | 510 | 442 | 2030-10-23 20:00 | -100 | 0 | -184.48 | 419.91 | 2030-10-23 20:00 | -500 | -445.63 | -510 | 442
2030-10-23 21:00 | -700 | 451.47 | 510 | 442 | 2030-10-23 21:00 | -700 | 300 | 115.52 | 442 | 2030-10-23 21:00 | -700 | -145.63 | -210 | 442
2030-10-23 22:00 | -700 | 505 | 510 | 442 | 2030-10-23 22:00 | -700 | 505 | 415.52 | 442 | 2030-10-23 22:00 | -700 | 154.37 | 90 | 442
2030-10-23 23:00 | -700 | 505 | 510 | 337.81 | 2030-10-23 23:00 | -700 | 505 | 510 | 333.13 | 2030-10-23 23:00 | -700 | 454.37 | 390 | 328.45
2030-10-24 | -700 | 505 | 510 | 292.27 | 2030-10-24 | -700 | 505 | 510 | 442 | 2030-10-24 | -700 | 505 | 510 | 380.07
2030-10-24 01:00 | -700 | 505 | 510 | 31.25 | 2030-10-24 01:00 | -700 | 505 | 510 | 230.64 | 2030-10-24 01:00 | -700 | 505 | 510 | 442
2030-10-24 02:00 | -700 | 505 | 510 | 40.79 | 2030-10-24 02:00 | -700 | 505 | 510 | 73.64 | 2030-10-24 02:00 | -700 | 505 | 510 | 415.81
2030-10-24 03:00 | -700 | 505 | 510 | -12.65 | 2030-10-24 03:00 | -700 | 505 | 510 | 191.21 | 2030-10-24 03:00 | -700 | 505 | 510 | 415.81
2030-10-24 04:00 | -700 | 505 | 510 | 129.09 | 2030-10-24 04:00 | -700 | 505 | 510 | 339.71 | 2030-10-24 04:00 | -700 | 505 | 510 | 415.81
2030-10-24 05:00 | -700 | 505 | 510 | 429.09 | 2030-10-24 05:00 | -700 | 505 | 510 | 412.14 | 2030-10-24 05:00 | -700 | 505 | 510 | 407.47
2030-10-24 06:00 | -700 | 505 | 510 | 442 | 2030-10-24 06:00 | -700 | 505 | 447.52 | 442 | 2030-10-24 06:00 | -700 | 505 | 425.17 | 442
2030-10-24 07:00 | -288.54 | 505 | 510 | 442 | 2030-10-24 07:00 | -700 | 205 | 147.52 | 219.14 | 2030-10-24 07:00 | -700 | 205 | 125.17 | 241.52
2030-10-24 08:00 | 311.46 | 505 | 510 | 442 | 2030-10-24 08:00 | -700 | -95 | -152.48 | -80.86 | 2030-10-24 08:00 | -700 | -95 | -174.83 | -58.48
2030-10-24 09:00 | 700 | 505 | 510 | 442 | 2030-10-24 09:00 | -700 | 205 | 147.52 | 219.14 | 2030-10-24 09:00 | -700 | 205 | 125.17 | 241.52
2030-10-24 10:00 | 700 | 505 | 510 | 442 | 2030-10-24 10:00 | -700 | 505 | 447.52 | 442 | 2030-10-24 10:00 | -700 | 505 | 425.17 | 442
2030-10-24 11:00 | 294.97 | 505 | 510 | 442 | 2030-10-24 11:00 | -700 | 505 | 510 | 442 | 2030-10-24 11:00 | -700 | 505 | 510 | 442
2030-10-24 12:00 | -79.48 | 505 | 510 | 442 | 2030-10-24 12:00 | -700 | 505 | 510 | 442 | 2030-10-24 12:00 | -700 | 505 | 510 | 442
2030-10-24 13:00 | -84.48 | 505 | 510 | 442 | 2030-10-24 13:00 | -700 | 505 | 510 | 442 | 2030-10-24 13:00 | -700 | 505 | 510 | 442
2030-10-24 14:00 | -365.95 | 505 | 510 | 442 | 2030-10-24 14:00 | -700 | 505 | 510 | 442 | 2030-10-24 14:00 | -700 | 436.23 | 210 | 442
2030-10-24 15:00 | -107.74 | 505 | 510 | 442 | 2030-10-24 15:00 | -700 | 300 | 510 | 442 | 2030-10-24 15:00 | -700 | 136.23 | -90 | 430.5
2030-10-24 16:00 | 492.26 | 280.98 | 510 | 442 | 2030-10-24 16:00 | -100 | 0 | 210 | 261.9 | 2030-10-24 16:00 | -700 | -163.77 | -390 | 130.5
2030-10-24 17:00 | 700 | 505 | 510 | 442 | 2030-10-24 17:00 | 0 | 0 | 0 | 442 | 2030-10-24 17:00 | -700 | -463.77 | -510 | 358.56
2030-10-24 18:00 | 700 | 505 | 510 | 442 | 2030-10-24 18:00 | 0 | 0 | 0 | 442 | 2030-10-24 18:00 | -700 | -526 | -510 | 58.56
2030-10-24 19:00 | 700 | 505 | 510 | 442 | 2030-10-24 19:00 | 24.64 | 0 | 0 | 442 | 2030-10-24 19:00 | -700 | -395 | -510 | 0
2030-10-24 20:00 | 500 | 395.01 | 510 | 442 | 2030-10-24 20:00 | 0 | 0 | 210 | 269.67 | 2030-10-24 20:00 | -700 | -95 | -390 | 142
2030-10-24 21:00 | -100 | 473.2 | 510 | 442 | 2030-10-24 21:00 | -600 | 28.76 | 510 | 412.75 | 2030-10-24 21:00 | -700 | 205 | -90 | 442
2030-10-24 22:00 | -700 | 505 | 510 | 337.87 | 2030-10-24 22:00 | -700 | 328.76 | 510 | 332.33 | 2030-10-24 22:00 | -700 | 505 | 210 | 326.31
2030-10-24 23:00 | -700 | 505 | 510 | 442 | 2030-10-24 23:00 | -700 | 505 | 510 | 442 | 2030-10-24 23:00 | -700 | 505 | 510 | 442
2030-10-25 | -700 | 505 | 510 | 442 | 2030-10-25 | -700 | 505 | 510 | 442 | 2030-10-25 | -700 | 505 | 510 | 442
2030-10-25 01:00 | -549.8 | 505 | 510 | 442 | 2030-10-25 01:00 | -700 | 505 | 510 | 442 | 2030-10-25 01:00 | -700 | 505 | 510 | 442
2030-10-25 02:00 | -487.22 | 505 | 510 | 442 | 2030-10-25 02:00 | -700 | 505 | 510 | 442 | 2030-10-25 02:00 | -700 | 505 | 510 | 442
2030-10-25 03:00 | -700 | 505 | 510 | 442 | 2030-10-25 03:00 | -700 | 505 | 510 | 442 | 2030-10-25 03:00 | -700 | 505 | 510 | 442
2030-10-25 04:00 | -700 | 505 | 510 | 442 | 2030-10-25 04:00 | -700 | 505 | 510 | 442 | 2030-10-25 04:00 | -700 | 505 | 510 | 442
2030-10-25 05:00 | -700 | 505 | 510 | 442 | 2030-10-25 05:00 | -700 | 505 | 510 | 442 | 2030-10-25 05:00 | -700 | 505 | 510 | 442
2030-10-25 06:00 | -700 | 505 | 510 | 442 | 2030-10-25 06:00 | -700 | 505 | 510 | 442 | 2030-10-25 06:00 | -700 | 505 | 510 | 442
2030-10-25 07:00 | -618.92 | 505 | 510 | 442 | 2030-10-25 07:00 | -700 | 505 | 510 | 442 | 2030-10-25 07:00 | -700 | 505 | 510 | 442
2030-10-25 08:00 | -18.92 | 505 | 510 | 442 | 2030-10-25 08:00 | -700 | 505 | 510 | 442 | 2030-10-25 08:00 | -700 | 505 | 510 | 442
2030-10-25 09:00 | 0 | 505 | 510 | 442 | 2030-10-25 09:00 | -700 | 505 | 510 | 442 | 2030-10-25 09:00 | -700 | 505 | 510 | 442
2030-10-25 10:00 | -158.26 | 505 | 510 | 442 | 2030-10-25 10:00 | -700 | 505 | 510 | 442 | 2030-10-25 10:00 | -700 | 505 | 510 | 442
2030-10-25 11:00 | -700 | 505 | 510 | 442 | 2030-10-25 11:00 | -700 | 505 | 510 | 442 | 2030-10-25 11:00 | -700 | 505 | 510 | 442
2030-10-25 12:00 | -700 | 505 | 510 | 442 | 2030-10-25 12:00 | -700 | 505 | 510 | 442 | 2030-10-25 12:00 | -700 | 505 | 510 | 442
2030-10-25 13:00 | -700 | 505 | 510 | 442 | 2030-10-25 13:00 | -700 | 505 | 510 | 442 | 2030-10-25 13:00 | -700 | 374 | 390 | 390
2030-10-25 14:00 | -700 | 505 | 510 | 442 | 2030-10-25 14:00 | -700 | 300 | 510 | 414.57 | 2030-10-25 14:00 | -700 | 74 | 90 | 90
2030-10-25 15:00 | -100 | 273.24 | 510 | 442 | 2030-10-25 15:00 | -700 | 0 | 210 | 114.57 | 2030-10-25 15:00 | -700 | -226 | -210 | -210
2030-10-25 16:00 | 375.08 | 300 | 510 | 442 | 2030-10-25 16:00 | -491.89 | 0 | 0 | 0 | 2030-10-25 16:00 | -700 | -526 | -510 | -510
2030-10-25 17:00 | 700 | 0 | 510 | 374.9 | 2030-10-25 17:00 | -127.09 | 0 | 0 | 0 | 2030-10-25 17:00 | -700 | -526 | -510 | -510
2030-10-25 18:00 | 700 | 200.45 | 510 | 442 | 2030-10-25 18:00 | -127.09 | 0 | 0 | 0 | 2030-10-25 18:00 | -700 | -526 | -510 | -510
2030-10-25 19:00 | 700 | 500.45 | 510 | 442 | 2030-10-25 19:00 | -127.09 | 0 | 0 | 0 | 2030-10-25 19:00 | -700 | -526 | -510 | -412.58
2030-10-25 20:00 | 700 | 216.12 | 510 | 442 | 2030-10-25 20:00 | -700 | 0 | 210 | 36.59 | 2030-10-25 20:00 | -700 | -384.81 | -510 | -112.58
2030-10-25 21:00 | 228.28 | 505 | 510 | 442 | 2030-10-25 21:00 | -700 | 300 | 510 | 336.59 | 2030-10-25 21:00 | -700 | -84.81 | -210 | 187.42
2030-10-25 22:00 | -80.25 | 505 | 510 | 442 | 2030-10-25 22:00 | -700 | 505 | 510 | 442 | 2030-10-25 22:00 | -700 | 215.19 | 90 | 442
2030-10-25 23:00 | -622.18 | 505 | 510 | 442 | 2030-10-25 23:00 | -700 | 505 | 510 | 442 | 2030-10-25 23:00 | -700 | 505 | 390 | 442
2030-10-26 | -700 | 505 | 510 | 442 | 2030-10-26 | -700 | 505 | 510 | 442 | 2030-10-26 | -700 | 505 | 510 | 442
2030-10-26 01:00 | -700 | 505 | 510 | 442 | 2030-10-26 01:00 | -700 | 505 | 510 | 442 | 2030-10-26 01:00 | -700 | 505 | 510 | 442
2030-10-26 02:00 | -700 | 505 | 510 | 442 | 2030-10-26 02:00 | -700 | 505 | 510 | 442 | 2030-10-26 02:00 | -700 | 505 | 510 | 442
2030-10-26 03:00 | -700 | 505 | 510 | 442 | 2030-10-26 03:00 | -700 | 505 | 510 | 442 | 2030-10-26 03:00 | -700 | 505 | 510 | 442
2030-10-26 04:00 | -700 | 505 | 510 | 289.68 | 2030-10-26 04:00 | -700 | 374 | 390 | 390 | 2030-10-26 04:00 | -700 | 374 | 390 | 390
2030-10-26 05:00 | -700 | 505 | 510 | 86.36 | 2030-10-26 05:00 | -700 | 74 | 90 | 90 | 2030-10-26 05:00 | -700 | 74 | 90 | 90
2030-10-26 06:00 | -700 | 300 | 300 | 300 | 2030-10-26 06:00 | -700 | -226 | -210 | -210 | 2030-10-26 06:00 | -700 | -226 | -210 | -210
2030-10-26 07:00 | -612.41 | 0 | 0 | 0 | 2030-10-26 07:00 | -700 | -526 | -510 | -510 | 2030-10-26 07:00 | -700 | -526 | -510 | -510
2030-10-26 08:00 | -12.41 | 0 | 0 | 0 | 2030-10-26 08:00 | -700 | -526 | -510 | -510 | 2030-10-26 08:00 | -700 | -526 | -510 | -510
2030-10-26 09:00 | -263.96 | 0 | 210 | 234.59 | 2030-10-26 09:00 | -700 | -526 | -510 | -434.19 | 2030-10-26 09:00 | -700 | -526 | -510 | -510
2030-10-26 10:00 | -700 | 300 | 510 | 442 | 2030-10-26 10:00 | -700 | -226 | -210 | -134.19 | 2030-10-26 10:00 | -700 | -226 | -210 | -210
2030-10-26 11:00 | -700 | 505 | 510 | 442 | 2030-10-26 11:00 | -700 | 74 | 90 | 165.81 | 2030-10-26 11:00 | -700 | 74 | 90 | 90
2030-10-26 12:00 | -700 | 505 | 510 | 357.18 | 2030-10-26 12:00 | -700 | 374 | 390 | 442 | 2030-10-26 12:00 | -700 | 374 | 390 | 390
2030-10-26 13:00 | -700 | 505 | 510 | 442 | 2030-10-26 13:00 | -700 | 505 | 510 | 442 | 2030-10-26 13:00 | -700 | 300 | 90 | 111.86
2030-10-26 14:00 | -700 | 505 | 510 | 427.66 | 2030-10-26 14:00 | -700 | 300 | 300 | 225.6 | 2030-10-26 14:00 | -700 | 0 | -210 | -188.14
2030-10-26 15:00 | -100 | 256.65 | 510 | 189.71 | 2030-10-26 15:00 | -596.16 | 0 | 0 | -74.4 | 2030-10-26 15:00 | -700 | -300 | -510 | -488.14
2030-10-26 16:00 | 500 | 146.77 | 510 | 442 | 2030-10-26 16:00 | 3.84 | 3.24 | 300 | 225.6 | 2030-10-26 16:00 | -100 | 0 | -210 | -188.14
2030-10-26 17:00 | 700 | 333.31 | 510 | 442 | 2030-10-26 17:00 | 603.84 | 73.67 | 510 | 442 | 2030-10-26 17:00 | 500 | 300 | 90 | 111.86
2030-10-26 18:00 | 700 | 33.31 | 210 | 442 | 2030-10-26 18:00 | 700 | 0 | 210 | 142 | 2030-10-26 18:00 | 700 | 0 | 210 | 0
2030-10-26 19:00 | 700 | 333.31 | 510 | 442 | 2030-10-26 19:00 | 700 | 300 | 510 | 442 | 2030-10-26 19:00 | 700 | 300 | 510 | 300
2030-10-26 20:00 | 700 | 505 | 510 | 442 | 2030-10-26 20:00 | 700 | 481.08 | 510 | 442 | 2030-10-26 20:00 | 700 | 0 | 510 | 442
2030-10-26 21:00 | 700 | 382.86 | 510 | 442 | 2030-10-26 21:00 | 700 | 326.06 | 510 | 442 | 2030-10-26 21:00 | 700 | 178.57 | 510 | 442
2030-10-26 22:00 | 700 | 298.09 | 510 | 442 | 2030-10-26 22:00 | 700 | 505 | 510 | 442 | 2030-10-26 22:00 | 700 | 478.57 | 510 | 442
2030-10-26 23:00 | 700 | 126.07 | 510 | 442 | 2030-10-26 23:00 | 700 | 413.54 | 510 | 442 | 2030-10-26 23:00 | 700 | 178.57 | 380.62 | 350.18
2030-10-27 | 700 | 195.62 | 510 | 442 | 2030-10-27 | 324.56 | 113.54 | 210 | 437.7 | 2030-10-27 | 100 | -116.32 | 80.62 | 225.59
2030-10-27 01:00 | 539.94 | 0 | 210 | 442 | 2030-10-27 01:00 | -217.23 | 0 | 0 | 442 | 2030-10-27 01:00 | -500 | -239.05 | -219.38 | 426.08
2030-10-27 02:00 | 346.83 | 0 | 0 | 442 | 2030-10-27 02:00 | -674.62 | 0 | 0 | 442 | 2030-10-27 02:00 | -700 | -267.55 | -510 | 401.84
2030-10-27 03:00 | 172.44 | 205 | 210 | 442 | 2030-10-27 03:00 | -700 | 1 | 210 | 442 | 2030-10-27 03:00 | -700 | -95 | -498.92 | 442
2030-10-27 04:00 | -423.66 | 505 | 510 | 442 | 2030-10-27 04:00 | -700 | 301 | 510 | 442 | 2030-10-27 04:00 | -700 | 205 | -198.92 | 442
2030-10-27 05:00 | 0 | 505 | 510 | 442 | 2030-10-27 05:00 | -700 | 505 | 510 | 442 | 2030-10-27 05:00 | -700 | 505 | 101.08 | 442
2030-10-27 06:00 | -556.71 | 505 | 510 | 442 | 2030-10-27 06:00 | -700 | 505 | 510 | 442 | 2030-10-27 06:00 | -700 | 374 | 390 | 442
2030-10-27 07:00 | 2.09 | 505 | 510 | 442 | 2030-10-27 07:00 | -700 | 505 | 510 | 442 | 2030-10-27 07:00 | -700 | 74 | 90 | 414.43
2030-10-27 08:00 | 367.8 | 505 | 510 | 442 | 2030-10-27 08:00 | -700 | 300 | 424.62 | 442 | 2030-10-27 08:00 | -700 | -226 | -210 | 114.43
2030-10-27 09:00 | 700 | 205 | 234.76 | 383.34 | 2030-10-27 09:00 | -700 | 0 | 124.62 | 142 | 2030-10-27 09:00 | -700 | -526 | -510 | -185.57
2030-10-27 10:00 | 113 | 505 | 510 | 442 | 2030-10-27 10:00 | -700 | 300 | 424.62 | 442 | 2030-10-27 10:00 | -700 | -226 | -210 | 114.43
2030-10-27 11:00 | -430.87 | 505 | 510 | 442 | 2030-10-27 11:00 | -700 | 505 | 510 | 442 | 2030-10-27 11:00 | -700 | 74 | 90 | 414.43
2030-10-27 12:00 | -700 | 505 | 510 | 442 | 2030-10-27 12:00 | -700 | 505 | 510 | 442 | 2030-10-27 12:00 | -700 | 374 | 390 | 442
2030-10-27 13:00 | -700 | 505 | 510 | 442 | 2030-10-27 13:00 | -700 | 505 | 510 | 442 | 2030-10-27 13:00 | -700 | 505 | 510 | 442
2030-10-27 14:00 | -700 | 505 | 510 | 442 | 2030-10-27 14:00 | -700 | 500.33 | 390 | 442 | 2030-10-27 14:00 | -700 | 505 | 460.94 | 442
2030-10-27 15:00 | -700 | 505 | 510 | 442 | 2030-10-27 15:00 | -700 | 200.33 | 90 | 442 | 2030-10-27 15:00 | -700 | 205 | 160.94 | 442
2030-10-27 16:00 | -100 | 230.42 | 510 | 442 | 2030-10-27 16:00 | -700 | -99.67 | -210 | 442 | 2030-10-27 16:00 | -700 | -95 | -139.06 | 442
2030-10-27 17:00 | 0 | 505 | 510 | 442 | 2030-10-27 17:00 | -700 | -399.67 | -510 | 442 | 2030-10-27 17:00 | -700 | -395 | -439.06 | 301.14
2030-10-27 18:00 | 280.49 | 205 | 210 | 442 | 2030-10-27 18:00 | -700 | -99.67 | -210 | 442 | 2030-10-27 18:00 | -700 | -526 | -510 | 1.14
2030-10-27 19:00 | 252.35 | 505 | 510 | 442 | 2030-10-27 19:00 | -700 | 200.33 | 90 | 442 | 2030-10-27 19:00 | -700 | -226 | -210 | 301.14
2030-10-27 20:00 | 700 | 505 | 510 | 442 | 2030-10-27 20:00 | -700 | 500.33 | 390 | 442 | 2030-10-27 20:00 | -700 | 74 | 90 | 442
2030-10-27 21:00 | 487.66 | 505 | 510 | 442 | 2030-10-27 21:00 | -700 | 505 | 510 | 442 | 2030-10-27 21:00 | -700 | 374 | 390 | 442
2030-10-27 22:00 | -112.34 | 505 | 510 | 442 | 2030-10-27 22:00 | -700 | 505 | 510 | 442 | 2030-10-27 22:00 | -700 | 505 | 510 | 442
2030-10-27 23:00 | -700 | 505 | 510 | 442 | 2030-10-27 23:00 | -700 | 505 | 510 | 442 | 2030-10-27 23:00 | -700 | 505 | 510 | 442
2030-10-28 | -142.91 | 505 | 510 | 442 | 2030-10-28 | -700 | 505 | 510 | 442 | 2030-10-28 | -700 | 505 | 510 | 442
2030-10-28 01:00 | -700 | 505 | 510 | 442 | 2030-10-28 01:00 | -700 | 505 | 510 | 442 | 2030-10-28 01:00 | -700 | 505 | 510 | 442
2030-10-28 02:00 | -632.83 | 505 | 510 | 442 | 2030-10-28 02:00 | -700 | 505 | 510 | 442 | 2030-10-28 02:00 | -700 | 505 | 510 | 442
2030-10-28 03:00 | -627.32 | 505 | 510 | 442 | 2030-10-28 03:00 | -700 | 505 | 510 | 442 | 2030-10-28 03:00 | -700 | 505 | 510 | 442
2030-10-28 04:00 | -700 | 505 | 510 | 442 | 2030-10-28 04:00 | -700 | 505 | 510 | 442 | 2030-10-28 04:00 | -700 | 505 | 510 | 442
2030-10-28 05:00 | -700 | 505 | 510 | 442 | 2030-10-28 05:00 | -700 | 505 | 510 | 442 | 2030-10-28 05:00 | -700 | 505 | 510 | 442
2030-10-28 06:00 | -700 | 505 | 510 | 442 | 2030-10-28 06:00 | -700 | 505 | 510 | 442 | 2030-10-28 06:00 | -700 | 505 | 510 | 442
2030-10-28 07:00 | -700 | 505 | 510 | 442 | 2030-10-28 07:00 | -700 | 505 | 510 | 442 | 2030-10-28 07:00 | -700 | 505 | 510 | 442
2030-10-28 08:00 | -700 | 505 | 510 | 442 | 2030-10-28 08:00 | -700 | 505 | 510 | 442 | 2030-10-28 08:00 | -700 | 505 | 510 | 442
2030-10-28 09:00 | -700 | 505 | 510 | 442 | 2030-10-28 09:00 | -700 | 505 | 510 | 442 | 2030-10-28 09:00 | -700 | 505 | 510 | 442
2030-10-28 10:00 | -700 | 505 | 510 | 442 | 2030-10-28 10:00 | -700 | 505 | 510 | 442 | 2030-10-28 10:00 | -700 | 505 | 510 | 442
2030-10-28 11:00 | -700 | 505 | 510 | 442 | 2030-10-28 11:00 | -700 | 505 | 510 | 442 | 2030-10-28 11:00 | -700 | 505 | 510 | 442
2030-10-28 12:00 | -700 | 505 | 510 | 442 | 2030-10-28 12:00 | -700 | 505 | 510 | 442 | 2030-10-28 12:00 | -700 | 505 | 510 | 442
2030-10-28 13:00 | -700 | 505 | 510 | 442 | 2030-10-28 13:00 | -700 | 505 | 510 | 442 | 2030-10-28 13:00 | -700 | 505 | 510 | 442
2030-10-28 14:00 | -700 | 505 | 510 | 442 | 2030-10-28 14:00 | -700 | 505 | 510 | 442 | 2030-10-28 14:00 | -700 | 374 | 390 | 442
2030-10-28 15:00 | -421.79 | 505 | 510 | 442 | 2030-10-28 15:00 | -700 | 382.22 | 210 | 442 | 2030-10-28 15:00 | -700 | 74 | 90 | 341.15
2030-10-28 16:00 | -337.43 | 205 | 395.44 | 419.19 | 2030-10-28 16:00 | -700 | 82.22 | -90 | 442 | 2030-10-28 16:00 | -700 | -226 | -210 | 41.15
2030-10-28 17:00 | 262.57 | 205 | 210 | 442 | 2030-10-28 17:00 | -700 | -217.78 | -390 | 290.78 | 2030-10-28 17:00 | -700 | -526 | -510 | -258.85
2030-10-28 18:00 | 700 | 505 | 510 | 442 | 2030-10-28 18:00 | -700 | 82.22 | -90 | 442 | 2030-10-28 18:00 | -700 | -226 | -210 | 41.15
2030-10-28 19:00 | 548.68 | 505 | 510 | 442 | 2030-10-28 19:00 | -700 | 382.22 | 210 | 442 | 2030-10-28 19:00 | -700 | 74 | 90 | 341.15
2030-10-28 20:00 | 113.65 | 505 | 510 | 442 | 2030-10-28 20:00 | -700 | 505 | 510 | 442 | 2030-10-28 20:00 | -700 | 374 | 390 | 442
2030-10-28 21:00 | 481.47 | 505 | 510 | 442 | 2030-10-28 21:00 | -700 | 505 | 510 | 442 | 2030-10-28 21:00 | -700 | 505 | 510 | 442
2030-10-28 22:00 | 517.05 | 505 | 510 | 442 | 2030-10-28 22:00 | -700 | 505 | 510 | 442 | 2030-10-28 22:00 | -700 | 505 | 510 | 442
2030-10-28 23:00 | 651.59 | 505 | 510 | 442 | 2030-10-28 23:00 | -700 | 505 | 510 | 442 | 2030-10-28 23:00 | -700 | 505 | 510 | 442
2030-10-29 | 673.46 | 505 | 510 | 442 | 2030-10-29 | -235.76 | 505 | 510 | 442 | 2030-10-29 | -700 | 505 | 510 | 442
2030-10-29 01:00 | 281.76 | 505 | 510 | 442 | 2030-10-29 01:00 | -606.57 | 505 | 510 | 442 | 2030-10-29 01:00 | -700 | 300 | 334.23 | 438.26
2030-10-29 02:00 | 585.11 | 205 | 210 | 358.76 | 2030-10-29 02:00 | -347.53 | 205 | 210 | 283.24 | 2030-10-29 02:00 | -700 | 0 | 34.23 | 138.26
2030-10-29 03:00 | 0 | 0 | 510 | 405.94 | 2030-10-29 03:00 | -700 | 205 | 142.27 | 442 | 2030-10-29 03:00 | -700 | 228.71 | 210 | 438.26
2030-10-29 04:00 | -282.35 | 205 | 210 | 442 | 2030-10-29 04:00 | -700 | -95 | -157.73 | 362.63 | 2030-10-29 04:00 | -700 | -71.29 | -90 | 273.67
2030-10-29 05:00 | -700 | 505 | 510 | 442 | 2030-10-29 05:00 | -700 | 205 | 142.27 | 442 | 2030-10-29 05:00 | -700 | 228.71 | 210 | 442
2030-10-29 06:00 | -700 | 505 | 510 | 442 | 2030-10-29 06:00 | -700 | 505 | 442.27 | 442 | 2030-10-29 06:00 | -700 | 505 | 510 | 442
2030-10-29 07:00 | -610.96 | 505 | 510 | 442 | 2030-10-29 07:00 | -700 | 505 | 510 | 442 | 2030-10-29 07:00 | -700 | 505 | 510 | 442
2030-10-29 08:00 | -539.63 | 505 | 510 | 442 | 2030-10-29 08:00 | -700 | 505 | 510 | 442 | 2030-10-29 08:00 | -700 | 505 | 510 | 442
2030-10-29 09:00 | -682.98 | 505 | 510 | 442 | 2030-10-29 09:00 | -700 | 505 | 510 | 442 | 2030-10-29 09:00 | -700 | 505 | 510 | 442
2030-10-29 10:00 | -700 | 505 | 510 | 442 | 2030-10-29 10:00 | -700 | 505 | 510 | 442 | 2030-10-29 10:00 | -700 | 505 | 510 | 442
2030-10-29 11:00 | -541.4 | 505 | 510 | 442 | 2030-10-29 11:00 | -700 | 505 | 510 | 442 | 2030-10-29 11:00 | -700 | 505 | 510 | 442
2030-10-29 12:00 | -700 | 505 | 510 | 442 | 2030-10-29 12:00 | -700 | 505 | 510 | 442 | 2030-10-29 12:00 | -700 | 505 | 510 | 442
2030-10-29 13:00 | -700 | 505 | 510 | 442 | 2030-10-29 13:00 | -700 | 505 | 510 | 442 | 2030-10-29 13:00 | -700 | 505 | 510 | 442
2030-10-29 14:00 | -700 | 505 | 510 | 442 | 2030-10-29 14:00 | -700 | 505 | 510 | 442 | 2030-10-29 14:00 | -700 | 505 | 510 | 442
2030-10-29 15:00 | -700 | 505 | 510 | 442 | 2030-10-29 15:00 | -700 | 505 | 510 | 442 | 2030-10-29 15:00 | -700 | 505 | 510 | 442
2030-10-29 16:00 | -700 | 505 | 510 | 442 | 2030-10-29 16:00 | -700 | 505 | 510 | 442 | 2030-10-29 16:00 | -700 | 505 | 510 | 442
2030-10-29 17:00 | -700 | 505 | 510 | 442 | 2030-10-29 17:00 | -700 | 505 | 510 | 442 | 2030-10-29 17:00 | -700 | 505 | 510 | 442
2030-10-29 18:00 | -700 | 505 | 510 | 442 | 2030-10-29 18:00 | -700 | 505 | 510 | 442 | 2030-10-29 18:00 | -700 | 505 | 510 | 442
2030-10-29 19:00 | -700 | 505 | 510 | 442 | 2030-10-29 19:00 | -700 | 505 | 510 | 442 | 2030-10-29 19:00 | -700 | 505 | 510 | 442
2030-10-29 20:00 | -700 | 505 | 510 | 442 | 2030-10-29 20:00 | -700 | 505 | 510 | 442 | 2030-10-29 20:00 | -700 | 505 | 510 | 442
2030-10-29 21:00 | -700 | 505 | 510 | 389.46 | 2030-10-29 21:00 | -700 | 505 | 510 | 383.5 | 2030-10-29 21:00 | -700 | 505 | 510 | 377.53
2030-10-29 22:00 | -700 | 505 | 510 | 422.69 | 2030-10-29 22:00 | -700 | 505 | 510 | 417.58 | 2030-10-29 22:00 | -700 | 505 | 510 | 411.72
2030-10-29 23:00 | -700 | 505 | 510 | 442 | 2030-10-29 23:00 | -700 | 505 | 510 | 442 | 2030-10-29 23:00 | -700 | 505 | 510 | 442
2030-10-30 | -100 | 505 | 510 | 332.83 | 2030-10-30 | -100 | 505 | 510 | 442 | 2030-10-30 | -100 | 505 | 510 | 442
2030-10-30 01:00 | 283.75 | 505 | 510 | 442 | 2030-10-30 01:00 | 500 | 505 | 510 | 442 | 2030-10-30 01:00 | 500 | 505 | 510 | 442
2030-10-30 02:00 | 700 | 505 | 510 | 442 | 2030-10-30 02:00 | 700 | 505 | 510 | 442 | 2030-10-30 02:00 | 700 | 505 | 510 | 442
2030-10-30 03:00 | 700 | 505 | 510 | 442 | 2030-10-30 03:00 | 700 | 505 | 510 | 442 | 2030-10-30 03:00 | 700 | 505 | 510 | 442
2030-10-30 04:00 | 700 | 331.4 | 510 | 442 | 2030-10-30 04:00 | 700 | 231.95 | 510 | 442 | 2030-10-30 04:00 | 700 | 505 | 510 | 442
2030-10-30 05:00 | 700 | 127.21 | 309 | 442 | 2030-10-30 05:00 | 700 | 98.22 | 300 | 442 | 2030-10-30 05:00 | 700 | 300 | 210 | 439.52
2030-10-30 06:00 | 700 | 0 | 9 | 304.56 | 2030-10-30 06:00 | 700 | 0 | 0 | 222.04 | 2030-10-30 06:00 | 700 | 0 | -90 | 139.52
2030-10-30 07:00 | 700 | 0 | 0 | 119.25 | 2030-10-30 07:00 | 700 | 0 | -300 | -9.27 | 2030-10-30 07:00 | 700 | -300 | -390 | 48.2
2030-10-30 08:00 | 700 | 0 | 300 | 373.12 | 2030-10-30 08:00 | 700 | 0 | 0 | 0 | 2030-10-30 08:00 | 700 | -317.77 | -510 | 335.89
2030-10-30 09:00 | 700 | 0 | 510 | 360.36 | 2030-10-30 09:00 | 700 | 0 | -100.32 | 0 | 2030-10-30 09:00 | 700 | -526 | -510 | 293.83
2030-10-30 10:00 | 700 | 59.78 | 300 | 300 | 2030-10-30 10:00 | 700 | -6.95 | -400.32 | -108.59 | 2030-10-30 10:00 | 700 | -526 | -510 | 225.98
2030-10-30 11:00 | 700 | 0 | 0 | 0 | 2030-10-30 11:00 | 700 | -293.74 | -510 | -307.36 | 2030-10-30 11:00 | 700 | -526 | -510 | -10.49
2030-10-30 12:00 | 700 | 0 | -163.47 | 0 | 2030-10-30 12:00 | 700 | -526 | -510 | -350.74 | 2030-10-30 12:00 | 700 | -526 | -510 | -55.5
2030-10-30 13:00 | 700 | 0 | -60.05 | 0 | 2030-10-30 13:00 | 700 | -254.33 | -510 | -273.64 | 2030-10-30 13:00 | 700 | -526 | -510 | 45.56
2030-10-30 14:00 | 700 | 0 | 165.39 | 0 | 2030-10-30 14:00 | 700 | 0 | -457.83 | 0 | 2030-10-30 14:00 | 700 | -526 | -510 | -10.93
2030-10-30 15:00 | 700 | 66.32 | 0 | 0 | 2030-10-30 15:00 | 700 | -226 | -210 | 0 | 2030-10-30 15:00 | 700 | -526 | -510 | -310.93
2030-10-30 16:00 | 700 | -233.68 | -300 | -300 | 2030-10-30 16:00 | 100 | -526 | -510 | -114.28 | 2030-10-30 16:00 | 100 | -526 | -510 | -510
2030-10-30 17:00 | 700 | -526 | -510 | -397.65 | 2030-10-30 17:00 | 100 | -526 | -510 | -414.28 | 2030-10-30 17:00 | -104.21 | -526 | -510 | -510
2030-10-30 18:00 | 700 | -526 | -510 | -97.65 | 2030-10-30 18:00 | 700 | -526 | -510 | -114.28 | 2030-10-30 18:00 | 495.79 | -526 | -510 | -214.58
2030-10-30 19:00 | 700 | -251.96 | -300 | 202.35 | 2030-10-30 19:00 | 602.55 | -526 | -510 | 185.72 | 2030-10-30 19:00 | 670.41 | -526 | -510 | 85.42
2030-10-30 20:00 | 471.6 | 0 | 0 | 442 | 2030-10-30 20:00 | 304.78 | -226 | -210 | 442 | 2030-10-30 20:00 | 213.87 | -226 | -210 | 385.42
2030-10-30 21:00 | 488.73 | 193.23 | 300 | 442 | 2030-10-30 21:00 | 235.27 | 74 | 90 | 442 | 2030-10-30 21:00 | -386.13 | 0 | -81.6 | 442
2030-10-30 22:00 | -100 | 205 | 510 | 345.23 | 2030-10-30 22:00 | -153.67 | 0 | 210 | 225.65 | 2030-10-30 22:00 | -700 | 0 | -119.58 | 142
2030-10-30 23:00 | -700 | 505 | 510 | 442 | 2030-10-30 23:00 | -700 | 300 | 510 | 442 | 2030-10-30 23:00 | -700 | 300 | 180.42 | 442
2030-10-31 | -700 | 505 | 0 | 442 | 2030-10-31 | -700 | 505 | 0 | 442 | 2030-10-31 | -700 | 505 | 0 | 442
2030-10-31 01:00 | -700 | 505 | 0 | 204.51 | 2030-10-31 01:00 | -700 | 505 | 0 | 442 | 2030-10-31 01:00 | -700 | 505 | 0 | 234.7
2030-10-31 02:00 | -700 | 505 | 0 | 2.91 | 2030-10-31 02:00 | -700 | 505 | 0 | 203.11 | 2030-10-31 02:00 | -700 | 505 | 0 | 89
2030-10-31 03:00 | -700 | 505 | 0 | 57.71 | 2030-10-31 03:00 | -700 | 505 | 0 | 65.31 | 2030-10-31 03:00 | -700 | 505 | 0 | 230.01
2030-10-31 04:00 | -700 | 505 | 0 | 121.69 | 2030-10-31 04:00 | -700 | 505 | 0 | 116.07 | 2030-10-31 04:00 | -700 | 505 | 0 | 265.44
2030-10-31 05:00 | -700 | 505 | 0 | 10.7 | 2030-10-31 05:00 | -700 | 505 | 0 | 127.94 | 2030-10-31 05:00 | -700 | 505 | 0 | 373.04
2030-10-31 06:00 | -700 | 505 | 0 | 73.9 | 2030-10-31 06:00 | -700 | 505 | 0 | 139.16 | 2030-10-31 06:00 | -700 | 505 | 0 | 442
2030-10-31 07:00 | -700 | 505 | 0 | 265.5 | 2030-10-31 07:00 | -700 | 505 | 0 | 259.16 | 2030-10-31 07:00 | -700 | 505 | 0 | 442
2030-10-31 08:00 | -700 | 505 | 0 | 396.98 | 2030-10-31 08:00 | -700 | 505 | 0 | 442 | 2030-10-31 08:00 | -700 | 505 | 0 | 442
2030-10-31 09:00 | -700 | 505 | 0 | 442 | 2030-10-31 09:00 | -700 | 505 | 0 | 442 | 2030-10-31 09:00 | -700 | 505 | 0 | 439.25
2030-10-31 10:00 | -700 | 505 | 0 | 442 | 2030-10-31 10:00 | -700 | 505 | 0 | 442 | 2030-10-31 10:00 | -700 | 505 | 0 | 442
2030-10-31 11:00 | -700 | 505 | 0 | 416.56 | 2030-10-31 11:00 | -700 | 505 | 0 | 408.62 | 2030-10-31 11:00 | -700 | 505 | 0 | 442
2030-10-31 12:00 | -700 | 505 | 0 | 442 | 2030-10-31 12:00 | -700 | 505 | 0 | 362.09 | 2030-10-31 12:00 | -700 | 505 | 0 | 442
2030-10-31 13:00 | -700 | 505 | 0 | 332.78 | 2030-10-31 13:00 | -700 | 505 | 0 | 364.79 | 2030-10-31 13:00 | -700 | 505 | 0 | 337.54
2030-10-31 14:00 | -700 | 505 | 0 | 300.97 | 2030-10-31 14:00 | -700 | 505 | 0 | 340.87 | 2030-10-31 14:00 | -700 | 505 | 0 | 305.71
2030-10-31 15:00 | -700 | 505 | 0 | 325.97 | 2030-10-31 15:00 | -700 | 505 | 0 | 442 | 2030-10-31 15:00 | -700 | 374 | 0 | 390
2030-10-31 16:00 | -117.24 | 505 | 0 | 442 | 2030-10-31 16:00 | -700 | 505 | 0 | 396.55 | 2030-10-31 16:00 | -700 | 74 | 0 | 90
2030-10-31 17:00 | 401.86 | 505 | 0 | 442 | 2030-10-31 17:00 | -634.39 | 505 | 0 | 300 | 2030-10-31 17:00 | -700 | -226 | 0 | -210
2030-10-31 18:00 | 700 | 308.16 | 0 | 442 | 2030-10-31 18:00 | -34.39 | 205 | 0 | 0 | 2030-10-31 18:00 | -700 | -526 | 0 | -510
2030-10-31 19:00 | 700 | 423.87 | 0 | 442 | 2030-10-31 19:00 | 0 | 0 | 0 | 0 | 2030-10-31 19:00 | -700 | -526 | 0 | -510
2030-10-31 20:00 | 700 | 411.31 | 0 | 442 | 2030-10-31 20:00 | -142.38 | 0 | 0 | 0 | 2030-10-31 20:00 | -700 | -526 | 0 | -459.05
2030-10-31 21:00 | 133.97 | 411.31 | 0 | 442 | 2030-10-31 21:00 | -700 | 0 | 0 | 142 | 2030-10-31 21:00 | -700 | -526 | 0 | -159.05
2030-10-31 22:00 | -466.03 | 505 | 0 | 442 | 2030-10-31 22:00 | -700 | 300 | 0 | 442 | 2030-10-31 22:00 | -700 | -226 | 0 | 140.95
2030-10-31 23:00 | -700 | 505 | 0 | 442 | 2030-10-31 23:00 | -700 | 505 | 0 | 442 | 2030-10-31 23:00 | -700 | 74 | 0 | 440.95
2030-11-01 | -700 | 505 | 0 | 442 | 2030-11-01 | -700 | 505 | 0 | 442 | 2030-11-01 | -700 | 374 | 0 | 442
2030-11-01 01:00 | -700 | 505 | 0 | 330.53 | 2030-11-01 01:00 | -700 | 505 | 0 | 442 | 2030-11-01 01:00 | -700 | 505 | 0 | 442
2030-11-01 02:00 | -700 | 505 | 0 | 125.12 | 2030-11-01 02:00 | -700 | 505 | 0 | 437.79 | 2030-11-01 02:00 | -700 | 505 | 0 | 442
2030-11-01 03:00 | -700 | 505 | 0 | 83.26 | 2030-11-01 03:00 | -700 | 505 | 0 | 191.67 | 2030-11-01 03:00 | -700 | 505 | 0 | 442
2030-11-01 04:00 | -700 | 505 | 0 | 78.09 | 2030-11-01 04:00 | -700 | 505 | 0 | 242.58 | 2030-11-01 04:00 | -700 | 505 | 0 | 442
2030-11-01 05:00 | -700 | 505 | 0 | 169.3 | 2030-11-01 05:00 | -700 | 505 | 0 | 252.79 | 2030-11-01 05:00 | -700 | 505 | 0 | 442
2030-11-01 06:00 | -700 | 505 | 0 | 442 | 2030-11-01 06:00 | -700 | 505 | 0 | 442 | 2030-11-01 06:00 | -700 | 505 | 0 | 442
2030-11-01 07:00 | -700 | 505 | 0 | 442 | 2030-11-01 07:00 | -700 | 505 | 0 | 442 | 2030-11-01 07:00 | -700 | 505 | 0 | 442
2030-11-01 08:00 | -273.68 | 505 | 0 | 442 | 2030-11-01 08:00 | -700 | 505 | 0 | 442 | 2030-11-01 08:00 | -700 | 505 | 0 | 442
2030-11-01 09:00 | -684.12 | 505 | 0 | 442 | 2030-11-01 09:00 | -700 | 505 | 0 | 442 | 2030-11-01 09:00 | -700 | 505 | 0 | 442
2030-11-01 10:00 | -700 | 505 | 0 | 442 | 2030-11-01 10:00 | -700 | 505 | 0 | 442 | 2030-11-01 10:00 | -700 | 505 | 0 | 442
2030-11-01 11:00 | -700 | 505 | 0 | 442 | 2030-11-01 11:00 | -700 | 505 | 0 | 442 | 2030-11-01 11:00 | -700 | 505 | 0 | 442
2030-11-01 12:00 | -700 | 505 | 0 | 442 | 2030-11-01 12:00 | -700 | 505 | 0 | 442 | 2030-11-01 12:00 | -700 | 505 | 0 | 442
2030-11-01 13:00 | -618.5 | 505 | 0 | 442 | 2030-11-01 13:00 | -700 | 505 | 0 | 442 | 2030-11-01 13:00 | -700 | 505 | 0 | 442
2030-11-01 14:00 | -420.96 | 505 | 0 | 442 | 2030-11-01 14:00 | -700 | 505 | 0 | 442 | 2030-11-01 14:00 | -700 | 253.62 | 0 | 442
2030-11-01 15:00 | 138.08 | 505 | 0 | 442 | 2030-11-01 15:00 | -700 | 300 | 0 | 442 | 2030-11-01 15:00 | -700 | -46.38 | 0 | 329.54
2030-11-01 16:00 | 700 | 205 | 0 | 390.01 | 2030-11-01 16:00 | -127.77 | 0 | 0 | 142 | 2030-11-01 16:00 | -700 | -346.38 | 0 | 29.54
2030-11-01 17:00 | 700 | 77.12 | 0 | 442 | 2030-11-01 17:00 | 425.6 | 0 | 0 | 442 | 2030-11-01 17:00 | -100 | -46.38 | 0 | 329.54
2030-11-01 18:00 | 700 | 0 | 0 | 442 | 2030-11-01 18:00 | 700 | 78.19 | 0 | 442 | 2030-11-01 18:00 | 332 | 0 | 0 | 442
2030-11-01 19:00 | 700 | 133.15 | 0 | 442 | 2030-11-01 19:00 | 700 | 378.19 | 0 | 442 | 2030-11-01 19:00 | 0 | 0 | 0 | 442
2030-11-01 20:00 | 267.65 | 433.15 | 0 | 442 | 2030-11-01 20:00 | 700 | 505 | 0 | 442 | 2030-11-01 20:00 | 0 | 300 | 0 | 442
2030-11-01 21:00 | 700 | 434.84 | 0 | 442 | 2030-11-01 21:00 | 700 | 505 | 0 | 442 | 2030-11-01 21:00 | 0 | 205 | 0 | 442
2030-11-01 22:00 | 700 | 505 | 0 | 442 | 2030-11-01 22:00 | 700 | 505 | 0 | 442 | 2030-11-01 22:00 | 183.92 | 505 | 0 | 442
2030-11-01 23:00 | 700 | 505 | 0 | 442 | 2030-11-01 23:00 | 700 | 505 | 0 | 442 | 2030-11-01 23:00 | 431.33 | 505 | 0 | 442
2030-11-02 | 700 | 357.22 | 300 | 442 | 2030-11-02 | 700 | 359.97 | 300 | 442 | 2030-11-02 | 500 | 322.7 | 300 | 442
2030-11-02 01:00 | 700 | 505 | 510 | 442 | 2030-11-02 01:00 | 131.31 | 505 | 510 | 442 | 2030-11-02 01:00 | -100 | 505 | 510 | 442
2030-11-02 02:00 | 700 | 505 | 510 | 442 | 2030-11-02 02:00 | -398.32 | 505 | 510 | 442 | 2030-11-02 02:00 | -700 | 505 | 510 | 442
2030-11-02 03:00 | 700 | 205 | 291.81 | 333.19 | 2030-11-02 03:00 | -247.66 | 205 | 210 | 285.84 | 2030-11-02 03:00 | -700 | 205 | 210 | 442
2030-11-02 04:00 | 700 | 0 | 499.41 | 194.66 | 2030-11-02 04:00 | 352.34 | 0 | 323.68 | 300 | 2030-11-02 04:00 | -100 | 0 | 300 | 260.61
2030-11-02 05:00 | 700 | 0 | 510 | 2.51 | 2030-11-02 05:00 | 700 | 0 | 23.68 | 0 | 2030-11-02 05:00 | 36.15 | 0 | 0 | 260.61
2030-11-02 06:00 | 700 | 0 | 294.23 | 134.57 | 2030-11-02 06:00 | 686.08 | 0 | 0 | 109.04 | 2030-11-02 06:00 | 84.47 | 0 | 0 | 120.76
2030-11-02 07:00 | 700 | 0 | 227.82 | 434.57 | 2030-11-02 07:00 | 682.94 | 0 | 0 | 409.04 | 2030-11-02 07:00 | -146.52 | 0 | 0 | 420.76
2030-11-02 08:00 | 700 | 0 | 279.63 | 442 | 2030-11-02 08:00 | 427.07 | 0 | 0 | 398.27 | 2030-11-02 08:00 | -143 | 0 | 0 | 442
2030-11-02 09:00 | 700 | 0 | 510 | 442 | 2030-11-02 09:00 | 600 | 0 | 26.83 | 393.95 | 2030-11-02 09:00 | -100 | 0 | -125.82 | 442
2030-11-02 10:00 | 700 | 0 | 228.31 | 442 | 2030-11-02 10:00 | 0 | 0 | -0.58 | 442 | 2030-11-02 10:00 | -700 | -6 | -425.82 | 442
2030-11-02 11:00 | 450.99 | 28.47 | 210 | 442 | 2030-11-02 11:00 | -314.13 | 0 | 0 | 442 | 2030-11-02 11:00 | -700 | -226 | -376.42 | 442
2030-11-02 12:00 | 0 | 328.47 | 510 | 442 | 2030-11-02 12:00 | -700 | 0 | 162.12 | 442 | 2030-11-02 12:00 | -700 | 74 | -76.42 | 442
2030-11-02 13:00 | 0 | 28.47 | 510 | 442 | 2030-11-02 13:00 | -700 | 0 | -137.88 | 442 | 2030-11-02 13:00 | -700 | -226 | -376.42 | 442
2030-11-02 14:00 | 0 | 0 | 210 | 442 | 2030-11-02 14:00 | -700 | 0 | -429.89 | 442 | 2030-11-02 14:00 | -700 | -526 | -510 | 442
2030-11-02 15:00 | 0 | 0 | 0 | 442 | 2030-11-02 15:00 | -700 | -132.58 | -300.37 | 442 | 2030-11-02 15:00 | -700 | -526 | -510 | 442
2030-11-02 16:00 | 0 | 23.49 | 210 | 417.96 | 2030-11-02 16:00 | -543.6 | 0 | -0.37 | 352.78 | 2030-11-02 16:00 | -700 | -409.76 | -510 | 402.02
2030-11-02 17:00 | 0 | 323.49 | 510 | 442 | 2030-11-02 17:00 | -537.47 | 0 | 299.63 | 442 | 2030-11-02 17:00 | -700 | -186.14 | -300 | 442
2030-11-02 18:00 | 508.18 | 505 | 510 | 442 | 2030-11-02 18:00 | 62.53 | 205 | 510 | 341.31 | 2030-11-02 18:00 | -700 | 0 | 0 | 347.72
2030-11-02 19:00 | 700 | 505 | 510 | 442 | 2030-11-02 19:00 | 662.53 | 505 | 510 | 442 | 2030-11-02 19:00 | -343.91 | 0 | 0 | 442
2030-11-02 20:00 | 700 | 505 | 510 | 442 | 2030-11-02 20:00 | 62.53 | 496.5 | 510 | 281.35 | 2030-11-02 20:00 | -700 | 16.18 | 210 | 142
2030-11-02 21:00 | 436.24 | 505 | 510 | 387.89 | 2030-11-02 21:00 | 0 | 325.82 | 510 | 143.17 | 2030-11-02 21:00 | -700 | 316.18 | 510 | -60.91
2030-11-02 22:00 | 587.04 | 505 | 510 | 442 | 2030-11-02 22:00 | -100 | 505 | 510 | 442 | 2030-11-02 22:00 | -700 | 16.18 | 210 | 142
2030-11-02 23:00 | 34.43 | 505 | 510 | 442 | 2030-11-02 23:00 | -700 | 505 | 510 | 442 | 2030-11-02 23:00 | -700 | 316.18 | 510 | 442
2030-11-03 | 611.68 | 505 | 510 | 442 | 2030-11-03 | -100 | 505 | 510 | 442 | 2030-11-03 | -700 | 505 | 510 | 442
2030-11-03 01:00 | 700 | 505 | 510 | 442 | 2030-11-03 01:00 | 0 | 305.5 | 510 | 442 | 2030-11-03 01:00 | -356.1 | 205 | 210 | 285.35
2030-11-03 02:00 | 464.21 | 505 | 510 | 442 | 2030-11-03 02:00 | 0 | 505 | 510 | 442 | 2030-11-03 02:00 | -700 | 505 | 510 | 442
2030-11-03 03:00 | 0 | 505 | 510 | 442 | 2030-11-03 03:00 | -456.88 | 505 | 510 | 442 | 2030-11-03 03:00 | -700 | 505 | 510 | 442
2030-11-03 04:00 | 29.99 | 505 | 510 | 442 | 2030-11-03 04:00 | -506.77 | 505 | 510 | 442 | 2030-11-03 04:00 | -700 | 505 | 510 | 442
2030-11-03 05:00 | 189.6 | 505 | 510 | 442 | 2030-11-03 05:00 | -512.87 | 505 | 510 | 442 | 2030-11-03 05:00 | -700 | 505 | 510 | 442
2030-11-03 06:00 | 145.42 | 505 | 510 | 442 | 2030-11-03 06:00 | -628.88 | 505 | 510 | 442 | 2030-11-03 06:00 | -700 | 505 | 510 | 442
2030-11-03 07:00 | 0 | 505 | 510 | 442 | 2030-11-03 07:00 | -447.01 | 505 | 510 | 442 | 2030-11-03 07:00 | -700 | 505 | 510 | 442
2030-11-03 08:00 | 91.23 | 505 | 510 | 442 | 2030-11-03 08:00 | 0 | 505 | 510 | 442 | 2030-11-03 08:00 | -700 | 505 | 510 | 442
2030-11-03 09:00 | 688.91 | 505 | 510 | 442 | 2030-11-03 09:00 | 153.6 | 505 | 510 | 442 | 2030-11-03 09:00 | -700 | 205 | 210 | 442
2030-11-03 10:00 | 700 | 505 | 510 | 442 | 2030-11-03 10:00 | -356.48 | 505 | 510 | 442 | 2030-11-03 10:00 | -700 | 505 | 510 | 442
2030-11-03 11:00 | 298.57 | 505 | 510 | 442 | 2030-11-03 11:00 | -693.06 | 505 | 510 | 442 | 2030-11-03 11:00 | -700 | 300 | 248.68 | 442
2030-11-03 12:00 | 78.8 | 300 | 510 | 442 | 2030-11-03 12:00 | -700 | 205 | 247.83 | 336.84 | 2030-11-03 12:00 | -700 | 0 | -51.32 | 344.76
2030-11-03 13:00 | 678.8 | 0 | 210 | 252.79 | 2030-11-03 13:00 | -131.37 | 0 | 0 | 108.97 | 2030-11-03 13:00 | -700 | -300 | -351.32 | 142
2030-11-03 14:00 | 700 | 146.75 | 510 | 442 | 2030-11-03 14:00 | 224.45 | 0 | 200.49 | 408.97 | 2030-11-03 14:00 | -393.95 | -259.64 | -90 | 442
2030-11-03 15:00 | 700 | 40.15 | 510 | 442 | 2030-11-03 15:00 | 700 | 0 | 500.49 | 442 | 2030-11-03 15:00 | 206.05 | 0 | 210 | 442
2030-11-03 16:00 | 700 | 242.88 | 510 | 442 | 2030-11-03 16:00 | 700 | 43.96 | 510 | 442 | 2030-11-03 16:00 | 700 | 63.08 | 510 | 442
2030-11-03 17:00 | 700 | 189.21 | 510 | 442 | 2030-11-03 17:00 | 700 | 300 | 330.44 | 442 | 2030-11-03 17:00 | 700 | 141.46 | 210 | 391.72
2030-11-03 18:00 | 700 | 227.18 | 510 | 442 | 2030-11-03 18:00 | 700 | 0 | 30.44 | 442 | 2030-11-03 18:00 | 700 | -158.54 | -90 | 91.72
2030-11-03 19:00 | 700 | 505 | 510 | 442 | 2030-11-03 19:00 | 700 | 300 | 330.44 | 442 | 2030-11-03 19:00 | 700 | 141.46 | 210 | 391.72
2030-11-03 20:00 | 700 | 505 | 510 | 442 | 2030-11-03 20:00 | 700 | 505 | 510 | 442 | 2030-11-03 20:00 | 700 | 441.46 | 510 | 442
2030-11-03 21:00 | 700 | 505 | 510 | 442 | 2030-11-03 21:00 | 700 | 505 | 510 | 442 | 2030-11-03 21:00 | 700 | 505 | 510 | 442
2030-11-03 22:00 | 700 | 385.19 | 510 | 442 | 2030-11-03 22:00 | 700 | 505 | 510 | 442 | 2030-11-03 22:00 | 700 | 505 | 510 | 442
2030-11-03 23:00 | 700 | 407.76 | 510 | 442 | 2030-11-03 23:00 | 700 | 205 | 510 | 442 | 2030-11-03 23:00 | 700 | 505 | 510 | 442
2030-11-04 | 700 | 505 | 510 | 442 | 2030-11-04 | 700 | 505 | 510 | 442 | 2030-11-04 | 700 | 313.97 | 510 | 442
2030-11-04 01:00 | 700 | 422.58 | 510 | 442 | 2030-11-04 01:00 | 700 | 362.45 | 510 | 442 | 2030-11-04 01:00 | 700 | 13.97 | 510 | 442
2030-11-04 02:00 | 700 | 435.22 | 510 | 442 | 2030-11-04 02:00 | 700 | 62.45 | 510 | 442 | 2030-11-04 02:00 | 700 | 0 | 510 | 442
2030-11-04 03:00 | 700 | 275.66 | 510 | 442 | 2030-11-04 03:00 | 700 | 220.72 | 510 | 442 | 2030-11-04 03:00 | 700 | 0 | 510 | 442
2030-11-04 04:00 | 700 | 210.99 | 510 | 442 | 2030-11-04 04:00 | 700 | 0 | 510 | 442 | 2030-11-04 04:00 | 700 | 0 | 510 | 442
2030-11-04 05:00 | 700 | 268.32 | 510 | 442 | 2030-11-04 05:00 | 700 | 0 | 510 | 442 | 2030-11-04 05:00 | 700 | 0 | 510 | 442
2030-11-04 06:00 | 700 | 15.76 | 510 | 442 | 2030-11-04 06:00 | 700 | 0 | 510 | 442 | 2030-11-04 06:00 | 700 | 0 | 510 | 442
2030-11-04 07:00 | 700 | 315.76 | 510 | 442 | 2030-11-04 07:00 | 700 | 62.21 | 510 | 442 | 2030-11-04 07:00 | 700 | 0 | 510 | 442
2030-11-04 08:00 | 700 | 280.45 | 300 | 442 | 2030-11-04 08:00 | 700 | 199.76 | 300 | 442 | 2030-11-04 08:00 | 700 | 241.12 | 300 | 442
2030-11-04 09:00 | 700 | 202.37 | 0 | 442 | 2030-11-04 09:00 | 700 | 252.87 | 0 | 442 | 2030-11-04 09:00 | 700 | 143.86 | 0 | 442
2030-11-04 10:00 | 700 | 502.37 | 0 | 442 | 2030-11-04 10:00 | 700 | 300 | 0 | 442 | 2030-11-04 10:00 | 700 | 0 | 0 | 442
2030-11-04 11:00 | 700 | 281.8 | 0 | 442 | 2030-11-04 11:00 | 700 | 0 | 0 | 439.63 | 2030-11-04 11:00 | 700 | -226 | 0 | 442
2030-11-04 12:00 | 700 | -18.2 | 0 | 163.28 | 2030-11-04 12:00 | 700 | -300 | 0 | 139.63 | 2030-11-04 12:00 | 700 | -526 | 0 | 442
2030-11-04 13:00 | 700 | -61.34 | 0 | -76.93 | 2030-11-04 13:00 | 700 | -372.17 | 0 | 224.28 | 2030-11-04 13:00 | 700 | -526 | 0 | 442
2030-11-04 14:00 | 700 | 0 | 0 | 80.35 | 2030-11-04 14:00 | 700 | -526 | 0 | -75.72 | 2030-11-04 14:00 | 700 | -526 | 0 | 390
2030-11-04 15:00 | 700 | 74 | 0 | 90 | 2030-11-04 15:00 | 700 | -243.71 | 0 | -105.51 | 2030-11-04 15:00 | 700 | -526 | 0 | 90
2030-11-04 16:00 | 700 | -226 | 0 | -210 | 2030-11-04 16:00 | 700 | -226 | 0 | -210 | 2030-11-04 16:00 | 700 | -226 | 0 | -210
2030-11-04 17:00 | 700 | -526 | 0 | -510 | 2030-11-04 17:00 | 700 | -526 | 0 | -510 | 2030-11-04 17:00 | 700 | -526 | 0 | -510
2030-11-04 18:00 | 700 | -402.01 | 0 | -510 | 2030-11-04 18:00 | 700 | -526 | 0 | -510 | 2030-11-04 18:00 | 700 | -526 | 0 | -430.35
2030-11-04 19:00 | 700 | -102.01 | 0 | -210 | 2030-11-04 19:00 | 700 | -226 | 0 | -210 | 2030-11-04 19:00 | 700 | -511.24 | 0 | -130.35
2030-11-04 20:00 | 700 | 197.99 | 0 | 90 | 2030-11-04 20:00 | 700 | 74 | 0 | 90 | 2030-11-04 20:00 | 700 | -211.24 | 0 | 169.65
2030-11-04 21:00 | 700 | 497.99 | 0 | 308.8 | 2030-11-04 21:00 | 700 | 321.96 | 0 | 390 | 2030-11-04 21:00 | 700 | 88.76 | 0 | 442
2030-11-04 22:00 | 700 | 478.98 | 0 | 442 | 2030-11-04 22:00 | 700 | 149.18 | 0 | 370.52 | 2030-11-04 22:00 | 700 | 211.18 | 0 | 429.94
2030-11-04 23:00 | 700 | 178.98 | 0 | 142 | 2030-11-04 23:00 | 700 | 0 | 0 | 70.52 | 2030-11-04 23:00 | 700 | 0 | 0 | 129.94
2030-11-05 | 700 | -27.57 | 0 | -22.38 | 2030-11-05 | 700 | -300 | 0 | 70.45 | 2030-11-05 | 700 | -270.45 | 0 | 374.17
2030-11-05 01:00 | 700 | 254.42 | 0 | 277.62 | 2030-11-05 01:00 | 700 | 0 | 0 | 370.45 | 2030-11-05 01:00 | 700 | 29.55 | 0 | 442
2030-11-05 02:00 | 700 | 505 | 0 | 442 | 2030-11-05 02:00 | 700 | 300 | 0 | 442 | 2030-11-05 02:00 | 700 | 329.55 | 0 | 442
2030-11-05 03:00 | 700 | 479.01 | 0 | 442 | 2030-11-05 03:00 | 700 | 381.62 | 0 | 442 | 2030-11-05 03:00 | 700 | 505 | 0 | 442
2030-11-05 04:00 | 700 | 179.01 | 0 | 442 | 2030-11-05 04:00 | 700 | 81.62 | 0 | 442 | 2030-11-05 04:00 | 700 | 300 | 0 | 442
2030-11-05 05:00 | 700 | -61.39 | 0 | 270.24 | 2030-11-05 05:00 | 700 | -218.38 | 0 | 414.21 | 2030-11-05 05:00 | 700 | 0 | 0 | 442
2030-11-05 06:00 | 700 | -361.39 | 0 | -29.76 | 2030-11-05 06:00 | 700 | -518.38 | 0 | 114.21 | 2030-11-05 06:00 | 700 | -300 | 0 | 188.64
2030-11-05 07:00 | 700 | -70.92 | 0 | -192.38 | 2030-11-05 07:00 | 700 | -386.23 | 0 | -185.79 | 2030-11-05 07:00 | 700 | -526 | 0 | -111.36
2030-11-05 08:00 | 700 | -300 | 0 | -183.41 | 2030-11-05 08:00 | 700 | -526 | 0 | -485.79 | 2030-11-05 08:00 | 700 | -526 | 0 | -411.36
2030-11-05 09:00 | 700 | 0 | 0 | 116.59 | 2030-11-05 09:00 | 700 | -526 | 0 | -254.64 | 2030-11-05 09:00 | 700 | -526 | 0 | -199.68
2030-11-05 10:00 | 700 | 300 | 0 | 416.59 | 2030-11-05 10:00 | 700 | -226 | 0 | 45.36 | 2030-11-05 10:00 | 700 | -526 | 0 | 100.32
2030-11-05 11:00 | 700 | 478.42 | 0 | 442 | 2030-11-05 11:00 | 700 | -226 | 0 | 345.36 | 2030-11-05 11:00 | 700 | -526 | 0 | 400.32
2030-11-05 12:00 | 700 | 467.89 | 0 | 442 | 2030-11-05 12:00 | 700 | -250.84 | 0 | 442 | 2030-11-05 12:00 | 600 | -526 | 0 | 442
2030-11-05 13:00 | 700 | 374 | 0 | 390 | 2030-11-05 13:00 | 100 | 0 | 0 | 314.94 | 2030-11-05 13:00 | 0 | -526 | 0 | 261.34
2030-11-05 14:00 | 700 | 74 | 0 | 90 | 2030-11-05 14:00 | 100 | -226.43 | 0 | 14.94 | 2030-11-05 14:00 | -75.37 | -526 | 0 | -38.66
2030-11-05 15:00 | 700 | -226 | 0 | -210 | 2030-11-05 15:00 | 700 | -526 | 0 | -285.06 | 2030-11-05 15:00 | 524.63 | -526 | 0 | -338.66
2030-11-05 16:00 | 700 | -526 | 0 | -510 | 2030-11-05 16:00 | 700 | -526 | 0 | -510 | 2030-11-05 16:00 | 700 | -526 | 0 | -510
2030-11-05 17:00 | 700 | -226 | 0 | -481.23 | 2030-11-05 17:00 | 437.99 | -526 | 0 | -510 | 2030-11-05 17:00 | 153.49 | -526 | 0 | -510
2030-11-05 18:00 | 700 | 0 | 0 | -353.96 | 2030-11-05 18:00 | 700 | -526 | 0 | -510 | 2030-11-05 18:00 | 700 | -526 | 0 | -510
2030-11-05 19:00 | 700 | -249.15 | 0 | -414.11 | 2030-11-05 19:00 | 700 | -526 | 0 | -510 | 2030-11-05 19:00 | 700 | -526 | 0 | -510
2030-11-05 20:00 | 700 | -314.61 | 0 | -457.96 | 2030-11-05 20:00 | 700 | -526 | 0 | -510 | 2030-11-05 20:00 | 700 | -526 | 0 | -510
2030-11-05 21:00 | 700 | -314.61 | 0 | -510 | 2030-11-05 21:00 | 700 | -526 | 0 | -510 | 2030-11-05 21:00 | 700 | -526 | 0 | -510
2030-11-05 22:00 | 700 | -17.84 | 0 | -300 | 2030-11-05 22:00 | 700 | -226 | 0 | -274.34 | 2030-11-05 22:00 | 700 | -300 | 0 | -307.01
2030-11-05 23:00 | 700 | 282.16 | 0 | 0 | 2030-11-05 23:00 | 700 | 74 | 0 | 25.66 | 2030-11-05 23:00 | 700 | 0 | 0 | -7.01
2030-11-06 | 700 | 0 | 0 | 230.11 | 2030-11-06 | 700 | 0 | 0 | -97.04 | 2030-11-06 | 700 | 0 | 0 | -225.93
2030-11-06 01:00 | 700 | 0 | 0 | 72.58 | 2030-11-06 01:00 | 700 | -53.48 | 0 | -224.98 | 2030-11-06 01:00 | 700 | -135.44 | 0 | -269.7
2030-11-06 02:00 | 700 | 0 | 0 | -192.15 | 2030-11-06 02:00 | 700 | -353.48 | 0 | -226.4 | 2030-11-06 02:00 | 700 | -435.44 | 0 | -291.44
2030-11-06 03:00 | 700 | -271.88 | 0 | -236.37 | 2030-11-06 03:00 | 700 | -526 | 0 | 73.6 | 2030-11-06 03:00 | 700 | -526 | 0 | -343.83
2030-11-06 04:00 | 700 | -218.21 | 0 | -225.31 | 2030-11-06 04:00 | 700 | -526 | 0 | 91.33 | 2030-11-06 04:00 | 700 | -526 | 0 | -320.3
2030-11-06 05:00 | 700 | -518.21 | 0 | -267.08 | 2030-11-06 05:00 | 687.08 | -526 | 0 | 44.63 | 2030-11-06 05:00 | 609.62 | -526 | 0 | -369.63
2030-11-06 06:00 | 100 | -306.42 | 0 | -374.33 | 2030-11-06 06:00 | 87.08 | -526 | 0 | -91.49 | 2030-11-06 06:00 | 9.62 | -526 | 0 | -510
2030-11-06 07:00 | 0 | -180.96 | 0 | -161.29 | 2030-11-06 07:00 | 0 | -427.2 | 0 | 142.97 | 2030-11-06 07:00 | 0 | -447.04 | 0 | -283.6
2030-11-06 08:00 | 137.8 | 0 | 0 | 50.24 | 2030-11-06 08:00 | 100 | -252.79 | 0 | 361.53 | 2030-11-06 08:00 | 100 | -313.39 | 0 | -67.56
2030-11-06 09:00 | 700 | 0 | -322.05 | 140.85 | 2030-11-06 09:00 | 700 | -402.81 | -510 | 442 | 2030-11-06 09:00 | 700 | -462.32 | -510 | 13.04
2030-11-06 10:00 | 700 | -179.61 | -510 | 76.35 | 2030-11-06 10:00 | 700 | -431.12 | -510 | 142 | 2030-11-06 10:00 | 339.43 | -526 | -510 | 5.75
2030-11-06 11:00 | 700 | -188.78 | -510 | 58.36 | 2030-11-06 11:00 | 700 | -526 | -510 | 12.66 | 2030-11-06 11:00 | 0 | -526 | -510 | -1.26
2030-11-06 12:00 | 700 | 0 | -210 | 165.24 | 2030-11-06 12:00 | 700 | -226 | -210 | 312.66 | 2030-11-06 12:00 | 0 | -226 | -210 | 298.74
2030-11-06 13:00 | 662.63 | 0 | 0 | 90.72 | 2030-11-06 13:00 | 700 | 74 | 90 | 442 | 2030-11-06 13:00 | 0 | 0 | 0 | 442
2030-11-06 14:00 | 551.32 | 0 | -143.82 | 22.57 | 2030-11-06 14:00 | 700 | -218.87 | -210 | 193.1 | 2030-11-06 14:00 | 0 | -226 | -210 | 442
2030-11-06 15:00 | 312.13 | 0 | -443.82 | -48.8 | 2030-11-06 15:00 | 312.13 | -518.87 | -510 | -106.9 | 2030-11-06 15:00 | 312.13 | -526 | -510 | 155.69
2030-11-06 16:00 | 100 | 0 | -176.84 | 0 | 2030-11-06 16:00 | 3.12 | -218.87 | -210 | 0 | 2030-11-06 16:00 | 0 | -526 | -510 | -144.31
2030-11-06 17:00 | 700 | -300 | -411.83 | -158 | 2030-11-06 17:00 | 100 | -229.48 | -510 | -300 | 2030-11-06 17:00 | 100 | -526 | -510 | -7.23
2030-11-06 18:00 | 700 | 0 | -111.83 | 142 | 2030-11-06 18:00 | 700 | 0 | -210 | 0 | 2030-11-06 18:00 | 700 | -526 | -510 | 292.77
2030-11-06 19:00 | 700 | 300 | 188.17 | 442 | 2030-11-06 19:00 | 700 | 0 | 0 | 0 | 2030-11-06 19:00 | 700 | -300 | -510 | 442
2030-11-06 20:00 | 700 | 0 | 488.17 | 324.4 | 2030-11-06 20:00 | 700 | 0 | 0 | 0 | 2030-11-06 20:00 | 700 | 0 | -510 | 187.14
2030-11-06 21:00 | 700 | 0 | 510 | 398.63 | 2030-11-06 21:00 | 700 | 0 | 0 | 0 | 2030-11-06 21:00 | 700 | -177.57 | -494 | 335.73
2030-11-06 22:00 | 700 | 0 | 328.38 | 142 | 2030-11-06 22:00 | 700 | 0 | 62.09 | 142 | 2030-11-06 22:00 | 700 | 0 | -194 | 110.24
2030-11-06 23:00 | 700 | 228.31 | 510 | 442 | 2030-11-06 23:00 | 700 | 300 | 362.09 | 442 | 2030-11-06 23:00 | 700 | 300 | 106 | 410.24
2030-11-07 | 700 | 505 | 510 | 442 | 2030-11-07 | 700 | 505 | 510 | 442 | 2030-11-07 | 700 | 505 | 406 | 442
2030-11-07 01:00 | 700 | 505 | 510 | 442 | 2030-11-07 01:00 | 700 | 505 | 510 | 442 | 2030-11-07 01:00 | 700 | 342.19 | 510 | 442
2030-11-07 02:00 | 700 | 300 | 398.03 | 375.24 | 2030-11-07 02:00 | 700 | 300 | 433.95 | 442 | 2030-11-07 02:00 | 700 | 42.19 | 210 | 442
2030-11-07 03:00 | 700 | 0 | 98.03 | 75.24 | 2030-11-07 03:00 | 700 | 0 | 133.95 | 200.93 | 2030-11-07 03:00 | 700 | -257.81 | -90 | 142
2030-11-07 04:00 | 700 | 300 | 342.53 | 342.32 | 2030-11-07 04:00 | 700 | 300 | 433.95 | 442 | 2030-11-07 04:00 | 700 | 42.19 | 193.79 | 442
2030-11-07 05:00 | 100 | 0 | 42.53 | 42.32 | 2030-11-07 05:00 | 100 | 0 | 133.95 | 210 | 2030-11-07 05:00 | 100 | -257.81 | -106.21 | 142
2030-11-07 06:00 | -500 | 0 | -69.6 | 0 | 2030-11-07 06:00 | -500 | 0 | -24.53 | 0 | 2030-11-07 06:00 | -500 | 0 | -252.33 | 0
2030-11-07 07:00 | 0 | 0 | -369.6 | -97.63 | 2030-11-07 07:00 | 77.6 | 0 | -324.53 | -28.83 | 2030-11-07 07:00 | -168.78 | 0 | -210 | 86.91
2030-11-07 08:00 | 600 | 0 | -169.83 | 0 | 2030-11-07 08:00 | 677.6 | 0 | -210 | 0 | 2030-11-07 08:00 | 431.22 | -300 | -510 | 317.37
2030-11-07 09:00 | 700 | 0 | -333 | 106.62 | 2030-11-07 09:00 | 700 | -113.49 | -510 | 83.62 | 2030-11-07 09:00 | 530.75 | -526 | -510 | 442
2030-11-07 10:00 | 228.79 | 0 | -210 | 34.64 | 2030-11-07 10:00 | 100 | -226 | -510 | -6.01 | 2030-11-07 10:00 | -69.25 | -526 | -510 | 329.49
2030-11-07 11:00 | 700 | -247.73 | -510 | -24.31 | 2030-11-07 11:00 | 700 | -526 | -510 | -98.2 | 2030-11-07 11:00 | -100 | -526 | -510 | 234.08
2030-11-07 12:00 | 100 | -175.61 | -510 | -51.17 | 2030-11-07 12:00 | 100 | -526 | -510 | -8.91 | 2030-11-07 12:00 | -700 | -526 | -510 | 124.66
2030-11-07 13:00 | -204.25 | 0 | -510 | -207.13 | 2030-11-07 13:00 | -500 | -230.92 | -510 | -291.22 | 2030-11-07 13:00 | -700 | -526 | -510 | -175.34
2030-11-07 14:00 | -650.48 | 0 | -210 | 0 | 2030-11-07 14:00 | -700 | 0 | -510 | -93.1 | 2030-11-07 14:00 | -700 | -526 | -510 | -87.02
2030-11-07 15:00 | -154.39 | 0 | -510 | -56.59 | 2030-11-07 15:00 | -430.87 | -32.3 | -510 | -163.42 | 2030-11-07 15:00 | -700 | -430.9 | -510 | 90
2030-11-07 16:00 | 445.61 | -300 | -510 | -195.66 | 2030-11-07 16:00 | 169.13 | -226 | -510 | -291.64 | 2030-11-07 16:00 | -194.04 | -526 | -510 | -210
2030-11-07 17:00 | 700 | -193.17 | -510 | -495.66 | 2030-11-07 17:00 | 700 | -526 | -510 | -510 | 2030-11-07 17:00 | 0 | -526 | -510 | -510
2030-11-07 18:00 | 700 | -176.55 | -510 | -279.18 | 2030-11-07 18:00 | 700 | -526 | -510 | -510 | 2030-11-07 18:00 | 600 | -526 | -510 | -510
2030-11-07 19:00 | 700 | 0 | -300 | -206.92 | 2030-11-07 19:00 | 700 | -526 | -510 | -510 | 2030-11-07 19:00 | 611.46 | -526 | -510 | -510
2030-11-07 20:00 | 700 | 0 | 0 | 88.34 | 2030-11-07 20:00 | 700 | -226 | -210 | -210 | 2030-11-07 20:00 | 700 | -226 | -275.55 | -210
2030-11-07 21:00 | 700 | 0 | -33.53 | 0 | 2030-11-07 21:00 | 700 | 0 | -90 | -66.99 | 2030-11-07 21:00 | 700 | -300 | -251.91 | -199.71
2030-11-07 22:00 | 700 | 300 | 266.47 | 300 | 2030-11-07 22:00 | 700 | 300 | 210 | 233.01 | 2030-11-07 22:00 | 700 | 0 | 48.09 | 100.29
2030-11-07 23:00 | 700 | 133.86 | 510 | 442 | 2030-11-07 23:00 | 700 | 365.11 | 510 | 381.8 | 2030-11-07 23:00 | 700 | 125.3 | 348.09 | 206.48
2030-11-08 | 700 | 433.86 | 510 | 442 | 2030-11-08 | 700 | 505 | 510 | 442 | 2030-11-08 | 700 | 0 | 510 | 396.91
2030-11-08 01:00 | 700 | 505 | 510 | 348.59 | 2030-11-08 01:00 | 700 | 505 | 510 | 373.43 | 2030-11-08 01:00 | 700 | 0 | 510 | 333.03
2030-11-08 02:00 | 700 | 505 | 510 | 442 | 2030-11-08 02:00 | 700 | 505 | 510 | 442 | 2030-11-08 02:00 | 700 | 0 | 510 | 419.57
2030-11-08 03:00 | 700 | 473.07 | 510 | 410.72 | 2030-11-08 03:00 | 700 | 505 | 510 | 442 | 2030-11-08 03:00 | 700 | 0 | 510 | 430.09
2030-11-08 04:00 | 700 | 505 | 510 | 442 | 2030-11-08 04:00 | 700 | 505 | 510 | 442 | 2030-11-08 04:00 | 700 | 0 | 510 | 442
2030-11-08 05:00 | 700 | 299.77 | 510 | 442 | 2030-11-08 05:00 | 700 | 505 | 510 | 442 | 2030-11-08 05:00 | 700 | 0 | 510 | 442
2030-11-08 06:00 | 700 | 207.19 | 510 | 442 | 2030-11-08 06:00 | 700 | 426.68 | 390 | 442 | 2030-11-08 06:00 | 700 | 0 | 390 | 357.17
2030-11-08 07:00 | 700 | 0 | 210 | 442 | 2030-11-08 07:00 | 700 | 126.68 | 90 | 442 | 2030-11-08 07:00 | 700 | 5.23 | 90 | 442
2030-11-08 08:00 | 700 | -257.66 | -90 | 159.58 | 2030-11-08 08:00 | 700 | -140.83 | -210 | 164.23 | 2030-11-08 08:00 | 700 | -178.48 | -210 | 200.49
2030-11-08 09:00 | 700 | 0 | -185.48 | 347.69 | 2030-11-08 09:00 | 700 | -55.87 | -510 | 271.54 | 2030-11-08 09:00 | 700 | -242.71 | -510 | 377.66
2030-11-08 10:00 | 367.53 | 0 | 0 | 442 | 2030-11-08 10:00 | 581.45 | 0 | -510 | 401.9 | 2030-11-08 10:00 | 343.27 | -526 | -510 | 442
2030-11-08 11:00 | 100 | 0 | 0 | 442 | 2030-11-08 11:00 | -18.55 | 0 | -510 | 334.4 | 2030-11-08 11:00 | -256.73 | -300 | -510 | 442
2030-11-08 12:00 | 700 | 0 | 0 | 442 | 2030-11-08 12:00 | 581.45 | 0 | -210 | 442 | 2030-11-08 12:00 | 343.27 | 0 | -210 | 442
2030-11-08 13:00 | 100 | 0 | -99.95 | 424.69 | 2030-11-08 13:00 | 0 | -263.21 | -510 | 352.97 | 2030-11-08 13:00 | -57.07 | -300 | -510 | 442
2030-11-08 14:00 | 126.44 | 0 | -29.63 | 442 | 2030-11-08 14:00 | 100 | 0 | -510 | 417.84 | 2030-11-08 14:00 | -91.85 | -526 | -510 | 442
2030-11-08 15:00 | 700 | 0 | -329.63 | 442 | 2030-11-08 15:00 | 700 | -159.34 | -510 | 411.38 | 2030-11-08 15:00 | 508.15 | -526 | -510 | 442
2030-11-08 16:00 | 700 | 0 | -452.22 | 442 | 2030-11-08 16:00 | 700 | -226 | -510 | 442 | 2030-11-08 16:00 | 700 | -526 | -510 | 442
2030-11-08 17:00 | 100 | 0 | -358.09 | 442 | 2030-11-08 17:00 | 100 | -526 | -510 | 442 | 2030-11-08 17:00 | 100 | -526 | -510 | 442
2030-11-08 18:00 | 700 | 0 | -58.09 | 442 | 2030-11-08 18:00 | 700 | -226 | -510 | 442 | 2030-11-08 18:00 | 700 | -526 | -510 | 442
2030-11-08 19:00 | 700 | 0 | -215.94 | 442 | 2030-11-08 19:00 | 700 | -239.69 | -510 | 442 | 2030-11-08 19:00 | 700 | -526 | -510 | 442
2030-11-08 20:00 | 700 | 0 | -38.17 | 442 | 2030-11-08 20:00 | 700 | -239.69 | -210 | 442 | 2030-11-08 20:00 | 700 | -300 | -469.49 | 442
2030-11-08 21:00 | 700 | 237.86 | 261.83 | 442 | 2030-11-08 21:00 | 700 | 60.31 | 90 | 442 | 2030-11-08 21:00 | 700 | 0 | -169.49 | 442
2030-11-08 22:00 | 700 | 293.82 | 510 | 442 | 2030-11-08 22:00 | 700 | 45.82 | 390 | 442 | 2030-11-08 22:00 | 700 | 0 | 122.12 | 442
2030-11-08 23:00 | 700 | 505 | 510 | 442 | 2030-11-08 23:00 | 700 | 128.95 | 510 | 442 | 2030-11-08 23:00 | 700 | 0 | 18.48 | 414.51
2030-11-09 | 700 | 205 | 485.35 | 442 | 2030-11-09 | 700 | 0 | 210 | 442 | 2030-11-09 | 700 | 49.74 | 318.48 | 442
2030-11-09 01:00 | 700 | 205 | 446.83 | 442 | 2030-11-09 01:00 | 700 | 205 | 210 | 428.93 | 2030-11-09 01:00 | 700 | 205 | 510 | 442
2030-11-09 02:00 | 700 | 505 | 510 | 442 | 2030-11-09 02:00 | 700 | 505 | 510 | 442 | 2030-11-09 02:00 | 700 | 505 | 510 | 442
2030-11-09 03:00 | 700 | 505 | 510 | 442 | 2030-11-09 03:00 | 700 | 505 | 510 | 442 | 2030-11-09 03:00 | 700 | 505 | 510 | 442
2030-11-09 04:00 | 700 | 505 | 510 | 442 | 2030-11-09 04:00 | 700 | 505 | 510 | 442 | 2030-11-09 04:00 | 700 | 505 | 510 | 442
2030-11-09 05:00 | 700 | 505 | 510 | 442 | 2030-11-09 05:00 | 700 | 505 | 510 | 442 | 2030-11-09 05:00 | 700 | 505 | 510 | 442
2030-11-09 06:00 | 700 | 205 | 510 | 352.4 | 2030-11-09 06:00 | 700 | 205 | 210 | 264.2 | 2030-11-09 06:00 | 700 | 320.81 | 510 | 442
2030-11-09 07:00 | 700 | 122.38 | 510 | 142 | 2030-11-09 07:00 | 700 | 0 | 107.03 | 117.58 | 2030-11-09 07:00 | 700 | 20.81 | 510 | 442
2030-11-09 08:00 | 700 | 422.38 | 510 | 442 | 2030-11-09 08:00 | 700 | 0 | 407.03 | 417.58 | 2030-11-09 08:00 | 700 | 300 | 510 | 442
2030-11-09 09:00 | 700 | 183.55 | 510 | 442 | 2030-11-09 09:00 | 700 | 0 | 443.34 | 442 | 2030-11-09 09:00 | 700 | 0 | 467.35 | 439.05
2030-11-09 10:00 | 700 | 177.57 | 510 | 442 | 2030-11-09 10:00 | 700 | 0 | 510 | 442 | 2030-11-09 10:00 | 700 | 196.29 | 510 | 442
2030-11-09 11:00 | 700 | 429.02 | 510 | 442 | 2030-11-09 11:00 | 700 | 165.77 | 510 | 442 | 2030-11-09 11:00 | 700 | 448.93 | 510 | 442
2030-11-09 12:00 | 700 | 235.7 | 510 | 442 | 2030-11-09 12:00 | 700 | 0 | 428.85 | 442 | 2030-11-09 12:00 | 700 | 422.78 | 510 | 442
2030-11-09 13:00 | 700 | 382.93 | 510 | 442 | 2030-11-09 13:00 | 700 | 140.27 | 510 | 442 | 2030-11-09 13:00 | 700 | 375.04 | 510 | 442
2030-11-09 14:00 | 700 | 469.36 | 510 | 442 | 2030-11-09 14:00 | 700 | 199.1 | 510 | 442 | 2030-11-09 14:00 | 700 | 400.78 | 510 | 442
2030-11-09 15:00 | 700 | 295.35 | 510 | 442 | 2030-11-09 15:00 | 700 | 229.57 | 510 | 442 | 2030-11-09 15:00 | 700 | 100.78 | 300 | 442
2030-11-09 16:00 | 700 | 0 | 492.87 | 442 | 2030-11-09 16:00 | 700 | 0 | 510 | 216.5 | 2030-11-09 16:00 | 700 | 0 | 0 | 442
2030-11-09 17:00 | 700 | 214.43 | 510 | 442 | 2030-11-09 17:00 | 700 | 0 | 510 | 422.57 | 2030-11-09 17:00 | 700 | 0 | -86.73 | 442
2030-11-09 18:00 | 700 | 436.55 | 510 | 442 | 2030-11-09 18:00 | 700 | 0 | 510 | 442 | 2030-11-09 18:00 | 700 | 0 | -386.73 | 442
2030-11-09 19:00 | 700 | 505 | 510 | 442 | 2030-11-09 19:00 | 700 | 0 | 510 | 442 | 2030-11-09 19:00 | 700 | 0 | -86.73 | 442
2030-11-09 20:00 | 700 | 505 | 510 | 442 | 2030-11-09 20:00 | 700 | 0 | 510 | 442 | 2030-11-09 20:00 | 700 | 0 | 0 | 442
2030-11-09 21:00 | 700 | 502.08 | 510 | 442 | 2030-11-09 21:00 | 700 | 0 | 510 | 318.84 | 2030-11-09 21:00 | 700 | 0 | 0 | 442
2030-11-09 22:00 | 700 | 202.08 | 510 | 442 | 2030-11-09 22:00 | 700 | 0 | 510 | 158.12 | 2030-11-09 22:00 | 700 | 0 | -44.06 | 376.34
2030-11-09 23:00 | 700 | 0 | 510 | 321.8 | 2030-11-09 23:00 | 700 | 0 | 510 | 187.4 | 2030-11-09 23:00 | 700 | 0 | -44.06 | 340.85
2030-11-10 | 700 | 0 | 456.77 | 82.95 | 2030-11-10 | 700 | 0 | 210 | 61.82 | 2030-11-10 | 700 | 0 | 22.9 | 222.97
2030-11-10 01:00 | 700 | 0 | 407.2 | 0 | 2030-11-10 01:00 | 700 | 0 | 67.27 | 0 | 2030-11-10 01:00 | 700 | 0 | 33.86 | 58.72
2030-11-10 02:00 | 700 | 0 | 229.28 | 63.85 | 2030-11-10 02:00 | 700 | 0 | -67.77 | 47.62 | 2030-11-10 02:00 | 700 | 0 | -180.67 | 213.66
2030-11-10 03:00 | 700 | 0 | 303.09 | 0 | 2030-11-10 03:00 | 700 | 0 | -0.68 | 0 | 2030-11-10 03:00 | 700 | 0 | -66.51 | 128.88
2030-11-10 04:00 | 700 | 0 | 88.41 | 0 | 2030-11-10 04:00 | 700 | 0 | -200.51 | 0 | 2030-11-10 04:00 | 700 | 0 | -82.75 | 101.25
2030-11-10 05:00 | 700 | 0 | 69.51 | 0 | 2030-11-10 05:00 | 700 | 0 | -262.92 | 0 | 2030-11-10 05:00 | 700 | 0 | -382.75 | 122.77
2030-11-10 06:00 | 700 | 0 | -148.42 | 0 | 2030-11-10 06:00 | 700 | 0 | -432.94 | 0 | 2030-11-10 06:00 | 700 | 0 | -408.46 | 49.06
2030-11-10 07:00 | 700 | 0 | -403.69 | 0 | 2030-11-10 07:00 | 700 | -82.46 | -510 | -190.49 | 2030-11-10 07:00 | 700 | -226 | -510 | -52.87
2030-11-10 08:00 | 700 | -223.39 | -364.63 | 0 | 2030-11-10 08:00 | 700 | -382.46 | -510 | -117.74 | 2030-11-10 08:00 | 700 | -526 | -510 | 14.66
2030-11-10 09:00 | 700 | -523.39 | -510 | 36.67 | 2030-11-10 09:00 | 700 | -526 | -510 | -9.03 | 2030-11-10 09:00 | 700 | -526 | -510 | 127.08
2030-11-10 10:00 | 700 | -526 | -510 | 71.75 | 2030-11-10 10:00 | 504.51 | -526 | -510 | 9.01 | 2030-11-10 10:00 | 690.94 | -526 | -510 | 128.55
2030-11-10 11:00 | 517.07 | -526 | -510 | 202.43 | 2030-11-10 11:00 | 526.87 | -526 | -510 | 151.57 | 2030-11-10 11:00 | 90.94 | -526 | -510 | 282.99
2030-11-10 12:00 | 345.55 | -526 | -510 | 274.68 | 2030-11-10 12:00 | 587.79 | -526 | -510 | 231.02 | 2030-11-10 12:00 | -487.42 | -526 | -510 | 369.63
2030-11-10 13:00 | 662.91 | -526 | -510 | 195.25 | 2030-11-10 13:00 | 522.89 | -526 | -510 | 127.24 | 2030-11-10 13:00 | -700 | -526 | -510 | 241.5
2030-11-10 14:00 | 416.11 | -226 | -210 | 436.11 | 2030-11-10 14:00 | 0 | -226 | -210 | 387.25 | 2030-11-10 14:00 | -700 | -300 | -510 | 438.82
2030-11-10 15:00 | 700 | 0 | 90 | 368.82 | 2030-11-10 15:00 | -130.75 | 0 | 0 | 380.98 | 2030-11-10 15:00 | -700 | 0 | -475.09 | 265.18
2030-11-10 16:00 | 659.81 | 0 | 0 | 232.01 | 2030-11-10 16:00 | -460.37 | 0 | 0 | 239.71 | 2030-11-10 16:00 | -700 | -252.99 | -510 | 132.99
2030-11-10 17:00 | 416 | 0 | 210 | 142 | 2030-11-10 17:00 | -594.33 | 0 | 0 | 164.65 | 2030-11-10 17:00 | -700 | -526 | -510 | 98.67
2030-11-10 18:00 | 700 | 93.38 | 510 | 442 | 2030-11-10 18:00 | 0 | 0 | 0 | 442 | 2030-11-10 18:00 | -623 | -226 | -210 | 398.67
2030-11-10 19:00 | 700 | 0 | 510 | 442 | 2030-11-10 19:00 | 0 | 0 | 0 | 368.32 | 2030-11-10 19:00 | -700 | 0 | -412.56 | 243.88
2030-11-10 20:00 | 604.42 | 246.84 | 510 | 442 | 2030-11-10 20:00 | -104.78 | 0 | 210 | 315.23 | 2030-11-10 20:00 | -700 | 0 | -150.64 | 197.89
2030-11-10 21:00 | 4.42 | 505 | 510 | 442 | 2030-11-10 21:00 | -700 | 300 | 510 | 442 | 2030-11-10 21:00 | -700 | 300 | 149.36 | 442
2030-11-10 22:00 | -479.91 | 505 | 510 | 442 | 2030-11-10 22:00 | -700 | 505 | 510 | 442 | 2030-11-10 22:00 | -700 | 505 | 449.36 | 442
2030-11-10 23:00 | -700 | 505 | 510 | 442 | 2030-11-10 23:00 | -700 | 505 | 510 | 442 | 2030-11-10 23:00 | -700 | 505 | 510 | 442
2030-11-11 | -636.95 | 505 | 510 | 442 | 2030-11-11 | -700 | 505 | 510 | 442 | 2030-11-11 | -700 | 505 | 510 | 442
2030-11-11 01:00 | -700 | 505 | 510 | 442 | 2030-11-11 01:00 | -700 | 505 | 510 | 442 | 2030-11-11 01:00 | -700 | 505 | 510 | 442
2030-11-11 02:00 | -700 | 505 | 510 | 384.39 | 2030-11-11 02:00 | -700 | 505 | 510 | 442 | 2030-11-11 02:00 | -700 | 505 | 510 | 442
2030-11-11 03:00 | -700 | 505 | 510 | 352.16 | 2030-11-11 03:00 | -700 | 505 | 510 | 442 | 2030-11-11 03:00 | -700 | 505 | 510 | 442
2030-11-11 04:00 | -700 | 505 | 510 | 240.49 | 2030-11-11 04:00 | -700 | 505 | 510 | 442 | 2030-11-11 04:00 | -700 | 505 | 510 | 442
2030-11-11 05:00 | -700 | 505 | 510 | 185.33 | 2030-11-11 05:00 | -700 | 505 | 510 | 386.5 | 2030-11-11 05:00 | -700 | 505 | 510 | 442
2030-11-11 06:00 | -700 | 505 | 510 | 185.33 | 2030-11-11 06:00 | -700 | 505 | 510 | 271.81 | 2030-11-11 06:00 | -700 | 505 | 510 | 442
2030-11-11 07:00 | -700 | 505 | 510 | 326.04 | 2030-11-11 07:00 | -700 | 505 | 510 | 442 | 2030-11-11 07:00 | -700 | 505 | 510 | 442
2030-11-11 08:00 | -700 | 505 | 510 | 420.69 | 2030-11-11 08:00 | -700 | 505 | 510 | 442 | 2030-11-11 08:00 | -700 | 505 | 510 | 442
2030-11-11 09:00 | -700 | 505 | 510 | 442 | 2030-11-11 09:00 | -700 | 505 | 510 | 442 | 2030-11-11 09:00 | -700 | 505 | 510 | 442
2030-11-11 10:00 | -700 | 505 | 510 | 442 | 2030-11-11 10:00 | -700 | 505 | 510 | 442 | 2030-11-11 10:00 | -700 | 505 | 510 | 442
2030-11-11 11:00 | -700 | 505 | 510 | 442 | 2030-11-11 11:00 | -700 | 505 | 510 | 442 | 2030-11-11 11:00 | -700 | 505 | 510 | 442
2030-11-11 12:00 | -694.37 | 505 | 510 | 442 | 2030-11-11 12:00 | -700 | 505 | 510 | 442 | 2030-11-11 12:00 | -700 | 505 | 510 | 442
2030-11-11 13:00 | -178.4 | 505 | 510 | 442 | 2030-11-11 13:00 | -700 | 505 | 510 | 442 | 2030-11-11 13:00 | -700 | 505 | 510 | 442
2030-11-11 14:00 | -117.16 | 505 | 510 | 442 | 2030-11-11 14:00 | -700 | 505 | 510 | 442 | 2030-11-11 14:00 | -700 | 505 | 510 | 442
2030-11-11 15:00 | 426.26 | 505 | 510 | 442 | 2030-11-11 15:00 | -257.86 | 505 | 510 | 442 | 2030-11-11 15:00 | -700 | 505 | 510 | 442
2030-11-11 16:00 | 370.41 | 505 | 510 | 442 | 2030-11-11 16:00 | 342.14 | 505 | 510 | 442 | 2030-11-11 16:00 | -700 | 505 | 510 | 442
2030-11-11 17:00 | 700 | 505 | 510 | 442 | 2030-11-11 17:00 | 700 | 505 | 510 | 442 | 2030-11-11 17:00 | -700 | 505 | 510 | 442
2030-11-11 18:00 | 700 | 505 | 510 | 442 | 2030-11-11 18:00 | 700 | 505 | 510 | 442 | 2030-11-11 18:00 | -536.69 | 505 | 510 | 442
2030-11-11 19:00 | 700 | 205 | 510 | 347.96 | 2030-11-11 19:00 | 700 | 205 | 510 | 161.96 | 2030-11-11 19:00 | -536.69 | 205 | 210 | 142
2030-11-11 20:00 | 700 | 0 | 510 | 442 | 2030-11-11 20:00 | 700 | 0 | 510 | 442 | 2030-11-11 20:00 | -60.49 | 0 | 0 | 0
2030-11-11 21:00 | 700 | 205 | 510 | 442 | 2030-11-11 21:00 | 700 | 205 | 510 | 442 | 2030-11-11 21:00 | -40.73 | 205 | 210 | 142
2030-11-11 22:00 | 700 | 505 | 510 | 442 | 2030-11-11 22:00 | 700 | 505 | 510 | 442 | 2030-11-11 22:00 | -438.93 | 505 | 510 | 442
2030-11-11 23:00 | 421.78 | 505 | 510 | 442 | 2030-11-11 23:00 | 278.58 | 505 | 510 | 442 | 2030-11-11 23:00 | -700 | 505 | 510 | 442
2030-11-12 | 700 | 505 | 510 | 442 | 2030-11-12 | 700 | 505 | 510 | 442 | 2030-11-12 | -327.54 | 505 | 510 | 442
2030-11-12 01:00 | 651.62 | 505 | 510 | 442 | 2030-11-12 01:00 | 116.95 | 505 | 510 | 442 | 2030-11-12 01:00 | -700 | 505 | 510 | 442
2030-11-12 02:00 | 691.13 | 505 | 510 | 442 | 2030-11-12 02:00 | 390.9 | 505 | 510 | 442 | 2030-11-12 02:00 | -700 | 505 | 510 | 442
2030-11-12 03:00 | 700 | 205 | 485.31 | 142 | 2030-11-12 03:00 | 700 | 205 | 210 | 142 | 2030-11-12 03:00 | -443.32 | 205 | 210 | 142
2030-11-12 04:00 | 700 | 97.33 | 510 | 442 | 2030-11-12 04:00 | 700 | 0 | 469.03 | 67.08 | 2030-11-12 04:00 | 156.68 | 0 | 300 | 82.61
2030-11-12 05:00 | 700 | 0 | 510 | 207.92 | 2030-11-12 05:00 | 700 | 0 | 169.03 | 0 | 2030-11-12 05:00 | 141.12 | 0 | 0 | 0
2030-11-12 06:00 | 580.49 | 205 | 210 | 278.94 | 2030-11-12 06:00 | 214.79 | 0 | 207.22 | 197.2 | 2030-11-12 06:00 | -166.75 | 0 | -300 | 0
2030-11-12 07:00 | 700 | 505 | 510 | 442 | 2030-11-12 07:00 | 700 | 0 | 507.22 | 442 | 2030-11-12 07:00 | 433.25 | 0 | 0 | 142
2030-11-12 08:00 | 700 | 505 | 510 | 442 | 2030-11-12 08:00 | 619.19 | 197.36 | 300 | 442 | 2030-11-12 08:00 | 54.4 | 0 | 0 | 442
2030-11-12 09:00 | 700 | 277.96 | 510 | 442 | 2030-11-12 09:00 | 19.19 | 0 | 0 | 442 | 2030-11-12 09:00 | -545.6 | -226 | -300 | 442
2030-11-12 10:00 | 600 | 22.76 | 510 | 442 | 2030-11-12 10:00 | -562.59 | 0 | 0 | 442 | 2030-11-12 10:00 | -700 | -526 | -510 | 434.17
2030-11-12 11:00 | 0 | 322.76 | 510 | 442 | 2030-11-12 11:00 | -700 | 300 | 300 | 442 | 2030-11-12 11:00 | -700 | -226 | -210 | 442
2030-11-12 12:00 | -592.14 | 505 | 510 | 442 | 2030-11-12 12:00 | -700 | 505 | 510 | 442 | 2030-11-12 12:00 | -700 | 74 | 90 | 442
2030-11-12 13:00 | -700 | 505 | 510 | 442 | 2030-11-12 13:00 | -700 | 505 | 510 | 442 | 2030-11-12 13:00 | -700 | 374 | 390 | 442
2030-11-12 14:00 | -700 | 505 | 510 | 442 | 2030-11-12 14:00 | -700 | 505 | 510 | 442 | 2030-11-12 14:00 | -700 | 505 | 510 | 442
2030-11-12 15:00 | -667.38 | 505 | 510 | 442 | 2030-11-12 15:00 | -700 | 505 | 510 | 442 | 2030-11-12 15:00 | -700 | 505 | 510 | 442
2030-11-12 16:00 | -433.36 | 505 | 510 | 442 | 2030-11-12 16:00 | -700 | 505 | 510 | 442 | 2030-11-12 16:00 | -700 | 505 | 510 | 442
2030-11-12 17:00 | 0 | 209.95 | 510 | 442 | 2030-11-12 17:00 | -700 | 209.95 | 510 | 442 | 2030-11-12 17:00 | -700 | 209.95 | 510 | 442
2030-11-12 18:00 | 127.8 | 505 | 510 | 442 | 2030-11-12 18:00 | -700 | 132.29 | 210 | 142 | 2030-11-12 18:00 | -700 | 132.29 | 210 | 142
2030-11-12 19:00 | 395.82 | 505 | 510 | 442 | 2030-11-12 19:00 | -700 | 432.29 | 510 | 442 | 2030-11-12 19:00 | -700 | 432.29 | 510 | 442
2030-11-12 20:00 | 531.39 | 505 | 510 | 442 | 2030-11-12 20:00 | -700 | 505 | 510 | 442 | 2030-11-12 20:00 | -700 | 505 | 510 | 442
2030-11-12 21:00 | 700 | 505 | 510 | 442 | 2030-11-12 21:00 | -700 | 437.86 | 510 | 244.76 | 2030-11-12 21:00 | -700 | 505 | 510 | 175.06
2030-11-12 22:00 | 700 | 505 | 510 | 436.43 | 2030-11-12 22:00 | -700 | 137.86 | 210 | -55.24 | 2030-11-12 22:00 | -700 | 205 | 210 | -124.94
2030-11-12 23:00 | 700 | 505 | 510 | 442 | 2030-11-12 23:00 | -700 | 437.86 | 510 | 244.76 | 2030-11-12 23:00 | -700 | 505 | 510 | 175.06
2030-11-13 | 514.38 | 505 | 510 | 442 | 2030-11-13 | -301.71 | 505 | 510 | 442 | 2030-11-13 | -140.33 | 505 | 510 | 442
2030-11-13 01:00 | 342.64 | 505 | 510 | 442 | 2030-11-13 01:00 | -589.11 | 505 | 510 | 442 | 2030-11-13 01:00 | -577.49 | 505 | 510 | 442
2030-11-13 02:00 | 104.35 | 505 | 510 | 442 | 2030-11-13 02:00 | -700 | 505 | 510 | 442 | 2030-11-13 02:00 | -700 | 505 | 510 | 442
2030-11-13 03:00 | -266.43 | 505 | 510 | 442 | 2030-11-13 03:00 | -700 | 505 | 510 | 442 | 2030-11-13 03:00 | -700 | 505 | 510 | 442
2030-11-13 04:00 | -428.92 | 505 | 510 | 442 | 2030-11-13 04:00 | -700 | 505 | 510 | 442 | 2030-11-13 04:00 | -700 | 505 | 510 | 442
2030-11-13 05:00 | -700 | 505 | 510 | 442 | 2030-11-13 05:00 | -700 | 505 | 510 | 442 | 2030-11-13 05:00 | -700 | 505 | 510 | 442
2030-11-13 06:00 | -485.72 | 505 | 510 | 442 | 2030-11-13 06:00 | -700 | 505 | 510 | 442 | 2030-11-13 06:00 | -700 | 505 | 510 | 442
2030-11-13 07:00 | 0 | 505 | 510 | 442 | 2030-11-13 07:00 | -700 | 505 | 510 | 442 | 2030-11-13 07:00 | -700 | 505 | 510 | 442
2030-11-13 08:00 | 595.24 | 505 | 510 | 442 | 2030-11-13 08:00 | -100 | 367.14 | 510 | 442 | 2030-11-13 08:00 | -330.16 | 205 | 210 | 171.88
2030-11-13 09:00 | 700 | 505 | 510 | 442 | 2030-11-13 09:00 | 500 | 505 | 510 | 442 | 2030-11-13 09:00 | -100 | 392.26 | 510 | 442
2030-11-13 10:00 | 658.42 | 505 | 510 | 442 | 2030-11-13 10:00 | -2.09 | 505 | 510 | 442 | 2030-11-13 10:00 | -700 | 505 | 510 | 442
2030-11-13 11:00 | 511.81 | 505 | 510 | 442 | 2030-11-13 11:00 | -436.98 | 505 | 510 | 442 | 2030-11-13 11:00 | -700 | 505 | 510 | 442
2030-11-13 12:00 | 392.73 | 505 | 510 | 442 | 2030-11-13 12:00 | -227.24 | 300 | 510 | 442 | 2030-11-13 12:00 | -700 | 205 | 210 | 142
2030-11-13 13:00 | 684.23 | 205 | 210 | 346.45 | 2030-11-13 13:00 | 263.66 | 0 | 210 | 442 | 2030-11-13 13:00 | -700 | -5.08 | -90 | 117.84
2030-11-13 14:00 | 700 | 180.1 | 434.76 | 442 | 2030-11-13 14:00 | 186.41 | 0 | 0 | 442 | 2030-11-13 14:00 | -600 | 0 | -50.3 | 417.84
2030-11-13 15:00 | 700 | 480.1 | 510 | 442 | 2030-11-13 15:00 | 700 | 0 | 294.58 | 442 | 2030-11-13 15:00 | 0 | 0 | 0 | 265.88
2030-11-13 16:00 | 700 | 400.58 | 510 | 442 | 2030-11-13 16:00 | 700 | 0 | 462.88 | 442 | 2030-11-13 16:00 | 402.57 | 0 | 0 | 442
2030-11-13 17:00 | 700 | 505 | 510 | 442 | 2030-11-13 17:00 | 700 | 0 | 162.88 | 442 | 2030-11-13 17:00 | 700 | 0 | 0 | 237.12
2030-11-13 18:00 | 700 | 505 | 510 | 442 | 2030-11-13 18:00 | 700 | 118.1 | 462.88 | 442 | 2030-11-13 18:00 | 700 | 0 | 0 | 142
2030-11-13 19:00 | 700 | 505 | 510 | 442 | 2030-11-13 19:00 | 700 | 418.1 | 510 | 442 | 2030-11-13 19:00 | 700 | 0 | 0 | 442
2030-11-13 20:00 | 700 | 381.54 | 510 | 442 | 2030-11-13 20:00 | 700 | 231.41 | 510 | 442 | 2030-11-13 20:00 | 626.64 | 0 | 0 | 442
2030-11-13 21:00 | 700 | 462.6 | 510 | 442 | 2030-11-13 21:00 | 646.11 | 0 | 397.86 | 442 | 2030-11-13 21:00 | 26.64 | 0 | 0 | 390.9
2030-11-13 22:00 | 696.3 | 235.5 | 510 | 442 | 2030-11-13 22:00 | 46.11 | 154.04 | 510 | 442 | 2030-11-13 22:00 | -100 | 0 | 0 | 438.31
2030-11-13 23:00 | 96.3 | 504.41 | 510 | 442 | 2030-11-13 23:00 | -553.89 | 0 | 510 | 442 | 2030-11-13 23:00 | -700 | 0 | -199.76 | 225.49
2030-11-14 | -52.39 | 505 | 510 | 442 | 2030-11-14 | -700 | 300 | 510 | 442 | 2030-11-14 | -700 | 300 | 100.24 | 442
2030-11-14 01:00 | -356.79 | 505 | 510 | 442 | 2030-11-14 01:00 | -700 | 505 | 510 | 442 | 2030-11-14 01:00 | -700 | 505 | 400.24 | 442
2030-11-14 02:00 | -650.29 | 505 | 510 | 442 | 2030-11-14 02:00 | -700 | 505 | 510 | 442 | 2030-11-14 02:00 | -700 | 505 | 510 | 442
2030-11-14 03:00 | -681.53 | 505 | 510 | 442 | 2030-11-14 03:00 | -700 | 505 | 510 | 442 | 2030-11-14 03:00 | -700 | 505 | 510 | 442
2030-11-14 04:00 | -569.65 | 505 | 510 | 442 | 2030-11-14 04:00 | -700 | 374 | 390 | 442 | 2030-11-14 04:00 | -700 | 374 | 390 | 442
2030-11-14 05:00 | -682.93 | 505 | 510 | 442 | 2030-11-14 05:00 | -700 | 74 | 90 | 442 | 2030-11-14 05:00 | -700 | 74 | 90 | 292.83
2030-11-14 06:00 | -700 | 505 | 510 | 442 | 2030-11-14 06:00 | -700 | -226 | -210 | 442 | 2030-11-14 06:00 | -700 | -226 | -210 | -7.17
2030-11-14 07:00 | -100 | 205 | 210 | 442 | 2030-11-14 07:00 | -700 | -526 | -510 | 338 | 2030-11-14 07:00 | -700 | -526 | -510 | -307.17
2030-11-14 08:00 | -516.57 | 505 | 510 | 442 | 2030-11-14 08:00 | -700 | -226 | -210 | 442 | 2030-11-14 08:00 | -700 | -226 | -210 | -7.17
2030-11-14 09:00 | -235.2 | 407.32 | 510 | 442 | 2030-11-14 09:00 | -700 | 74 | 90 | 442 | 2030-11-14 09:00 | -700 | 74 | 90 | 292.83
2030-11-14 10:00 | -5.24 | 505 | 510 | 442 | 2030-11-14 10:00 | -700 | 374 | 390 | 442 | 2030-11-14 10:00 | -700 | 374 | 390 | 442
2030-11-14 11:00 | -24.03 | 505 | 510 | 442 | 2030-11-14 11:00 | -700 | 505 | 510 | 442 | 2030-11-14 11:00 | -700 | 505 | 510 | 442
2030-11-14 12:00 | -269.19 | 505 | 510 | 442 | 2030-11-14 12:00 | -700 | 505 | 510 | 442 | 2030-11-14 12:00 | -700 | 505 | 510 | 442
2030-11-14 13:00 | -552.14 | 505 | 510 | 442 | 2030-11-14 13:00 | -700 | 505 | 510 | 442 | 2030-11-14 13:00 | -700 | 505 | 510 | 442
2030-11-14 14:00 | -364.79 | 505 | 510 | 442 | 2030-11-14 14:00 | -700 | 505 | 510 | 442 | 2030-11-14 14:00 | -700 | 505 | 510 | 442
2030-11-14 15:00 | -321.41 | 505 | 510 | 442 | 2030-11-14 15:00 | -700 | 505 | 510 | 442 | 2030-11-14 15:00 | -700 | 505 | 510 | 442
2030-11-14 16:00 | -286.74 | 505 | 510 | 442 | 2030-11-14 16:00 | -700 | 505 | 510 | 442 | 2030-11-14 16:00 | -700 | 505 | 510 | 442
2030-11-14 17:00 | 175.33 | 505 | 510 | 442 | 2030-11-14 17:00 | -700 | 505 | 510 | 442 | 2030-11-14 17:00 | -700 | 505 | 510 | 442
2030-11-14 18:00 | 700 | 505 | 510 | 442 | 2030-11-14 18:00 | -700 | 505 | 510 | 442 | 2030-11-14 18:00 | -700 | 505 | 510 | 442
2030-11-14 19:00 | 696.3 | 505 | 510 | 442 | 2030-11-14 19:00 | -700 | 505 | 510 | 442 | 2030-11-14 19:00 | -700 | 505 | 510 | 442
2030-11-14 20:00 | 700 | 505 | 510 | 442 | 2030-11-14 20:00 | -700 | 505 | 510 | 442 | 2030-11-14 20:00 | -700 | 505 | 510 | 442
2030-11-14 21:00 | 680.57 | 505 | 510 | 442 | 2030-11-14 21:00 | -700 | 505 | 510 | 442 | 2030-11-14 21:00 | -700 | 505 | 510 | 442
2030-11-14 22:00 | 227.4 | 505 | 510 | 442 | 2030-11-14 22:00 | -700 | 505 | 510 | 442 | 2030-11-14 22:00 | -700 | 505 | 510 | 442
2030-11-14 23:00 | 515.48 | 505 | 510 | 442 | 2030-11-14 23:00 | -700 | 505 | 510 | 442 | 2030-11-14 23:00 | -700 | 505 | 510 | 442
2030-11-15 | 568.45 | 505 | 510 | 442 | 2030-11-15 | -100 | 505 | 510 | 442 | 2030-11-15 | -700 | 505 | 510 | 442
2030-11-15 01:00 | 700 | 505 | 510 | 442 | 2030-11-15 01:00 | -81.02 | 505 | 510 | 442 | 2030-11-15 01:00 | -700 | 505 | 510 | 442
2030-11-15 02:00 | 340.74 | 505 | 510 | 442 | 2030-11-15 02:00 | -539.79 | 505 | 510 | 442 | 2030-11-15 02:00 | -700 | 505 | 510 | 442
2030-11-15 03:00 | 418.15 | 505 | 510 | 442 | 2030-11-15 03:00 | -201.49 | 505 | 510 | 442 | 2030-11-15 03:00 | -700 | 505 | 510 | 442
2030-11-15 04:00 | 344.36 | 505 | 510 | 442 | 2030-11-15 04:00 | -437.21 | 505 | 510 | 442 | 2030-11-15 04:00 | -700 | 505 | 510 | 442
2030-11-15 05:00 | 608.59 | 505 | 510 | 442 | 2030-11-15 05:00 | -438.35 | 505 | 510 | 442 | 2030-11-15 05:00 | -700 | 505 | 510 | 442
2030-11-15 06:00 | 700 | 205 | 296.77 | 442 | 2030-11-15 06:00 | -7.88 | 205 | 210 | 442 | 2030-11-15 06:00 | -663.87 | 205 | 210 | 442
2030-11-15 07:00 | 614.61 | 0 | 210 | 442 | 2030-11-15 07:00 | 100 | 0 | 182.44 | 442 | 2030-11-15 07:00 | -431.59 | 0 | 0 | 442
2030-11-15 08:00 | 700 | 108.45 | 510 | 442 | 2030-11-15 08:00 | 700 | 193.28 | 482.44 | 442 | 2030-11-15 08:00 | 0 | 0 | 0 | 442
2030-11-15 09:00 | 700 | 265.91 | 510 | 442 | 2030-11-15 09:00 | 700 | 11.35 | 510 | 442 | 2030-11-15 09:00 | 0 | 0 | 105.34 | 442
2030-11-15 10:00 | 430.68 | 505 | 510 | 442 | 2030-11-15 10:00 | 439.34 | 311.35 | 510 | 442 | 2030-11-15 10:00 | 0 | 0 | 110.34 | 442
2030-11-15 11:00 | 398.09 | 505 | 510 | 442 | 2030-11-15 11:00 | 175.64 | 406.05 | 510 | 442 | 2030-11-15 11:00 | 0 | 0 | 6.73 | 442
2030-11-15 12:00 | 700 | 384.45 | 510 | 442 | 2030-11-15 12:00 | 600 | 106.05 | 510 | 442 | 2030-11-15 12:00 | -100 | 0 | 0 | 442
2030-11-15 13:00 | 615.27 | 505 | 510 | 442 | 2030-11-15 13:00 | 0 | 278.91 | 510 | 442 | 2030-11-15 13:00 | -700 | 205 | 210 | 442
2030-11-15 14:00 | 485.63 | 505 | 510 | 442 | 2030-11-15 14:00 | -91.54 | 505 | 510 | 442 | 2030-11-15 14:00 | -700 | 505 | 510 | 442
2030-11-15 15:00 | 77.15 | 505 | 510 | 442 | 2030-11-15 15:00 | -464.42 | 300 | 510 | 442 | 2030-11-15 15:00 | -700 | 205 | 210 | 442
2030-11-15 16:00 | 677.15 | 205 | 441.01 | 171.63 | 2030-11-15 16:00 | 135.58 | 0 | 508.94 | 442 | 2030-11-15 16:00 | -395.88 | 0 | 0 | 231.23
2030-11-15 17:00 | 700 | 28.7 | 510 | 442 | 2030-11-15 17:00 | 497.69 | 0 | 208.94 | 442 | 2030-11-15 17:00 | -355.12 | 0 | 0 | 349.44
2030-11-15 18:00 | 700 | 288.03 | 510 | 442 | 2030-11-15 18:00 | 700 | 0 | 310.21 | 442 | 2030-11-15 18:00 | -155.17 | 0 | 0 | 442
2030-11-15 19:00 | 700 | 431.13 | 510 | 442 | 2030-11-15 19:00 | 419 | 0 | 10.21 | 442 | 2030-11-15 19:00 | -610.56 | 0 | -42.74 | 142
2030-11-15 20:00 | 500 | 217.96 | 510 | 442 | 2030-11-15 20:00 | -100 | 0 | 0 | 320.52 | 2030-11-15 20:00 | -700 | -226 | -342.74 | -158
2030-11-15 21:00 | -100 | 0 | 510 | 373 | 2030-11-15 21:00 | -700 | 0 | -136.98 | 20.52 | 2030-11-15 21:00 | -700 | -526 | -510 | -458
2030-11-15 22:00 | -700 | 300 | 510 | 442 | 2030-11-15 22:00 | -700 | 300 | 163.02 | 320.52 | 2030-11-15 22:00 | -700 | -226 | -210 | -158
2030-11-15 23:00 | -700 | 505 | 510 | 442 | 2030-11-15 23:00 | -700 | 505 | 463.02 | 442 | 2030-11-15 23:00 | -700 | 74 | 90 | 142
2030-11-16 | -600 | 505 | 510 | 435.68 | 2030-11-16 | -700 | 505 | 510 | 442 | 2030-11-16 | -700 | 374 | 390 | 442
2030-11-16 01:00 | 0 | 505 | 510 | 247.7 | 2030-11-16 01:00 | -700 | 505 | 510 | 275.6 | 2030-11-16 01:00 | -700 | 505 | 510 | 442
2030-11-16 02:00 | -114.94 | 505 | 510 | 198.66 | 2030-11-16 02:00 | -700 | 505 | 510 | 442 | 2030-11-16 02:00 | -700 | 505 | 510 | 442
2030-11-16 03:00 | 200.12 | 505 | 510 | 137.1 | 2030-11-16 03:00 | -700 | 505 | 510 | 153.16 | 2030-11-16 03:00 | -700 | 505 | 510 | 442
2030-11-16 04:00 | 0 | 505 | 510 | 39.15 | 2030-11-16 04:00 | -700 | 505 | 510 | 442 | 2030-11-16 04:00 | -700 | 505 | 510 | 442
2030-11-16 05:00 | 208.09 | 505 | 510 | 76.33 | 2030-11-16 05:00 | -527.19 | 505 | 510 | 161.4 | 2030-11-16 05:00 | -700 | 505 | 510 | 300
2030-11-16 06:00 | 700 | 205 | 342.64 | 142 | 2030-11-16 06:00 | 72.81 | 205 | 235.03 | 0 | 2030-11-16 06:00 | -700 | 205 | 210 | 0
2030-11-16 07:00 | 700 | 256.29 | 510 | 442 | 2030-11-16 07:00 | 672.81 | 0 | 510 | 137.03 | 2030-11-16 07:00 | -250.11 | 0 | 0 | 49.45
2030-11-16 08:00 | 700 | 505 | 510 | 442 | 2030-11-16 08:00 | 700 | 0 | 300 | 333.96 | 2030-11-16 08:00 | 0 | 0 | -210 | 255.39
2030-11-16 09:00 | 700 | 205 | 210 | 442 | 2030-11-16 09:00 | 662.61 | 0 | 0 | 383.19 | 2030-11-16 09:00 | -414.37 | -300 | -510 | 442
2030-11-16 10:00 | 700 | 127.09 | 510 | 442 | 2030-11-16 10:00 | 462.7 | 0 | 0 | 442 | 2030-11-16 10:00 | -630.09 | 0 | -210 | 442
2030-11-16 11:00 | 700 | 127.09 | 510 | 442 | 2030-11-16 11:00 | 103.72 | 0 | 0 | 442 | 2030-11-16 11:00 | -700 | -45.64 | -210 | 442
2030-11-16 12:00 | 603.38 | 0 | 275.99 | 442 | 2030-11-16 12:00 | -439.59 | 0 | 0 | 442 | 2030-11-16 12:00 | -700 | -345.64 | -510 | 442
2030-11-16 13:00 | 3.38 | 300 | 510 | 442 | 2030-11-16 13:00 | -623.03 | 0 | 0 | 442 | 2030-11-16 13:00 | -700 | -526 | -510 | 442
2030-11-16 14:00 | 389 | 0 | 210 | 416.41 | 2030-11-16 14:00 | -700 | 0 | -43.02 | 435.74 | 2030-11-16 14:00 | -700 | -526 | -510 | 442
2030-11-16 15:00 | 413.71 | 0 | 0 | 442 | 2030-11-16 15:00 | -700 | 0 | -197.13 | 351.23 | 2030-11-16 15:00 | -700 | -526 | -510 | 442
2030-11-16 16:00 | 428.08 | 0 | 0 | 442 | 2030-11-16 16:00 | -700 | 0 | -130.04 | 442 | 2030-11-16 16:00 | -700 | -526 | -510 | 442
2030-11-16 17:00 | 519.77 | 0 | 0 | 442 | 2030-11-16 17:00 | -700 | 0 | -126.73 | 442 | 2030-11-16 17:00 | -700 | -526 | -510 | 442
2030-11-16 18:00 | 700 | 0 | 247.48 | 442 | 2030-11-16 18:00 | -410.17 | 0 | 0 | 442 | 2030-11-16 18:00 | -700 | -526 | -510 | 442
2030-11-16 19:00 | 462.95 | 205 | 292.76 | 442 | 2030-11-16 19:00 | -458.12 | 0 | 0 | 442 | 2030-11-16 19:00 | -700 | -526 | -510 | 442
2030-11-16 20:00 | -137.05 | 505 | 510 | 442 | 2030-11-16 20:00 | -700 | 300 | 300 | 442 | 2030-11-16 20:00 | -700 | -226 | -210 | 442
2030-11-16 21:00 | -587.62 | 505 | 510 | 442 | 2030-11-16 21:00 | -700 | 505 | 510 | 442 | 2030-11-16 21:00 | -700 | 74 | 90 | 442
2030-11-16 22:00 | -700 | 505 | 510 | 442 | 2030-11-16 22:00 | -700 | 505 | 510 | 442 | 2030-11-16 22:00 | -700 | 374 | 390 | 442
2030-11-16 23:00 | -700 | 505 | 510 | 442 | 2030-11-16 23:00 | -700 | 505 | 510 | 442 | 2030-11-16 23:00 | -700 | 505 | 510 | 442
2030-11-17 | -700 | 505 | 510 | 442 | 2030-11-17 | -700 | 505 | 510 | 442 | 2030-11-17 | -700 | 505 | 510 | 442
2030-11-17 01:00 | -700 | 505 | 510 | 442 | 2030-11-17 01:00 | -700 | 505 | 510 | 442 | 2030-11-17 01:00 | -700 | 505 | 510 | 442
2030-11-17 02:00 | -700 | 505 | 510 | 442 | 2030-11-17 02:00 | -700 | 505 | 510 | 442 | 2030-11-17 02:00 | -700 | 505 | 510 | 442
2030-11-17 03:00 | -700 | 505 | 510 | 442 | 2030-11-17 03:00 | -700 | 505 | 510 | 442 | 2030-11-17 03:00 | -700 | 505 | 510 | 442
2030-11-17 04:00 | -700 | 505 | 510 | 442 | 2030-11-17 04:00 | -700 | 505 | 510 | 442 | 2030-11-17 04:00 | -700 | 505 | 510 | 442
2030-11-17 05:00 | -700 | 505 | 510 | 442 | 2030-11-17 05:00 | -700 | 505 | 510 | 442 | 2030-11-17 05:00 | -700 | 505 | 510 | 442
2030-11-17 06:00 | -700 | 505 | 510 | 383.19 | 2030-11-17 06:00 | -700 | 505 | 510 | 442 | 2030-11-17 06:00 | -700 | 505 | 510 | 442
2030-11-17 07:00 | -700 | 505 | 510 | 319.78 | 2030-11-17 07:00 | -700 | 505 | 510 | 442 | 2030-11-17 07:00 | -700 | 505 | 510 | 442
2030-11-17 08:00 | -700 | 505 | 510 | 442 | 2030-11-17 08:00 | -700 | 505 | 510 | 442 | 2030-11-17 08:00 | -700 | 505 | 510 | 442
2030-11-17 09:00 | -700 | 505 | 510 | 442 | 2030-11-17 09:00 | -700 | 505 | 510 | 442 | 2030-11-17 09:00 | -700 | 505 | 510 | 442
2030-11-17 10:00 | -700 | 505 | 510 | 442 | 2030-11-17 10:00 | -700 | 505 | 510 | 442 | 2030-11-17 10:00 | -700 | 505 | 510 | 442
2030-11-17 11:00 | -700 | 505 | 510 | 442 | 2030-11-17 11:00 | -700 | 505 | 510 | 442 | 2030-11-17 11:00 | -700 | 505 | 510 | 442
2030-11-17 12:00 | -699.84 | 505 | 510 | 442 | 2030-11-17 12:00 | -700 | 505 | 510 | 442 | 2030-11-17 12:00 | -700 | 505 | 510 | 442
2030-11-17 13:00 | -700 | 505 | 510 | 442 | 2030-11-17 13:00 | -700 | 505 | 510 | 442 | 2030-11-17 13:00 | -700 | 505 | 510 | 442
2030-11-17 14:00 | -700 | 505 | 510 | 442 | 2030-11-17 14:00 | -700 | 505 | 510 | 442 | 2030-11-17 14:00 | -700 | 505 | 510 | 442
2030-11-17 15:00 | -700 | 505 | 510 | 442 | 2030-11-17 15:00 | -700 | 505 | 510 | 442 | 2030-11-17 15:00 | -700 | 505 | 510 | 442
2030-11-17 16:00 | -700 | 505 | 510 | 442 | 2030-11-17 16:00 | -700 | 505 | 510 | 442 | 2030-11-17 16:00 | -700 | 505 | 510 | 442
2030-11-17 17:00 | -700 | 505 | 510 | 442 | 2030-11-17 17:00 | -700 | 505 | 510 | 442 | 2030-11-17 17:00 | -700 | 505 | 510 | 442
2030-11-17 18:00 | -669.8 | 505 | 510 | 442 | 2030-11-17 18:00 | -700 | 505 | 510 | 442 | 2030-11-17 18:00 | -700 | 505 | 510 | 442
2030-11-17 19:00 | -700 | 505 | 510 | 442 | 2030-11-17 19:00 | -700 | 505 | 510 | 442 | 2030-11-17 19:00 | -700 | 505 | 510 | 442
2030-11-17 20:00 | -700 | 505 | 510 | 442 | 2030-11-17 20:00 | -700 | 505 | 510 | 442 | 2030-11-17 20:00 | -700 | 505 | 510 | 442
2030-11-17 21:00 | -700 | 505 | 510 | 442 | 2030-11-17 21:00 | -700 | 505 | 510 | 442 | 2030-11-17 21:00 | -700 | 505 | 510 | 442
2030-11-17 22:00 | -700 | 505 | 510 | 442 | 2030-11-17 22:00 | -700 | 505 | 510 | 442 | 2030-11-17 22:00 | -700 | 505 | 510 | 442
2030-11-17 23:00 | -700 | 505 | 510 | 442 | 2030-11-17 23:00 | -700 | 505 | 510 | 442 | 2030-11-17 23:00 | -700 | 505 | 510 | 442
2030-11-18 | -700 | 505 | 510 | 442 | 2030-11-18 | -700 | 505 | 510 | 442 | 2030-11-18 | -700 | 505 | 510 | 442
2030-11-18 01:00 | -700 | 505 | 510 | 436.97 | 2030-11-18 01:00 | -700 | 505 | 510 | 442 | 2030-11-18 01:00 | -700 | 505 | 510 | 442
2030-11-18 02:00 | -700 | 505 | 510 | 360.88 | 2030-11-18 02:00 | -700 | 505 | 510 | 442 | 2030-11-18 02:00 | -700 | 505 | 510 | 442
2030-11-18 03:00 | -700 | 505 | 510 | 157.16 | 2030-11-18 03:00 | -700 | 505 | 510 | 442 | 2030-11-18 03:00 | -700 | 505 | 510 | 442
2030-11-18 04:00 | -700 | 505 | 510 | 151.26 | 2030-11-18 04:00 | -700 | 505 | 510 | 442 | 2030-11-18 04:00 | -700 | 505 | 510 | 442
2030-11-18 05:00 | -700 | 505 | 510 | 269.96 | 2030-11-18 05:00 | -700 | 505 | 510 | 265.17 | 2030-11-18 05:00 | -700 | 505 | 510 | 442
2030-11-18 06:00 | -700 | 505 | 510 | 130.48 | 2030-11-18 06:00 | -700 | 505 | 510 | 125.57 | 2030-11-18 06:00 | -700 | 505 | 510 | 442
2030-11-18 07:00 | -700 | 505 | 510 | 236.15 | 2030-11-18 07:00 | -700 | 505 | 510 | 363.53 | 2030-11-18 07:00 | -700 | 505 | 510 | 442
2030-11-18 08:00 | -343.36 | 505 | 510 | 442 | 2030-11-18 08:00 | -700 | 505 | 510 | 442 | 2030-11-18 08:00 | -700 | 505 | 510 | 442
2030-11-18 09:00 | -343.36 | 505 | 510 | 442 | 2030-11-18 09:00 | -700 | 505 | 510 | 442 | 2030-11-18 09:00 | -700 | 505 | 510 | 442
2030-11-18 10:00 | -342.13 | 505 | 510 | 442 | 2030-11-18 10:00 | -700 | 505 | 510 | 442 | 2030-11-18 10:00 | -700 | 505 | 510 | 442
2030-11-18 11:00 | -700 | 505 | 510 | 442 | 2030-11-18 11:00 | -700 | 505 | 510 | 442 | 2030-11-18 11:00 | -700 | 505 | 510 | 442
2030-11-18 12:00 | -700 | 505 | 510 | 442 | 2030-11-18 12:00 | -700 | 505 | 510 | 442 | 2030-11-18 12:00 | -700 | 505 | 510 | 442
2030-11-18 13:00 | -700 | 505 | 510 | 442 | 2030-11-18 13:00 | -700 | 491.79 | 390 | 442 | 2030-11-18 13:00 | -700 | 505 | 510 | 442
2030-11-18 14:00 | -700 | 505 | 510 | 442 | 2030-11-18 14:00 | -700 | 191.79 | 90 | 442 | 2030-11-18 14:00 | -700 | 339.17 | 210 | 442
2030-11-18 15:00 | -700 | 482.5 | 510 | 442 | 2030-11-18 15:00 | -700 | -108.21 | -210 | 442 | 2030-11-18 15:00 | -700 | 39.17 | -90 | 394.76
2030-11-18 16:00 | -100 | 182.5 | 510 | 390.36 | 2030-11-18 16:00 | -700 | -408.21 | -510 | 353.83 | 2030-11-18 16:00 | -700 | -260.83 | -390 | 94.76
2030-11-18 17:00 | 0 | 0 | 510 | 442 | 2030-11-18 17:00 | -700 | -526 | -510 | 442 | 2030-11-18 17:00 | -700 | -526 | -510 | -205.24
2030-11-18 18:00 | 0 | 236.34 | 510 | 442 | 2030-11-18 18:00 | -700 | -467.47 | -510 | 156.14 | 2030-11-18 18:00 | -700 | -526 | -510 | 0
2030-11-18 19:00 | 0 | 200.59 | 510 | 442 | 2030-11-18 19:00 | -700 | -167.47 | -210 | 442 | 2030-11-18 19:00 | -700 | -226 | -210 | 300
2030-11-18 20:00 | 0 | 205 | 510 | 442 | 2030-11-18 20:00 | -700 | 132.53 | 90 | 442 | 2030-11-18 20:00 | -700 | 74 | 90 | 442
2030-11-18 21:00 | -525.73 | 505 | 510 | 442 | 2030-11-18 21:00 | -700 | 432.53 | 390 | 442 | 2030-11-18 21:00 | -700 | 374 | 390 | 442
2030-11-18 22:00 | -700 | 505 | 510 | 442 | 2030-11-18 22:00 | -700 | 505 | 510 | 442 | 2030-11-18 22:00 | -700 | 505 | 510 | 442
2030-11-18 23:00 | -700 | 505 | 510 | 442 | 2030-11-18 23:00 | -700 | 505 | 510 | 442 | 2030-11-18 23:00 | -700 | 505 | 510 | 442
2030-11-19 | -700 | 505 | 510 | 442 | 2030-11-19 | -700 | 505 | 510 | 442 | 2030-11-19 | -700 | 505 | 510 | 442
2030-11-19 01:00 | -700 | 505 | 510 | 402.34 | 2030-11-19 01:00 | -700 | 505 | 510 | 442 | 2030-11-19 01:00 | -700 | 505 | 510 | 442
2030-11-19 02:00 | -700 | 505 | 510 | 442 | 2030-11-19 02:00 | -700 | 505 | 510 | 442 | 2030-11-19 02:00 | -700 | 505 | 510 | 442
2030-11-19 03:00 | -700 | 505 | 510 | 382.59 | 2030-11-19 03:00 | -700 | 505 | 510 | 442 | 2030-11-19 03:00 | -700 | 505 | 510 | 442
2030-11-19 04:00 | -700 | 505 | 510 | 442 | 2030-11-19 04:00 | -700 | 505 | 510 | 442 | 2030-11-19 04:00 | -700 | 505 | 510 | 442
2030-11-19 05:00 | -700 | 426.1 | 510 | 442 | 2030-11-19 05:00 | -700 | 505 | 510 | 442 | 2030-11-19 05:00 | -700 | 300 | 510 | 442
2030-11-19 06:00 | -100 | 126.1 | 510 | 442 | 2030-11-19 06:00 | -100 | 282.44 | 510 | 442 | 2030-11-19 06:00 | -100 | 0 | 509.85 | 142
2030-11-19 07:00 | 500 | 331.02 | 510 | 442 | 2030-11-19 07:00 | 500 | 205 | 510 | 426.11 | 2030-11-19 07:00 | 500 | 205 | 510 | 419.66
2030-11-19 08:00 | 579.51 | 505 | 510 | 442 | 2030-11-19 08:00 | 108.16 | 505 | 510 | 442 | 2030-11-19 08:00 | 240.36 | 505 | 510 | 442
2030-11-19 09:00 | 700 | 498.69 | 510 | 442 | 2030-11-19 09:00 | 700 | 205 | 315.46 | 442 | 2030-11-19 09:00 | 700 | 284.24 | 390 | 442
2030-11-19 10:00 | 700 | 330.39 | 510 | 442 | 2030-11-19 10:00 | 700 | 300 | 377.9 | 442 | 2030-11-19 10:00 | 482.74 | 300 | 90 | 442
2030-11-19 11:00 | 700 | 30.39 | 392.39 | 209.16 | 2030-11-19 11:00 | 100 | 0 | 77.9 | 156.79 | 2030-11-19 11:00 | -117.26 | 0 | -210 | 142
2030-11-19 12:00 | 700 | 0 | 92.39 | 199.17 | 2030-11-19 12:00 | -467.08 | 0 | 0 | 157.61 | 2030-11-19 12:00 | -700 | -265.92 | -510 | 116.05
2030-11-19 13:00 | 700 | 0 | 151.34 | 119.14 | 2030-11-19 13:00 | -353.94 | 0 | 0 | 0 | 2030-11-19 13:00 | -700 | 0 | -360.22 | 0
2030-11-19 14:00 | 184.5 | 0 | 0 | -64.73 | 2030-11-19 14:00 | -19.86 | 0 | -210 | -210 | 2030-11-19 14:00 | -700 | -226 | -210 | -210
2030-11-19 15:00 | 346.45 | -300 | -300 | -364.73 | 2030-11-19 15:00 | 0 | -300 | -510 | -510 | 2030-11-19 15:00 | -700 | -526 | -510 | -510
2030-11-19 16:00 | 563.4 | -526 | -510 | -510 | 2030-11-19 16:00 | 202.87 | -526 | -510 | -510 | 2030-11-19 16:00 | -700 | -526 | -510 | -510
2030-11-19 17:00 | 531.45 | -526 | -510 | -510 | 2030-11-19 17:00 | 700 | -526 | -510 | -510 | 2030-11-19 17:00 | -154.33 | -526 | -510 | -510
2030-11-19 18:00 | 571.88 | -526 | -510 | -493.61 | 2030-11-19 18:00 | 557 | -526 | -510 | -510 | 2030-11-19 18:00 | 100 | -526 | -510 | -510
2030-11-19 19:00 | 700 | -526 | -510 | -422.98 | 2030-11-19 19:00 | 700 | -526 | -510 | -510 | 2030-11-19 19:00 | 700 | -526 | -510 | -510
2030-11-19 20:00 | 700 | -226 | -270.99 | -122.98 | 2030-11-19 20:00 | 700 | -491.69 | -510 | -210 | 2030-11-19 20:00 | 607.34 | -526 | -510 | -222.87
2030-11-19 21:00 | 700 | -349 | -510 | 177.02 | 2030-11-19 21:00 | 667.91 | -526 | -510 | 90 | 2030-11-19 21:00 | 700 | -526 | -510 | 77.13
2030-11-19 22:00 | 700 | -317.66 | -510 | 142 | 2030-11-19 22:00 | 515.49 | -526 | -510 | 62.65 | 2030-11-19 22:00 | 639.18 | -526 | -510 | 132.81
2030-11-19 23:00 | 504.02 | -17.66 | -210 | 442 | 2030-11-19 23:00 | 690.63 | -226 | -210 | 362.65 | 2030-11-19 23:00 | 365.55 | -226 | -210 | 432.81
2030-11-20 | 700 | 172.67 | 90 | 442 | 2030-11-20 | 608.1 | 0 | 0 | 409.4 | 2030-11-20 | 265.81 | 0 | 82.57 | 442
2030-11-20 01:00 | 700 | 205 | 390 | 442 | 2030-11-20 01:00 | 431.57 | 205 | 210 | 338.89 | 2030-11-20 01:00 | -334.19 | 205 | 210 | 442
2030-11-20 02:00 | 278.11 | 505 | 510 | 442 | 2030-11-20 02:00 | -113.62 | 505 | 510 | 442 | 2030-11-20 02:00 | -700 | 505 | 510 | 442
2030-11-20 03:00 | 583.35 | 505 | 510 | 442 | 2030-11-20 03:00 | 0 | 505 | 510 | 442 | 2030-11-20 03:00 | -700 | 505 | 510 | 442
2030-11-20 04:00 | 528.28 | 505 | 510 | 442 | 2030-11-20 04:00 | 0 | 505 | 510 | 442 | 2030-11-20 04:00 | -700 | 505 | 510 | 442
2030-11-20 05:00 | 139.38 | 505 | 510 | 442 | 2030-11-20 05:00 | -467.45 | 505 | 510 | 442 | 2030-11-20 05:00 | -700 | 505 | 510 | 442
2030-11-20 06:00 | 111.89 | 505 | 510 | 442 | 2030-11-20 06:00 | -370.76 | 230.73 | 510 | 442 | 2030-11-20 06:00 | -700 | 205 | 210 | 442
2030-11-20 07:00 | 229.24 | 480.1 | 510 | 442 | 2030-11-20 07:00 | 229.24 | 0 | 510 | 279.59 | 2030-11-20 07:00 | -100 | 0 | 0 | 442
2030-11-20 08:00 | 700 | 505 | 510 | 442 | 2030-11-20 08:00 | 700 | 0 | 504.03 | 438.8 | 2030-11-20 08:00 | 160.73 | 0 | 0 | 442
2030-11-20 09:00 | 700 | 505 | 510 | 442 | 2030-11-20 09:00 | 600 | 12.24 | 510 | 353.67 | 2030-11-20 09:00 | -100 | 0 | 0 | 442
2030-11-20 10:00 | 587.98 | 505 | 510 | 442 | 2030-11-20 10:00 | 0 | 312.24 | 510 | 442 | 2030-11-20 10:00 | -700 | 96.65 | 214.22 | 442
2030-11-20 11:00 | 700 | 205 | 460.37 | 442 | 2030-11-20 11:00 | 171.29 | 12.24 | 210 | 442 | 2030-11-20 11:00 | -700 | 0 | -85.78 | 442
2030-11-20 12:00 | 694.21 | 205 | 210 | 442 | 2030-11-20 12:00 | -62.73 | 0 | 0 | 442 | 2030-11-20 12:00 | -700 | -285.19 | -385.78 | 442
2030-11-20 13:00 | 94.21 | 505 | 510 | 442 | 2030-11-20 13:00 | -662.73 | 253.74 | 300 | 442 | 2030-11-20 13:00 | -700 | 0 | -85.78 | 350.18
2030-11-20 14:00 | 7.5 | 505 | 510 | 442 | 2030-11-20 14:00 | -653.77 | 0 | 406.81 | 390.8 | 2030-11-20 14:00 | -700 | 300 | 51.55 | 442
2030-11-20 15:00 | 123.31 | 333.71 | 510 | 442 | 2030-11-20 15:00 | -53.77 | 0 | 119.68 | 165.25 | 2030-11-20 15:00 | -700 | 0 | -248.45 | 142
2030-11-20 16:00 | 551.91 | 33.71 | 510 | 442 | 2030-11-20 16:00 | 0 | 0 | 252.32 | 0 | 2030-11-20 16:00 | -700 | 0 | -297.51 | 0
2030-11-20 17:00 | 700 | 160.14 | 401.7 | 356.78 | 2030-11-20 17:00 | 159.83 | 0 | 210 | 218.81 | 2030-11-20 17:00 | -600 | 0 | -131.08 | 39.04
2030-11-20 18:00 | 700 | 460.14 | 510 | 442 | 2030-11-20 18:00 | 700 | 0 | 510 | 442 | 2030-11-20 18:00 | 0 | 0 | 0 | 337.92
2030-11-20 19:00 | 700 | 505 | 510 | 442 | 2030-11-20 19:00 | 700 | 254.66 | 510 | 442 | 2030-11-20 19:00 | 0 | 0 | 0 | 205.75
2030-11-20 20:00 | 700 | 465.89 | 510 | 442 | 2030-11-20 20:00 | 700 | 205 | 510 | 365.29 | 2030-11-20 20:00 | 0 | 0 | 165.22 | 73.99
2030-11-20 21:00 | 700 | 505 | 510 | 442 | 2030-11-20 21:00 | 404.35 | 505 | 510 | 442 | 2030-11-20 21:00 | -100 | 115.39 | 433.73 | 142
2030-11-20 22:00 | 675.6 | 505 | 510 | 442 | 2030-11-20 22:00 | -100 | 505 | 510 | 442 | 2030-11-20 22:00 | -700 | 415.39 | 510 | 442
2030-11-20 23:00 | 487.99 | 505 | 510 | 442 | 2030-11-20 23:00 | -700 | 505 | 510 | 442 | 2030-11-20 23:00 | -700 | 505 | 510 | 442
2030-11-21 | 0 | 505 | 510 | 442 | 2030-11-21 | -244.21 | 505 | 510 | 442 | 2030-11-21 | -700 | 505 | 510 | 442
2030-11-21 01:00 | 0 | 505 | 510 | 442 | 2030-11-21 01:00 | -603.32 | 505 | 510 | 442 | 2030-11-21 01:00 | -700 | 505 | 510 | 442
2030-11-21 02:00 | -467.26 | 505 | 510 | 442 | 2030-11-21 02:00 | -700 | 505 | 510 | 442 | 2030-11-21 02:00 | -700 | 505 | 510 | 442
2030-11-21 03:00 | -266.53 | 505 | 510 | 442 | 2030-11-21 03:00 | -700 | 505 | 510 | 442 | 2030-11-21 03:00 | -700 | 505 | 510 | 442
2030-11-21 04:00 | -362.09 | 505 | 510 | 442 | 2030-11-21 04:00 | -625.84 | 505 | 510 | 442 | 2030-11-21 04:00 | -700 | 505 | 510 | 442
2030-11-21 05:00 | -447.57 | 505 | 510 | 442 | 2030-11-21 05:00 | -425.84 | 505 | 510 | 442 | 2030-11-21 05:00 | -700 | 505 | 510 | 442
2030-11-21 06:00 | 0 | 505 | 510 | 442 | 2030-11-21 06:00 | 0 | 505 | 510 | 442 | 2030-11-21 06:00 | -700 | 448.28 | 510 | 442
2030-11-21 07:00 | 600 | 347.45 | 510 | 442 | 2030-11-21 07:00 | 145.03 | 205 | 210 | 442 | 2030-11-21 07:00 | -100 | 148.28 | 210 | 442
2030-11-21 08:00 | 700 | 101.04 | 458.78 | 442 | 2030-11-21 08:00 | 700 | 125.8 | 510 | 442 | 2030-11-21 08:00 | 472.29 | 0 | 168.89 | 442
2030-11-21 09:00 | 700 | 401.04 | 510 | 442 | 2030-11-21 09:00 | 700 | 59.72 | 510 | 442 | 2030-11-21 09:00 | 700 | 0 | 468.89 | 442
2030-11-21 10:00 | 700 | 396.32 | 510 | 442 | 2030-11-21 10:00 | 700 | 340.98 | 510 | 442 | 2030-11-21 10:00 | 700 | 19.64 | 509.07 | 442
2030-11-21 11:00 | 277.35 | 300 | 510 | 390.98 | 2030-11-21 11:00 | 277.35 | 220.76 | 210 | 442 | 2030-11-21 11:00 | 100 | 0 | 209.07 | 442
2030-11-21 12:00 | 700 | 0 | 210 | 90.98 | 2030-11-21 12:00 | 700 | -79.24 | -90 | 177.91 | 2030-11-21 12:00 | 700 | -300 | -90.93 | 142
2030-11-21 13:00 | 700 | 0 | 381.87 | 31.11 | 2030-11-21 13:00 | 700 | 0 | 0 | 442 | 2030-11-21 13:00 | 700 | 0 | 0 | 442
2030-11-21 14:00 | 700 | 0 | 384.69 | 331.11 | 2030-11-21 14:00 | 700 | 0 | 273.69 | 442 | 2030-11-21 14:00 | 700 | 0 | 0 | 442
2030-11-21 15:00 | 700 | 0 | 84.69 | 442 | 2030-11-21 15:00 | 700 | 0 | 0 | 142 | 2030-11-21 15:00 | 700 | -282.15 | -300 | 300.67
2030-11-21 16:00 | 700 | 0 | 384.69 | 442 | 2030-11-21 16:00 | 700 | 0 | 0 | 0 | 2030-11-21 16:00 | 700 | 0 | -510 | 300.67
2030-11-21 17:00 | 700 | 190.06 | 510 | 442 | 2030-11-21 17:00 | 700 | 0 | 300 | 226.52 | 2030-11-21 17:00 | 700 | 0 | -510 | 442
2030-11-21 18:00 | 700 | 472.08 | 510 | 442 | 2030-11-21 18:00 | 700 | 0 | 447.69 | 294.17 | 2030-11-21 18:00 | 700 | 0 | -510 | 442
2030-11-21 19:00 | 700 | 505 | 510 | 442 | 2030-11-21 19:00 | 700 | 0 | 147.69 | 187.09 | 2030-11-21 19:00 | 700 | 0 | -510 | 434.53
2030-11-21 20:00 | 700 | 504.85 | 510 | 442 | 2030-11-21 20:00 | 700 | 0 | 447.69 | 104.97 | 2030-11-21 20:00 | 700 | 0 | -210 | 434.53
2030-11-21 21:00 | 700 | 204.85 | 510 | 442 | 2030-11-21 21:00 | 700 | 165.82 | 215.68 | 250.51 | 2030-11-21 21:00 | 700 | 181.46 | 90 | 442
2030-11-21 22:00 | 700 | 340.91 | 510 | 442 | 2030-11-21 22:00 | 700 | 465.82 | 510 | 442 | 2030-11-21 22:00 | 700 | 481.46 | 390 | 442
2030-11-21 23:00 | 700 | 319.69 | 510 | 442 | 2030-11-21 23:00 | 700 | 505 | 510 | 442 | 2030-11-21 23:00 | 700 | 456.87 | 510 | 442
2030-11-22 | 700 | 505 | 510 | 442 | 2030-11-22 | 700 | 505 | 510 | 442 | 2030-11-22 | 700 | 505 | 510 | 442
2030-11-22 01:00 | 700 | 505 | 510 | 442 | 2030-11-22 01:00 | 700 | 505 | 510 | 442 | 2030-11-22 01:00 | 700 | 505 | 510 | 442
2030-11-22 02:00 | 700 | 505 | 510 | 442 | 2030-11-22 02:00 | 700 | 505 | 510 | 442 | 2030-11-22 02:00 | 700 | 505 | 510 | 442
2030-11-22 03:00 | 700 | 505 | 510 | 442 | 2030-11-22 03:00 | 700 | 505 | 510 | 442 | 2030-11-22 03:00 | 700 | 505 | 510 | 442
2030-11-22 04:00 | 700 | 505 | 510 | 442 | 2030-11-22 04:00 | 700 | 505 | 510 | 442 | 2030-11-22 04:00 | 700 | 505 | 510 | 442
2030-11-22 05:00 | 700 | 505 | 510 | 442 | 2030-11-22 05:00 | 700 | 505 | 510 | 442 | 2030-11-22 05:00 | 700 | 505 | 510 | 442
2030-11-22 06:00 | 700 | 300 | 499.68 | 300 | 2030-11-22 06:00 | 700 | 300 | 436.83 | 303.4 | 2030-11-22 06:00 | 700 | 300 | 300 | 361.68
2030-11-22 07:00 | 412.51 | 0 | 199.68 | 0 | 2030-11-22 07:00 | 100 | 0 | 136.83 | 3.4 | 2030-11-22 07:00 | 100 | 0 | 0 | 61.68
2030-11-22 08:00 | 700 | 0 | 499.68 | 289.66 | 2030-11-22 08:00 | 700 | 0 | 299.85 | 139.14 | 2030-11-22 08:00 | 700 | 0 | 238.44 | 142
2030-11-22 09:00 | 700 | 148.97 | 510 | 442 | 2030-11-22 09:00 | 700 | 0 | 90 | 394.01 | 2030-11-22 09:00 | 700 | 13.11 | 90 | 442
2030-11-22 10:00 | 700 | 70.43 | 510 | 442 | 2030-11-22 10:00 | 700 | -113.64 | -210 | 310.8 | 2030-11-22 10:00 | 700 | -286.89 | -210 | 282.59
2030-11-22 11:00 | 700 | 0 | 210 | 330.09 | 2030-11-22 11:00 | 700 | -413.64 | -510 | 201.48 | 2030-11-22 11:00 | 700 | -526 | -510 | 156.58
2030-11-22 12:00 | 700 | -78.26 | -90 | 59.03 | 2030-11-22 12:00 | 700 | -526 | -510 | -98.52 | 2030-11-22 12:00 | 700 | -526 | -510 | -101.71
2030-11-22 13:00 | 700 | 0 | -294.27 | -240.97 | 2030-11-22 13:00 | 700 | -526 | -510 | -398.52 | 2030-11-22 13:00 | 700 | -526 | -510 | -401.71
2030-11-22 14:00 | 700 | 0 | 5.73 | 33.97 | 2030-11-22 14:00 | 359.99 | -226 | -300 | -102.18 | 2030-11-22 14:00 | 359.99 | -300 | -510 | -378.08
2030-11-22 15:00 | 700 | 0 | 305.73 | 250.52 | 2030-11-22 15:00 | 628.36 | 0 | 0 | 0 | 2030-11-22 15:00 | 700 | 0 | -210 | -78.08
2030-11-22 16:00 | 700 | 0 | 510 | 224.29 | 2030-11-22 16:00 | 700 | 0 | -300 | -79.59 | 2030-11-22 16:00 | 700 | -226 | -210 | 52.14
2030-11-22 17:00 | 700 | 300 | 510 | 442 | 2030-11-22 17:00 | 700 | -300 | -390 | -264.46 | 2030-11-22 17:00 | 700 | -526 | -510 | -247.86
2030-11-22 18:00 | 700 | 432.45 | 510 | 442 | 2030-11-22 18:00 | 700 | -296.02 | -90 | -20.04 | 2030-11-22 18:00 | 700 | -526 | -510 | -477.35
2030-11-22 19:00 | 700 | 432.45 | 510 | 442 | 2030-11-22 19:00 | 700 | 3.98 | 210 | 142 | 2030-11-22 19:00 | 700 | -399.43 | -510 | -177.35
2030-11-22 20:00 | 700 | 505 | 510 | 442 | 2030-11-22 20:00 | 700 | 303.98 | 510 | 442 | 2030-11-22 20:00 | 700 | -99.43 | -210 | 122.65
2030-11-22 21:00 | 700 | 282.05 | 428.81 | 442 | 2030-11-22 21:00 | 700 | 3.98 | 210 | 391.59 | 2030-11-22 21:00 | 700 | 0 | 90 | 407.34
2030-11-22 22:00 | 700 | 0 | 128.81 | 142 | 2030-11-22 22:00 | 700 | -218.2 | -90 | 142 | 2030-11-22 22:00 | 700 | -270.16 | -210 | 311.72
2030-11-22 23:00 | 700 | 0 | 158.68 | 442 | 2030-11-22 23:00 | 700 | 81.8 | 210 | 442 | 2030-11-22 23:00 | 700 | 29.84 | 90 | 442
2030-11-23 | 700 | 132.71 | 407.73 | 442 | 2030-11-23 | 700 | 233.55 | 510 | 442 | 2030-11-23 | 700 | 177.94 | 390 | 442
2030-11-23 01:00 | 700 | 432.71 | 510 | 442 | 2030-11-23 01:00 | 700 | 123.27 | 510 | 442 | 2030-11-23 01:00 | 700 | 0 | 463.94 | 442
2030-11-23 02:00 | 700 | 132.71 | 443.25 | 442 | 2030-11-23 02:00 | 700 | 138.04 | 510 | 442 | 2030-11-23 02:00 | 607.36 | 0 | 163.94 | 380.89
2030-11-23 03:00 | 700 | 319.79 | 510 | 442 | 2030-11-23 03:00 | 700 | 0 | 376.27 | 401.89 | 2030-11-23 03:00 | 460.94 | 0 | 0 | 301.65
2030-11-23 04:00 | 700 | 19.79 | 386.52 | 300 | 2030-11-23 04:00 | 100 | 0 | 76.27 | 182.68 | 2030-11-23 04:00 | -139.06 | -226 | -225.48 | 101.41
2030-11-23 05:00 | 189.17 | 0 | 86.52 | 0 | 2030-11-23 05:00 | -500 | -121.63 | -223.73 | -117.32 | 2030-11-23 05:00 | -700 | -526 | -510 | -198.59
2030-11-23 06:00 | 224.92 | 0 | 0 | 88.84 | 2030-11-23 06:00 | -700 | 0 | -167.06 | 0 | 2030-11-23 06:00 | -700 | -526 | -510 | -128.17
2030-11-23 07:00 | -56.29 | 0 | 0 | 0 | 2030-11-23 07:00 | -700 | 0 | -467.06 | -162.36 | 2030-11-23 07:00 | -700 | -526 | -510 | -428.17
2030-11-23 08:00 | 159.17 | 0 | 0 | 45.94 | 2030-11-23 08:00 | -700 | -15.78 | -419.8 | 0 | 2030-11-23 08:00 | -700 | -526 | -510 | -240.1
2030-11-23 09:00 | -416.32 | 205 | 210 | 345.94 | 2030-11-23 09:00 | -700 | -315.78 | -510 | 239.49 | 2030-11-23 09:00 | -700 | -526 | -510 | 59.9
2030-11-23 10:00 | -427.59 | 505 | 510 | 442 | 2030-11-23 10:00 | -700 | -15.78 | -210 | 442 | 2030-11-23 10:00 | -700 | -226 | -210 | 359.9
2030-11-23 11:00 | -700 | 505 | 510 | 442 | 2030-11-23 11:00 | -700 | 284.22 | 90 | 442 | 2030-11-23 11:00 | -700 | 74 | 90 | 442
2030-11-23 12:00 | -700 | 505 | 510 | 442 | 2030-11-23 12:00 | -700 | 505 | 390 | 442 | 2030-11-23 12:00 | -700 | 374 | 390 | 442
2030-11-23 13:00 | -270.53 | 505 | 510 | 442 | 2030-11-23 13:00 | -700 | 505 | 510 | 442 | 2030-11-23 13:00 | -700 | 505 | 510 | 442
2030-11-23 14:00 | -700 | 505 | 510 | 442 | 2030-11-23 14:00 | -700 | 505 | 510 | 442 | 2030-11-23 14:00 | -700 | 505 | 510 | 442
2030-11-23 15:00 | -700 | 505 | 510 | 442 | 2030-11-23 15:00 | -700 | 505 | 510 | 442 | 2030-11-23 15:00 | -700 | 505 | 510 | 442
2030-11-23 16:00 | -700 | 505 | 510 | 442 | 2030-11-23 16:00 | -700 | 505 | 510 | 442 | 2030-11-23 16:00 | -700 | 505 | 510 | 442
2030-11-23 17:00 | -700 | 505 | 510 | 442 | 2030-11-23 17:00 | -700 | 505 | 510 | 442 | 2030-11-23 17:00 | -700 | 505 | 510 | 442
2030-11-23 18:00 | -700 | 505 | 510 | 442 | 2030-11-23 18:00 | -700 | 505 | 510 | 442 | 2030-11-23 18:00 | -700 | 505 | 510 | 442
2030-11-23 19:00 | -700 | 505 | 510 | 442 | 2030-11-23 19:00 | -700 | 505 | 510 | 442 | 2030-11-23 19:00 | -700 | 505 | 510 | 442
2030-11-23 20:00 | -700 | 505 | 510 | 442 | 2030-11-23 20:00 | -700 | 505 | 510 | 442 | 2030-11-23 20:00 | -700 | 505 | 510 | 442
2030-11-23 21:00 | -700 | 505 | 510 | 442 | 2030-11-23 21:00 | -700 | 505 | 510 | 442 | 2030-11-23 21:00 | -700 | 505 | 510 | 442
2030-11-23 22:00 | -700 | 505 | 510 | 442 | 2030-11-23 22:00 | -700 | 505 | 510 | 442 | 2030-11-23 22:00 | -700 | 505 | 510 | 442
2030-11-23 23:00 | -700 | 505 | 510 | 442 | 2030-11-23 23:00 | -700 | 505 | 510 | 442 | 2030-11-23 23:00 | -700 | 505 | 510 | 442
2030-11-24 | -278.79 | 505 | 510 | 442 | 2030-11-24 | -700 | 505 | 510 | 442 | 2030-11-24 | -700 | 505 | 510 | 442
2030-11-24 01:00 | -100.55 | 505 | 510 | 442 | 2030-11-24 01:00 | -700 | 505 | 510 | 442 | 2030-11-24 01:00 | -700 | 505 | 510 | 442
2030-11-24 02:00 | 93.07 | 505 | 510 | 442 | 2030-11-24 02:00 | -700 | 505 | 510 | 442 | 2030-11-24 02:00 | -700 | 505 | 510 | 442
2030-11-24 03:00 | 364.26 | 505 | 510 | 442 | 2030-11-24 03:00 | -700 | 505 | 510 | 442 | 2030-11-24 03:00 | -700 | 505 | 510 | 442
2030-11-24 04:00 | 159.7 | 505 | 510 | 442 | 2030-11-24 04:00 | -700 | 505 | 510 | 442 | 2030-11-24 04:00 | -700 | 505 | 510 | 442
2030-11-24 05:00 | -440.3 | 505 | 510 | 442 | 2030-11-24 05:00 | -700 | 505 | 510 | 442 | 2030-11-24 05:00 | -700 | 505 | 510 | 442
2030-11-24 06:00 | -528.79 | 505 | 510 | 442 | 2030-11-24 06:00 | -700 | 505 | 510 | 442 | 2030-11-24 06:00 | -700 | 505 | 510 | 442
2030-11-24 07:00 | -700 | 505 | 510 | 442 | 2030-11-24 07:00 | -700 | 505 | 510 | 442 | 2030-11-24 07:00 | -700 | 505 | 510 | 442
2030-11-24 08:00 | -630.48 | 505 | 510 | 366.93 | 2030-11-24 08:00 | -700 | 505 | 510 | 442 | 2030-11-24 08:00 | -700 | 505 | 510 | 442
2030-11-24 09:00 | -700 | 505 | 510 | 416.67 | 2030-11-24 09:00 | -700 | 505 | 510 | 442 | 2030-11-24 09:00 | -700 | 505 | 510 | 442
2030-11-24 10:00 | -655.8 | 505 | 510 | 442 | 2030-11-24 10:00 | -700 | 505 | 510 | 442 | 2030-11-24 10:00 | -700 | 505 | 510 | 442
2030-11-24 11:00 | -424.21 | 505 | 510 | 358.33 | 2030-11-24 11:00 | -700 | 505 | 510 | 442 | 2030-11-24 11:00 | -700 | 505 | 510 | 442
2030-11-24 12:00 | 56.62 | 505 | 510 | 290.35 | 2030-11-24 12:00 | -563.67 | 505 | 510 | 442 | 2030-11-24 12:00 | -700 | 505 | 510 | 442
2030-11-24 13:00 | 43.53 | 505 | 510 | 420.19 | 2030-11-24 13:00 | -614.31 | 505 | 510 | 442 | 2030-11-24 13:00 | -700 | 406.61 | 510 | 442
2030-11-24 14:00 | 643.53 | 463.07 | 510 | 442 | 2030-11-24 14:00 | -14.31 | 241.38 | 510 | 442 | 2030-11-24 14:00 | -100 | 106.61 | 510 | 442
2030-11-24 15:00 | 523.02 | 417.48 | 510 | 442 | 2030-11-24 15:00 | 100 | 69.8 | 510 | 442 | 2030-11-24 15:00 | 62.1 | 0 | 510 | 442
2030-11-24 16:00 | 700 | 117.48 | 510 | 442 | 2030-11-24 16:00 | 700 | 16.87 | 510 | 442 | 2030-11-24 16:00 | 662.1 | 163.28 | 510 | 442
2030-11-24 17:00 | 700 | 193.24 | 510 | 442 | 2030-11-24 17:00 | 700 | 300 | 334.75 | 442 | 2030-11-24 17:00 | 700 | 374 | 410.72 | 442
2030-11-24 18:00 | 700 | 107.55 | 510 | 442 | 2030-11-24 18:00 | 700 | 0 | 34.75 | 335.34 | 2030-11-24 18:00 | 700 | 74 | 110.72 | 442
2030-11-24 19:00 | 700 | 0 | 510 | 442 | 2030-11-24 19:00 | 700 | 0 | -265.25 | 442 | 2030-11-24 19:00 | 700 | -226 | -189.28 | 442
2030-11-24 20:00 | 700 | 96.63 | 510 | 442 | 2030-11-24 20:00 | 700 | 0 | -286.2 | 442 | 2030-11-24 20:00 | 700 | -526 | -489.28 | 375.52
2030-11-24 21:00 | 700 | 0 | 510 | 442 | 2030-11-24 21:00 | 700 | 0 | -201.71 | 281.34 | 2030-11-24 21:00 | 700 | -270.35 | -189.28 | 411.6
2030-11-24 22:00 | 700 | 0 | 331.64 | 276.05 | 2030-11-24 22:00 | 700 | 0 | 13.37 | 144.76 | 2030-11-24 22:00 | 700 | 29.65 | 110.72 | 359.8
2030-11-24 23:00 | 700 | 95.08 | 510 | 442 | 2030-11-24 23:00 | 700 | 300 | 313.37 | 442 | 2030-11-24 23:00 | 700 | 329.65 | 410.72 | 442
2030-11-25 | 700 | 395.08 | 510 | 442 | 2030-11-25 | 700 | 380.16 | 510 | 442 | 2030-11-25 | 700 | 288.77 | 510 | 442
2030-11-25 01:00 | 700 | 276.13 | 510 | 442 | 2030-11-25 01:00 | 700 | 205 | 510 | 442 | 2030-11-25 01:00 | 700 | 205 | 449.24 | 442
2030-11-25 02:00 | 700 | 345.01 | 510 | 442 | 2030-11-25 02:00 | 700 | 505 | 510 | 442 | 2030-11-25 02:00 | 700 | 505 | 510 | 442
2030-11-25 03:00 | 700 | 500.89 | 510 | 442 | 2030-11-25 03:00 | 700 | 505 | 510 | 442 | 2030-11-25 03:00 | 700 | 505 | 510 | 442
2030-11-25 04:00 | 700 | 419.31 | 510 | 442 | 2030-11-25 04:00 | 700 | 505 | 510 | 442 | 2030-11-25 04:00 | 700 | 505 | 510 | 442
2030-11-25 05:00 | 700 | 333.26 | 510 | 442 | 2030-11-25 05:00 | 700 | 505 | 510 | 442 | 2030-11-25 05:00 | 700 | 505 | 510 | 442
2030-11-25 06:00 | 700 | 263.47 | 510 | 442 | 2030-11-25 06:00 | 700 | 505 | 510 | 442 | 2030-11-25 06:00 | 700 | 505 | 510 | 442
2030-11-25 07:00 | 700 | 98.78 | 494.48 | 442 | 2030-11-25 07:00 | 700 | 300 | 494.03 | 355.74 | 2030-11-25 07:00 | 700 | 300 | 300 | 380.06
2030-11-25 08:00 | 700 | 0 | 194.48 | 142 | 2030-11-25 08:00 | 700 | 0 | 194.03 | 55.74 | 2030-11-25 08:00 | 700 | 0 | 0 | 80.06
2030-11-25 09:00 | 700 | 0 | 494.48 | 393.29 | 2030-11-25 09:00 | 700 | 0 | 0 | 44.28 | 2030-11-25 09:00 | 700 | 0 | -286.39 | 0
2030-11-25 10:00 | 700 | 0 | 510 | 442 | 2030-11-25 10:00 | 700 | 0 | 0 | 170.22 | 2030-11-25 10:00 | 700 | -78.55 | -389.21 | 141.77
2030-11-25 11:00 | 700 | 0 | 510 | 265.34 | 2030-11-25 11:00 | 700 | 0 | -162.98 | 223.86 | 2030-11-25 11:00 | 700 | -378.55 | -510 | 208.02
2030-11-25 12:00 | 700 | 0 | 250.94 | 189.14 | 2030-11-25 12:00 | 700 | -110.25 | -462.98 | 199.08 | 2030-11-25 12:00 | 700 | -226 | -510 | 356.46
2030-11-25 13:00 | 700 | 0 | 80.08 | 137.79 | 2030-11-25 13:00 | 700 | -355.14 | -510 | 0 | 2030-11-25 13:00 | 700 | -526 | -510 | 70.06
2030-11-25 14:00 | 700 | 0 | 7.81 | 17.12 | 2030-11-25 14:00 | 700 | -244.88 | -417.32 | -32.43 | 2030-11-25 14:00 | 700 | -526 | -510 | -81.55
2030-11-25 15:00 | 700 | 0 | 307.81 | 3.81 | 2030-11-25 15:00 | 700 | 0 | -117.32 | 0 | 2030-11-25 15:00 | 700 | -226 | -510 | 0
2030-11-25 16:00 | 700 | 0 | 350.08 | 142 | 2030-11-25 16:00 | 700 | 0 | 0 | 0 | 2030-11-25 16:00 | 700 | 0 | -336.77 | 0
2030-11-25 17:00 | 700 | 0 | 510 | 442 | 2030-11-25 17:00 | 700 | 0 | 21.16 | 169.26 | 2030-11-25 17:00 | 700 | 0 | -349.18 | 73.43
2030-11-25 18:00 | 700 | 246.31 | 510 | 442 | 2030-11-25 18:00 | 700 | 0 | 321.16 | 425.76 | 2030-11-25 18:00 | 700 | 0 | -107.78 | 267.67
2030-11-25 19:00 | 700 | 505 | 510 | 442 | 2030-11-25 19:00 | 700 | 0 | 73.85 | 279.79 | 2030-11-25 19:00 | 700 | 0 | 0 | 231.46
2030-11-25 20:00 | 700 | 205 | 510 | 442 | 2030-11-25 20:00 | 700 | 0 | 47.2 | 234.87 | 2030-11-25 20:00 | 700 | 0 | 0 | 231.46
2030-11-25 21:00 | 700 | 175.25 | 510 | 442 | 2030-11-25 21:00 | 700 | 23.55 | 347.2 | 234.87 | 2030-11-25 21:00 | 700 | 28.69 | 210 | 142
2030-11-25 22:00 | 700 | 453.58 | 510 | 442 | 2030-11-25 22:00 | 700 | 323.55 | 510 | 442 | 2030-11-25 22:00 | 700 | 328.69 | 510 | 442
2030-11-25 23:00 | 700 | 486.05 | 510 | 442 | 2030-11-25 23:00 | 700 | 502.06 | 510 | 442 | 2030-11-25 23:00 | 700 | 297.09 | 510 | 442
2030-11-26 | 700 | 505 | 510 | 442 | 2030-11-26 | 700 | 505 | 510 | 442 | 2030-11-26 | 700 | 505 | 510 | 442
2030-11-26 01:00 | 700 | 505 | 510 | 442 | 2030-11-26 01:00 | 700 | 505 | 510 | 442 | 2030-11-26 01:00 | 700 | 505 | 510 | 442
2030-11-26 02:00 | 700 | 505 | 510 | 442 | 2030-11-26 02:00 | 700 | 505 | 510 | 442 | 2030-11-26 02:00 | 700 | 505 | 510 | 442
2030-11-26 03:00 | 700 | 505 | 510 | 442 | 2030-11-26 03:00 | 700 | 505 | 510 | 442 | 2030-11-26 03:00 | 700 | 505 | 510 | 442
2030-11-26 04:00 | 700 | 505 | 510 | 442 | 2030-11-26 04:00 | 700 | 505 | 510 | 442 | 2030-11-26 04:00 | 700 | 505 | 510 | 442
2030-11-26 05:00 | 700 | 326.3 | 510 | 442 | 2030-11-26 05:00 | 700 | 505 | 510 | 442 | 2030-11-26 05:00 | 700 | 505 | 510 | 442
2030-11-26 06:00 | 390.27 | 26.3 | 210 | 148.66 | 2030-11-26 06:00 | 334.54 | 205 | 210 | 148.66 | 2030-11-26 06:00 | 700 | 505 | 510 | 442
2030-11-26 07:00 | 700 | 0 | 34.44 | 0 | 2030-11-26 07:00 | 514.56 | 0 | 0 | 0 | 2030-11-26 07:00 | 700 | 300 | 323.33 | 142
2030-11-26 08:00 | 691.95 | 0 | 0 | -182.31 | 2030-11-26 08:00 | 518.6 | 0 | 0 | -183.55 | 2030-11-26 08:00 | 562.76 | 0 | 23.33 | -158
2030-11-26 09:00 | 700 | -101.55 | -300 | -346.9 | 2030-11-26 09:00 | 700 | -90.63 | -300 | -357.68 | 2030-11-26 09:00 | 700 | -18.66 | -276.67 | -452.1
2030-11-26 10:00 | 700 | 85.06 | 0 | -46.9 | 2030-11-26 10:00 | 700 | 16.4 | 0 | -57.68 | 2030-11-26 10:00 | 700 | 0 | 0 | -152.1
2030-11-26 11:00 | 700 | 0 | 0 | 0 | 2030-11-26 11:00 | 700 | 0 | -300 | -151.66 | 2030-11-26 11:00 | 700 | 0 | -241.72 | -210
2030-11-26 12:00 | 626.3 | 0 | 0 | 0 | 2030-11-26 12:00 | 100 | 0 | -499.11 | -77.76 | 2030-11-26 12:00 | 187.62 | -300 | -510 | -510
2030-11-26 13:00 | 89.55 | 0 | -16.83 | -56.7 | 2030-11-26 13:00 | 0 | 0 | -455.83 | -80.47 | 2030-11-26 13:00 | -353.6 | 0 | -510 | -317.94
2030-11-26 14:00 | 689.55 | -226 | -210 | -210 | 2030-11-26 14:00 | 295.7 | -226 | -210 | -210 | 2030-11-26 14:00 | 0 | -226 | -400.19 | -210
2030-11-26 15:00 | 299.06 | -526 | -510 | -510 | 2030-11-26 15:00 | 299.06 | -526 | -510 | -510 | 2030-11-26 15:00 | 299.06 | -526 | -510 | -510
2030-11-26 16:00 | 579.89 | -526 | -510 | -510 | 2030-11-26 16:00 | 324.81 | -526 | -510 | -510 | 2030-11-26 16:00 | 58.03 | -526 | -510 | -510
2030-11-26 17:00 | 100 | -265.88 | -510 | -510 | 2030-11-26 17:00 | -275.19 | -526 | -510 | -510 | 2030-11-26 17:00 | -275.19 | -526 | -510 | -510
2030-11-26 18:00 | 700 | -10.55 | -510 | -510 | 2030-11-26 18:00 | 324.81 | -526 | -510 | -510 | 2030-11-26 18:00 | 230.24 | -526 | -510 | -510
2030-11-26 19:00 | 700 | -310.55 | -510 | -510 | 2030-11-26 19:00 | 700 | -526 | -510 | -510 | 2030-11-26 19:00 | 700 | -526 | -510 | -510
2030-11-26 20:00 | 700 | -206.08 | -510 | -510 | 2030-11-26 20:00 | 700 | -526 | -510 | -510 | 2030-11-26 20:00 | 700 | -526 | -510 | -510
2030-11-26 21:00 | 700 | 0 | -210 | -358.25 | 2030-11-26 21:00 | 700 | -226 | -224.42 | -328.88 | 2030-11-26 21:00 | 700 | -226 | -210 | -210
2030-11-26 22:00 | 700 | 245.53 | 90 | -181.71 | 2030-11-26 22:00 | 700 | 0 | 75.58 | -198.3 | 2030-11-26 22:00 | 700 | 0 | -55.12 | -214.88
2030-11-26 23:00 | 700 | 0 | 390 | 26.37 | 2030-11-26 23:00 | 700 | 0 | 0 | 0 | 2030-11-26 23:00 | 700 | 0 | -119.67 | 0
2030-11-27 | 700 | 0 | 172.88 | 0 | 2030-11-27 | 700 | 0 | 300 | 37.34 | 2030-11-27 | 700 | 300 | 180.33 | 300
2030-11-27 01:00 | 700 | 0 | 53.62 | 0 | 2030-11-27 01:00 | 700 | 0 | 510 | 0 | 2030-11-27 01:00 | 700 | 262.43 | 480.33 | 442
2030-11-27 02:00 | 700 | 0 | 0 | 0 | 2030-11-27 02:00 | 700 | 0 | 510 | 0 | 2030-11-27 02:00 | 700 | 505 | 510 | 442
2030-11-27 03:00 | 700 | 0 | 0 | 0 | 2030-11-27 03:00 | 700 | 0 | 510 | 0 | 2030-11-27 03:00 | 700 | 321.3 | 510 | 442
2030-11-27 04:00 | 700 | 0 | 0 | 0 | 2030-11-27 04:00 | 700 | 0 | 390 | 0 | 2030-11-27 04:00 | 700 | 21.3 | 390 | 390
2030-11-27 05:00 | 513.49 | 0 | 0 | 0 | 2030-11-27 05:00 | 700 | 0 | 90 | 0 | 2030-11-27 05:00 | 700 | 64.46 | 90 | 90
2030-11-27 06:00 | 513.49 | -62.73 | -210 | -210 | 2030-11-27 06:00 | 700 | -226 | -210 | -210 | 2030-11-27 06:00 | 700 | -226 | -210 | -210
2030-11-27 07:00 | 700 | -362.73 | -510 | -510 | 2030-11-27 07:00 | 700 | -526 | -510 | -510 | 2030-11-27 07:00 | 700 | -526 | -510 | -510
2030-11-27 08:00 | 531.91 | -469.19 | -510 | -510 | 2030-11-27 08:00 | 345.95 | -469.19 | -510 | -510 | 2030-11-27 08:00 | 345.95 | -469.19 | -510 | -510
2030-11-27 09:00 | 700 | -526 | -510 | -510 | 2030-11-27 09:00 | 700 | -526 | -510 | -510 | 2030-11-27 09:00 | 700 | -526 | -510 | -510
2030-11-27 10:00 | 700 | -526 | -510 | -510 | 2030-11-27 10:00 | 100 | -526 | -510 | -510 | 2030-11-27 10:00 | 199.01 | -526 | -510 | -510
2030-11-27 11:00 | 700 | -526 | -510 | -510 | 2030-11-27 11:00 | 0 | -526 | -510 | -510 | 2030-11-27 11:00 | 198.63 | -526 | -510 | -510
2030-11-27 12:00 | 360.22 | -526 | -510 | -510 | 2030-11-27 12:00 | -196.25 | -526 | -510 | -510 | 2030-11-27 12:00 | -169.37 | -526 | -510 | -510
2030-11-27 13:00 | -239.78 | -526 | -510 | -510 | 2030-11-27 13:00 | -700 | -526 | -510 | -510 | 2030-11-27 13:00 | -700 | -526 | -510 | -510
2030-11-27 14:00 | -397.6 | -526 | -510 | -510 | 2030-11-27 14:00 | -700 | -526 | -510 | -510 | 2030-11-27 14:00 | -700 | -526 | -510 | -510
2030-11-27 15:00 | -299.29 | -526 | -510 | -510 | 2030-11-27 15:00 | -700 | -526 | -510 | -510 | 2030-11-27 15:00 | -700 | -526 | -510 | -510
2030-11-27 16:00 | 100 | -526 | -510 | -510 | 2030-11-27 16:00 | -380.3 | -526 | -510 | -510 | 2030-11-27 16:00 | -380.3 | -526 | -510 | -510
2030-11-27 17:00 | 700 | -526 | -510 | -437.42 | 2030-11-27 17:00 | 176.69 | -526 | -510 | -510 | 2030-11-27 17:00 | 219.7 | -526 | -510 | -510
2030-11-27 18:00 | 700 | -526 | -510 | -390.77 | 2030-11-27 18:00 | 700 | -526 | -510 | -510 | 2030-11-27 18:00 | 700 | -526 | -510 | -510
2030-11-27 19:00 | 700 | -388.91 | -510 | -408.85 | 2030-11-27 19:00 | 700 | -526 | -510 | -510 | 2030-11-27 19:00 | 700 | -526 | -510 | -510
2030-11-27 20:00 | 700 | -88.91 | -210 | -108.85 | 2030-11-27 20:00 | 700 | -226 | -259.22 | -210 | 2030-11-27 20:00 | 700 | -279.16 | -315.19 | -267.12
2030-11-27 21:00 | 700 | 211.09 | 90 | 191.15 | 2030-11-27 21:00 | 700 | 74 | 40.78 | 90 | 2030-11-27 21:00 | 700 | 0 | -15.19 | 32.88
2030-11-27 22:00 | 700 | 0 | 390 | 161.57 | 2030-11-27 22:00 | 700 | 0 | 80.7 | 109.54 | 2030-11-27 22:00 | 700 | 0 | -125.51 | 142
2030-11-27 23:00 | 700 | 0 | 283.24 | 442 | 2030-11-27 23:00 | 700 | 218.53 | 380.7 | 409.54 | 2030-11-27 23:00 | 700 | 188.01 | 174.49 | 442
2030-11-28 | 700 | 287.37 | 510 | 442 | 2030-11-28 | 700 | 505 | 510 | 442 | 2030-11-28 | 700 | 488.01 | 474.49 | 442
2030-11-28 01:00 | 700 | 257.25 | 510 | 442 | 2030-11-28 01:00 | 700 | 286.5 | 510 | 442 | 2030-11-28 01:00 | 700 | 340.58 | 510 | 442
2030-11-28 02:00 | 700 | 169.8 | 510 | 442 | 2030-11-28 02:00 | 700 | 333.47 | 510 | 442 | 2030-11-28 02:00 | 700 | 333.47 | 510 | 442
2030-11-28 03:00 | 700 | 469.8 | 510 | 442 | 2030-11-28 03:00 | 700 | 395.22 | 510 | 442 | 2030-11-28 03:00 | 700 | 505 | 510 | 442
2030-11-28 04:00 | 700 | 455.15 | 510 | 442 | 2030-11-28 04:00 | 700 | 414.51 | 510 | 442 | 2030-11-28 04:00 | 700 | 505 | 510 | 442
2030-11-28 05:00 | 700 | 155.15 | 510 | 442 | 2030-11-28 05:00 | 700 | 505 | 510 | 442 | 2030-11-28 05:00 | 700 | 505 | 510 | 442
2030-11-28 06:00 | 700 | 451.53 | 510 | 442 | 2030-11-28 06:00 | 700 | 300 | 300 | 376.99 | 2030-11-28 06:00 | 700 | 300 | 480.66 | 442
2030-11-28 07:00 | 700 | 283.1 | 210 | 225.32 | 2030-11-28 07:00 | 700 | 0 | 0 | 76.99 | 2030-11-28 07:00 | 700 | 0 | 180.66 | 442
2030-11-28 08:00 | 659.92 | -16.9 | -90 | -74.68 | 2030-11-28 08:00 | 600 | -298.76 | -300 | 145.83 | 2030-11-28 08:00 | 514.02 | -300 | -119.34 | 142
2030-11-28 09:00 | 366.18 | 0 | 0 | 0 | 2030-11-28 09:00 | 0 | 0 | -228.42 | 0 | 2030-11-28 09:00 | -85.98 | 0 | -300 | -19.68
2030-11-28 10:00 | 700 | 0 | 298.17 | 0 | 2030-11-28 10:00 | 370.82 | 0 | 0 | 0 | 2030-11-28 10:00 | -226.25 | 0 | 0 | 0
2030-11-28 11:00 | 700 | 0 | 198.29 | 0 | 2030-11-28 11:00 | 153.86 | 0 | 0 | 0 | 2030-11-28 11:00 | -335.61 | 0 | -210 | 0
2030-11-28 12:00 | 569.75 | 0 | 0 | 0 | 2030-11-28 12:00 | -224.3 | 0 | -140.5 | 0 | 2030-11-28 12:00 | -601.3 | 0 | -510 | -116.71
2030-11-28 13:00 | 633.12 | 0 | 0 | 2.65 | 2030-11-28 13:00 | 0 | 0 | -188.97 | 8.23 | 2030-11-28 13:00 | -1.3 | -276.98 | -510 | -140.61
2030-11-28 14:00 | 700 | 128 | 0 | 0 | 2030-11-28 14:00 | 511.82 | 0 | -210 | -57.5 | 2030-11-28 14:00 | 236.59 | -126.69 | -210 | -210
2030-11-28 15:00 | 700 | -5.5 | -300 | -300 | 2030-11-28 15:00 | 700 | -13.94 | -510 | -357.5 | 2030-11-28 15:00 | 700 | -426.69 | -510 | -510
2030-11-28 16:00 | 700 | -226 | -510 | -310.23 | 2030-11-28 16:00 | 700 | -226 | -507.25 | -236.37 | 2030-11-28 16:00 | 700 | -526 | -510 | -510
2030-11-28 17:00 | 700 | -526 | -510 | -510 | 2030-11-28 17:00 | 700 | -526 | -510 | -510 | 2030-11-28 17:00 | 700 | -526 | -510 | -510
2030-11-28 18:00 | 700 | -526 | -510 | -510 | 2030-11-28 18:00 | 700 | -526 | -510 | -510 | 2030-11-28 18:00 | 700 | -526 | -510 | -510
2030-11-28 19:00 | 700 | -526 | -510 | -510 | 2030-11-28 19:00 | 700 | -526 | -510 | -510 | 2030-11-28 19:00 | 700 | -526 | -510 | -510
2030-11-28 20:00 | 700 | -526 | 0 | -510 | 2030-11-28 20:00 | 700 | -408.73 | 0 | -510 | 2030-11-28 20:00 | 700 | -526 | 0 | -510
2030-11-28 21:00 | 700 | -226 | 0 | -210 | 2030-11-28 21:00 | 700 | -108.73 | 0 | -210 | 2030-11-28 21:00 | 700 | -226 | 0 | -210
2030-11-28 22:00 | 700 | 74 | 0 | 90 | 2030-11-28 22:00 | 700 | 191.27 | 0 | 90 | 2030-11-28 22:00 | 700 | 74 | 0 | 90
2030-11-28 23:00 | 700 | 374 | 0 | 390 | 2030-11-28 23:00 | 700 | 233.43 | 0 | 390 | 2030-11-28 23:00 | 700 | 0 | 0 | 372.74
2030-11-29 | 700 | 505 | 0 | 442 | 2030-11-29 | 700 | 505 | 0 | 442 | 2030-11-29 | 700 | 300 | 0 | 442
2030-11-29 01:00 | 700 | 505 | 0 | 442 | 2030-11-29 01:00 | 700 | 505 | 0 | 442 | 2030-11-29 01:00 | 700 | 505 | 0 | 442
2030-11-29 02:00 | 700 | 447.82 | 0 | 435.96 | 2030-11-29 02:00 | 700 | 505 | 0 | 442 | 2030-11-29 02:00 | 700 | 505 | 0 | 442
2030-11-29 03:00 | 700 | 388.62 | 0 | 442 | 2030-11-29 03:00 | 700 | 505 | 0 | 442 | 2030-11-29 03:00 | 700 | 505 | 0 | 442
2030-11-29 04:00 | 700 | 88.62 | 0 | 401.47 | 2030-11-29 04:00 | 700 | 505 | 0 | 442 | 2030-11-29 04:00 | 700 | 505 | 0 | 442
2030-11-29 05:00 | 700 | 388.62 | 0 | 256.19 | 2030-11-29 05:00 | 700 | 505 | 0 | 442 | 2030-11-29 05:00 | 700 | 505 | 0 | 442
2030-11-29 06:00 | 700 | 300 | 0 | -43.81 | 2030-11-29 06:00 | 700 | 505 | 0 | 442 | 2030-11-29 06:00 | 700 | 505 | 0 | 268.83
2030-11-29 07:00 | 644.45 | 0 | 0 | -343.81 | 2030-11-29 07:00 | 299.07 | 205 | 0 | 142 | 2030-11-29 07:00 | 263.93 | 205 | 0 | -31.17
2030-11-29 08:00 | 700 | 104.1 | 0 | -149.48 | 2030-11-29 08:00 | 700 | 100.38 | 0 | -50.99 | 2030-11-29 08:00 | 700 | 47.38 | 0 | -154
2030-11-29 09:00 | 700 | 404.1 | 0 | -32.72 | 2030-11-29 09:00 | 700 | 400.38 | 0 | 65.65 | 2030-11-29 09:00 | 700 | 347.38 | 0 | -38.72
2030-11-29 10:00 | 700 | 225.56 | 0 | -2.41 | 2030-11-29 10:00 | 700 | 211.72 | 0 | -9.74 | 2030-11-29 10:00 | 700 | 300 | 0 | -17.06
2030-11-29 11:00 | 700 | 154.92 | 0 | 8.54 | 2030-11-29 11:00 | 700 | 0 | 0 | -1.97 | 2030-11-29 11:00 | 700 | 0 | 0 | -12.26
2030-11-29 12:00 | 700 | 12.34 | 0 | -20.46 | 2030-11-29 12:00 | 490.68 | 0 | 0 | -34.56 | 2030-11-29 12:00 | 495.46 | 0 | 0 | -48.67
2030-11-29 13:00 | 665.73 | 0 | 0 | -12.38 | 2030-11-29 13:00 | 457.28 | 0 | 0 | -24.56 | 2030-11-29 13:00 | 440.34 | 0 | 0 | -36.73
2030-11-29 14:00 | 698.55 | -226 | 0 | -210 | 2030-11-29 14:00 | 516.9 | -226 | 0 | -210 | 2030-11-29 14:00 | 545.15 | -226 | 0 | -210
2030-11-29 15:00 | 409.25 | -526 | 0 | -510 | 2030-11-29 15:00 | 700 | -526 | 0 | -510 | 2030-11-29 15:00 | 700 | -526 | 0 | -510
2030-11-29 16:00 | 556.47 | -526 | 0 | -510 | 2030-11-29 16:00 | 700 | -526 | 0 | -510 | 2030-11-29 16:00 | 700 | -526 | 0 | -510
2030-11-29 17:00 | 700 | -526 | 0 | -510 | 2030-11-29 17:00 | 700 | -526 | 0 | -510 | 2030-11-29 17:00 | 700 | -526 | 0 | -510
2030-11-29 18:00 | 700 | -526 | 0 | -510 | 2030-11-29 18:00 | 700 | -526 | 0 | -510 | 2030-11-29 18:00 | 700 | -526 | 0 | -510
2030-11-29 19:00 | 700 | -526 | 0 | -510 | 2030-11-29 19:00 | 700 | -526 | 0 | -510 | 2030-11-29 19:00 | 700 | -526 | 0 | -510
2030-11-29 20:00 | 700 | -523.24 | 0 | -510 | 2030-11-29 20:00 | 700 | -526 | 0 | -510 | 2030-11-29 20:00 | 700 | -526 | 0 | -510
2030-11-29 21:00 | 700 | -223.24 | 0 | -281.4 | 2030-11-29 21:00 | 700 | -226 | 0 | -222.53 | 2030-11-29 21:00 | 700 | -236.05 | 0 | -216.63
2030-11-29 22:00 | 700 | 76.76 | 0 | 18.6 | 2030-11-29 22:00 | 700 | 74 | 0 | 77.47 | 2030-11-29 22:00 | 700 | 63.95 | 0 | 83.37
2030-11-29 23:00 | 700 | 0 | 0 | 269.52 | 2030-11-29 23:00 | 700 | -1.46 | 0 | -222.53 | 2030-11-29 23:00 | 700 | -236.05 | 0 | -78.84
2030-11-30 | 700 | -136.85 | 0 | 142 | 2030-11-30 | 700 | -208.35 | 0 | 77.47 | 2030-11-30 | 700 | -469.98 | 0 | 142
2030-11-30 01:00 | 700 | 163.15 | 0 | 442 | 2030-11-30 01:00 | 700 | 91.65 | 0 | 377.47 | 2030-11-30 01:00 | 700 | -227.02 | 0 | 442
2030-11-30 02:00 | 700 | 200.91 | 0 | 442 | 2030-11-30 02:00 | 700 | 391.65 | 0 | 442 | 2030-11-30 02:00 | 648.09 | 0 | 0 | 442
2030-11-30 03:00 | 700 | 49.98 | 0 | 442 | 2030-11-30 03:00 | 542.31 | 91.65 | 0 | 288.81 | 2030-11-30 03:00 | 582 | 0 | 0 | 238.47
2030-11-30 04:00 | 700 | 0 | 0 | 142 | 2030-11-30 04:00 | 0 | 0 | 0 | 0 | 2030-11-30 04:00 | 0 | 0 | 0 | 0
2030-11-30 05:00 | 194.23 | 0 | 0 | 0 | 2030-11-30 05:00 | -91.09 | 0 | 0 | 0 | 2030-11-30 05:00 | -279.06 | 0 | 0 | 0
2030-11-30 06:00 | 194.23 | 0 | 0 | 0 | 2030-11-30 06:00 | -287.73 | 0 | 0 | 0 | 2030-11-30 06:00 | -218.42 | 0 | 0 | 0
2030-11-30 07:00 | 126.61 | 0 | 0 | 0 | 2030-11-30 07:00 | -160.21 | 0 | 0 | 0 | 2030-11-30 07:00 | -218.54 | 0 | 0 | 0
2030-11-30 08:00 | 208.29 | 0 | 0 | 0 | 2030-11-30 08:00 | -642.39 | 0 | 0 | 0 | 2030-11-30 08:00 | -454.29 | 0 | 0 | 0
2030-11-30 09:00 | 576.14 | 0 | 0 | 0 | 2030-11-30 09:00 | -378.06 | 0 | 0 | 0 | 2030-11-30 09:00 | -695.5 | 0 | 0 | 0
2030-11-30 10:00 | 470.07 | 205 | 0 | 0 | 2030-11-30 10:00 | -330.12 | 0 | 0 | 0 | 2030-11-30 10:00 | -321.74 | 0 | 0 | 0
2030-11-30 11:00 | 0 | 505 | 0 | 232.89 | 2030-11-30 11:00 | -700 | 300 | 0 | 300 | 2030-11-30 11:00 | -700 | 300 | 0 | 300
2030-11-30 12:00 | 0 | 505 | 0 | 442 | 2030-11-30 12:00 | -389.45 | 505 | 0 | 442 | 2030-11-30 12:00 | -649.29 | 505 | 0 | 442
2030-11-30 13:00 | 132.88 | 505 | 0 | 442 | 2030-11-30 13:00 | -414.52 | 505 | 0 | 442 | 2030-11-30 13:00 | -534.85 | 505 | 0 | 442
2030-11-30 14:00 | 497.58 | 205 | 0 | 383.9 | 2030-11-30 14:00 | -350.13 | 205 | 0 | 265.91 | 2030-11-30 14:00 | -84.6 | 205 | 0 | 147.92
2030-11-30 15:00 | 630.83 | 505 | 0 | 442 | 2030-11-30 15:00 | 100 | 505 | 0 | 442 | 2030-11-30 15:00 | 100 | 505 | 0 | 442
2030-11-30 16:00 | 700 | 308.52 | 0 | 442 | 2030-11-30 16:00 | 700 | 383.13 | 0 | 442 | 2030-11-30 16:00 | 700 | 205 | 0 | 442
2030-11-30 17:00 | 700 | 8.52 | 0 | 413.91 | 2030-11-30 17:00 | 700 | 83.13 | 0 | 442 | 2030-11-30 17:00 | 700 | -95 | 0 | 442
2030-11-30 18:00 | 700 | 308.52 | 0 | 442 | 2030-11-30 18:00 | 100 | 0 | 0 | 442 | 2030-11-30 18:00 | 100 | -395 | 0 | 442
2030-11-30 19:00 | 700 | 505 | 0 | 442 | 2030-11-30 19:00 | 700 | 0 | 0 | 442 | 2030-11-30 19:00 | 700 | -526 | 0 | 442
2030-11-30 20:00 | 700 | 210.57 | 300 | 442 | 2030-11-30 20:00 | 700 | 0 | -87.97 | 442 | 2030-11-30 20:00 | 700 | -300 | -251.07 | 442
2030-11-30 21:00 | 700 | 21.03 | 510 | 282.81 | 2030-11-30 21:00 | 700 | 6.41 | 210 | 442 | 2030-11-30 21:00 | 700 | 0 | 48.93 | 442
2030-11-30 22:00 | 700 | 321.03 | 510 | 442 | 2030-11-30 22:00 | 700 | 306.41 | 510 | 442 | 2030-11-30 22:00 | 700 | 300 | 348.93 | 442
2030-11-30 23:00 | 700 | 306.87 | 510 | 442 | 2030-11-30 23:00 | 700 | 342.09 | 510 | 442 | 2030-11-30 23:00 | 700 | 505 | 510 | 442
2030-12-01 | 700 | 505 | 510 | 442 | 2030-12-01 | 700 | 505 | 510 | 442 | 2030-12-01 | 700 | 505 | 510 | 442
2030-12-01 01:00 | 700 | 505 | 510 | 442 | 2030-12-01 01:00 | 700 | 505 | 510 | 442 | 2030-12-01 01:00 | 700 | 505 | 510 | 442
2030-12-01 02:00 | 700 | 505 | 510 | 442 | 2030-12-01 02:00 | 700 | 505 | 510 | 442 | 2030-12-01 02:00 | 700 | 505 | 510 | 442
2030-12-01 03:00 | 700 | 505 | 510 | 442 | 2030-12-01 03:00 | 700 | 505 | 510 | 442 | 2030-12-01 03:00 | 700 | 505 | 510 | 442
2030-12-01 04:00 | 700 | 489.57 | 510 | 442 | 2030-12-01 04:00 | 700 | 300 | 470.43 | 442 | 2030-12-01 04:00 | 700 | 300 | 317.25 | 442
2030-12-01 05:00 | 700 | 189.57 | 210 | 154.77 | 2030-12-01 05:00 | 700 | 0 | 170.43 | 149.28 | 2030-12-01 05:00 | 700 | 0 | 17.25 | 143.79
2030-12-01 06:00 | 700 | 0 | -15.81 | 0 | 2030-12-01 06:00 | 700 | -25.57 | -129.57 | -150.72 | 2030-12-01 06:00 | 700 | -20.1 | -282.75 | -156.21
2030-12-01 07:00 | 269.21 | 0 | 0 | 0 | 2030-12-01 07:00 | 311.17 | 0 | 0 | 0 | 2030-12-01 07:00 | 145.14 | 0 | 0 | 0
2030-12-01 08:00 | 534.62 | 0 | 0 | 0 | 2030-12-01 08:00 | 525.28 | 0 | 0 | 0 | 2030-12-01 08:00 | 317.95 | 0 | 0 | 0
2030-12-01 09:00 | 700 | 0 | 300 | 109.24 | 2030-12-01 09:00 | 700 | 0 | 54.41 | 0 | 2030-12-01 09:00 | 700 | 0 | 129.61 | 0
2030-12-01 10:00 | 700 | 0 | 69.06 | 0 | 2030-12-01 10:00 | 700 | 0 | 0 | 0 | 2030-12-01 10:00 | 700 | 0 | 0 | 0
2030-12-01 11:00 | 700 | 0 | -128.33 | -213.6 | 2030-12-01 11:00 | 700 | 0 | -300 | -41.75 | 2030-12-01 11:00 | 700 | 0 | -300 | -41.75
2030-12-01 12:00 | 700 | 300 | 171.67 | 86.4 | 2030-12-01 12:00 | 557.14 | 0 | 0 | 0 | 2030-12-01 12:00 | 253.22 | 0 | 0 | 0
2030-12-01 13:00 | 700 | 0 | 471.67 | 281.1 | 2030-12-01 13:00 | 634.31 | 0 | 0 | 0 | 2030-12-01 13:00 | 413.35 | 0 | 0 | 0
2030-12-01 14:00 | 700 | 0 | 441.15 | 83.21 | 2030-12-01 14:00 | 700 | 0 | 206.69 | 71.96 | 2030-12-01 14:00 | 362.17 | 0 | 0 | 60.72
2030-12-01 15:00 | 700 | 0 | 366.46 | 76.31 | 2030-12-01 15:00 | 700 | 0 | 297.93 | 0 | 2030-12-01 15:00 | 622.98 | 0 | 0 | 0
2030-12-01 16:00 | 700 | 0 | 152.56 | 101.18 | 2030-12-01 16:00 | 700 | 0 | 108.5 | 97.69 | 2030-12-01 16:00 | 700 | 0 | -240.54 | 94.21
2030-12-01 17:00 | 700 | 0 | 255.12 | 249.48 | 2030-12-01 17:00 | 700 | 0 | 122.73 | 160 | 2030-12-01 17:00 | 380.25 | 0 | 0 | 0
2030-12-01 18:00 | 700 | 0 | 510 | 415.23 | 2030-12-01 18:00 | 700 | 0 | 422.73 | 357.45 | 2030-12-01 18:00 | 700 | 0 | 49.26 | 275.27
2030-12-01 19:00 | 700 | 0 | 510 | 267.38 | 2030-12-01 19:00 | 700 | 0 | 451.72 | 183.01 | 2030-12-01 19:00 | 700 | 0 | 0 | 185.62
2030-12-01 20:00 | 700 | 0 | 291.02 | 152.19 | 2030-12-01 20:00 | 700 | 0 | 151.72 | 125.72 | 2030-12-01 20:00 | 700 | -6.29 | -300 | 99.26
2030-12-01 21:00 | 700 | 0 | 489.91 | 2.71 | 2030-12-01 21:00 | 700 | 0 | -48.99 | 0 | 2030-12-01 21:00 | 700 | 0 | -326.86 | 0
2030-12-01 22:00 | 700 | 0 | 210 | 119.09 | 2030-12-01 22:00 | 700 | 0 | -160.07 | 62.66 | 2030-12-01 22:00 | 700 | 0 | -60.6 | 142
2030-12-01 23:00 | 700 | 300 | 510 | 419.09 | 2030-12-01 23:00 | 700 | 300 | 139.93 | 362.66 | 2030-12-01 23:00 | 700 | 191.3 | 239.4 | 442
2030-12-02 | 700 | 496.93 | 510 | 442 | 2030-12-02 | 700 | 245.74 | 439.93 | 442 | 2030-12-02 | 700 | 159.14 | 510 | 442
2030-12-02 01:00 | 700 | 196.93 | 510 | 442 | 2030-12-02 01:00 | 700 | 0 | 442.66 | 442 | 2030-12-02 01:00 | 700 | 0 | 406.66 | 442
2030-12-02 02:00 | 700 | 0 | 419.1 | 442 | 2030-12-02 02:00 | 700 | 0 | 142.66 | 430.15 | 2030-12-02 02:00 | 495.97 | 0 | 106.66 | 442
2030-12-02 03:00 | 700 | 0 | 510 | 442 | 2030-12-02 03:00 | 700 | 0 | 304.24 | 142 | 2030-12-02 03:00 | 600 | 0 | 401.64 | 142
2030-12-02 04:00 | 121.03 | 64.97 | 510 | 442 | 2030-12-02 04:00 | 100 | 64.97 | 510 | 442 | 2030-12-02 04:00 | 0 | 0 | 144.93 | 0
2030-12-02 05:00 | 121.03 | 0 | 210 | 142 | 2030-12-02 05:00 | 0 | 0 | 210 | 142 | 2030-12-02 05:00 | 0 | 0 | 0 | 0
2030-12-02 06:00 | 452.7 | 205 | 210 | 142 | 2030-12-02 06:00 | 0 | 205 | 210 | 142 | 2030-12-02 06:00 | 0 | 205 | 210 | 142
2030-12-02 07:00 | 452.7 | 505 | 510 | 442 | 2030-12-02 07:00 | 0 | 505 | 510 | 442 | 2030-12-02 07:00 | -8.28 | 505 | 510 | 442
2030-12-02 08:00 | 700 | 505 | 510 | 442 | 2030-12-02 08:00 | 579.5 | 505 | 510 | 442 | 2030-12-02 08:00 | 501.11 | 505 | 510 | 442
2030-12-02 09:00 | 700 | 505 | 510 | 442 | 2030-12-02 09:00 | 700 | 505 | 510 | 442 | 2030-12-02 09:00 | 700 | 505 | 510 | 442
2030-12-02 10:00 | 700 | 505 | 510 | 442 | 2030-12-02 10:00 | 700 | 505 | 510 | 442 | 2030-12-02 10:00 | 700 | 485.66 | 510 | 442
2030-12-02 11:00 | 700 | 505 | 510 | 442 | 2030-12-02 11:00 | 700 | 205 | 435.68 | 442 | 2030-12-02 11:00 | 422.77 | 185.66 | 210 | 442
2030-12-02 12:00 | 700 | 505 | 510 | 442 | 2030-12-02 12:00 | 100 | 453.19 | 510 | 442 | 2030-12-02 12:00 | -146.13 | 300 | 510 | 442
2030-12-02 13:00 | 700 | 205 | 510 | 442 | 2030-12-02 13:00 | 99.53 | 153.19 | 210 | 442 | 2030-12-02 13:00 | 0 | 0 | 210 | 442
2030-12-02 14:00 | 700 | 183.05 | 510 | 442 | 2030-12-02 14:00 | 630.89 | 0 | 49.39 | 442 | 2030-12-02 14:00 | 231.38 | 0 | 0 | 442
2030-12-02 15:00 | 700 | 201.31 | 510 | 442 | 2030-12-02 15:00 | 700 | 0 | 349.39 | 442 | 2030-12-02 15:00 | 530.71 | 0 | 210 | 442
2030-12-02 16:00 | 700 | 492.4 | 510 | 442 | 2030-12-02 16:00 | 700 | 224.99 | 510 | 442 | 2030-12-02 16:00 | 700 | 84.75 | 510 | 442
2030-12-02 17:00 | 700 | 451.51 | 510 | 442 | 2030-12-02 17:00 | 700 | 195.72 | 243.19 | 442 | 2030-12-02 17:00 | 669.98 | 0 | 210 | 442
2030-12-02 18:00 | 700 | 505 | 510 | 442 | 2030-12-02 18:00 | 700 | 495.72 | 510 | 442 | 2030-12-02 18:00 | 700 | 293.14 | 510 | 442
2030-12-02 19:00 | 700 | 505 | 510 | 442 | 2030-12-02 19:00 | 700 | 505 | 510 | 442 | 2030-12-02 19:00 | 700 | 505 | 510 | 442
2030-12-02 20:00 | 700 | 505 | 510 | 442 | 2030-12-02 20:00 | 700 | 505 | 510 | 442 | 2030-12-02 20:00 | 700 | 505 | 510 | 442
2030-12-02 21:00 | 700 | 505 | 510 | 442 | 2030-12-02 21:00 | 700 | 505 | 510 | 442 | 2030-12-02 21:00 | 700 | 505 | 510 | 442
2030-12-02 22:00 | 700 | 505 | 510 | 442 | 2030-12-02 22:00 | 648.79 | 505 | 510 | 442 | 2030-12-02 22:00 | 490.79 | 505 | 510 | 442
2030-12-02 23:00 | 590.95 | 505 | 510 | 442 | 2030-12-02 23:00 | 657.13 | 505 | 510 | 442 | 2030-12-02 23:00 | -104.18 | 505 | 510 | 442
2030-12-03 | 700 | 505 | 510 | 442 | 2030-12-03 | 700 | 505 | 510 | 442 | 2030-12-03 | 495.82 | 505 | 510 | 442
2030-12-03 01:00 | 700 | 505 | 510 | 442 | 2030-12-03 01:00 | 700 | 505 | 510 | 442 | 2030-12-03 01:00 | 700 | 505 | 510 | 442
2030-12-03 02:00 | 700 | 505 | 510 | 442 | 2030-12-03 02:00 | 700 | 505 | 510 | 442 | 2030-12-03 02:00 | 700 | 505 | 510 | 442
2030-12-03 03:00 | 700 | 505 | 510 | 442 | 2030-12-03 03:00 | 700 | 505 | 510 | 442 | 2030-12-03 03:00 | 700 | 505 | 510 | 442
2030-12-03 04:00 | 700 | 505 | 510 | 442 | 2030-12-03 04:00 | 700 | 505 | 510 | 442 | 2030-12-03 04:00 | 700 | 505 | 510 | 442
2030-12-03 05:00 | 700 | 505 | 510 | 442 | 2030-12-03 05:00 | 700 | 505 | 510 | 442 | 2030-12-03 05:00 | 700 | 505 | 510 | 442
2030-12-03 06:00 | 700 | 473.17 | 510 | 442 | 2030-12-03 06:00 | 700 | 505 | 510 | 442 | 2030-12-03 06:00 | 700 | 452.42 | 510 | 442
2030-12-03 07:00 | 700 | 173.17 | 319.88 | 142 | 2030-12-03 07:00 | 553.7 | 205 | 210 | 142 | 2030-12-03 07:00 | 100 | 152.42 | 210 | 142
2030-12-03 08:00 | 700 | 473.17 | 510 | 442 | 2030-12-03 08:00 | 700 | 300 | 423.18 | 300 | 2030-12-03 08:00 | 700 | 41.61 | 0 | 139.72
2030-12-03 09:00 | 700 | 173.17 | 510 | 219.39 | 2030-12-03 09:00 | 700 | 0 | 123.18 | 0 | 2030-12-03 09:00 | 600 | -258.39 | -300 | -160.28
2030-12-03 10:00 | 700 | 0 | 510 | 363.57 | 2030-12-03 10:00 | 100 | 0 | -176.82 | -64.35 | 2030-12-03 10:00 | 0 | -526 | -510 | -460.28
2030-12-03 11:00 | 700 | 0 | 510 | 192.49 | 2030-12-03 11:00 | 74.56 | 0 | -300 | 0 | 2030-12-03 11:00 | 0 | -300 | -494.05 | -160.28
2030-12-03 12:00 | 700 | 0 | 510 | 142 | 2030-12-03 12:00 | 674.56 | 0 | 0 | 0 | 2030-12-03 12:00 | 600 | 0 | -194.05 | 139.72
2030-12-03 13:00 | 101.33 | 300 | 510 | 442 | 2030-12-03 13:00 | 74.56 | 162.07 | 300 | 300 | 2030-12-03 13:00 | 0 | 0 | 105.95 | 439.72
2030-12-03 14:00 | 580.84 | 505 | 510 | 442 | 2030-12-03 14:00 | 580.84 | 0 | 510 | 442 | 2030-12-03 14:00 | 580.84 | 0 | 405.95 | 442
2030-12-03 15:00 | 700 | 505 | 510 | 442 | 2030-12-03 15:00 | 700 | 67.06 | 510 | 442 | 2030-12-03 15:00 | 700 | 0 | 510 | 248.57
2030-12-03 16:00 | 700 | 505 | 510 | 442 | 2030-12-03 16:00 | 700 | 205 | 510 | 442 | 2030-12-03 16:00 | 700 | 205 | 510 | 442
2030-12-03 17:00 | 700 | 505 | 510 | 442 | 2030-12-03 17:00 | 700 | 505 | 510 | 442 | 2030-12-03 17:00 | 700 | 505 | 510 | 442
2030-12-03 18:00 | 700 | 505 | 510 | 442 | 2030-12-03 18:00 | 700 | 505 | 510 | 442 | 2030-12-03 18:00 | 700 | 505 | 510 | 442
2030-12-03 19:00 | 700 | 505 | 510 | 442 | 2030-12-03 19:00 | 700 | 505 | 510 | 442 | 2030-12-03 19:00 | 700 | 505 | 510 | 442
2030-12-03 20:00 | 700 | 505 | 510 | 442 | 2030-12-03 20:00 | 700 | 505 | 510 | 442 | 2030-12-03 20:00 | 700 | 505 | 510 | 442
2030-12-03 21:00 | 700 | 505 | 510 | 442 | 2030-12-03 21:00 | 700 | 505 | 510 | 442 | 2030-12-03 21:00 | 700 | 471.79 | 510 | 442
2030-12-03 22:00 | 700 | 505 | 510 | 442 | 2030-12-03 22:00 | 700 | 505 | 510 | 442 | 2030-12-03 22:00 | 700 | 505 | 510 | 442
2030-12-03 23:00 | 700 | 505 | 510 | 442 | 2030-12-03 23:00 | 700 | 505 | 510 | 442 | 2030-12-03 23:00 | 700 | 403.25 | 510 | 442
2030-12-04 | 700 | 480.91 | 510 | 442 | 2030-12-04 | 700 | 387.31 | 510 | 442 | 2030-12-04 | 700 | 304.41 | 510 | 442
2030-12-04 01:00 | 700 | 478.45 | 510 | 442 | 2030-12-04 01:00 | 600 | 244.16 | 510 | 442 | 2030-12-04 01:00 | 190.06 | 491.34 | 510 | 442
2030-12-04 02:00 | 348.36 | 505 | 510 | 442 | 2030-12-04 02:00 | 0 | 447.32 | 510 | 442 | 2030-12-04 02:00 | -409.94 | 205 | 510 | 322.75
2030-12-04 03:00 | 143.02 | 505 | 510 | 442 | 2030-12-04 03:00 | -303.02 | 505 | 510 | 442 | 2030-12-04 03:00 | -700 | 505 | 510 | 442
2030-12-04 04:00 | -134.3 | 505 | 510 | 442 | 2030-12-04 04:00 | -700 | 505 | 510 | 412.66 | 2030-12-04 04:00 | -700 | 505 | 510 | 390
2030-12-04 05:00 | -462.54 | 505 | 510 | 200.51 | 2030-12-04 05:00 | -700 | 505 | 510 | 112.66 | 2030-12-04 05:00 | -700 | 374 | 322.98 | 90
2030-12-04 06:00 | -366.25 | 505 | 510 | -17.27 | 2030-12-04 06:00 | -700 | 505 | 510 | -187.34 | 2030-12-04 06:00 | -700 | 74 | 22.98 | -210
2030-12-04 07:00 | 233.75 | 205 | 299.1 | -65.84 | 2030-12-04 07:00 | -700 | 205 | 210 | -487.34 | 2030-12-04 07:00 | -700 | -226 | -277.02 | -510
2030-12-04 08:00 | 656.98 | 194.13 | 510 | 109.14 | 2030-12-04 08:00 | -505.38 | 0 | 0 | -491.27 | 2030-12-04 08:00 | -700 | -526 | -510 | -510
2030-12-04 09:00 | 56.98 | 346.47 | 510 | 310.08 | 2030-12-04 09:00 | -700 | 300 | 300 | -191.27 | 2030-12-04 09:00 | -700 | -226 | -210 | -210
2030-12-04 10:00 | -73.87 | 505 | 510 | 442 | 2030-12-04 10:00 | -700 | 505 | 510 | 108.73 | 2030-12-04 10:00 | -700 | 74 | 90 | 90
2030-12-04 11:00 | -633.48 | 505 | 510 | 442 | 2030-12-04 11:00 | -700 | 505 | 510 | 408.73 | 2030-12-04 11:00 | -700 | 374 | 390 | 390
2030-12-04 12:00 | -700 | 505 | 510 | 442 | 2030-12-04 12:00 | -700 | 505 | 510 | 442 | 2030-12-04 12:00 | -700 | 505 | 510 | 442
2030-12-04 13:00 | -700 | 505 | 510 | 442 | 2030-12-04 13:00 | -700 | 505 | 510 | 442 | 2030-12-04 13:00 | -700 | 505 | 510 | 442
2030-12-04 14:00 | -700 | 505 | 510 | 442 | 2030-12-04 14:00 | -700 | 505 | 510 | 442 | 2030-12-04 14:00 | -700 | 505 | 510 | 442
2030-12-04 15:00 | -700 | 505 | 510 | 442 | 2030-12-04 15:00 | -700 | 505 | 510 | 442 | 2030-12-04 15:00 | -700 | 505 | 510 | 442
2030-12-04 16:00 | -700 | 505 | 510 | 442 | 2030-12-04 16:00 | -700 | 505 | 314.73 | 442 | 2030-12-04 16:00 | -700 | 505 | 351.32 | 405.37
2030-12-04 17:00 | -700 | 363.83 | 510 | 442 | 2030-12-04 17:00 | -700 | 205 | 14.73 | 142 | 2030-12-04 17:00 | -700 | 205 | 51.32 | 105.37
2030-12-04 18:00 | -100 | 63.83 | 210 | 142 | 2030-12-04 18:00 | -700 | -95 | -285.27 | -158 | 2030-12-04 18:00 | -700 | -95 | -248.68 | -194.63
2030-12-04 19:00 | -100 | 205 | 210 | 142 | 2030-12-04 19:00 | -700 | 0 | 14.73 | 36.55 | 2030-12-04 19:00 | -700 | 0 | 51.32 | 0
2030-12-04 20:00 | -700 | 505 | 510 | 442 | 2030-12-04 20:00 | -700 | 300 | 314.73 | 336.55 | 2030-12-04 20:00 | -700 | 300 | 351.32 | 300
2030-12-04 21:00 | -700 | 505 | 510 | 442 | 2030-12-04 21:00 | -700 | 505 | 510 | 442 | 2030-12-04 21:00 | -700 | 505 | 510 | 442
2030-12-04 22:00 | -700 | 505 | 510 | 442 | 2030-12-04 22:00 | -700 | 505 | 510 | 439.07 | 2030-12-04 22:00 | -700 | 505 | 510 | 432.74
2030-12-04 23:00 | -700 | 505 | 510 | 293.45 | 2030-12-04 23:00 | -700 | 505 | 510 | 287.11 | 2030-12-04 23:00 | -700 | 505 | 510 | 280.77
2030-12-05 | -700 | 505 | 510 | 215.27 | 2030-12-05 | -700 | 505 | 510 | 442 | 2030-12-05 | -700 | 505 | 510 | 442
2030-12-05 01:00 | -700 | 505 | 510 | 265.18 | 2030-12-05 01:00 | -700 | 505 | 510 | 442 | 2030-12-05 01:00 | -700 | 505 | 510 | 442
2030-12-05 02:00 | -700 | 505 | 510 | 430.92 | 2030-12-05 02:00 | -700 | 505 | 510 | 442 | 2030-12-05 02:00 | -700 | 505 | 510 | 442
2030-12-05 03:00 | -700 | 505 | 510 | 442 | 2030-12-05 03:00 | -700 | 505 | 510 | 442 | 2030-12-05 03:00 | -700 | 505 | 510 | 442
2030-12-05 04:00 | -700 | 505 | 510 | 442 | 2030-12-05 04:00 | -700 | 505 | 510 | 442 | 2030-12-05 04:00 | -700 | 505 | 510 | 442
2030-12-05 05:00 | -700 | 505 | 510 | 320.62 | 2030-12-05 05:00 | -700 | 505 | 510 | 442 | 2030-12-05 05:00 | -700 | 505 | 510 | 442
2030-12-05 06:00 | -700 | 505 | 510 | 442 | 2030-12-05 06:00 | -700 | 505 | 510 | 442 | 2030-12-05 06:00 | -700 | 505 | 510 | 442
2030-12-05 07:00 | -700 | 402.84 | 510 | 442 | 2030-12-05 07:00 | -700 | 505 | 510 | 442 | 2030-12-05 07:00 | -700 | 505 | 237.18 | 442
2030-12-05 08:00 | -138.46 | 102.84 | 510 | 442 | 2030-12-05 08:00 | -700 | 280.98 | 329.48 | 442 | 2030-12-05 08:00 | -700 | 240.32 | -62.82 | 442
2030-12-05 09:00 | 1.08 | 402.84 | 510 | 442 | 2030-12-05 09:00 | -203.85 | 0 | 29.48 | 442 | 2030-12-05 09:00 | -700 | -59.68 | -362.82 | 359.98
2030-12-05 10:00 | 3.58 | 505 | 510 | 442 | 2030-12-05 10:00 | -100 | 101.33 | 329.48 | 442 | 2030-12-05 10:00 | -541.23 | 0 | -62.82 | 266.12
2030-12-05 11:00 | -596.42 | 505 | 510 | 442 | 2030-12-05 11:00 | -700 | 293.39 | 510 | 442 | 2030-12-05 11:00 | -700 | 0 | 237.18 | 442
2030-12-05 12:00 | -100 | 342.6 | 510 | 442 | 2030-12-05 12:00 | -100 | 151.5 | 361.99 | 442 | 2030-12-05 12:00 | -243.01 | 0 | 131.85 | 442
2030-12-05 13:00 | -700 | 505 | 510 | 442 | 2030-12-05 13:00 | -700 | 451.5 | 510 | 442 | 2030-12-05 13:00 | -700 | 0 | 431.85 | 442
2030-12-05 14:00 | -146.54 | 205 | 510 | 391.66 | 2030-12-05 14:00 | -600 | 151.5 | 449.29 | 142 | 2030-12-05 14:00 | -676.29 | 0 | 131.85 | 400.18
2030-12-05 15:00 | 453.46 | 0 | 510 | 379.96 | 2030-12-05 15:00 | 0 | 0 | 300 | 376.64 | 2030-12-05 15:00 | -76.29 | 0 | 169.75 | 100.18
2030-12-05 16:00 | 585.32 | 0 | 210 | 142 | 2030-12-05 16:00 | 566.45 | 0 | 0 | 132.05 | 2030-12-05 16:00 | 209.13 | 0 | 0 | 41.57
2030-12-05 17:00 | 700 | 2.52 | 510 | 442 | 2030-12-05 17:00 | 700 | 0 | 210 | 432.05 | 2030-12-05 17:00 | 700 | 0 | 0 | 180.59
2030-12-05 18:00 | 700 | 0 | 510 | 442 | 2030-12-05 18:00 | 700 | 0 | -90 | 153.85 | 2030-12-05 18:00 | 700 | -300 | -300 | 150.02
2030-12-05 19:00 | 700 | 0 | 510 | 442 | 2030-12-05 19:00 | 700 | -300 | -390 | -146.15 | 2030-12-05 19:00 | 700 | -526 | -510 | -149.98
2030-12-05 20:00 | 700 | 283.15 | 510 | 442 | 2030-12-05 20:00 | 700 | -95 | -90 | -106.64 | 2030-12-05 20:00 | 700 | -526 | -510 | 56
2030-12-05 21:00 | 700 | 505 | 510 | 442 | 2030-12-05 21:00 | 700 | 205 | 210 | 193.36 | 2030-12-05 21:00 | 700 | -226 | -210 | 356
2030-12-05 22:00 | 700 | 505 | 510 | 442 | 2030-12-05 22:00 | 700 | 505 | 510 | 442 | 2030-12-05 22:00 | 700 | 0 | 90 | 442
2030-12-05 23:00 | 700 | 222.28 | 510 | 442 | 2030-12-05 23:00 | 700 | 205 | 510 | 369.97 | 2030-12-05 23:00 | 700 | 0 | 390 | 411.07
2030-12-06 | 700 | 505 | 510 | 442 | 2030-12-06 | 700 | 505 | 510 | 442 | 2030-12-06 | 700 | 300 | 510 | 442
2030-12-06 01:00 | 700 | 505 | 510 | 442 | 2030-12-06 01:00 | 700 | 505 | 510 | 442 | 2030-12-06 01:00 | 700 | 505 | 510 | 442
2030-12-06 02:00 | 700 | 505 | 510 | 442 | 2030-12-06 02:00 | 700 | 505 | 510 | 442 | 2030-12-06 02:00 | 700 | 505 | 510 | 442
2030-12-06 03:00 | 700 | 505 | 510 | 430.16 | 2030-12-06 03:00 | 700 | 505 | 510 | 442 | 2030-12-06 03:00 | 700 | 505 | 510 | 442
2030-12-06 04:00 | 700 | 405.31 | 510 | 430.16 | 2030-12-06 04:00 | 700 | 505 | 510 | 442 | 2030-12-06 04:00 | 700 | 505 | 510 | 358.52
2030-12-06 05:00 | 700 | 210.25 | 510 | 318.2 | 2030-12-06 05:00 | 700 | 505 | 510 | 442 | 2030-12-06 05:00 | 700 | 505 | 510 | 303.37
2030-12-06 06:00 | 336.57 | 470.4 | 510 | 18.2 | 2030-12-06 06:00 | 700 | 505 | 371.6 | 142 | 2030-12-06 06:00 | 700 | 505 | 504.49 | 3.37
2030-12-06 07:00 | 691.79 | 170.4 | 291.8 | -281.8 | 2030-12-06 07:00 | 100 | 205 | 71.6 | -158 | 2030-12-06 07:00 | 198.88 | 205 | 204.49 | -296.54
2030-12-06 08:00 | 91.79 | 0 | -8.2 | -510 | 2030-12-06 08:00 | 0 | -81.64 | -228.4 | -458 | 2030-12-06 08:00 | -401.12 | -95 | -95.51 | -510
2030-12-06 09:00 | 0 | 0 | -308.2 | -210 | 2030-12-06 09:00 | 0 | -315.11 | -510 | -510 | 2030-12-06 09:00 | -700 | -395 | -395.51 | -510
2030-12-06 10:00 | 0 | 0 | -300 | 0 | 2030-12-06 10:00 | 0 | -78.69 | -371.29 | -300 | 2030-12-06 10:00 | -100 | -274.08 | -300 | -300
2030-12-06 11:00 | 527.38 | 0 | 0 | 0 | 2030-12-06 11:00 | 600 | 0 | -71.29 | 0 | 2030-12-06 11:00 | 500 | 25.92 | 0 | 0
2030-12-06 12:00 | 635.15 | 0 | 0 | 0 | 2030-12-06 12:00 | 635.15 | 0 | 0 | 0 | 2030-12-06 12:00 | 600 | 0 | -38.35 | 0
2030-12-06 13:00 | 35.15 | 0 | -300 | -101.65 | 2030-12-06 13:00 | 35.15 | -300 | -300 | -300 | 2030-12-06 13:00 | 0 | -300 | -338.35 | -300
2030-12-06 14:00 | 0 | 0 | -463.8 | 0 | 2030-12-06 14:00 | 0 | 0 | -510 | -510 | 2030-12-06 14:00 | -146.78 | -526 | -510 | -510
2030-12-06 15:00 | 0 | 0 | -288.86 | -12.71 | 2030-12-06 15:00 | 0 | 0 | -510 | -510 | 2030-12-06 15:00 | 0 | -526 | -510 | -510
2030-12-06 16:00 | 0 | 0 | -149.04 | 0 | 2030-12-06 16:00 | 0 | 0 | -510 | -510 | 2030-12-06 16:00 | 0 | -526 | -510 | -510
2030-12-06 17:00 | 0 | 0 | 0 | 0 | 2030-12-06 17:00 | 0 | 0 | -510 | -415.1 | 2030-12-06 17:00 | 0 | -526 | -510 | -510
2030-12-06 18:00 | 100 | 0 | 0 | 0 | 2030-12-06 18:00 | 100 | 0 | -510 | -415.1 | 2030-12-06 18:00 | 100 | -526 | -510 | -510
2030-12-06 19:00 | 700 | 0 | -272.49 | 0 | 2030-12-06 19:00 | 700 | 0 | -510 | -483.4 | 2030-12-06 19:00 | 700 | -526 | -510 | -510
2030-12-06 20:00 | 700 | 0 | -510 | -61.77 | 2030-12-06 20:00 | 700 | 0 | -510 | -325.21 | 2030-12-06 20:00 | 700 | -526 | -510 | -510
2030-12-06 21:00 | 700 | 0 | -510 | -361.77 | 2030-12-06 21:00 | 700 | 0 | -510 | -510 | 2030-12-06 21:00 | 700 | -468.3 | -510 | -510
2030-12-06 22:00 | 700 | -227.66 | -510 | -411.26 | 2030-12-06 22:00 | 700 | -240.73 | -510 | -398.36 | 2030-12-06 22:00 | 700 | -168.3 | -510 | -502.99
2030-12-06 23:00 | 700 | 0 | -210 | -111.26 | 2030-12-06 23:00 | 700 | 0 | -210 | -98.36 | 2030-12-06 23:00 | 700 | 0 | -210 | -202.99
2030-12-07 | 700 | 202.16 | 90 | 188.74 | 2030-12-07 | 700 | 300 | 90 | 201.64 | 2030-12-07 | 700 | 300 | 90 | 97.01
2030-12-07 01:00 | 700 | 0 | 390 | 0 | 2030-12-07 01:00 | 700 | 448.63 | 390 | 442 | 2030-12-07 01:00 | 700 | 505 | 390 | 397.01
2030-12-07 02:00 | 700 | 0 | 510 | 0 | 2030-12-07 02:00 | 700 | 148.63 | 510 | 442 | 2030-12-07 02:00 | 700 | 505 | 510 | 442
2030-12-07 03:00 | 700 | 0 | 390.71 | 0 | 2030-12-07 03:00 | 700 | 0 | 510 | 351.9 | 2030-12-07 03:00 | 700 | 505 | 510 | 442
2030-12-07 04:00 | 700 | 0 | 213.96 | 0 | 2030-12-07 04:00 | 700 | 0 | 510 | 310.52 | 2030-12-07 04:00 | 700 | 505 | 510 | 442
2030-12-07 05:00 | 700 | 0 | 3.46 | 0 | 2030-12-07 05:00 | 700 | 0 | 390 | 237.83 | 2030-12-07 05:00 | 700 | 390.98 | 390 | 390
2030-12-07 06:00 | 700 | 0 | 0 | 0 | 2030-12-07 06:00 | 700 | 0 | 90 | 0 | 2030-12-07 06:00 | 700 | 90.98 | 90 | 90
2030-12-07 07:00 | 700 | -209.02 | -294.61 | -210 | 2030-12-07 07:00 | 393.52 | -209.02 | -210 | -265.18 | 2030-12-07 07:00 | 100 | -209.02 | -210 | -210
2030-12-07 08:00 | 692.16 | -509.02 | -510 | -510 | 2030-12-07 08:00 | 700 | -509.02 | -510 | -510 | 2030-12-07 08:00 | 662.92 | -509.02 | -510 | -510
2030-12-07 09:00 | 700 | -526 | -510 | -510 | 2030-12-07 09:00 | 700 | -526 | -510 | -510 | 2030-12-07 09:00 | 700 | -526 | -510 | -510
2030-12-07 10:00 | 632.06 | -526 | -510 | -453.11 | 2030-12-07 10:00 | 500 | -526 | -510 | -510 | 2030-12-07 10:00 | 500 | -526 | -510 | -510
2030-12-07 11:00 | 369.85 | -226 | -324.37 | -210 | 2030-12-07 11:00 | -100 | -226 | -324.37 | -210 | 2030-12-07 11:00 | -100 | -226 | -324.37 | -210
2030-12-07 12:00 | -230.15 | -526 | -510 | -510 | 2030-12-07 12:00 | -700 | -526 | -510 | -510 | 2030-12-07 12:00 | -700 | -526 | -510 | -510
2030-12-07 13:00 | 237.06 | -226 | -210 | -210 | 2030-12-07 13:00 | -100 | -226 | -210 | -210 | 2030-12-07 13:00 | -100 | -226 | -210 | -210
2030-12-07 14:00 | 700 | 0 | 0 | 54.08 | 2030-12-07 14:00 | 500 | 0 | 0 | 90 | 2030-12-07 14:00 | 330.03 | 0 | 0 | 0
2030-12-07 15:00 | 700 | 0 | 0 | 70.68 | 2030-12-07 15:00 | 700 | 0 | 0 | 107.22 | 2030-12-07 15:00 | 700 | 0 | 0 | 43.19
2030-12-07 16:00 | 700 | 249.98 | 0 | 263.5 | 2030-12-07 16:00 | 700 | 278.02 | 0 | 235.11 | 2030-12-07 16:00 | 700 | 171.26 | 0 | 343.19
2030-12-07 17:00 | 700 | 170.2 | 0 | 208.9 | 2030-12-07 17:00 | 700 | 151.09 | 0 | 171.22 | 2030-12-07 17:00 | 700 | 0 | 0 | 43.19
2030-12-07 18:00 | 700 | 470.2 | 0 | 442 | 2030-12-07 18:00 | 700 | 295.01 | 0 | 427.02 | 2030-12-07 18:00 | 700 | 0 | 0 | 0
2030-12-07 19:00 | 700 | 379.88 | 0 | 344.96 | 2030-12-07 19:00 | 700 | 205 | 0 | 322.38 | 2030-12-07 19:00 | 700 | 112.67 | 0 | 147.12
2030-12-07 20:00 | 700 | 505 | 0 | 442 | 2030-12-07 20:00 | 700 | 505 | 0 | 442 | 2030-12-07 20:00 | 700 | 412.67 | 0 | 442
2030-12-07 21:00 | 700 | 505 | 0 | 397.42 | 2030-12-07 21:00 | 700 | 505 | 0 | 442 | 2030-12-07 21:00 | 700 | 408.21 | 0 | 442
2030-12-07 22:00 | 700 | 505 | 0 | 442 | 2030-12-07 22:00 | 700 | 505 | 0 | 442 | 2030-12-07 22:00 | 700 | 505 | 0 | 442
2030-12-07 23:00 | 700 | 505 | 0 | 442 | 2030-12-07 23:00 | 700 | 505 | 0 | 442 | 2030-12-07 23:00 | 700 | 505 | 0 | 442
2030-12-08 | 700 | 505 | 0 | 442 | 2030-12-08 | 700 | 505 | 0 | 442 | 2030-12-08 | 700 | 505 | 0 | 442
2030-12-08 01:00 | 700 | 505 | 0 | 442 | 2030-12-08 01:00 | 700 | 505 | 0 | 442 | 2030-12-08 01:00 | 700 | 505 | 0 | 442
2030-12-08 02:00 | 700 | 505 | 0 | 442 | 2030-12-08 02:00 | 700 | 505 | 0 | 442 | 2030-12-08 02:00 | 700 | 394.23 | 0 | 442
2030-12-08 03:00 | 700 | 505 | 0 | 442 | 2030-12-08 03:00 | 349.84 | 505 | 0 | 395.17 | 2030-12-08 03:00 | 467.26 | 505 | 0 | 154
2030-12-08 04:00 | 308.69 | 505 | 0 | 311.95 | 2030-12-08 04:00 | 75.89 | 504.05 | 0 | 95.17 | 2030-12-08 04:00 | 150.53 | 300 | 0 | -146
2030-12-08 05:00 | 72.26 | 493.07 | 0 | 11.95 | 2030-12-08 05:00 | 0 | 204.05 | 0 | -204.83 | 2030-12-08 05:00 | 0 | 0 | 0 | -446
2030-12-08 06:00 | 0 | 193.07 | 0 | 129.15 | 2030-12-08 06:00 | -185.46 | 300 | 0 | -73.21 | 2030-12-08 06:00 | -600 | 300 | 0 | -272.38
2030-12-08 07:00 | 25.56 | 0 | 0 | -52.66 | 2030-12-08 07:00 | 0 | 0 | 0 | -293.69 | 2030-12-08 07:00 | -510.95 | 0 | 0 | -510
2030-12-08 08:00 | 229.26 | 0 | 0 | -145.65 | 2030-12-08 08:00 | -6.72 | 0 | 0 | -429.01 | 2030-12-08 08:00 | -307.04 | 0 | 0 | -510
2030-12-08 09:00 | 21.24 | 0 | 0 | -23.72 | 2030-12-08 09:00 | -189.89 | 0 | 0 | -308.83 | 2030-12-08 09:00 | -700 | 0 | 0 | -510
2030-12-08 10:00 | 470.24 | 0 | 0 | 0 | 2030-12-08 10:00 | 0 | 0 | 0 | -251.19 | 2030-12-08 10:00 | -383.88 | 0 | 0 | -510
2030-12-08 11:00 | 494.05 | 0 | 0 | 0 | 2030-12-08 11:00 | 0 | 0 | 0 | -170.81 | 2030-12-08 11:00 | -700 | 0 | 0 | -464.94
2030-12-08 12:00 | 591.43 | 0 | 0 | 0 | 2030-12-08 12:00 | -140.61 | 0 | 0 | -163.48 | 2030-12-08 12:00 | -700 | 0 | 0 | -364.03
2030-12-08 13:00 | 0 | 205 | 0 | 22.14 | 2030-12-08 13:00 | -700 | 205 | 0 | 102.4 | 2030-12-08 13:00 | -700 | 205 | 0 | -64.03
2030-12-08 14:00 | -169.12 | 505 | 0 | 322.14 | 2030-12-08 14:00 | -519.87 | 505 | 0 | 402.4 | 2030-12-08 14:00 | -700 | 505 | 0 | 235.97
2030-12-08 15:00 | 0 | 205 | 0 | 38.62 | 2030-12-08 15:00 | 0 | 205 | 0 | 102.4 | 2030-12-08 15:00 | -513.71 | 205 | 0 | -64.03
2030-12-08 16:00 | 0 | 150.11 | 0 | 338.62 | 2030-12-08 16:00 | 0 | 0 | 0 | 63.34 | 2030-12-08 16:00 | -399.27 | 0 | 0 | 0
2030-12-08 17:00 | 600 | 205 | 0 | 289.43 | 2030-12-08 17:00 | 324.54 | 205 | 0 | 142 | 2030-12-08 17:00 | 100 | 205 | 0 | 142
2030-12-08 18:00 | 700 | 505 | 0 | 442 | 2030-12-08 18:00 | 700 | 505 | 0 | 442 | 2030-12-08 18:00 | 700 | 505 | 0 | 442
2030-12-08 19:00 | 700 | 505 | 0 | 442 | 2030-12-08 19:00 | 700 | 505 | 0 | 442 | 2030-12-08 19:00 | 700 | 505 | 0 | 442
2030-12-08 20:00 | 700 | 505 | 0 | 442 | 2030-12-08 20:00 | 700 | 505 | 0 | 442 | 2030-12-08 20:00 | 700 | 505 | 0 | 442
2030-12-08 21:00 | 700 | 505 | 0 | 442 | 2030-12-08 21:00 | 700 | 505 | 0 | 442 | 2030-12-08 21:00 | 700 | 505 | 0 | 442
2030-12-08 22:00 | 700 | 505 | 0 | 442 | 2030-12-08 22:00 | 700 | 505 | 0 | 442 | 2030-12-08 22:00 | 700 | 505 | 0 | 442
2030-12-08 23:00 | 700 | 505 | 0 | 442 | 2030-12-08 23:00 | 700 | 505 | 0 | 442 | 2030-12-08 23:00 | 700 | 505 | 0 | 442
2030-12-09 | 700 | 505 | 0 | 175.84 | 2030-12-09 | 700 | 505 | 0 | 442 | 2030-12-09 | 700 | 505 | 0 | 442
2030-12-09 01:00 | 700 | 505 | 0 | -124.16 | 2030-12-09 01:00 | 700 | 505 | 0 | 442 | 2030-12-09 01:00 | 700 | 505 | 0 | 442
2030-12-09 02:00 | 700 | 505 | 0 | -106.91 | 2030-12-09 02:00 | 700 | 505 | 0 | 398.72 | 2030-12-09 02:00 | 700 | 505 | 0 | 442
2030-12-09 03:00 | 700 | 505 | 0 | 193.09 | 2030-12-09 03:00 | 700 | 505 | 0 | 442 | 2030-12-09 03:00 | 700 | 505 | 0 | 442
2030-12-09 04:00 | 700 | 505 | 0 | 442 | 2030-12-09 04:00 | 700 | 505 | 0 | 442 | 2030-12-09 04:00 | 700 | 505 | 0 | 442
2030-12-09 05:00 | 700 | 505 | 0 | 442 | 2030-12-09 05:00 | 700 | 383.4 | 0 | 442 | 2030-12-09 05:00 | 700 | 374 | 0 | 442
2030-12-09 06:00 | 700 | 379.61 | 0 | 442 | 2030-12-09 06:00 | 700 | 83.4 | 0 | 392.43 | 2030-12-09 06:00 | 700 | 74 | 0 | 442
2030-12-09 07:00 | 700 | 79.61 | 0 | 325.24 | 2030-12-09 07:00 | 700 | -216.6 | 0 | 92.43 | 2030-12-09 07:00 | 700 | -226 | 0 | 279.28
2030-12-09 08:00 | 700 | -181.42 | 0 | 174.64 | 2030-12-09 08:00 | 700 | -516.6 | 0 | 67.53 | 2030-12-09 08:00 | 700 | -526 | 0 | 342.45
2030-12-09 09:00 | 700 | -383.55 | 0 | 336.28 | 2030-12-09 09:00 | 700 | -526 | 0 | 319.08 | 2030-12-09 09:00 | 578.91 | -526 | 0 | 442
2030-12-09 10:00 | 700 | -526 | 0 | 375.93 | 2030-12-09 10:00 | 700 | -526 | 0 | 353.27 | 2030-12-09 10:00 | 219.69 | -526 | 0 | 442
2030-12-09 11:00 | 700 | -526 | 0 | 221.25 | 2030-12-09 11:00 | 700 | -526 | 0 | 401.7 | 2030-12-09 11:00 | 0 | -526 | 0 | 165.04
2030-12-09 12:00 | 700 | -226 | 0 | 442 | 2030-12-09 12:00 | 314.19 | -226 | 0 | 442 | 2030-12-09 12:00 | 0 | -226 | 0 | 442
2030-12-09 13:00 | 700 | 74 | 0 | 442 | 2030-12-09 13:00 | 700 | 0 | 0 | 442 | 2030-12-09 13:00 | 239.14 | 0 | 0 | 442
2030-12-09 14:00 | 700 | 309.26 | 300 | 442 | 2030-12-09 14:00 | 700 | 0 | 73.22 | 442 | 2030-12-09 14:00 | 630.54 | 0 | 187.05 | 442
2030-12-09 15:00 | 700 | 505 | 510 | 442 | 2030-12-09 15:00 | 700 | 0 | 373.22 | 224.88 | 2030-12-09 15:00 | 700 | 0 | 487.05 | 442
2030-12-09 16:00 | 700 | 505 | 510 | 442 | 2030-12-09 16:00 | 700 | 205 | 435.68 | 332.37 | 2030-12-09 16:00 | 608.59 | 205 | 210 | 442
2030-12-09 17:00 | 700 | 505 | 510 | 442 | 2030-12-09 17:00 | 700 | 505 | 510 | 442 | 2030-12-09 17:00 | 700 | 505 | 510 | 442
2030-12-09 18:00 | 700 | 505 | 510 | 442 | 2030-12-09 18:00 | 700 | 505 | 510 | 442 | 2030-12-09 18:00 | 700 | 505 | 510 | 442
2030-12-09 19:00 | 623.76 | 505 | 510 | 442 | 2030-12-09 19:00 | 700 | 505 | 510 | 442 | 2030-12-09 19:00 | 288.06 | 505 | 510 | 442
2030-12-09 20:00 | 700 | 498.79 | 510 | 442 | 2030-12-09 20:00 | 700 | 505 | 510 | 442 | 2030-12-09 20:00 | 700 | 450.13 | 510 | 442
2030-12-09 21:00 | 700 | 505 | 510 | 442 | 2030-12-09 21:00 | 700 | 505 | 510 | 442 | 2030-12-09 21:00 | 645.9 | 505 | 510 | 442
2030-12-09 22:00 | 700 | 505 | 510 | 442 | 2030-12-09 22:00 | 435.55 | 505 | 510 | 442 | 2030-12-09 22:00 | 411.17 | 505 | 510 | 442
2030-12-09 23:00 | 369.5 | 505 | 510 | 442 | 2030-12-09 23:00 | 498.53 | 505 | 510 | 442 | 2030-12-09 23:00 | 472.47 | 505 | 510 | 442
2030-12-10 | 700 | 505 | 510 | 442 | 2030-12-10 | 700 | 505 | 510 | 442 | 2030-12-10 | 700 | 505 | 510 | 442
2030-12-10 01:00 | 700 | 505 | 510 | 442 | 2030-12-10 01:00 | 700 | 505 | 510 | 442 | 2030-12-10 01:00 | 700 | 505 | 510 | 442
2030-12-10 02:00 | 700 | 505 | 510 | 442 | 2030-12-10 02:00 | 700 | 505 | 510 | 442 | 2030-12-10 02:00 | 700 | 505 | 510 | 442
2030-12-10 03:00 | 700 | 505 | 510 | 442 | 2030-12-10 03:00 | 700 | 505 | 510 | 442 | 2030-12-10 03:00 | 700 | 505 | 510 | 442
2030-12-10 04:00 | 700 | 300 | 510 | 331.85 | 2030-12-10 04:00 | 700 | 505 | 510 | 442 | 2030-12-10 04:00 | 700 | 505 | 510 | 442
2030-12-10 05:00 | 700 | 0 | 210 | 31.85 | 2030-12-10 05:00 | 700 | 205 | 210 | 159.3 | 2030-12-10 05:00 | 700 | 205 | 210 | 142
2030-12-10 06:00 | 700 | 0 | 137.71 | 0 | 2030-12-10 06:00 | 374.98 | 0 | 0 | 0 | 2030-12-10 06:00 | 446.62 | 0 | 0 | 0
2030-12-10 07:00 | 700 | 0 | -161.15 | 0 | 2030-12-10 07:00 | 700 | -141.88 | -210 | -210 | 2030-12-10 07:00 | 700 | -226 | -210 | -210
2030-12-10 08:00 | 700 | -300 | -461.15 | -300 | 2030-12-10 08:00 | 700 | -441.88 | -510 | -510 | 2030-12-10 08:00 | 700 | -526 | -510 | -510
2030-12-10 09:00 | 700 | -526 | -510 | -510 | 2030-12-10 09:00 | 700 | -526 | -510 | -510 | 2030-12-10 09:00 | 700 | -526 | -510 | -510
2030-12-10 10:00 | 700 | -526 | -510 | -510 | 2030-12-10 10:00 | 700 | -526 | -510 | -510 | 2030-12-10 10:00 | 700 | -526 | -510 | -510
2030-12-10 11:00 | 700 | -526 | -510 | -437.44 | 2030-12-10 11:00 | 320.78 | -526 | -510 | -510 | 2030-12-10 11:00 | 100 | -526 | -510 | -510
2030-12-10 12:00 | 700 | -526 | -510 | -137.44 | 2030-12-10 12:00 | 630.42 | -526 | -510 | -210 | 2030-12-10 12:00 | 601.95 | -526 | -510 | -241.45
2030-12-10 13:00 | 106.25 | -526 | -510 | -210.83 | 2030-12-10 13:00 | 30.42 | -526 | -510 | 53.05 | 2030-12-10 13:00 | 1.95 | -526 | -510 | -86.1
2030-12-10 14:00 | 700 | -526 | -510 | -187.23 | 2030-12-10 14:00 | -99.84 | -526 | -510 | -128.78 | 2030-12-10 14:00 | -342.84 | -526 | -510 | -292.96
2030-12-10 15:00 | 700 | -393.18 | -390 | -35.69 | 2030-12-10 15:00 | 186.5 | -526 | -510 | 81.59 | 2030-12-10 15:00 | 99.74 | -526 | -510 | -74.31
2030-12-10 16:00 | 700 | -93.18 | -90 | 264.31 | 2030-12-10 16:00 | -218.21 | -226 | -210 | 381.59 | 2030-12-10 16:00 | -293.56 | -226 | -218.95 | 225.69
2030-12-10 17:00 | 700 | 206.82 | 210 | 442 | 2030-12-10 17:00 | 313.94 | 0 | 0 | 442 | 2030-12-10 17:00 | 306.44 | 0 | 0 | 430.96
2030-12-10 18:00 | 700 | 505 | 510 | 442 | 2030-12-10 18:00 | 551.67 | 205 | 210 | 442 | 2030-12-10 18:00 | 666.28 | 194.5 | 210 | 442
2030-12-10 19:00 | 700 | 505 | 510 | 442 | 2030-12-10 19:00 | 700 | 505 | 510 | 442 | 2030-12-10 19:00 | 700 | 494.5 | 510 | 442
2030-12-10 20:00 | 700 | 505 | 510 | 442 | 2030-12-10 20:00 | 700 | 505 | 510 | 442 | 2030-12-10 20:00 | 700 | 430.25 | 510 | 442
2030-12-10 21:00 | 700 | 504.45 | 510 | 442 | 2030-12-10 21:00 | 679.86 | 205 | 210 | 442 | 2030-12-10 21:00 | 560.38 | 130.25 | 210 | 442
2030-12-10 22:00 | 700 | 505 | 510 | 442 | 2030-12-10 22:00 | 700 | 448.04 | 510 | 442 | 2030-12-10 22:00 | 700 | 383.48 | 510 | 442
2030-12-10 23:00 | 700 | 505 | 510 | 442 | 2030-12-10 23:00 | 700 | 448.43 | 510 | 442 | 2030-12-10 23:00 | 700 | 505 | 510 | 442
2030-12-11 | 700 | 505 | 510 | 442 | 2030-12-11 | 700 | 505 | 510 | 442 | 2030-12-11 | 700 | 505 | 510 | 442
2030-12-11 01:00 | 700 | 505 | 510 | 442 | 2030-12-11 01:00 | 700 | 505 | 510 | 442 | 2030-12-11 01:00 | 700 | 505 | 510 | 442
2030-12-11 02:00 | 700 | 505 | 510 | 442 | 2030-12-11 02:00 | 700 | 505 | 510 | 442 | 2030-12-11 02:00 | 700 | 505 | 510 | 442
2030-12-11 03:00 | 700 | 505 | 510 | 442 | 2030-12-11 03:00 | 700 | 505 | 510 | 442 | 2030-12-11 03:00 | 700 | 505 | 510 | 442
2030-12-11 04:00 | 700 | 505 | 510 | 442 | 2030-12-11 04:00 | 700 | 505 | 510 | 442 | 2030-12-11 04:00 | 700 | 505 | 510 | 442
2030-12-11 05:00 | 700 | 471.67 | 510 | 442 | 2030-12-11 05:00 | 700 | 300 | 327.95 | 300 | 2030-12-11 05:00 | 700 | 505 | 510 | 442
2030-12-11 06:00 | 100 | 171.67 | 210 | 142 | 2030-12-11 06:00 | 100 | 0 | 27.95 | 0 | 2030-12-11 06:00 | 523.46 | 205 | 210 | 142
2030-12-11 07:00 | 700 | 0 | 99.37 | 78.16 | 2030-12-11 07:00 | 397.37 | 0 | 0 | 0 | 2030-12-11 07:00 | 700 | 0 | 0 | 0
2030-12-11 08:00 | 700 | 0 | 399.37 | 74.12 | 2030-12-11 08:00 | 700 | 207.19 | 0 | 263.37 | 2030-12-11 08:00 | 700 | -182.58 | -210 | 300
2030-12-11 09:00 | 700 | 0 | 386.26 | 0 | 2030-12-11 09:00 | 700 | -92.81 | -300 | -36.63 | 2030-12-11 09:00 | 700 | -482.58 | -510 | 0
2030-12-11 10:00 | 700 | 0 | 182.36 | 0 | 2030-12-11 10:00 | 700 | -239.52 | -510 | -336.63 | 2030-12-11 10:00 | 700 | -526 | -510 | -48.51
2030-12-11 11:00 | 700 | 0 | -13.63 | 0 | 2030-12-11 11:00 | 700 | -526 | -510 | -381.67 | 2030-12-11 11:00 | 614.87 | -526 | -510 | -0.07
2030-12-11 12:00 | 156.08 | 0 | 0 | 0 | 2030-12-11 12:00 | 100 | -526 | -510 | -409.83 | 2030-12-11 12:00 | 14.87 | -526 | -510 | 0
2030-12-11 13:00 | 0 | 0 | -267.9 | 0 | 2030-12-11 13:00 | -500 | -526 | -510 | -510 | 2030-12-11 13:00 | -585.13 | -526 | -510 | -300
2030-12-11 14:00 | 100 | 0 | -267.9 | 0 | 2030-12-11 14:00 | 100 | -526 | -510 | -510 | 2030-12-11 14:00 | -700 | -526 | -510 | -295.65
2030-12-11 15:00 | 700 | -226 | -510 | -175.25 | 2030-12-11 15:00 | 700 | -526 | -510 | -430.35 | 2030-12-11 15:00 | -100 | -526 | -510 | -36.48
2030-12-11 16:00 | 700 | -526 | -510 | -326.82 | 2030-12-11 16:00 | 700 | -526 | -510 | -457.85 | 2030-12-11 16:00 | 123.68 | -526 | -510 | -336.48
2030-12-11 17:00 | 700 | -362.27 | -510 | -58.87 | 2030-12-11 17:00 | 700 | -526 | -510 | -158 | 2030-12-11 17:00 | 678.59 | -526 | -510 | -36.48
2030-12-11 18:00 | 700 | -62.27 | -210 | 142 | 2030-12-11 18:00 | 700 | -526 | -510 | 142 | 2030-12-11 18:00 | 700 | -526 | -510 | 142
2030-12-11 19:00 | 700 | 0 | 37.16 | 442 | 2030-12-11 19:00 | 700 | -300 | -309 | 442 | 2030-12-11 19:00 | 700 | -343.52 | -510 | 442
2030-12-11 20:00 | 700 | 300 | 337.16 | 442 | 2030-12-11 20:00 | 700 | 0 | -9 | 293.43 | 2030-12-11 20:00 | 700 | -43.52 | -210 | 281.8
2030-12-11 21:00 | 700 | 505 | 510 | 442 | 2030-12-11 21:00 | 700 | 300 | 291 | 442 | 2030-12-11 21:00 | 700 | 185.21 | 90 | 442
2030-12-11 22:00 | 700 | 205 | 510 | 442 | 2030-12-11 22:00 | 700 | 0 | 325.37 | 442 | 2030-12-11 22:00 | 685.32 | 0 | 210 | 442
2030-12-11 23:00 | 700 | 114.29 | 510 | 442 | 2030-12-11 23:00 | 700 | 59.62 | 510 | 442 | 2030-12-11 23:00 | 700 | 2.47 | 510 | 442
2030-12-12 | 700 | 414.29 | 510 | 442 | 2030-12-12 | 700 | 359.62 | 510 | 442 | 2030-12-12 | 700 | 302.47 | 510 | 442
2030-12-12 01:00 | 700 | 219.18 | 510 | 442 | 2030-12-12 01:00 | 700 | 505 | 510 | 442 | 2030-12-12 01:00 | 700 | 505 | 510 | 442
2030-12-12 02:00 | 700 | 440.85 | 510 | 442 | 2030-12-12 02:00 | 700 | 505 | 510 | 442 | 2030-12-12 02:00 | 700 | 440.85 | 510 | 442
2030-12-12 03:00 | 700 | 505 | 510 | 442 | 2030-12-12 03:00 | 700 | 505 | 510 | 442 | 2030-12-12 03:00 | 700 | 505 | 510 | 442
2030-12-12 04:00 | 700 | 205 | 210 | 262.51 | 2030-12-12 04:00 | 700 | 205 | 510 | 442 | 2030-12-12 04:00 | 700 | 205 | 510 | 442
2030-12-12 05:00 | 700 | 0 | 354.77 | 0 | 2030-12-12 05:00 | 700 | 300 | 510 | 442 | 2030-12-12 05:00 | 700 | 0 | 510 | 442
2030-12-12 06:00 | 700 | 0 | 354.77 | 226.81 | 2030-12-12 06:00 | 700 | 0 | 510 | 442 | 2030-12-12 06:00 | 700 | 0 | 510 | 442
2030-12-12 07:00 | 700 | 48.58 | 510 | 442 | 2030-12-12 07:00 | 700 | 263.11 | 510 | 442 | 2030-12-12 07:00 | 700 | 64.22 | 510 | 442
2030-12-12 08:00 | 700 | 348.58 | 510 | 442 | 2030-12-12 08:00 | 700 | 505 | 510 | 442 | 2030-12-12 08:00 | 700 | 364.22 | 510 | 442
2030-12-12 09:00 | 700 | 505 | 510 | 442 | 2030-12-12 09:00 | 700 | 505 | 510 | 442 | 2030-12-12 09:00 | 700 | 505 | 510 | 442
2030-12-12 10:00 | 700 | 505 | 510 | 442 | 2030-12-12 10:00 | 700 | 505 | 510 | 442 | 2030-12-12 10:00 | 700 | 505 | 510 | 442
2030-12-12 11:00 | 700 | 505 | 510 | 442 | 2030-12-12 11:00 | 700 | 505 | 510 | 442 | 2030-12-12 11:00 | 700 | 298.52 | 510 | 442
2030-12-12 12:00 | 700 | 505 | 510 | 442 | 2030-12-12 12:00 | 700 | 389.71 | 510 | 442 | 2030-12-12 12:00 | 700 | 0 | 210 | 442
2030-12-12 13:00 | 700 | 505 | 510 | 442 | 2030-12-12 13:00 | 700 | 322.04 | 510 | 442 | 2030-12-12 13:00 | 700 | 213.61 | 510 | 442
2030-12-12 14:00 | 700 | 390.11 | 390 | 442 | 2030-12-12 14:00 | 700 | 374 | 390 | 442 | 2030-12-12 14:00 | 700 | 264.58 | 390 | 390
2030-12-12 15:00 | 700 | 90.11 | 90 | 379.4 | 2030-12-12 15:00 | 700 | 74 | 90 | 202.02 | 2030-12-12 15:00 | 700 | 2.47 | 90 | 90
2030-12-12 16:00 | 700 | -209.89 | -210 | 79.4 | 2030-12-12 16:00 | 700 | -226 | -210 | -97.98 | 2030-12-12 16:00 | 700 | -297.53 | -210 | -210
2030-12-12 17:00 | 700 | -509.89 | -510 | -220.6 | 2030-12-12 17:00 | 700 | -526 | -510 | -397.98 | 2030-12-12 17:00 | 700 | -526 | -510 | -510
2030-12-12 18:00 | 700 | -526 | -510 | -231.67 | 2030-12-12 18:00 | 700 | -526 | -510 | -510 | 2030-12-12 18:00 | 700 | -526 | -510 | -510
2030-12-12 19:00 | 700 | -526 | -510 | -391.02 | 2030-12-12 19:00 | 700 | -526 | -510 | -510 | 2030-12-12 19:00 | 700 | -526 | -510 | -510
2030-12-12 20:00 | 700 | -526 | -510 | -338.46 | 2030-12-12 20:00 | 700 | -526 | -510 | -462.51 | 2030-12-12 20:00 | 700 | -526 | -510 | -510
2030-12-12 21:00 | 700 | -526 | -510 | -45.56 | 2030-12-12 21:00 | 700 | -526 | -510 | -162.51 | 2030-12-12 21:00 | 527.44 | -526 | -510 | -246.35
2030-12-12 22:00 | 700 | -300 | -335.26 | 254.44 | 2030-12-12 22:00 | 437.36 | -526 | -510 | 137.49 | 2030-12-12 22:00 | 503.9 | -526 | -510 | 53.65
2030-12-12 23:00 | 700 | 0 | -35.26 | 442 | 2030-12-12 23:00 | 394.02 | -226 | -210 | 437.49 | 2030-12-12 23:00 | -96.1 | -516.87 | -510 | 353.65
2030-12-13 | 302.03 | 205 | 210 | 416.69 | 2030-12-13 | -205.98 | -95 | -387.23 | 335.59 | 2030-12-13 | -696.1 | -526 | -510 | 254.5
2030-12-13 01:00 | -98.84 | 505 | 510 | 442 | 2030-12-13 01:00 | -700 | 205 | -87.23 | 442 | 2030-12-13 01:00 | -700 | -226 | -210 | 442
2030-12-13 02:00 | -489.54 | 505 | 510 | 442 | 2030-12-13 02:00 | -700 | 505 | 212.77 | 442 | 2030-12-13 02:00 | -700 | 74 | 90 | 442
2030-12-13 03:00 | -520.44 | 505 | 510 | 442 | 2030-12-13 03:00 | -700 | 505 | 510 | 442 | 2030-12-13 03:00 | -700 | 374 | 390 | 442
2030-12-13 04:00 | -463.87 | 505 | 510 | 442 | 2030-12-13 04:00 | -700 | 505 | 510 | 442 | 2030-12-13 04:00 | -700 | 505 | 510 | 442
2030-12-13 05:00 | -459.61 | 505 | 510 | 430.86 | 2030-12-13 05:00 | -700 | 505 | 510 | 442 | 2030-12-13 05:00 | -700 | 505 | 510 | 442
2030-12-13 06:00 | -180.77 | 505 | 510 | 345.03 | 2030-12-13 06:00 | -700 | 505 | 510 | 442 | 2030-12-13 06:00 | -700 | 505 | 510 | 442
2030-12-13 07:00 | 119.04 | 505 | 510 | 442 | 2030-12-13 07:00 | -700 | 505 | 510 | 442 | 2030-12-13 07:00 | -700 | 505 | 510 | 442
2030-12-13 08:00 | 415.55 | 505 | 510 | 442 | 2030-12-13 08:00 | -641.78 | 505 | 510 | 427.96 | 2030-12-13 08:00 | -700 | 505 | 412.75 | 161.74
2030-12-13 09:00 | 700 | 505 | 510 | 423.61 | 2030-12-13 09:00 | -41.78 | 205 | 509.34 | 127.96 | 2030-12-13 09:00 | -700 | 205 | 112.75 | -138.26
2030-12-13 10:00 | 700 | 505 | 510 | 442 | 2030-12-13 10:00 | -334.68 | 205 | 210 | 142 | 2030-12-13 10:00 | -700 | -95 | -187.25 | -438.26
2030-12-13 11:00 | 700 | 505 | 510 | 442 | 2030-12-13 11:00 | -227.49 | 505 | 510 | 442 | 2030-12-13 11:00 | -700 | 205 | 112.75 | -138.26
2030-12-13 12:00 | 494.1 | 505 | 510 | 442 | 2030-12-13 12:00 | -700 | 505 | 510 | 442 | 2030-12-13 12:00 | -700 | 505 | 412.75 | 161.74
2030-12-13 13:00 | 700 | 505 | 510 | 442 | 2030-12-13 13:00 | -700 | 505 | 510 | 442 | 2030-12-13 13:00 | -700 | 263.62 | 112.75 | 442
2030-12-13 14:00 | 359.29 | 505 | 510 | 442 | 2030-12-13 14:00 | -669.21 | 242.08 | 510 | 442 | 2030-12-13 14:00 | -700 | -36.38 | -187.25 | 442
2030-12-13 15:00 | 320.35 | 505 | 510 | 442 | 2030-12-13 15:00 | -700 | 300 | 300 | 442 | 2030-12-13 15:00 | -700 | -336.38 | -487.25 | 442
2030-12-13 16:00 | 700 | 205 | 510 | 442 | 2030-12-13 16:00 | -700 | 0 | 0 | 442 | 2030-12-13 16:00 | -700 | -526 | -510 | 263.26
2030-12-13 17:00 | 384.66 | 505 | 510 | 442 | 2030-12-13 17:00 | -209.5 | 0 | 0 | 442 | 2030-12-13 17:00 | -700 | -526 | -510 | 442
2030-12-13 18:00 | 700 | 424.99 | 510 | 442 | 2030-12-13 18:00 | -274.2 | 0 | 0 | 442 | 2030-12-13 18:00 | -700 | -526 | -510 | 442
2030-12-13 19:00 | 700 | 505 | 510 | 442 | 2030-12-13 19:00 | -101.88 | 205 | 210 | 442 | 2030-12-13 19:00 | -700 | -526 | -510 | 142
2030-12-13 20:00 | 612.15 | 505 | 510 | 442 | 2030-12-13 20:00 | -700 | 505 | 510 | 442 | 2030-12-13 20:00 | -700 | -226 | -210 | 442
2030-12-13 21:00 | 377.86 | 505 | 510 | 442 | 2030-12-13 21:00 | -700 | 505 | 510 | 442 | 2030-12-13 21:00 | -700 | 74 | 90 | 442
2030-12-13 22:00 | 213.7 | 505 | 510 | 442 | 2030-12-13 22:00 | -700 | 505 | 510 | 442 | 2030-12-13 22:00 | -700 | 374 | 390 | 442
2030-12-13 23:00 | 114.73 | 505 | 510 | 442 | 2030-12-13 23:00 | -700 | 505 | 510 | 442 | 2030-12-13 23:00 | -700 | 505 | 510 | 442
2030-12-14 | 0 | 505 | 510 | 442 | 2030-12-14 | -700 | 505 | 510 | 442 | 2030-12-14 | -700 | 505 | 510 | 442
2030-12-14 01:00 | -183.3 | 505 | 510 | 442 | 2030-12-14 01:00 | -700 | 505 | 510 | 442 | 2030-12-14 01:00 | -700 | 505 | 510 | 442
2030-12-14 02:00 | -92.51 | 505 | 510 | 442 | 2030-12-14 02:00 | -700 | 505 | 510 | 442 | 2030-12-14 02:00 | -700 | 505 | 510 | 442
2030-12-14 03:00 | -619.37 | 505 | 510 | 442 | 2030-12-14 03:00 | -700 | 505 | 510 | 442 | 2030-12-14 03:00 | -700 | 505 | 510 | 442
2030-12-14 04:00 | -677.78 | 505 | 510 | 442 | 2030-12-14 04:00 | -700 | 505 | 510 | 442 | 2030-12-14 04:00 | -700 | 505 | 510 | 442
2030-12-14 05:00 | -216.46 | 505 | 510 | 442 | 2030-12-14 05:00 | -700 | 505 | 510 | 442 | 2030-12-14 05:00 | -700 | 505 | 510 | 442
2030-12-14 06:00 | 0 | 505 | 510 | 442 | 2030-12-14 06:00 | -700 | 505 | 510 | 442 | 2030-12-14 06:00 | -700 | 505 | 510 | 442
2030-12-14 07:00 | 222.68 | 505 | 510 | 442 | 2030-12-14 07:00 | -698.63 | 505 | 510 | 442 | 2030-12-14 07:00 | -700 | 300 | 300 | 300
2030-12-14 08:00 | 700 | 350.64 | 510 | 442 | 2030-12-14 08:00 | -98.63 | 205 | 210 | 142 | 2030-12-14 08:00 | -700 | 0 | 0 | 0
2030-12-14 09:00 | 700 | 491.99 | 510 | 442 | 2030-12-14 09:00 | 248.71 | 0 | 142.94 | 142 | 2030-12-14 09:00 | -700 | 0 | 0 | 0
2030-12-14 10:00 | 700 | 505 | 510 | 442 | 2030-12-14 10:00 | 0 | 0 | 442.94 | 442 | 2030-12-14 10:00 | -700 | 0 | 0 | 0
2030-12-14 11:00 | 634.89 | 505 | 510 | 442 | 2030-12-14 11:00 | 0 | 0 | 510 | 421.5 | 2030-12-14 11:00 | -700 | 0 | 0 | 0
2030-12-14 12:00 | 663.55 | 505 | 510 | 442 | 2030-12-14 12:00 | 0 | 0 | 438.91 | 442 | 2030-12-14 12:00 | -700 | 0 | 0 | 0
2030-12-14 13:00 | 63.55 | 215.97 | 510 | 442 | 2030-12-14 13:00 | -155.37 | 0 | 185.5 | 286.45 | 2030-12-14 13:00 | -700 | 0 | -118.51 | 142
2030-12-14 14:00 | 0 | 257.33 | 510 | 442 | 2030-12-14 14:00 | -493.87 | 0 | 485.5 | 442 | 2030-12-14 14:00 | -700 | 300 | 181.49 | 442
2030-12-14 15:00 | 0 | 363.2 | 510 | 442 | 2030-12-14 15:00 | 0 | 0 | 253.58 | 365.88 | 2030-12-14 15:00 | -700 | 0 | 0 | 142
2030-12-14 16:00 | 401.88 | 338.62 | 510 | 442 | 2030-12-14 16:00 | 0 | 146.52 | 510 | 442 | 2030-12-14 16:00 | -700 | 0 | 0 | 0
2030-12-14 17:00 | 700 | 38.62 | 285.47 | 442 | 2030-12-14 17:00 | 478.15 | 0 | 210 | 142 | 2030-12-14 17:00 | -700 | 0 | 0 | 0
2030-12-14 18:00 | 700 | 338.62 | 510 | 442 | 2030-12-14 18:00 | 700 | 0 | 0 | 62.53 | 2030-12-14 18:00 | -700 | 0 | -138.71 | 0
2030-12-14 19:00 | 700 | 505 | 510 | 442 | 2030-12-14 19:00 | 700 | 0 | 0 | 18.69 | 2030-12-14 19:00 | -700 | 0 | 0 | 0
2030-12-14 20:00 | 700 | 505 | 510 | 442 | 2030-12-14 20:00 | 600 | 0 | 210 | 142 | 2030-12-14 20:00 | -700 | 0 | 0 | 0
2030-12-14 21:00 | 430.08 | 505 | 510 | 442 | 2030-12-14 21:00 | 0 | 250.48 | 510 | 442 | 2030-12-14 21:00 | -700 | 286.75 | 300 | 300
2030-12-14 22:00 | 526.53 | 505 | 510 | 442 | 2030-12-14 22:00 | -246.47 | 205 | 489.67 | 330.73 | 2030-12-14 22:00 | -700 | 205 | 510 | 310.42
2030-12-14 23:00 | 691.02 | 505 | 510 | 442 | 2030-12-14 23:00 | -397.97 | 505 | 510 | 442 | 2030-12-14 23:00 | -700 | 505 | 510 | 442
2030-12-15 | 565.01 | 505 | 510 | 442 | 2030-12-15 | -420.95 | 505 | 510 | 442 | 2030-12-15 | -700 | 505 | 510 | 442
2030-12-15 01:00 | 700 | 505 | 510 | 442 | 2030-12-15 01:00 | -66.76 | 505 | 510 | 442 | 2030-12-15 01:00 | -700 | 505 | 510 | 442
2030-12-15 02:00 | 296.2 | 505 | 510 | 442 | 2030-12-15 02:00 | -666.76 | 505 | 510 | 442 | 2030-12-15 02:00 | -700 | 505 | 510 | 442
2030-12-15 03:00 | 700 | 505 | 510 | 442 | 2030-12-15 03:00 | -262.75 | 505 | 510 | 442 | 2030-12-15 03:00 | -700 | 505 | 510 | 442
2030-12-15 04:00 | 242.84 | 505 | 510 | 442 | 2030-12-15 04:00 | -578.9 | 505 | 510 | 442 | 2030-12-15 04:00 | -700 | 505 | 510 | 442
2030-12-15 05:00 | 0 | 505 | 510 | 442 | 2030-12-15 05:00 | -700 | 505 | 510 | 442 | 2030-12-15 05:00 | -700 | 505 | 510 | 442
2030-12-15 06:00 | 0 | 505 | 510 | 442 | 2030-12-15 06:00 | -600 | 233.31 | 300 | 324.7 | 2030-12-15 06:00 | -700 | 205 | 210 | 142
2030-12-15 07:00 | 286.29 | 205 | 277.58 | 142 | 2030-12-15 07:00 | 0 | 0 | 0 | 24.7 | 2030-12-15 07:00 | -700 | -95 | -90 | -119.82
2030-12-15 08:00 | 700 | 5.67 | 510 | 442 | 2030-12-15 08:00 | 274.81 | 0 | 137.38 | 324.7 | 2030-12-15 08:00 | -263.48 | 0 | 0 | 177.94
2030-12-15 09:00 | 700 | 232.72 | 510 | 442 | 2030-12-15 09:00 | 700 | 0 | 437.38 | 442 | 2030-12-15 09:00 | 336.52 | 0 | 0 | 439.7
2030-12-15 10:00 | 700 | 342.41 | 510 | 442 | 2030-12-15 10:00 | 700 | 25.3 | 510 | 442 | 2030-12-15 10:00 | 41.58 | 0 | 210 | 384.49
2030-12-15 11:00 | 700 | 505 | 510 | 442 | 2030-12-15 11:00 | 700 | 325.3 | 510 | 442 | 2030-12-15 11:00 | 84.75 | 300 | 510 | 442
2030-12-15 12:00 | 543.77 | 505 | 510 | 442 | 2030-12-15 12:00 | 136.77 | 330.65 | 510 | 442 | 2030-12-15 12:00 | -93.02 | 0 | 210 | 442
2030-12-15 13:00 | 181.39 | 505 | 510 | 442 | 2030-12-15 13:00 | 0 | 30.65 | 510 | 442 | 2030-12-15 13:00 | -371.16 | 0 | 0 | 442
2030-12-15 14:00 | 427.13 | 329.16 | 510 | 442 | 2030-12-15 14:00 | 0 | 48.27 | 510 | 442 | 2030-12-15 14:00 | -339.15 | 0 | 0 | 322.16
2030-12-15 15:00 | 700 | 29.16 | 510 | 442 | 2030-12-15 15:00 | 600 | 0 | 510 | 372.16 | 2030-12-15 15:00 | 244.13 | 0 | 0 | 84.53
2030-12-15 16:00 | 700 | 205 | 510 | 442 | 2030-12-15 16:00 | 700 | 205 | 365.12 | 442 | 2030-12-15 16:00 | 516.24 | 0 | 0 | 334.42
2030-12-15 17:00 | 700 | 505 | 510 | 442 | 2030-12-15 17:00 | 700 | 505 | 510 | 442 | 2030-12-15 17:00 | 700 | 0 | 0 | 442
2030-12-15 18:00 | 700 | 401.61 | 510 | 442 | 2030-12-15 18:00 | 700 | 205 | 309.74 | 442 | 2030-12-15 18:00 | 385.31 | 0 | 0 | 442
2030-12-15 19:00 | 700 | 454.09 | 510 | 442 | 2030-12-15 19:00 | 500 | 263.9 | 510 | 442 | 2030-12-15 19:00 | 293.2 | 0 | 0 | 442
2030-12-15 20:00 | 700 | 433.14 | 510 | 442 | 2030-12-15 20:00 | -100 | 257.32 | 510 | 442 | 2030-12-15 20:00 | -306.8 | 0 | 210 | 442
2030-12-15 21:00 | 114.03 | 505 | 510 | 442 | 2030-12-15 21:00 | -700 | 505 | 510 | 442 | 2030-12-15 21:00 | -700 | 300 | 510 | 442
2030-12-15 22:00 | -301.25 | 505 | 510 | 442 | 2030-12-15 22:00 | -700 | 505 | 510 | 442 | 2030-12-15 22:00 | -700 | 505 | 510 | 442
2030-12-15 23:00 | -646.92 | 505 | 510 | 442 | 2030-12-15 23:00 | -700 | 505 | 510 | 442 | 2030-12-15 23:00 | -700 | 505 | 510 | 442
2030-12-16 | -545.11 | 505 | 510 | 442 | 2030-12-16 | -700 | 505 | 510 | 442 | 2030-12-16 | -700 | 505 | 510 | 442
2030-12-16 01:00 | -700 | 505 | 510 | 428.63 | 2030-12-16 01:00 | -700 | 505 | 510 | 442 | 2030-12-16 01:00 | -700 | 505 | 510 | 442
2030-12-16 02:00 | -700 | 505 | 510 | 218.5 | 2030-12-16 02:00 | -700 | 505 | 510 | 413.53 | 2030-12-16 02:00 | -700 | 505 | 510 | 442
2030-12-16 03:00 | -700 | 505 | 510 | 80.19 | 2030-12-16 03:00 | -700 | 505 | 510 | 353.34 | 2030-12-16 03:00 | -700 | 505 | 510 | 338.29
2030-12-16 04:00 | -700 | 505 | 510 | -22.3 | 2030-12-16 04:00 | -700 | 505 | 510 | 60.75 | 2030-12-16 04:00 | -700 | 505 | 510 | 423.89
2030-12-16 05:00 | -700 | 505 | 510 | -56.05 | 2030-12-16 05:00 | -700 | 505 | 510 | 19.25 | 2030-12-16 05:00 | -700 | 505 | 510 | 123.89
2030-12-16 06:00 | -700 | 505 | 510 | -33.65 | 2030-12-16 06:00 | -700 | 505 | 510 | 23.79 | 2030-12-16 06:00 | -700 | 505 | 510 | 260.35
2030-12-16 07:00 | -700 | 505 | 510 | 108.12 | 2030-12-16 07:00 | -700 | 505 | 510 | 146.39 | 2030-12-16 07:00 | -700 | 505 | 510 | 229.09
2030-12-16 08:00 | -519.24 | 505 | 510 | 317.86 | 2030-12-16 08:00 | -700 | 505 | 510 | 319.71 | 2030-12-16 08:00 | -700 | 505 | 510 | 310.2
2030-12-16 09:00 | -476.34 | 505 | 510 | 442 | 2030-12-16 09:00 | -700 | 505 | 510 | 442 | 2030-12-16 09:00 | -700 | 505 | 510 | 429.25
2030-12-16 10:00 | -229.79 | 505 | 510 | 442 | 2030-12-16 10:00 | -700 | 505 | 510 | 442 | 2030-12-16 10:00 | -700 | 505 | 510 | 442
2030-12-16 11:00 | 203.71 | 505 | 510 | 442 | 2030-12-16 11:00 | -568.32 | 505 | 510 | 442 | 2030-12-16 11:00 | -700 | 505 | 510 | 442
2030-12-16 12:00 | 289.39 | 505 | 510 | 442 | 2030-12-16 12:00 | -528.86 | 505 | 510 | 442 | 2030-12-16 12:00 | -700 | 505 | 510 | 442
2030-12-16 13:00 | 386.13 | 505 | 510 | 442 | 2030-12-16 13:00 | -277.39 | 505 | 510 | 442 | 2030-12-16 13:00 | -658.31 | 505 | 510 | 442
2030-12-16 14:00 | 700 | 219.92 | 510 | 442 | 2030-12-16 14:00 | 322.61 | 205 | 510 | 148.3 | 2030-12-16 14:00 | -58.31 | 205 | 381.12 | 142
2030-12-16 15:00 | 700 | 95.05 | 510 | 442 | 2030-12-16 15:00 | 700 | 0 | 510 | 442 | 2030-12-16 15:00 | 541.69 | 0 | 510 | 442
2030-12-16 16:00 | 700 | 279.56 | 510 | 442 | 2030-12-16 16:00 | 700 | 183.65 | 510 | 442 | 2030-12-16 16:00 | 700 | 15.82 | 510 | 442
2030-12-16 17:00 | 700 | 316.92 | 510 | 442 | 2030-12-16 17:00 | 700 | 483.65 | 510 | 442 | 2030-12-16 17:00 | 700 | 0 | 510 | 442
2030-12-16 18:00 | 700 | 395.43 | 510 | 442 | 2030-12-16 18:00 | 700 | 505 | 510 | 442 | 2030-12-16 18:00 | 700 | 0 | 510 | 442
2030-12-16 19:00 | 700 | 505 | 510 | 442 | 2030-12-16 19:00 | 700 | 452.07 | 510 | 442 | 2030-12-16 19:00 | 700 | 0 | 510 | 442
2030-12-16 20:00 | 700 | 330.86 | 510 | 442 | 2030-12-16 20:00 | 700 | 152.07 | 510 | 442 | 2030-12-16 20:00 | 700 | 0 | 510 | 442
2030-12-16 21:00 | 700 | 398.45 | 510 | 442 | 2030-12-16 21:00 | 700 | 173.43 | 510 | 442 | 2030-12-16 21:00 | 700 | 0 | 510 | 442
2030-12-16 22:00 | 700 | 226.24 | 510 | 442 | 2030-12-16 22:00 | 700 | 0 | 510 | 442 | 2030-12-16 22:00 | 700 | 0 | 510 | 442
2030-12-16 23:00 | 700 | 226.24 | 510 | 442 | 2030-12-16 23:00 | 700 | 0 | 510 | 442 | 2030-12-16 23:00 | 700 | 0 | 510 | 442
2030-12-17 | 700 | 341.72 | 510 | 442 | 2030-12-17 | 700 | 256.18 | 510 | 442 | 2030-12-17 | 700 | 300 | 510 | 442
2030-12-17 01:00 | 700 | 269.07 | 510 | 442 | 2030-12-17 01:00 | 700 | 205 | 435.92 | 385.69 | 2030-12-17 01:00 | 600 | 256.13 | 510 | 442
2030-12-17 02:00 | 315.39 | 505 | 510 | 442 | 2030-12-17 02:00 | 679.93 | 505 | 510 | 442 | 2030-12-17 02:00 | 0 | 505 | 510 | 442
2030-12-17 03:00 | 167.42 | 505 | 510 | 442 | 2030-12-17 03:00 | 254.96 | 505 | 510 | 442 | 2030-12-17 03:00 | -242.89 | 505 | 510 | 442
2030-12-17 04:00 | 412.12 | 505 | 510 | 442 | 2030-12-17 04:00 | 338.06 | 505 | 510 | 442 | 2030-12-17 04:00 | -329.07 | 505 | 510 | 442
2030-12-17 05:00 | 163.38 | 505 | 510 | 442 | 2030-12-17 05:00 | 607.2 | 505 | 510 | 442 | 2030-12-17 05:00 | -120.31 | 505 | 510 | 442
2030-12-17 06:00 | 501.01 | 205 | 210 | 442 | 2030-12-17 06:00 | 528.6 | 205 | 210 | 406.88 | 2030-12-17 06:00 | -266.31 | 205 | 210 | 442
2030-12-17 07:00 | 700 | 0 | 111.85 | 442 | 2030-12-17 07:00 | 700 | 205 | 455.45 | 441.35 | 2030-12-17 07:00 | 333.69 | 0 | 371.48 | 442
2030-12-17 08:00 | 700 | 205 | 369.83 | 442 | 2030-12-17 08:00 | 700 | 505 | 510 | 442 | 2030-12-17 08:00 | 700 | 205 | 210 | 442
2030-12-17 09:00 | 700 | 505 | 510 | 442 | 2030-12-17 09:00 | 700 | 505 | 510 | 442 | 2030-12-17 09:00 | 500 | 505 | 510 | 442
2030-12-17 10:00 | 700 | 205 | 388.19 | 442 | 2030-12-17 10:00 | 559.49 | 505 | 510 | 442 | 2030-12-17 10:00 | -100 | 272.56 | 300 | 442
2030-12-17 11:00 | 669.28 | 205 | 497.48 | 442 | 2030-12-17 11:00 | -40.51 | 205 | 210 | 442 | 2030-12-17 11:00 | -700 | -27.44 | 0 | 442
2030-12-17 12:00 | 69.28 | 505 | 510 | 442 | 2030-12-17 12:00 | -640.51 | 505 | 510 | 442 | 2030-12-17 12:00 | -700 | 272.56 | 300 | 442
2030-12-17 13:00 | 0 | 505 | 510 | 442 | 2030-12-17 13:00 | -700 | 505 | 510 | 442 | 2030-12-17 13:00 | -700 | 505 | 510 | 442
2030-12-17 14:00 | 0 | 505 | 510 | 442 | 2030-12-17 14:00 | -700 | 505 | 510 | 442 | 2030-12-17 14:00 | -700 | 505 | 510 | 442
2030-12-17 15:00 | 0 | 505 | 510 | 442 | 2030-12-17 15:00 | -700 | 505 | 510 | 442 | 2030-12-17 15:00 | -700 | 505 | 510 | 442
2030-12-17 16:00 | 70.45 | 505 | 510 | 442 | 2030-12-17 16:00 | -700 | 505 | 510 | 442 | 2030-12-17 16:00 | -700 | 505 | 510 | 442
2030-12-17 17:00 | 670.45 | 505 | 510 | 442 | 2030-12-17 17:00 | -167.71 | 505 | 510 | 442 | 2030-12-17 17:00 | -700 | 300 | 448.56 | 300
2030-12-17 18:00 | 700 | 205 | 510 | 410.34 | 2030-12-17 18:00 | 427.3 | 205 | 210 | 142 | 2030-12-17 18:00 | -700 | 0 | 148.56 | 0
2030-12-17 19:00 | 700 | 505 | 510 | 442 | 2030-12-17 19:00 | 527.62 | 505 | 510 | 442 | 2030-12-17 19:00 | -700 | 0 | -129.65 | 0
2030-12-17 20:00 | 700 | 281.84 | 510 | 442 | 2030-12-17 20:00 | 585.02 | 213.2 | 510 | 366.96 | 2030-12-17 20:00 | -700 | 0 | 131.81 | 122.77
2030-12-17 21:00 | 700 | 505 | 510 | 442 | 2030-12-17 21:00 | 589.27 | 505 | 510 | 442 | 2030-12-17 21:00 | -700 | 300 | 431.81 | 422.77
2030-12-17 22:00 | 700 | 505 | 510 | 442 | 2030-12-17 22:00 | 419.44 | 505 | 510 | 442 | 2030-12-17 22:00 | -700 | 505 | 510 | 442
2030-12-17 23:00 | 700 | 505 | 510 | 442 | 2030-12-17 23:00 | 615.72 | 505 | 510 | 442 | 2030-12-17 23:00 | -700 | 505 | 510 | 442
2030-12-18 | 530.37 | 505 | 510 | 442 | 2030-12-18 | 98.25 | 505 | 510 | 442 | 2030-12-18 | -100 | 505 | 510 | 442
2030-12-18 01:00 | 695.46 | 505 | 510 | 442 | 2030-12-18 01:00 | -268.21 | 505 | 510 | 442 | 2030-12-18 01:00 | -535.35 | 505 | 510 | 442
2030-12-18 02:00 | 314.93 | 505 | 510 | 442 | 2030-12-18 02:00 | -700 | 505 | 510 | 442 | 2030-12-18 02:00 | -700 | 505 | 510 | 442
2030-12-18 03:00 | -100.68 | 505 | 510 | 442 | 2030-12-18 03:00 | -700 | 505 | 510 | 442 | 2030-12-18 03:00 | -700 | 505 | 510 | 442
2030-12-18 04:00 | -700 | 505 | 510 | 442 | 2030-12-18 04:00 | -700 | 505 | 510 | 442 | 2030-12-18 04:00 | -700 | 505 | 510 | 442
2030-12-18 05:00 | -700 | 505 | 510 | 442 | 2030-12-18 05:00 | -700 | 505 | 510 | 442 | 2030-12-18 05:00 | -700 | 505 | 510 | 442
2030-12-18 06:00 | -700 | 505 | 510 | 442 | 2030-12-18 06:00 | -700 | 505 | 510 | 442 | 2030-12-18 06:00 | -700 | 505 | 510 | 442
2030-12-18 07:00 | -700 | 505 | 510 | 442 | 2030-12-18 07:00 | -700 | 505 | 510 | 442 | 2030-12-18 07:00 | -700 | 505 | 510 | 442
2030-12-18 08:00 | -685.6 | 505 | 510 | 442 | 2030-12-18 08:00 | -700 | 505 | 510 | 442 | 2030-12-18 08:00 | -700 | 505 | 510 | 442
2030-12-18 09:00 | -253.15 | 505 | 510 | 442 | 2030-12-18 09:00 | -700 | 505 | 510 | 442 | 2030-12-18 09:00 | -700 | 505 | 510 | 442
2030-12-18 10:00 | 98.46 | 505 | 510 | 442 | 2030-12-18 10:00 | -700 | 505 | 510 | 442 | 2030-12-18 10:00 | -700 | 505 | 510 | 442
2030-12-18 11:00 | 637.73 | 505 | 510 | 442 | 2030-12-18 11:00 | -217.39 | 505 | 510 | 442 | 2030-12-18 11:00 | -700 | 505 | 510 | 442
2030-12-18 12:00 | 698.65 | 505 | 510 | 442 | 2030-12-18 12:00 | -103.58 | 505 | 510 | 442 | 2030-12-18 12:00 | -700 | 300 | 510 | 442
2030-12-18 13:00 | 700 | 370.15 | 510 | 442 | 2030-12-18 13:00 | 496.42 | 471.19 | 510 | 442 | 2030-12-18 13:00 | -100 | 0 | 210 | 229.51
2030-12-18 14:00 | 700 | 291.38 | 510 | 442 | 2030-12-18 14:00 | 700 | 377.88 | 510 | 442 | 2030-12-18 14:00 | 464.79 | 0 | 0 | 442
2030-12-18 15:00 | 700 | 299.96 | 510 | 442 | 2030-12-18 15:00 | 700 | 438.9 | 510 | 442 | 2030-12-18 15:00 | 287.12 | 0 | 0 | 442
2030-12-18 16:00 | 700 | 255.83 | 510 | 442 | 2030-12-18 16:00 | 700 | 505 | 510 | 442 | 2030-12-18 16:00 | 700 | 0 | 0 | 442
2030-12-18 17:00 | 700 | 313.13 | 510 | 442 | 2030-12-18 17:00 | 700 | 300 | 510 | 442 | 2030-12-18 17:00 | 700 | 0 | 0 | 442
2030-12-18 18:00 | 700 | 13.13 | 510 | 442 | 2030-12-18 18:00 | 700 | 0 | 210 | 322.63 | 2030-12-18 18:00 | 462.02 | 0 | 0 | 440.2
2030-12-18 19:00 | 700 | 313.13 | 510 | 442 | 2030-12-18 19:00 | 700 | 300 | 510 | 442 | 2030-12-18 19:00 | 438.05 | 0 | 0 | 442
2030-12-18 20:00 | 700 | 442.96 | 510 | 442 | 2030-12-18 20:00 | 700 | 0 | 510 | 442 | 2030-12-18 20:00 | 438.05 | 0 | 0 | 442
2030-12-18 21:00 | 700 | 490.6 | 510 | 442 | 2030-12-18 21:00 | 700 | 174.56 | 510 | 442 | 2030-12-18 21:00 | 0 | 0 | 0 | 442
2030-12-18 22:00 | 700 | 246.15 | 510 | 442 | 2030-12-18 22:00 | 289.61 | 239.22 | 510 | 442 | 2030-12-18 22:00 | -100 | 0 | 210 | 346.13
2030-12-18 23:00 | 361.42 | 505 | 510 | 442 | 2030-12-18 23:00 | -310.39 | 505 | 510 | 442 | 2030-12-18 23:00 | -700 | 300 | 510 | 442
2030-12-19 | -101.37 | 505 | 510 | 442 | 2030-12-19 | -700 | 505 | 510 | 442 | 2030-12-19 | -700 | 505 | 510 | 442
2030-12-19 01:00 | -518 | 505 | 510 | 442 | 2030-12-19 01:00 | -700 | 505 | 510 | 442 | 2030-12-19 01:00 | -700 | 505 | 510 | 442
2030-12-19 02:00 | -700 | 505 | 510 | 442 | 2030-12-19 02:00 | -700 | 505 | 510 | 442 | 2030-12-19 02:00 | -700 | 505 | 510 | 442
2030-12-19 03:00 | -700 | 505 | 510 | 442 | 2030-12-19 03:00 | -700 | 505 | 510 | 442 | 2030-12-19 03:00 | -700 | 505 | 510 | 442
2030-12-19 04:00 | -700 | 505 | 510 | 442 | 2030-12-19 04:00 | -700 | 505 | 510 | 442 | 2030-12-19 04:00 | -700 | 505 | 510 | 442
2030-12-19 05:00 | -700 | 505 | 510 | 442 | 2030-12-19 05:00 | -700 | 505 | 510 | 442 | 2030-12-19 05:00 | -700 | 505 | 510 | 442
2030-12-19 06:00 | -700 | 505 | 510 | 442 | 2030-12-19 06:00 | -700 | 505 | 510 | 442 | 2030-12-19 06:00 | -700 | 505 | 510 | 442
2030-12-19 07:00 | -397.07 | 505 | 510 | 442 | 2030-12-19 07:00 | -700 | 505 | 510 | 442 | 2030-12-19 07:00 | -700 | 505 | 510 | 442
2030-12-19 08:00 | 202.93 | 505 | 510 | 442 | 2030-12-19 08:00 | -514.77 | 505 | 510 | 442 | 2030-12-19 08:00 | -700 | 505 | 510 | 442
2030-12-19 09:00 | 700 | 505 | 510 | 442 | 2030-12-19 09:00 | 0 | 505 | 510 | 442 | 2030-12-19 09:00 | -700 | 505 | 510 | 442
2030-12-19 10:00 | 535.65 | 505 | 510 | 442 | 2030-12-19 10:00 | -269.36 | 505 | 510 | 442 | 2030-12-19 10:00 | -700 | 505 | 510 | 442
2030-12-19 11:00 | -64.35 | 505 | 510 | 442 | 2030-12-19 11:00 | -700 | 505 | 510 | 442 | 2030-12-19 11:00 | -700 | 505 | 510 | 442
2030-12-19 12:00 | -443.53 | 505 | 510 | 442 | 2030-12-19 12:00 | -700 | 505 | 510 | 442 | 2030-12-19 12:00 | -700 | 468.54 | 510 | 442
2030-12-19 13:00 | 0 | 269.06 | 510 | 442 | 2030-12-19 13:00 | -600 | 205 | 397.24 | 142 | 2030-12-19 13:00 | -700 | 168.54 | 210 | 142
2030-12-19 14:00 | 600 | 284.05 | 510 | 442 | 2030-12-19 14:00 | 0 | 0 | 97.24 | 29.62 | 2030-12-19 14:00 | -100 | 0 | 0 | 0
2030-12-19 15:00 | 700 | 190.2 | 510 | 442 | 2030-12-19 15:00 | 600 | 0 | 154.37 | 329.62 | 2030-12-19 15:00 | -100 | 0 | 0 | 0
2030-12-19 16:00 | 700 | 0 | 215.65 | 442 | 2030-12-19 16:00 | 700 | 0 | 13.7 | 360.5 | 2030-12-19 16:00 | -700 | 0 | 0 | 22.36
2030-12-19 17:00 | 700 | 62.54 | 501.49 | 442 | 2030-12-19 17:00 | 700 | 0 | 13.7 | 415.13 | 2030-12-19 17:00 | -159.74 | 0 | 0 | 51.13
2030-12-19 18:00 | 700 | 362.54 | 510 | 442 | 2030-12-19 18:00 | 700 | 0 | 313.7 | 442 | 2030-12-19 18:00 | -159.74 | 0 | 0 | 344.41
2030-12-19 19:00 | 700 | 443.23 | 510 | 442 | 2030-12-19 19:00 | 700 | 0 | 509.97 | 442 | 2030-12-19 19:00 | -159.74 | 0 | 0 | 68.54
2030-12-19 20:00 | 700 | 485.73 | 510 | 442 | 2030-12-19 20:00 | 700 | 205 | 210 | 318.04 | 2030-12-19 20:00 | -159.74 | 0 | 0 | 142
2030-12-19 21:00 | 700 | 505 | 510 | 442 | 2030-12-19 21:00 | 700 | 505 | 510 | 442 | 2030-12-19 21:00 | -700 | 300 | 300 | 442
2030-12-19 22:00 | 659.62 | 505 | 510 | 442 | 2030-12-19 22:00 | 700 | 505 | 510 | 442 | 2030-12-19 22:00 | -381.67 | 205 | 210 | 142
2030-12-19 23:00 | 550.97 | 505 | 510 | 442 | 2030-12-19 23:00 | 700 | 505 | 510 | 442 | 2030-12-19 23:00 | -700 | 505 | 510 | 442
2030-12-20 | 700 | 505 | 510 | 442 | 2030-12-20 | 700 | 505 | 510 | 442 | 2030-12-20 | -677.37 | 505 | 510 | 442
2030-12-20 01:00 | 699.76 | 505 | 510 | 442 | 2030-12-20 01:00 | 298.77 | 505 | 510 | 442 | 2030-12-20 01:00 | -700 | 505 | 510 | 442
2030-12-20 02:00 | 134.39 | 505 | 510 | 442 | 2030-12-20 02:00 | 0 | 505 | 510 | 442 | 2030-12-20 02:00 | -700 | 505 | 510 | 442
2030-12-20 03:00 | 0 | 505 | 510 | 442 | 2030-12-20 03:00 | 0 | 505 | 510 | 442 | 2030-12-20 03:00 | -700 | 505 | 510 | 442
2030-12-20 04:00 | 0 | 505 | 510 | 442 | 2030-12-20 04:00 | 0 | 505 | 510 | 442 | 2030-12-20 04:00 | -700 | 505 | 510 | 442
2030-12-20 05:00 | 0 | 505 | 510 | 442 | 2030-12-20 05:00 | 0 | 505 | 510 | 442 | 2030-12-20 05:00 | -700 | 505 | 510 | 442
2030-12-20 06:00 | 482.82 | 205 | 210 | 266.79 | 2030-12-20 06:00 | 157.72 | 205 | 210 | 191.62 | 2030-12-20 06:00 | -700 | 205 | 210 | 142
2030-12-20 07:00 | 700 | 0 | 305.97 | 382.52 | 2030-12-20 07:00 | 187.46 | 0 | 174.46 | 306.14 | 2030-12-20 07:00 | -299.96 | 0 | -90 | 229.75
2030-12-20 08:00 | 700 | 0 | 472.26 | 442 | 2030-12-20 08:00 | 700 | 0 | 474.46 | 442 | 2030-12-20 08:00 | 300.04 | 0 | 154.3 | 402.19
2030-12-20 09:00 | 700 | 205 | 356.96 | 442 | 2030-12-20 09:00 | 700 | 205 | 320.72 | 442 | 2030-12-20 09:00 | 143.36 | 112.78 | 210 | 442
2030-12-20 10:00 | 698.46 | 505 | 510 | 442 | 2030-12-20 10:00 | 665.82 | 505 | 510 | 442 | 2030-12-20 10:00 | -100 | 412.78 | 510 | 442
2030-12-20 11:00 | 453.53 | 505 | 510 | 442 | 2030-12-20 11:00 | 255.76 | 505 | 510 | 442 | 2030-12-20 11:00 | -700 | 505 | 510 | 442
2030-12-20 12:00 | 662.45 | 505 | 510 | 442 | 2030-12-20 12:00 | 0 | 505 | 510 | 442 | 2030-12-20 12:00 | -700 | 505 | 510 | 442
2030-12-20 13:00 | 700 | 325.03 | 510 | 442 | 2030-12-20 13:00 | 438.39 | 205 | 247.96 | 404.44 | 2030-12-20 13:00 | -700 | 205 | 210 | 271.61
2030-12-20 14:00 | 700 | 455.11 | 510 | 442 | 2030-12-20 14:00 | 700 | 0 | 47.41 | 436.32 | 2030-12-20 14:00 | -373.92 | 0 | 0 | 316.39
2030-12-20 15:00 | 700 | 155.11 | 468.57 | 442 | 2030-12-20 15:00 | 700 | 0 | 283.44 | 290.61 | 2030-12-20 15:00 | 81.14 | 0 | 0 | 153.06
2030-12-20 16:00 | 700 | 229.33 | 510 | 442 | 2030-12-20 16:00 | 700 | 0 | 490.62 | 249.69 | 2030-12-20 16:00 | 277.47 | 0 | 0 | 99.85
2030-12-20 17:00 | 700 | 334.88 | 510 | 442 | 2030-12-20 17:00 | 700 | 205 | 510 | 166.71 | 2030-12-20 17:00 | 655.29 | 0 | 210 | 142
2030-12-20 18:00 | 700 | 505 | 510 | 442 | 2030-12-20 18:00 | 700 | 505 | 510 | 442 | 2030-12-20 18:00 | 700 | 0 | 510 | 442
2030-12-20 19:00 | 700 | 505 | 510 | 442 | 2030-12-20 19:00 | 700 | 505 | 510 | 442 | 2030-12-20 19:00 | 700 | 0 | 510 | 442
2030-12-20 20:00 | 700 | 505 | 510 | 442 | 2030-12-20 20:00 | 700 | 505 | 510 | 442 | 2030-12-20 20:00 | 700 | 0 | 510 | 336.52
2030-12-20 21:00 | 700 | 505 | 510 | 442 | 2030-12-20 21:00 | 700 | 505 | 510 | 442 | 2030-12-20 21:00 | 700 | 240.66 | 510 | 442
2030-12-20 22:00 | 700 | 505 | 510 | 442 | 2030-12-20 22:00 | 700 | 505 | 510 | 442 | 2030-12-20 22:00 | 700 | 408.29 | 510 | 442
2030-12-20 23:00 | 700 | 505 | 510 | 442 | 2030-12-20 23:00 | 700 | 505 | 510 | 442 | 2030-12-20 23:00 | 700 | 108.29 | 510 | 442
2030-12-21 | 700 | 505 | 510 | 442 | 2030-12-21 | 700 | 505 | 510 | 442 | 2030-12-21 | 700 | 408.29 | 510 | 442
2030-12-21 01:00 | 700 | 206.5 | 510 | 442 | 2030-12-21 01:00 | 700 | 505 | 510 | 442 | 2030-12-21 01:00 | 700 | 505 | 510 | 442
2030-12-21 02:00 | 700 | 173.51 | 510 | 442 | 2030-12-21 02:00 | 700 | 505 | 510 | 442 | 2030-12-21 02:00 | 700 | 505 | 510 | 442
2030-12-21 03:00 | 700 | 48.11 | 510 | 442 | 2030-12-21 03:00 | 700 | 505 | 510 | 442 | 2030-12-21 03:00 | 700 | 505 | 510 | 442
2030-12-21 04:00 | 700 | 348.11 | 510 | 442 | 2030-12-21 04:00 | 700 | 505 | 510 | 442 | 2030-12-21 04:00 | 700 | 505 | 510 | 442
2030-12-21 05:00 | 441.35 | 300 | 510 | 442 | 2030-12-21 05:00 | 700 | 505 | 510 | 442 | 2030-12-21 05:00 | 700 | 505 | 510 | 442
2030-12-21 06:00 | 700 | 0 | 381.66 | 442 | 2030-12-21 06:00 | 700 | 375.14 | 510 | 442 | 2030-12-21 06:00 | 700 | 505 | 510 | 442
2030-12-21 07:00 | 700 | 208.74 | 182.9 | 285.5 | 2030-12-21 07:00 | 700 | 75.14 | 210 | 442 | 2030-12-21 07:00 | 700 | 205 | 210 | 442
2030-12-21 08:00 | 700 | 0 | -117.1 | -14.5 | 2030-12-21 08:00 | 700 | -224.86 | -90 | 158.38 | 2030-12-21 08:00 | 700 | -86.4 | -90 | 142.39
2030-12-21 09:00 | 700 | 0 | 182.9 | 236.75 | 2030-12-21 09:00 | 700 | 0 | 0 | 327.77 | 2030-12-21 09:00 | 700 | 0 | 0 | 316.37
2030-12-21 10:00 | 700 | 0 | 224.54 | 11.48 | 2030-12-21 10:00 | 700 | 0 | 234.48 | 253.66 | 2030-12-21 10:00 | 700 | 0 | 0 | 216.03
2030-12-21 11:00 | 700 | 0 | -75.46 | 132.36 | 2030-12-21 11:00 | 700 | 0 | -14.99 | 336.08 | 2030-12-21 11:00 | 700 | 0 | -210 | 303.22
2030-12-21 12:00 | 700 | 0 | -288.77 | 432.36 | 2030-12-21 12:00 | 700 | -160.6 | -314.99 | 410.11 | 2030-12-21 12:00 | 700 | -30.65 | -510 | 387.86
2030-12-21 13:00 | 700 | 0 | -152.49 | 313.49 | 2030-12-21 13:00 | 700 | 0 | -284.12 | 442 | 2030-12-21 13:00 | 100 | -119.75 | -510 | 442
2030-12-21 14:00 | 700 | 0 | 47.11 | 254.37 | 2030-12-21 14:00 | 597.07 | 0 | 0 | 197.1 | 2030-12-21 14:00 | 588.57 | 0 | -210 | 142
2030-12-21 15:00 | 700 | 0 | -15.39 | 217.65 | 2030-12-21 15:00 | 700 | 0 | -167.04 | 159.34 | 2030-12-21 15:00 | 700 | 0 | -168.42 | 101.02
2030-12-21 16:00 | 700 | 0 | -244.23 | 0 | 2030-12-21 16:00 | 700 | -226 | -210 | 112.43 | 2030-12-21 16:00 | 700 | -226 | -210 | 39.54
2030-12-21 17:00 | 700 | -300 | -116.08 | -300 | 2030-12-21 17:00 | 700 | -526 | -510 | -169.04 | 2030-12-21 17:00 | 700 | -526 | -510 | -260.46
2030-12-21 18:00 | 700 | 0 | 183.92 | 0 | 2030-12-21 18:00 | 700 | -226 | -210 | 130.96 | 2030-12-21 18:00 | 700 | -226 | -210 | 39.54
2030-12-21 19:00 | 700 | 300 | 483.92 | 300 | 2030-12-21 19:00 | 700 | 0 | 76.84 | 430.96 | 2030-12-21 19:00 | 700 | 0 | 0 | 339.54
2030-12-21 20:00 | 700 | 162.85 | 510 | 341.5 | 2030-12-21 20:00 | 700 | 113.57 | 376.84 | 424.25 | 2030-12-21 20:00 | 700 | 205 | 210 | 392.08
2030-12-21 21:00 | 700 | 462.85 | 510 | 442 | 2030-12-21 21:00 | 700 | 413.57 | 510 | 442 | 2030-12-21 21:00 | 700 | 505 | 510 | 442
2030-12-21 22:00 | 700 | 505 | 510 | 442 | 2030-12-21 22:00 | 700 | 505 | 510 | 442 | 2030-12-21 22:00 | 700 | 505 | 510 | 442
2030-12-21 23:00 | 700 | 505 | 510 | 442 | 2030-12-21 23:00 | 700 | 505 | 510 | 442 | 2030-12-21 23:00 | 700 | 424.95 | 510 | 442
2030-12-22 | 700 | 505 | 510 | 442 | 2030-12-22 | 700 | 505 | 510 | 442 | 2030-12-22 | 700 | 505 | 510 | 442
2030-12-22 01:00 | 700 | 505 | 510 | 442 | 2030-12-22 01:00 | 700 | 505 | 510 | 442 | 2030-12-22 01:00 | 700 | 505 | 510 | 442
2030-12-22 02:00 | 700 | 505 | 510 | 442 | 2030-12-22 02:00 | 700 | 505 | 510 | 442 | 2030-12-22 02:00 | 700 | 505 | 510 | 442
2030-12-22 03:00 | 700 | 505 | 510 | 442 | 2030-12-22 03:00 | 700 | 505 | 510 | 442 | 2030-12-22 03:00 | 700 | 505 | 510 | 442
2030-12-22 04:00 | 700 | 505 | 510 | 442 | 2030-12-22 04:00 | 700 | 505 | 510 | 442 | 2030-12-22 04:00 | 700 | 505 | 510 | 442
2030-12-22 05:00 | 700 | 505 | 510 | 442 | 2030-12-22 05:00 | 700 | 505 | 510 | 442 | 2030-12-22 05:00 | 700 | 505 | 510 | 442
2030-12-22 06:00 | 700 | 233.69 | 510 | 416.64 | 2030-12-22 06:00 | 700 | 300 | 483.72 | 375.76 | 2030-12-22 06:00 | 700 | 261.8 | 510 | 388.18
2030-12-22 07:00 | 700 | 0 | 210 | 116.64 | 2030-12-22 07:00 | 700 | 0 | 183.72 | 75.76 | 2030-12-22 07:00 | 700 | 0 | 210 | 88.18
2030-12-22 08:00 | 700 | 0 | 205.99 | 0 | 2030-12-22 08:00 | 700 | 0 | -74.63 | 0 | 2030-12-22 08:00 | 700 | 0 | -90 | -78.47
2030-12-22 09:00 | 700 | 0 | 491.87 | 0 | 2030-12-22 09:00 | 700 | 0 | 220.87 | 0 | 2030-12-22 09:00 | 700 | 0 | 111.32 | 0
2030-12-22 10:00 | 700 | 0 | 510 | 179.34 | 2030-12-22 10:00 | 700 | 0 | 271.59 | 0 | 2030-12-22 10:00 | 700 | 0 | 19.92 | 0
2030-12-22 11:00 | 700 | 0 | 510 | 393.47 | 2030-12-22 11:00 | 700 | 0 | 407.18 | 0 | 2030-12-22 11:00 | 700 | 0 | 48.16 | 0
2030-12-22 12:00 | 700 | 0 | 510 | 390.94 | 2030-12-22 12:00 | 700 | 0 | 322.59 | 0 | 2030-12-22 12:00 | 700 | 0 | -83.07 | 0
2030-12-22 13:00 | 700 | 0 | 510 | 385.35 | 2030-12-22 13:00 | 700 | 0 | 215.7 | 55.56 | 2030-12-22 13:00 | 700 | 0 | -196.51 | 39.6
2030-12-22 14:00 | 700 | 0 | 246.55 | 226.4 | 2030-12-22 14:00 | 700 | 74 | 90 | 272.44 | 2030-12-22 14:00 | 700 | 0 | 34.12 | 93.2
2030-12-22 15:00 | 700 | 0 | -53.45 | 274.71 | 2030-12-22 15:00 | 700 | -226 | -210 | -27.56 | 2030-12-22 15:00 | 700 | -226 | -210 | -206.8
2030-12-22 16:00 | 700 | -300 | -353.45 | -25.29 | 2030-12-22 16:00 | 700 | -526 | -510 | -327.56 | 2030-12-22 16:00 | 700 | -526 | -510 | -506.8
2030-12-22 17:00 | 700 | -95 | -90 | 11.24 | 2030-12-22 17:00 | 700 | -459.52 | -510 | -158 | 2030-12-22 17:00 | 700 | -526 | -510 | -206.8
2030-12-22 18:00 | 700 | 205 | 210 | 311.24 | 2030-12-22 18:00 | 700 | -159.52 | -210 | 142 | 2030-12-22 18:00 | 700 | -226 | -210 | 93.2
2030-12-22 19:00 | 700 | 505 | 510 | 442 | 2030-12-22 19:00 | 700 | 140.48 | 90 | 442 | 2030-12-22 19:00 | 700 | 74 | 90 | 393.2
2030-12-22 20:00 | 700 | 505 | 510 | 442 | 2030-12-22 20:00 | 700 | 440.48 | 390 | 442 | 2030-12-22 20:00 | 700 | 261.05 | 390 | 442
2030-12-22 21:00 | 700 | 413.14 | 510 | 442 | 2030-12-22 21:00 | 700 | 468.11 | 510 | 442 | 2030-12-22 21:00 | 700 | 437.13 | 510 | 442
2030-12-22 22:00 | 427.95 | 505 | 510 | 442 | 2030-12-22 22:00 | 496.09 | 505 | 510 | 442 | 2030-12-22 22:00 | 437.96 | 505 | 510 | 442
2030-12-22 23:00 | 262.03 | 505 | 510 | 442 | 2030-12-22 23:00 | 448.29 | 505 | 510 | 442 | 2030-12-22 23:00 | 330.09 | 505 | 510 | 442
2030-12-23 | 565.83 | 505 | 510 | 442 | 2030-12-23 | 213.55 | 505 | 510 | 442 | 2030-12-23 | -30.99 | 505 | 510 | 442
2030-12-23 01:00 | 683.75 | 505 | 510 | 442 | 2030-12-23 01:00 | -386.45 | 505 | 510 | 442 | 2030-12-23 01:00 | -630.99 | 505 | 510 | 442
2030-12-23 02:00 | 152.06 | 505 | 510 | 442 | 2030-12-23 02:00 | -690.36 | 505 | 510 | 442 | 2030-12-23 02:00 | -700 | 505 | 510 | 442
2030-12-23 03:00 | -186.49 | 505 | 510 | 442 | 2030-12-23 03:00 | -700 | 505 | 510 | 442 | 2030-12-23 03:00 | -700 | 505 | 510 | 442
2030-12-23 04:00 | -130.78 | 505 | 510 | 442 | 2030-12-23 04:00 | -700 | 505 | 510 | 442 | 2030-12-23 04:00 | -700 | 505 | 510 | 442
2030-12-23 05:00 | -648.5 | 505 | 510 | 442 | 2030-12-23 05:00 | -700 | 505 | 510 | 442 | 2030-12-23 05:00 | -700 | 505 | 510 | 442
2030-12-23 06:00 | -700 | 505 | 510 | 442 | 2030-12-23 06:00 | -700 | 505 | 510 | 442 | 2030-12-23 06:00 | -700 | 505 | 510 | 442
2030-12-23 07:00 | -700 | 505 | 510 | 442 | 2030-12-23 07:00 | -700 | 505 | 510 | 442 | 2030-12-23 07:00 | -700 | 505 | 510 | 442
2030-12-23 08:00 | -700 | 505 | 510 | 442 | 2030-12-23 08:00 | -700 | 505 | 510 | 442 | 2030-12-23 08:00 | -700 | 505 | 510 | 442
2030-12-23 09:00 | -700 | 505 | 510 | 442 | 2030-12-23 09:00 | -700 | 505 | 510 | 442 | 2030-12-23 09:00 | -700 | 505 | 510 | 442
2030-12-23 10:00 | -700 | 505 | 510 | 442 | 2030-12-23 10:00 | -700 | 505 | 510 | 442 | 2030-12-23 10:00 | -700 | 505 | 510 | 442
2030-12-23 11:00 | -700 | 505 | 510 | 442 | 2030-12-23 11:00 | -700 | 505 | 510 | 442 | 2030-12-23 11:00 | -700 | 505 | 510 | 442
2030-12-23 12:00 | -700 | 505 | 510 | 442 | 2030-12-23 12:00 | -700 | 505 | 510 | 442 | 2030-12-23 12:00 | -700 | 505 | 510 | 442
2030-12-23 13:00 | -700 | 505 | 510 | 442 | 2030-12-23 13:00 | -700 | 505 | 510 | 442 | 2030-12-23 13:00 | -700 | 505 | 510 | 442
2030-12-23 14:00 | -700 | 505 | 510 | 442 | 2030-12-23 14:00 | -700 | 505 | 510 | 442 | 2030-12-23 14:00 | -700 | 505 | 510 | 442
2030-12-23 15:00 | -700 | 505 | 510 | 442 | 2030-12-23 15:00 | -700 | 505 | 510 | 442 | 2030-12-23 15:00 | -700 | 505 | 510 | 442
2030-12-23 16:00 | -700 | 505 | 510 | 442 | 2030-12-23 16:00 | -700 | 505 | 510 | 442 | 2030-12-23 16:00 | -700 | 505 | 510 | 442
2030-12-23 17:00 | -700 | 505 | 510 | 442 | 2030-12-23 17:00 | -700 | 505 | 510 | 442 | 2030-12-23 17:00 | -700 | 505 | 510 | 442
2030-12-23 18:00 | -194.91 | 505 | 510 | 442 | 2030-12-23 18:00 | -700 | 505 | 510 | 442 | 2030-12-23 18:00 | -700 | 505 | 510 | 442
2030-12-23 19:00 | -194.91 | 505 | 510 | 442 | 2030-12-23 19:00 | -700 | 505 | 510 | 442 | 2030-12-23 19:00 | -700 | 505 | 510 | 442
2030-12-23 20:00 | 0 | 505 | 510 | 442 | 2030-12-23 20:00 | -700 | 505 | 510 | 442 | 2030-12-23 20:00 | -700 | 505 | 510 | 442
2030-12-23 21:00 | 0 | 505 | 510 | 442 | 2030-12-23 21:00 | -700 | 505 | 510 | 442 | 2030-12-23 21:00 | -700 | 505 | 510 | 442
2030-12-23 22:00 | 0 | 505 | 510 | 442 | 2030-12-23 22:00 | -700 | 505 | 510 | 442 | 2030-12-23 22:00 | -700 | 505 | 510 | 442
2030-12-23 23:00 | -18.29 | 505 | 510 | 442 | 2030-12-23 23:00 | -700 | 505 | 510 | 442 | 2030-12-23 23:00 | -700 | 505 | 510 | 442
2030-12-24 | 0 | 505 | 510 | 442 | 2030-12-24 | -700 | 505 | 510 | 442 | 2030-12-24 | -700 | 505 | 510 | 442
2030-12-24 01:00 | -69.26 | 505 | 510 | 442 | 2030-12-24 01:00 | -700 | 505 | 510 | 442 | 2030-12-24 01:00 | -700 | 505 | 510 | 442
2030-12-24 02:00 | -669.26 | 505 | 510 | 442 | 2030-12-24 02:00 | -700 | 505 | 510 | 442 | 2030-12-24 02:00 | -700 | 505 | 510 | 442
2030-12-24 03:00 | -554.1 | 505 | 510 | 442 | 2030-12-24 03:00 | -700 | 505 | 510 | 442 | 2030-12-24 03:00 | -700 | 505 | 510 | 442
2030-12-24 04:00 | -676.62 | 505 | 510 | 442 | 2030-12-24 04:00 | -700 | 505 | 510 | 442 | 2030-12-24 04:00 | -700 | 505 | 510 | 442
2030-12-24 05:00 | -428.37 | 505 | 510 | 384.19 | 2030-12-24 05:00 | -700 | 505 | 510 | 442 | 2030-12-24 05:00 | -700 | 505 | 510 | 442
2030-12-24 06:00 | -466.18 | 505 | 510 | 208.57 | 2030-12-24 06:00 | -700 | 505 | 510 | 442 | 2030-12-24 06:00 | -700 | 505 | 510 | 442
2030-12-24 07:00 | 0 | 505 | 510 | 212.25 | 2030-12-24 07:00 | -700 | 505 | 510 | 386.97 | 2030-12-24 07:00 | -700 | 300 | 302.87 | 143.83
2030-12-24 08:00 | 600 | 205 | 510 | 188.86 | 2030-12-24 08:00 | -100 | 205 | 318.03 | 86.97 | 2030-12-24 08:00 | -200.13 | 0 | 2.87 | -156.17
2030-12-24 09:00 | 700 | 464.76 | 510 | 442 | 2030-12-24 09:00 | 500 | 0 | 510 | 167.76 | 2030-12-24 09:00 | 368.92 | 0 | 0 | 0
2030-12-24 10:00 | 700 | 206.11 | 510 | 442 | 2030-12-24 10:00 | 700 | 155.52 | 510 | 442 | 2030-12-24 10:00 | 623.53 | 0 | 210 | 142
2030-12-24 11:00 | 700 | 193.36 | 510 | 442 | 2030-12-24 11:00 | 683.03 | 98.33 | 510 | 442 | 2030-12-24 11:00 | 188.32 | 98.33 | 510 | 442
2030-12-24 12:00 | 266.15 | 493.36 | 510 | 442 | 2030-12-24 12:00 | 94.36 | 398.33 | 510 | 442 | 2030-12-24 12:00 | 0 | 0 | 383.65 | 442
2030-12-24 13:00 | 442.94 | 505 | 510 | 442 | 2030-12-24 13:00 | 2.96 | 505 | 510 | 442 | 2030-12-24 13:00 | 0 | 300 | 510 | 442
2030-12-24 14:00 | 239.79 | 505 | 510 | 442 | 2030-12-24 14:00 | 0 | 451.81 | 510 | 442 | 2030-12-24 14:00 | 59.38 | 505 | 510 | 442
2030-12-24 15:00 | 700 | 461.86 | 510 | 442 | 2030-12-24 15:00 | 600 | 377.45 | 510 | 442 | 2030-12-24 15:00 | 556.63 | 461.86 | 510 | 442
2030-12-24 16:00 | 700 | 305.1 | 510 | 442 | 2030-12-24 16:00 | 700 | 77.45 | 510 | 442 | 2030-12-24 16:00 | 700 | 205 | 510 | 442
2030-12-24 17:00 | 700 | 505 | 510 | 442 | 2030-12-24 17:00 | 700 | 377.45 | 510 | 442 | 2030-12-24 17:00 | 700 | 505 | 510 | 442
2030-12-24 18:00 | 700 | 505 | 510 | 442 | 2030-12-24 18:00 | 700 | 505 | 510 | 442 | 2030-12-24 18:00 | 700 | 505 | 510 | 442
2030-12-24 19:00 | 700 | 505 | 510 | 442 | 2030-12-24 19:00 | 700 | 505 | 510 | 442 | 2030-12-24 19:00 | 700 | 505 | 510 | 442
2030-12-24 20:00 | 700 | 505 | 510 | 442 | 2030-12-24 20:00 | 700 | 300 | 433.6 | 442 | 2030-12-24 20:00 | 700 | 432.18 | 510 | 442
2030-12-24 21:00 | 700 | 205 | 210 | 142 | 2030-12-24 21:00 | 700 | 0 | 133.6 | 442 | 2030-12-24 21:00 | 700 | 132.18 | 210 | 142
2030-12-24 22:00 | 700 | 505 | 510 | 442 | 2030-12-24 22:00 | 700 | 300 | 433.6 | 442 | 2030-12-24 22:00 | 700 | 432.18 | 510 | 442
2030-12-24 23:00 | 700 | 505 | 510 | 442 | 2030-12-24 23:00 | 700 | 505 | 510 | 442 | 2030-12-24 23:00 | 700 | 505 | 510 | 442
2030-12-25 | 700 | 205 | 457.53 | 142 | 2030-12-25 | 700 | 306.6 | 510 | 442 | 2030-12-25 | 700 | 205 | 510 | 418.94
2030-12-25 01:00 | 700 | 0 | 510 | 241.7 | 2030-12-25 01:00 | 700 | 248.91 | 510 | 442 | 2030-12-25 01:00 | 700 | 117.7 | 510 | 442
2030-12-25 02:00 | 700 | 300 | 510 | 442 | 2030-12-25 02:00 | 700 | 505 | 510 | 442 | 2030-12-25 02:00 | 700 | 417.7 | 510 | 442
2030-12-25 03:00 | 700 | 505 | 510 | 442 | 2030-12-25 03:00 | 700 | 505 | 510 | 442 | 2030-12-25 03:00 | 700 | 505 | 510 | 442
2030-12-25 04:00 | 700 | 505 | 510 | 442 | 2030-12-25 04:00 | 700 | 505 | 510 | 442 | 2030-12-25 04:00 | 700 | 505 | 510 | 442
2030-12-25 05:00 | 700 | 505 | 510 | 442 | 2030-12-25 05:00 | 700 | 505 | 510 | 442 | 2030-12-25 05:00 | 700 | 486.05 | 390 | 442
2030-12-25 06:00 | 700 | 300 | 300 | 442 | 2030-12-25 06:00 | 700 | 300 | 285.05 | 442 | 2030-12-25 06:00 | 700 | 186.05 | 90 | 442
2030-12-25 07:00 | 700 | 0 | 0 | 213.74 | 2030-12-25 07:00 | 700 | 0 | -14.95 | 188.2 | 2030-12-25 07:00 | 700 | -113.95 | -210 | 142
2030-12-25 08:00 | 700 | 0 | -18.51 | 269.83 | 2030-12-25 08:00 | 700 | 0 | -305.12 | 196.97 | 2030-12-25 08:00 | 700 | -255.98 | -510 | 20.15
2030-12-25 09:00 | 700 | 0 | 0 | 347.93 | 2030-12-25 09:00 | 700 | 0 | -510 | 209.99 | 2030-12-25 09:00 | 700 | -526 | -510 | 203.69
2030-12-25 10:00 | 700 | 0 | 0 | 283.43 | 2030-12-25 10:00 | 700 | 0 | -510 | 212.26 | 2030-12-25 10:00 | 700 | -526 | -510 | 33.31
2030-12-25 11:00 | 700 | 0 | 0 | 442 | 2030-12-25 11:00 | 700 | 0 | -448.55 | 378.55 | 2030-12-25 11:00 | 700 | -526 | -510 | 333.31
2030-12-25 12:00 | 700 | 0 | -300 | 395.12 | 2030-12-25 12:00 | 700 | -92.02 | -510 | 204.54 | 2030-12-25 12:00 | 475.52 | -526 | -510 | 272.99
2030-12-25 13:00 | 700 | 0 | -222.89 | 442 | 2030-12-25 13:00 | 700 | -156.87 | -510 | 389.18 | 2030-12-25 13:00 | 475.52 | -526 | -510 | 334.53
2030-12-25 14:00 | 700 | 0 | -124.04 | 442 | 2030-12-25 14:00 | 700 | -169.28 | -510 | 418.53 | 2030-12-25 14:00 | 700 | -486.12 | -510 | 398.53
2030-12-25 15:00 | 700 | 300 | 175.96 | 442 | 2030-12-25 15:00 | 700 | 0 | -210 | 442 | 2030-12-25 15:00 | 700 | -186.12 | -210 | 442
2030-12-25 16:00 | 700 | 0 | 0 | 315.72 | 2030-12-25 16:00 | 700 | -300 | -300 | 356.25 | 2030-12-25 16:00 | 700 | -300 | -410.82 | 142
2030-12-25 17:00 | 700 | 300 | 300 | 442 | 2030-12-25 17:00 | 485.12 | 0 | 0 | 442 | 2030-12-25 17:00 | 700 | 0 | -110.82 | 442
2030-12-25 18:00 | 700 | 378.26 | 510 | 442 | 2030-12-25 18:00 | 700 | 75.35 | 300 | 442 | 2030-12-25 18:00 | 362.21 | 0 | 0 | 420.5
2030-12-25 19:00 | 700 | 370.56 | 510 | 442 | 2030-12-25 19:00 | 700 | 0 | 373.76 | 442 | 2030-12-25 19:00 | 308.98 | 0 | 0 | 442
2030-12-25 20:00 | 700 | 369.18 | 510 | 442 | 2030-12-25 20:00 | 501.8 | 0 | 510 | 326.4 | 2030-12-25 20:00 | 190.98 | 0 | 0 | 142
2030-12-25 21:00 | 700 | 358.59 | 510 | 442 | 2030-12-25 21:00 | -98.2 | 205 | 510 | 208.34 | 2030-12-25 21:00 | -234.76 | 0 | 0 | -16.8
2030-12-25 22:00 | 219.52 | 505 | 510 | 422.45 | 2030-12-25 22:00 | -698.2 | 505 | 510 | 416.27 | 2030-12-25 22:00 | -700 | 300 | 300 | 283.2
2030-12-25 23:00 | -173.62 | 505 | 510 | 218.48 | 2030-12-25 23:00 | -700 | 505 | 510 | 206.58 | 2030-12-25 23:00 | -700 | 505 | 510 | 136.55
2030-12-26 | 134.1 | 505 | 510 | 348.49 | 2030-12-26 | -700 | 505 | 510 | 442 | 2030-12-26 | -700 | 505 | 510 | 436.55
2030-12-26 01:00 | -88.31 | 505 | 510 | 414.39 | 2030-12-26 01:00 | -700 | 505 | 510 | 442 | 2030-12-26 01:00 | -700 | 300 | 210 | 221.35
2030-12-26 02:00 | 381.27 | 505 | 510 | 442 | 2030-12-26 02:00 | -240.31 | 205 | 210 | 142 | 2030-12-26 02:00 | -700 | 0 | -90 | -78.65
2030-12-26 03:00 | -100 | 386.3 | 510 | 442 | 2030-12-26 03:00 | -296.15 | 0 | 0 | 0 | 2030-12-26 03:00 | -700 | -300 | -390 | -378.65
2030-12-26 04:00 | -700 | 505 | 510 | 442 | 2030-12-26 04:00 | -700 | 300 | 300 | 300 | 2030-12-26 04:00 | -700 | 0 | -90 | -78.65
2030-12-26 05:00 | -700 | 505 | 510 | 442 | 2030-12-26 05:00 | -700 | 505 | 510 | 442 | 2030-12-26 05:00 | -700 | 300 | 210 | 221.35
2030-12-26 06:00 | -700 | 505 | 510 | 442 | 2030-12-26 06:00 | -700 | 505 | 510 | 442 | 2030-12-26 06:00 | -700 | 505 | 510 | 442
2030-12-26 07:00 | -700 | 505 | 510 | 442 | 2030-12-26 07:00 | -700 | 505 | 510 | 442 | 2030-12-26 07:00 | -700 | 505 | 510 | 442
2030-12-26 08:00 | -700 | 505 | 510 | 384.47 | 2030-12-26 08:00 | -700 | 505 | 510 | 379.88 | 2030-12-26 08:00 | -700 | 505 | 510 | 375.29
2030-12-26 09:00 | -700 | 505 | 510 | 350.4 | 2030-12-26 09:00 | -700 | 505 | 510 | 344.92 | 2030-12-26 09:00 | -700 | 505 | 510 | 339.45
2030-12-26 10:00 | -700 | 505 | 510 | 442 | 2030-12-26 10:00 | -700 | 505 | 510 | 442 | 2030-12-26 10:00 | -700 | 505 | 510 | 442
2030-12-26 11:00 | -700 | 505 | 510 | 442 | 2030-12-26 11:00 | -700 | 505 | 510 | 442 | 2030-12-26 11:00 | -700 | 505 | 510 | 442
2030-12-26 12:00 | -700 | 505 | 510 | 442 | 2030-12-26 12:00 | -700 | 505 | 510 | 442 | 2030-12-26 12:00 | -700 | 505 | 510 | 442
2030-12-26 13:00 | -700 | 505 | 510 | 442 | 2030-12-26 13:00 | -700 | 505 | 510 | 442 | 2030-12-26 13:00 | -700 | 505 | 510 | 442
2030-12-26 14:00 | -700 | 505 | 510 | 442 | 2030-12-26 14:00 | -700 | 505 | 510 | 442 | 2030-12-26 14:00 | -700 | 505 | 510 | 442
2030-12-26 15:00 | -700 | 505 | 510 | 434.23 | 2030-12-26 15:00 | -700 | 505 | 510 | 427.93 | 2030-12-26 15:00 | -700 | 505 | 510 | 421.63
2030-12-26 16:00 | -700 | 505 | 510 | 317.68 | 2030-12-26 16:00 | -700 | 505 | 510 | 311.54 | 2030-12-26 16:00 | -700 | 505 | 510 | 305.4
2030-12-26 17:00 | -700 | 505 | 510 | 279.51 | 2030-12-26 17:00 | -700 | 505 | 510 | 273.61 | 2030-12-26 17:00 | -700 | 505 | 510 | 267.7
2030-12-26 18:00 | -700 | 505 | 510 | 235.26 | 2030-12-26 18:00 | -700 | 505 | 510 | 229.36 | 2030-12-26 18:00 | -700 | 505 | 510 | 223.47
2030-12-26 19:00 | -700 | 505 | 510 | 249.36 | 2030-12-26 19:00 | -700 | 505 | 510 | 243.69 | 2030-12-26 19:00 | -700 | 505 | 510 | 238.02
2030-12-26 20:00 | -700 | 505 | 510 | 314.17 | 2030-12-26 20:00 | -700 | 505 | 510 | 308.95 | 2030-12-26 20:00 | -700 | 505 | 510 | 303.73
2030-12-26 21:00 | -700 | 505 | 510 | 442 | 2030-12-26 21:00 | -700 | 505 | 510 | 442 | 2030-12-26 21:00 | -700 | 505 | 510 | 442
2030-12-26 22:00 | -700 | 505 | 510 | 303.95 | 2030-12-26 22:00 | -700 | 505 | 510 | 298.97 | 2030-12-26 22:00 | -700 | 505 | 510 | 293.98
2030-12-26 23:00 | -700 | 505 | 510 | 331.53 | 2030-12-26 23:00 | -700 | 505 | 510 | 326.92 | 2030-12-26 23:00 | -700 | 505 | 510 | 322.32
2030-12-27 | -489.26 | 505 | 510 | 442 | 2030-12-27 | -700 | 505 | 510 | 442 | 2030-12-27 | -700 | 505 | 510 | 442
2030-12-27 01:00 | -700 | 505 | 510 | 442 | 2030-12-27 01:00 | -700 | 505 | 510 | 442 | 2030-12-27 01:00 | -700 | 505 | 510 | 442
2030-12-27 02:00 | -582.81 | 505 | 510 | 442 | 2030-12-27 02:00 | -700 | 505 | 510 | 442 | 2030-12-27 02:00 | -700 | 505 | 510 | 442
2030-12-27 03:00 | -700 | 505 | 510 | 442 | 2030-12-27 03:00 | -700 | 505 | 510 | 442 | 2030-12-27 03:00 | -700 | 505 | 510 | 442
2030-12-27 04:00 | -700 | 505 | 510 | 442 | 2030-12-27 04:00 | -700 | 505 | 510 | 442 | 2030-12-27 04:00 | -700 | 374 | 390 | 442
2030-12-27 05:00 | -700 | 505 | 510 | 442 | 2030-12-27 05:00 | -700 | 505 | 420.35 | 442 | 2030-12-27 05:00 | -700 | 74 | 90 | 442
2030-12-27 06:00 | -700 | 505 | 510 | 442 | 2030-12-27 06:00 | -700 | 300 | 120.35 | 410.26 | 2030-12-27 06:00 | -700 | -226 | -210 | 322.25
2030-12-27 07:00 | -100 | 205 | 210 | 198.27 | 2030-12-27 07:00 | -700 | 0 | -179.65 | 110.26 | 2030-12-27 07:00 | -700 | -526 | -510 | 22.25
2030-12-27 08:00 | 500 | 0 | 244.54 | 271.36 | 2030-12-27 08:00 | -334.7 | 0 | 0 | 160.54 | 2030-12-27 08:00 | -700 | -226 | -409.01 | 142
2030-12-27 09:00 | 692.99 | 0 | 210 | 442 | 2030-12-27 09:00 | -170.31 | 0 | 0 | 442 | 2030-12-27 09:00 | -700 | 0 | -312.09 | 442
2030-12-27 10:00 | 700 | 254.55 | 510 | 442 | 2030-12-27 10:00 | 429.69 | 0 | 0 | 442 | 2030-12-27 10:00 | -700 | 0 | -12.09 | 442
2030-12-27 11:00 | 700 | 304.65 | 510 | 442 | 2030-12-27 11:00 | 161.35 | 0 | 0 | 361.78 | 2030-12-27 11:00 | -501.73 | 0 | 0 | 394.28
2030-12-27 12:00 | 700 | 304.65 | 510 | 442 | 2030-12-27 12:00 | 442.2 | 0 | 0 | 355.12 | 2030-12-27 12:00 | -334.63 | 0 | 0 | 384.08
2030-12-27 13:00 | 700 | 142.73 | 510 | 442 | 2030-12-27 13:00 | 591.17 | 0 | 0 | 437.62 | 2030-12-27 13:00 | -700 | 0 | 0 | 442
2030-12-27 14:00 | 700 | 162.61 | 510 | 442 | 2030-12-27 14:00 | 700 | 0 | 0 | 442 | 2030-12-27 14:00 | -143.02 | 0 | 0 | 442
2030-12-27 15:00 | 700 | 25.82 | 510 | 442 | 2030-12-27 15:00 | 700 | 0 | 0 | 142 | 2030-12-27 15:00 | -64.86 | 0 | 0 | 142
2030-12-27 16:00 | 700 | 284.59 | 510 | 442 | 2030-12-27 16:00 | 700 | 0 | 0 | 442 | 2030-12-27 16:00 | 0 | 0 | 0 | 442
2030-12-27 17:00 | 700 | 505 | 510 | 442 | 2030-12-27 17:00 | 700 | 0 | 0 | 442 | 2030-12-27 17:00 | -478.13 | 0 | 0 | 442
2030-12-27 18:00 | 700 | 300 | 510 | 442 | 2030-12-27 18:00 | 700 | 0 | 0 | 313.44 | 2030-12-27 18:00 | -700 | 0 | -210 | 397.97
2030-12-27 19:00 | 700 | 0 | 210 | 442 | 2030-12-27 19:00 | 147.85 | 0 | 0 | 13.44 | 2030-12-27 19:00 | -700 | -300 | -510 | 442
2030-12-27 20:00 | 700 | 300 | 510 | 442 | 2030-12-27 20:00 | 349.56 | 0 | 0 | 313.44 | 2030-12-27 20:00 | -700 | 0 | -210 | 419.02
2030-12-27 21:00 | 700 | 241.18 | 510 | 442 | 2030-12-27 21:00 | 0 | 0 | 0 | 442 | 2030-12-27 21:00 | -700 | -226 | -210 | 442
2030-12-27 22:00 | 295.75 | 0 | 210 | 442 | 2030-12-27 22:00 | -600 | 0 | -134.88 | 442 | 2030-12-27 22:00 | -700 | -526 | -510 | 442
2030-12-27 23:00 | 0 | 0 | 332.39 | 442 | 2030-12-27 23:00 | -700 | 0 | -50.55 | 442 | 2030-12-27 23:00 | -700 | -526 | -510 | 442
2030-12-28 | -600 | 300 | 510 | 442 | 2030-12-28 | -700 | 300 | 249.45 | 442 | 2030-12-28 | -700 | -226 | -210 | 442
2030-12-28 01:00 | -700 | 505 | 510 | 442 | 2030-12-28 01:00 | -700 | 505 | 510 | 442 | 2030-12-28 01:00 | -700 | 74 | 90 | 442
2030-12-28 02:00 | -700 | 505 | 510 | 442 | 2030-12-28 02:00 | -700 | 505 | 510 | 442 | 2030-12-28 02:00 | -700 | 374 | 390 | 442
2030-12-28 03:00 | -700 | 505 | 510 | 442 | 2030-12-28 03:00 | -700 | 505 | 510 | 442 | 2030-12-28 03:00 | -700 | 505 | 510 | 442
2030-12-28 04:00 | -700 | 505 | 510 | 419.09 | 2030-12-28 04:00 | -700 | 505 | 510 | 442 | 2030-12-28 04:00 | -700 | 505 | 510 | 442
2030-12-28 05:00 | -700 | 505 | 510 | 442 | 2030-12-28 05:00 | -700 | 505 | 510 | 442 | 2030-12-28 05:00 | -700 | 505 | 510 | 442
2030-12-28 06:00 | -700 | 505 | 510 | 442 | 2030-12-28 06:00 | -700 | 505 | 510 | 442 | 2030-12-28 06:00 | -700 | 505 | 510 | 442
2030-12-28 07:00 | -700 | 505 | 510 | 442 | 2030-12-28 07:00 | -700 | 374 | 390 | 442 | 2030-12-28 07:00 | -700 | 374 | 390 | 442
2030-12-28 08:00 | -700 | 269.29 | 210 | 442 | 2030-12-28 08:00 | -700 | 74 | 90 | 442 | 2030-12-28 08:00 | -700 | 74 | 90 | 442
2030-12-28 09:00 | -700 | -30.71 | -90 | 442 | 2030-12-28 09:00 | -700 | -226 | -210 | 442 | 2030-12-28 09:00 | -700 | -226 | -210 | 418.19
2030-12-28 10:00 | -700 | -330.71 | -390 | 442 | 2030-12-28 10:00 | -700 | -526 | -510 | 442 | 2030-12-28 10:00 | -700 | -526 | -510 | 118.19
2030-12-28 11:00 | -700 | -30.71 | -90 | 442 | 2030-12-28 11:00 | -700 | -226 | -210 | 442 | 2030-12-28 11:00 | -700 | -226 | -210 | 418.19
2030-12-28 12:00 | -700 | 269.29 | 210 | 442 | 2030-12-28 12:00 | -700 | 74 | 90 | 442 | 2030-12-28 12:00 | -700 | 74 | 90 | 442
2030-12-28 13:00 | -700 | 505 | 510 | 442 | 2030-12-28 13:00 | -700 | 374 | 390 | 442 | 2030-12-28 13:00 | -700 | 374 | 390 | 442
2030-12-28 14:00 | -700 | 505 | 510 | 442 | 2030-12-28 14:00 | -700 | 374 | 390 | 442 | 2030-12-28 14:00 | -700 | 374 | 390 | 390
2030-12-28 15:00 | -700 | 300 | 510 | 395.71 | 2030-12-28 15:00 | -700 | 74 | 90 | 142 | 2030-12-28 15:00 | -700 | 74 | 90 | 90
2030-12-28 16:00 | -700 | 0 | 210 | 95.71 | 2030-12-28 16:00 | -700 | -226 | -210 | -158 | 2030-12-28 16:00 | -700 | -226 | -210 | -210
2030-12-28 17:00 | -419.92 | 0 | 0 | 0 | 2030-12-28 17:00 | -700 | -526 | -510 | -458 | 2030-12-28 17:00 | -700 | -526 | -510 | -510
2030-12-28 18:00 | 0 | 0 | 0 | 152.72 | 2030-12-28 18:00 | -700 | -526 | -510 | -195.44 | 2030-12-28 18:00 | -700 | -526 | -510 | -510
2030-12-28 19:00 | -26.22 | 0 | 0 | 0 | 2030-12-28 19:00 | -700 | -526 | -510 | -435.94 | 2030-12-28 19:00 | -700 | -526 | -510 | -510
2030-12-28 20:00 | -483.18 | 0 | 0 | 142 | 2030-12-28 20:00 | -700 | -526 | -510 | -135.94 | 2030-12-28 20:00 | -700 | -526 | -510 | -507.89
2030-12-28 21:00 | -389.82 | 179.3 | 300 | 442 | 2030-12-28 21:00 | -700 | -368.43 | -510 | 164.06 | 2030-12-28 21:00 | -700 | -226 | -274.76 | -207.89
2030-12-28 22:00 | -700 | 479.3 | 510 | 442 | 2030-12-28 22:00 | -700 | -68.43 | -210 | 442 | 2030-12-28 22:00 | -700 | 74 | 25.24 | 92.11
2030-12-28 23:00 | -700 | 505 | 510 | 442 | 2030-12-28 23:00 | -700 | 231.57 | 90 | 442 | 2030-12-28 23:00 | -700 | 374 | 325.24 | 392.11
2030-12-29 | -700 | 505 | 510 | 442 | 2030-12-29 | -700 | 505 | 390 | 442 | 2030-12-29 | -700 | 505 | 510 | 442
2030-12-29 01:00 | -700 | 505 | 510 | 442 | 2030-12-29 01:00 | -700 | 505 | 510 | 442 | 2030-12-29 01:00 | -700 | 505 | 510 | 442
2030-12-29 02:00 | -700 | 505 | 510 | 442 | 2030-12-29 02:00 | -700 | 505 | 510 | 442 | 2030-12-29 02:00 | -700 | 505 | 510 | 442
2030-12-29 03:00 | -700 | 505 | 510 | 442 | 2030-12-29 03:00 | -700 | 505 | 510 | 442 | 2030-12-29 03:00 | -700 | 505 | 510 | 442
2030-12-29 04:00 | -700 | 505 | 510 | 442 | 2030-12-29 04:00 | -700 | 505 | 510 | 442 | 2030-12-29 04:00 | -700 | 505 | 510 | 442
2030-12-29 05:00 | -700 | 505 | 510 | 442 | 2030-12-29 05:00 | -700 | 505 | 510 | 442 | 2030-12-29 05:00 | -700 | 505 | 510 | 442
2030-12-29 06:00 | -700 | 505 | 510 | 442 | 2030-12-29 06:00 | -700 | 505 | 510 | 442 | 2030-12-29 06:00 | -700 | 505 | 510 | 442
2030-12-29 07:00 | -700 | 505 | 510 | 442 | 2030-12-29 07:00 | -700 | 505 | 510 | 442 | 2030-12-29 07:00 | -700 | 505 | 510 | 442
2030-12-29 08:00 | -700 | 300 | 283.12 | 442 | 2030-12-29 08:00 | -700 | 300 | 328.6 | 442 | 2030-12-29 08:00 | -700 | 300 | 375.42 | 442
2030-12-29 09:00 | -700 | 0 | -16.88 | 426.81 | 2030-12-29 09:00 | -700 | 0 | 28.6 | 381.76 | 2030-12-29 09:00 | -700 | 0 | 75.42 | 334.98
2030-12-29 10:00 | -700 | 300 | 283.12 | 442 | 2030-12-29 10:00 | -700 | 300 | 328.6 | 442 | 2030-12-29 10:00 | -700 | 300 | 375.42 | 442
2030-12-29 11:00 | -700 | 485.29 | 510 | 442 | 2030-12-29 11:00 | -700 | 485.29 | 510 | 442 | 2030-12-29 11:00 | -700 | 485.29 | 510 | 442
2030-12-29 12:00 | -700 | 505 | 510 | 442 | 2030-12-29 12:00 | -700 | 505 | 510 | 442 | 2030-12-29 12:00 | -700 | 505 | 510 | 442
2030-12-29 13:00 | -700 | 505 | 510 | 442 | 2030-12-29 13:00 | -700 | 505 | 510 | 442 | 2030-12-29 13:00 | -700 | 505 | 510 | 442
2030-12-29 14:00 | -483.14 | 505 | 510 | 442 | 2030-12-29 14:00 | -700 | 505 | 510 | 442 | 2030-12-29 14:00 | -700 | 505 | 510 | 442
2030-12-29 15:00 | -426.85 | 505 | 510 | 442 | 2030-12-29 15:00 | -700 | 300 | 510 | 442 | 2030-12-29 15:00 | -700 | 300 | 300 | 300
2030-12-29 16:00 | 173.15 | 225.18 | 510 | 442 | 2030-12-29 16:00 | -100 | 0 | 386.28 | 142 | 2030-12-29 16:00 | -347 | 0 | 0 | 0
2030-12-29 17:00 | 700 | 31.13 | 510 | 442 | 2030-12-29 17:00 | 374.74 | 0 | 210 | 142 | 2030-12-29 17:00 | 0 | 0 | -54.34 | 0
2030-12-29 18:00 | 700 | 209.93 | 510 | 442 | 2030-12-29 18:00 | 700 | 0 | 510 | 442 | 2030-12-29 18:00 | 600 | 0 | 0 | 0
2030-12-29 19:00 | 700 | 505 | 510 | 442 | 2030-12-29 19:00 | 700 | 0 | 510 | 442 | 2030-12-29 19:00 | 700 | 0 | 65.33 | 300
2030-12-29 20:00 | 700 | 505 | 510 | 442 | 2030-12-29 20:00 | 700 | 167.5 | 510 | 442 | 2030-12-29 20:00 | 700 | 0 | 365.33 | 222.7
2030-12-29 21:00 | 700 | 505 | 510 | 442 | 2030-12-29 21:00 | 700 | 467.5 | 510 | 442 | 2030-12-29 21:00 | 700 | 0 | 468.67 | 329.65
2030-12-29 22:00 | 700 | 505 | 510 | 442 | 2030-12-29 22:00 | 700 | 505 | 510 | 442 | 2030-12-29 22:00 | 700 | 0 | 457.33 | 438.38
2030-12-29 23:00 | 700 | 505 | 510 | 442 | 2030-12-29 23:00 | 700 | 253.86 | 510 | 442 | 2030-12-29 23:00 | 700 | 0 | 157.33 | 292.49
2030-12-30 | 700 | 505 | 510 | 442 | 2030-12-30 | 700 | 505 | 510 | 442 | 2030-12-30 | 700 | 300 | 457.33 | 442
2030-12-30 01:00 | 700 | 505 | 510 | 442 | 2030-12-30 01:00 | 700 | 505 | 510 | 442 | 2030-12-30 01:00 | 700 | 505 | 510 | 442
2030-12-30 02:00 | 700 | 505 | 510 | 442 | 2030-12-30 02:00 | 700 | 505 | 510 | 442 | 2030-12-30 02:00 | 700 | 505 | 510 | 442
2030-12-30 03:00 | 700 | 505 | 510 | 442 | 2030-12-30 03:00 | 700 | 505 | 510 | 442 | 2030-12-30 03:00 | 700 | 505 | 510 | 442
2030-12-30 04:00 | 700 | 505 | 510 | 442 | 2030-12-30 04:00 | 700 | 505 | 510 | 442 | 2030-12-30 04:00 | 700 | 505 | 510 | 442
2030-12-30 05:00 | 700 | 505 | 510 | 442 | 2030-12-30 05:00 | 700 | 505 | 510 | 442 | 2030-12-30 05:00 | 700 | 505 | 510 | 442
2030-12-30 06:00 | 700 | 505 | 510 | 442 | 2030-12-30 06:00 | 700 | 505 | 510 | 442 | 2030-12-30 06:00 | 700 | 505 | 510 | 442
2030-12-30 07:00 | 700 | 289.54 | 510 | 442 | 2030-12-30 07:00 | 700 | 443.93 | 510 | 442 | 2030-12-30 07:00 | 700 | 364.47 | 510 | 442
2030-12-30 08:00 | 700 | 0 | 510 | 356.85 | 2030-12-30 08:00 | 700 | 143.93 | 213.86 | 142 | 2030-12-30 08:00 | 700 | 64.47 | 510 | 142
2030-12-30 09:00 | 700 | 0 | 510 | 225.47 | 2030-12-30 09:00 | 700 | 0 | 510 | 2.96 | 2030-12-30 09:00 | 700 | 0 | 510 | 124.79
2030-12-30 10:00 | 700 | 0 | 510 | 442 | 2030-12-30 10:00 | 700 | 0 | 510 | 2.96 | 2030-12-30 10:00 | 700 | 0 | 510 | 424.79
2030-12-30 11:00 | 700 | 9.47 | 510 | 442 | 2030-12-30 11:00 | 700 | 0 | 510 | 302.96 | 2030-12-30 11:00 | 700 | 0 | 510 | 388.52
2030-12-30 12:00 | 700 | 8.2 | 510 | 442 | 2030-12-30 12:00 | 700 | 0 | 510 | 214.93 | 2030-12-30 12:00 | 700 | 0 | 368.68 | 178.18
2030-12-30 13:00 | 700 | 0 | 510 | 442 | 2030-12-30 13:00 | 700 | 0 | 439.99 | 135.93 | 2030-12-30 13:00 | 700 | 0 | 273.78 | 184.84
2030-12-30 14:00 | 700 | 0 | 510 | 442 | 2030-12-30 14:00 | 700 | 0 | 510 | 190.07 | 2030-12-30 14:00 | 700 | 0 | 503.42 | 52.62
2030-12-30 15:00 | 700 | 0 | 510 | 442 | 2030-12-30 15:00 | 700 | 0 | 510 | 367.6 | 2030-12-30 15:00 | 700 | 0 | 510 | 158.46
2030-12-30 16:00 | 700 | 0 | 510 | 388.19 | 2030-12-30 16:00 | 700 | 0 | 510 | 329.7 | 2030-12-30 16:00 | 700 | 0 | 510 | 442
2030-12-30 17:00 | 700 | 191.13 | 510 | 442 | 2030-12-30 17:00 | 700 | 0 | 510 | 438.22 | 2030-12-30 17:00 | 700 | 0 | 510 | 384.62
2030-12-30 18:00 | 700 | 204.64 | 510 | 442 | 2030-12-30 18:00 | 700 | 0 | 510 | 442 | 2030-12-30 18:00 | 700 | 0 | 510 | 442
2030-12-30 19:00 | 700 | 0 | 510 | 442 | 2030-12-30 19:00 | 700 | 0 | 510 | 442 | 2030-12-30 19:00 | 700 | 0 | 510 | 350.84
2030-12-30 20:00 | 700 | 242.93 | 510 | 442 | 2030-12-30 20:00 | 700 | 152.86 | 510 | 442 | 2030-12-30 20:00 | 700 | 205 | 510 | 442
2030-12-30 21:00 | 700 | 505 | 510 | 442 | 2030-12-30 21:00 | 700 | 452.86 | 510 | 442 | 2030-12-30 21:00 | 700 | 505 | 510 | 442
2030-12-30 22:00 | 700 | 415.39 | 510 | 442 | 2030-12-30 22:00 | 700 | 152.86 | 510 | 442 | 2030-12-30 22:00 | 700 | 248.33 | 510 | 442
2030-12-30 23:00 | 700 | 505 | 510 | 442 | 2030-12-30 23:00 | 700 | 270.29 | 510 | 442 | 2030-12-30 23:00 | 700 | 505 | 510 | 442
2030-12-31 | 700 | 505 | 510 | 442 | 2030-12-31 | 700 | 505 | 510 | 442 | 2030-12-31 | 700 | 500.55 | 510 | 442
2030-12-31 01:00 | 700 | 461.2 | 510 | 442 | 2030-12-31 01:00 | 700 | 364.42 | 510 | 442 | 2030-12-31 01:00 | 700 | 352.61 | 510 | 442
2030-12-31 02:00 | 700 | 161.2 | 510 | 442 | 2030-12-31 02:00 | 700 | 75.74 | 510 | 442 | 2030-12-31 02:00 | 700 | 352.61 | 510 | 442
2030-12-31 03:00 | 700 | 237.49 | 510 | 442 | 2030-12-31 03:00 | 700 | 289.23 | 510 | 442 | 2030-12-31 03:00 | 700 | 444.2 | 510 | 442
2030-12-31 04:00 | 700 | 505 | 510 | 442 | 2030-12-31 04:00 | 700 | 505 | 510 | 442 | 2030-12-31 04:00 | 700 | 505 | 510 | 442
2030-12-31 05:00 | 453.84 | 505 | 510 | 442 | 2030-12-31 05:00 | 349.09 | 505 | 510 | 442 | 2030-12-31 05:00 | 415.35 | 505 | 510 | 442
2030-12-31 06:00 | 490.59 | 505 | 510 | 442 | 2030-12-31 06:00 | 384.64 | 505 | 510 | 442 | 2030-12-31 06:00 | 475.22 | 505 | 510 | 442
2030-12-31 07:00 | 700 | 205 | 482.48 | 413.52 | 2030-12-31 07:00 | 700 | 233.91 | 510 | 442 | 2030-12-31 07:00 | 700 | 205.22 | 510 | 442
2030-12-31 08:00 | 700 | 0 | 510 | 296.16 | 2030-12-31 08:00 | 700 | 62.22 | 510 | 442 | 2030-12-31 08:00 | 700 | 0 | 510 | 442
2030-12-31 09:00 | 700 | 97.61 | 510 | 442 | 2030-12-31 09:00 | 700 | 362.22 | 510 | 442 | 2030-12-31 09:00 | 700 | 32.41 | 510 | 442
2030-12-31 10:00 | 700 | 188.95 | 510 | 442 | 2030-12-31 10:00 | 700 | 232.19 | 510 | 442 | 2030-12-31 10:00 | 700 | 0 | 510 | 440.89
2030-12-31 11:00 | 700 | 96.6 | 510 | 442 | 2030-12-31 11:00 | 700 | 255.9 | 510 | 442 | 2030-12-31 11:00 | 658.44 | 0 | 219.78 | 392.85
2030-12-31 12:00 | 700 | 36.67 | 510 | 442 | 2030-12-31 12:00 | 700 | 0 | 401.09 | 161.3 | 2030-12-31 12:00 | 58.44 | 0 | 0 | 92.85
2030-12-31 13:00 | 700 | 185.98 | 510 | 442 | 2030-12-31 13:00 | 700 | 0 | 101.09 | 0 | 2030-12-31 13:00 | -251.25 | 0 | 0 | -34.19
2030-12-31 14:00 | 700 | 0 | 510 | 320.93 | 2030-12-31 14:00 | 669.65 | 0 | 0 | 0 | 2030-12-31 14:00 | -345.06 | 0 | 0 | -124.41
2030-12-31 15:00 | 700 | 0 | 510 | 143.28 | 2030-12-31 15:00 | 321.23 | 0 | 0 | 0 | 2030-12-31 15:00 | -700 | 0 | -41.61 | 0
2030-12-31 16:00 | 700 | 0 | 222.32 | 219.28 | 2030-12-31 16:00 | 28.79 | 0 | 0 | 74.16 | 2030-12-31 16:00 | -700 | 0 | -300 | 0
2030-12-31 17:00 | 700 | 0 | 382.28 | 442 | 2030-12-31 17:00 | 349.85 | 0 | 0 | 374.16 | 2030-12-31 17:00 | -700 | 0 | 0 | 295.8
2030-12-31 18:00 | 700 | 0 | 510 | 272.24 | 2030-12-31 18:00 | 623.17 | 0 | 0 | 74.16 | 2030-12-31 18:00 | -202.67 | 0 | -187.9 | 0
2030-12-31 19:00 | 700 | 300 | 510 | 442 | 2030-12-31 19:00 | 700 | 11.61 | 300 | 374.16 | 2030-12-31 19:00 | 397.33 | 0 | 0 | 91.46
2030-12-31 20:00 | 700 | 427.13 | 510 | 442 | 2030-12-31 20:00 | 608.43 | 0 | 510 | 311.58 | 2030-12-31 20:00 | 289.86 | 0 | 3.68 | 225.75
2030-12-31 21:00 | 700 | 205 | 510 | 286.91 | 2030-12-31 21:00 | 8.43 | 205 | 307.58 | 142 | 2030-12-31 21:00 | -310.14 | 0 | 116.63 | 0
2030-12-31 22:00 | 166.97 | 505 | 510 | 442 | 2030-12-31 22:00 | -591.57 | 505 | 510 | 442 | 2030-12-31 22:00 | -700 | 300 | 416.63 | 300
2030-12-31 23:00 | 468.2 | 505 | 510 | 442 | 2030-12-31 23:00 | 8.43 | 505 | 510 | 442 | 2030-12-31 23:00 | -700 | 505 | 510 | 442

## 2035 ECP+5GW offshore wind
Forecast flows are from 12 AM January 1st of the forecast year until 12 AM on January 1st of the following year (Total of 1 year) The table below details the flows of the Interconnectors that are included in the model run for that forecast scenario. The 2035 (Future Grid) Scenario has the full inclusion of all ECP projects, as well as 5GW of offshore projects under the 2035 Network scenarios. The 2035 IC Flows follow the Updated Interconnector Flow Methodology. For more information on this see the Constraint Forecast Studies for ECP Methodology Statement. *Please note positive figures are importing in all flows, while negative figures are exporting.
2035 100pc ECP + 5GW offshore wind - Interconnector Flows
Datetime | Celtic Flow (MW) | EWIC Flow (MW) | France 2 Flow (MW) | Greenlink Flow (MW) | LirIC Flow (MW) | Mares Flow (MW) | Moyle Flow (MW)
2035-01-01 | 100 | 0 | 100 | -210 | -410 | 0 | -210
2035-01-01 01:00 | 700 | 0 | 700 | -510 | -600 | 0 | -510
2035-01-01 02:00 | 700 | 0 | 700 | -300 | -300 | 0 | -300
2035-01-01 03:00 | 700 | 0 | 700 | 0 | 0 | 134.71 | 0
2035-01-01 04:00 | 700 | 0 | 700 | 300 | 101.04 | 0 | 300
2035-01-01 05:00 | 700 | 0 | 700 | 0 | 0 | 0 | 0
2035-01-01 06:00 | 700 | 0 | 700 | -300 | -300 | -18.99 | -300
2035-01-01 07:00 | 700 | 0 | 700 | -510 | -414.54 | 0 | -510
2035-01-01 08:00 | 700 | 0 | 700 | -510 | -115.06 | 0 | -510
2035-01-01 09:00 | 700 | 0 | 700 | -510 | -115.06 | 0 | -510
2035-01-01 10:00 | 700 | -226 | 700 | -510 | -415.06 | -226 | -510
2035-01-01 11:00 | 198.14 | -526 | 127.7 | -510 | -710 | -526 | -510
2035-01-01 12:00 | 700 | -526 | 127.7 | -510 | -555.87 | -526 | -510
2035-01-01 13:00 | 700 | -526 | 466.28 | -510 | -261.45 | -526 | -510
2035-01-01 14:00 | 700 | -526 | 447.65 | -510 | -146.71 | -526 | -510
2035-01-01 15:00 | 700 | -526 | 418.22 | -510 | -425.76 | -526 | -510
2035-01-01 16:00 | 100 | -526 | 334.88 | -510 | -505.14 | -526 | -510
2035-01-01 17:00 | -4.2 | -526 | -100 | -510 | -677.66 | -526 | -510
2035-01-01 18:00 | -604.2 | -469.38 | -700 | -510 | -710 | -526 | -510
2035-01-01 19:00 | -700 | -526 | -700 | -510 | -710 | -526 | -510
2035-01-01 20:00 | -700 | -526 | -700 | -510 | -710 | -526 | -510
2035-01-01 21:00 | -700 | -226 | -700 | -210 | -410 | -226 | -210
2035-01-01 22:00 | -700 | 74 | -700 | 90 | -110 | 74 | 90
2035-01-01 23:00 | -700 | 374 | -700 | 390 | 190 | 374 | 390
2035-01-02 | -700 | 505 | -700 | 510 | 490 | 505 | 510
2035-01-02 01:00 | -700 | 505 | -700 | 510 | 710 | 505 | 510
2035-01-02 02:00 | -700 | 505 | -700 | 510 | 710 | 505 | 510
2035-01-02 03:00 | -700 | 505 | -700 | 510 | 710 | 505 | 510
2035-01-02 04:00 | -700 | 505 | -700 | 510 | 710 | 505 | 510
2035-01-02 05:00 | -700 | 505 | -700 | 510 | 490 | 505 | 510
2035-01-02 06:00 | -700 | 374 | -700 | 390 | 190 | 374 | 390
2035-01-02 07:00 | -700 | 74 | -700 | 90 | -110 | 74 | 90
2035-01-02 08:00 | -700 | -226 | -700 | -210 | -410 | -226 | -210
2035-01-02 09:00 | -700 | -526 | -700 | -510 | -710 | -526 | -510
2035-01-02 10:00 | -700 | -226 | -700 | -210 | -410 | -226 | -210
2035-01-02 11:00 | -700 | 74 | -700 | 90 | -110 | 74 | 90
2035-01-02 12:00 | -700 | 74 | -700 | 90 | -110 | 74 | 90
2035-01-02 13:00 | -700 | -226 | -700 | -210 | -410 | -226 | -210
2035-01-02 14:00 | -700 | -526 | -700 | -510 | -710 | -526 | -510
2035-01-02 15:00 | -700 | -301.81 | -700 | -510 | -710 | -526 | -510
2035-01-02 16:00 | -700 | -526 | -700 | -510 | -710 | -526 | -510
2035-01-02 17:00 | -700 | -526 | -700 | -510 | -710 | -526 | -510
2035-01-02 18:00 | -700 | -526 | -700 | -510 | -710 | -526 | -510
2035-01-02 19:00 | -700 | -526 | -700 | -510 | -710 | -526 | -510
2035-01-02 20:00 | -700 | -526 | -700 | -510 | -710 | -526 | -510
2035-01-02 21:00 | -700 | -526 | -700 | -510 | -710 | -526 | -510
2035-01-02 22:00 | -700 | -526 | -700 | -510 | -710 | -526 | -510
2035-01-02 23:00 | -700 | -526 | -700 | -510 | -710 | -526 | -510
2035-01-03 | -700 | -526 | -700 | -510 | -710 | -526 | -510
2035-01-03 01:00 | -700 | -226 | -700 | -210 | -410 | -226 | -210
2035-01-03 02:00 | -700 | 74 | -700 | 90 | -110 | 74 | 90
2035-01-03 03:00 | -700 | 374 | -700 | 390 | 190 | 374 | 390
2035-01-03 04:00 | -700 | 82.5 | -700 | 90 | 0 | 74 | 90
2035-01-03 05:00 | -700 | -217.5 | -700 | -210 | -300 | -226 | -210
2035-01-03 06:00 | -700 | 0 | -700 | -510 | -331.05 | 0 | -510
2035-01-03 07:00 | -100 | 0 | -362.5 | -510 | -42.72 | -226 | -364.35
2035-01-03 08:00 | 500 | -300 | 237.5 | -510 | -342.72 | -526 | -510
2035-01-03 09:00 | 700 | 0 | 357.39 | -210 | -42.72 | -226 | -210
2035-01-03 10:00 | 100 | 0 | 425.53 | 0 | 0 | 0 | 0
2035-01-03 11:00 | 0 | -226 | 439.29 | -210 | 0 | -226 | 0
2035-01-03 12:00 | 600 | -526 | 700 | -510 | -300 | -526 | -300
2035-01-03 13:00 | 600 | -526 | 700 | -510 | -410 | -526 | -394.8
2035-01-03 14:00 | 0 | -226 | 277.7 | -210 | -110 | -226 | -94.8
2035-01-03 15:00 | -234.48 | -526 | 0 | -510 | -410 | -526 | -390.5
2035-01-03 16:00 | -500 | -526 | -500 | -510 | -710 | -526 | -510
2035-01-03 17:00 | 100 | -526 | 100 | -510 | -710 | -526 | -510
2035-01-03 18:00 | 700 | -526 | 700 | -510 | -710 | -526 | -510
2035-01-03 19:00 | 700 | -526 | 700 | -510 | -410 | -526 | -275.83
2035-01-03 20:00 | 700 | -526 | 700 | -510 | -502.74 | -526 | -510
2035-01-03 21:00 | 474.37 | -526 | 700 | -510 | -622.77 | -526 | -510
2035-01-03 22:00 | 0 | -226 | 213.95 | -210 | -322.77 | -226 | -210
2035-01-03 23:00 | -600 | 0 | -386.05 | -510 | -250.76 | 0 | -510
2035-01-04 | 0 | 0 | 0 | -210 | 0 | 0 | -210
2035-01-04 01:00 | -600 | 0 | -600 | 0 | 0 | 0 | 0
2035-01-04 02:00 | -700 | 0 | -700 | 0 | 0 | 0 | 0
2035-01-04 03:00 | -100 | 0 | -635.91 | 0 | 0 | 0 | 0
2035-01-04 04:00 | -700 | 0 | -314.77 | 0 | 0 | 0 | 0
2035-01-04 05:00 | -700 | 0 | -700 | 0 | 0 | 0 | 0
2035-01-04 06:00 | -100 | 0 | -100 | -210 | -116.89 | -124.73 | -210
2035-01-04 07:00 | -700 | -226 | -267.25 | -510 | -416.89 | -424.73 | -510
2035-01-04 08:00 | -289.47 | -526 | 0 | -510 | -444.01 | -526 | -510
2035-01-04 09:00 | -323.38 | -226 | -600 | -210 | -144.01 | -226 | -210
2035-01-04 10:00 | 0 | -508.65 | -78.17 | -510 | -444.01 | -526 | -510
2035-01-04 11:00 | -600 | -208.65 | -78.17 | -510 | -347.09 | -226 | -325.7
2035-01-04 12:00 | 0 | -508.65 | -678.17 | -510 | -647.09 | -526 | -510
2035-01-04 13:00 | 0 | -526 | -205.63 | -510 | -710 | -526 | -510
2035-01-04 14:00 | -374.05 | -226 | 0 | -510 | -410 | -495.25 | -237.22
2035-01-04 15:00 | 0 | -526 | 0 | -510 | -710 | -526 | -510
2035-01-04 16:00 | -475.22 | -526 | -415.2 | -510 | -710 | -526 | -510
2035-01-04 17:00 | -475.22 | -526 | 0 | -510 | -710 | -526 | -510
2035-01-04 18:00 | 124.78 | -526 | 29.48 | -510 | -710 | -526 | -510
2035-01-04 19:00 | 700 | -526 | 346.27 | -510 | -410 | -526 | -210
2035-01-04 20:00 | 499.6 | -526 | 500 | -510 | -189.07 | -526 | -352.22
2035-01-04 21:00 | -100.4 | -226 | -100 | -210 | 0 | -226 | -52.22
2035-01-04 22:00 | -700 | 0 | -700 | -510 | -286.99 | 0 | -352.22
2035-01-04 23:00 | -700 | 0 | -700 | -510 | -307.68 | -151.24 | -510
2035-01-05 | -700 | -95.36 | -700 | -510 | -29.35 | -226 | -380.23
2035-01-05 01:00 | -700 | -395.36 | -700 | -510 | -329.35 | -526 | -510
2035-01-05 02:00 | -700 | -95.36 | -700 | -210 | -29.35 | -226 | -210
2035-01-05 03:00 | -700 | 204.64 | -700 | 90 | 270.65 | 74 | 90
2035-01-05 04:00 | -700 | 374 | -700 | 300 | 193.55 | 374 | 303.02
2035-01-05 05:00 | -700 | 74 | -700 | 0 | -106.45 | 74 | 3.02
2035-01-05 06:00 | -700 | -226 | -700 | -300 | -406.45 | -226 | -296.98
2035-01-05 07:00 | -700 | -526 | -700 | -510 | -706.45 | -526 | -510
2035-01-05 08:00 | -700 | -526 | -700 | -510 | -410 | -526 | -510
2035-01-05 09:00 | -700 | -526 | -700 | -510 | -710 | -526 | -510
2035-01-05 10:00 | -700 | -526 | -700 | -510 | -410 | -526 | -210.45
2035-01-05 11:00 | -700 | -526 | -700 | -510 | -500.92 | -526 | -510
2035-01-05 12:00 | -700 | -526 | -700 | -510 | -284.24 | -526 | -510
2035-01-05 13:00 | -700 | -526 | -700 | -510 | -279.13 | -526 | -510
2035-01-05 14:00 | -700 | -526 | -700 | -510 | -410 | -526 | -428.49
2035-01-05 15:00 | -700 | -526 | -700 | -510 | -710 | -526 | -510
2035-01-05 16:00 | -700 | -526 | -700 | -510 | -410 | -526 | -492.36
2035-01-05 17:00 | -700 | -526 | -700 | -510 | -410 | -526 | -450.47
2035-01-05 18:00 | -700 | -526 | -700 | -510 | -710 | -526 | -510
2035-01-05 19:00 | -700 | -526 | -700 | -510 | -410 | -526 | -510
2035-01-05 20:00 | -700 | -526 | -700 | -510 | -425.02 | -526 | -510
2035-01-05 21:00 | -700 | -526 | -700 | -510 | -410 | -526 | -510
2035-01-05 22:00 | -700 | -526 | -700 | -510 | -710 | -526 | -510
2035-01-05 23:00 | -700 | -226 | -700 | -210 | -410 | -226 | -210
2035-01-06 | -700 | 74 | -700 | 90 | -110 | 74 | 90
2035-01-06 01:00 | -700 | 374 | -700 | 390 | 190 | 374 | 390
2035-01-06 02:00 | -700 | 505 | -700 | 510 | 490 | 505 | 510
2035-01-06 03:00 | -700 | 505 | -700 | 510 | 710 | 505 | 510
2035-01-06 04:00 | -700 | 505 | -700 | 510 | 710 | 505 | 510
2035-01-06 05:00 | -700 | 505 | -700 | 510 | 710 | 505 | 510
2035-01-06 06:00 | -700 | 505 | -700 | 510 | 710 | 505 | 510
2035-01-06 07:00 | -700 | 505 | -700 | 510 | 490 | 505 | 510
2035-01-06 08:00 | -700 | 374 | -700 | 390 | 190 | 374 | 390
2035-01-06 09:00 | -700 | 74 | -700 | 90 | -110 | 74 | 90
2035-01-06 10:00 | -700 | -226 | -700 | -210 | -410 | -226 | -210
2035-01-06 11:00 | -700 | -526 | -700 | -510 | -710 | -526 | -510
2035-01-06 12:00 | -700 | -526 | -700 | -510 | -710 | -526 | -510
2035-01-06 13:00 | -700 | -526 | -700 | -510 | -710 | -526 | -510
2035-01-06 14:00 | -700 | -526 | -700 | -510 | -710 | -526 | -510
2035-01-06 15:00 | -700 | -526 | -700 | -510 | -622.13 | -526 | -510
2035-01-06 16:00 | -700 | -226 | -700 | -510 | -410 | -226 | -419.35
2035-01-06 17:00 | -532.72 | -526 | -100 | -510 | -710 | -526 | -510
2035-01-06 18:00 | 0 | -526 | 0 | -510 | -710 | -526 | -510
2035-01-06 19:00 | 0 | -526 | 0 | -510 | -600 | -526 | -510
2035-01-06 20:00 | 0 | -526 | 0 | -510 | -300 | -526 | -415.64
2035-01-06 21:00 | 0 | -226 | -600 | -210 | 0 | -226 | -115.64
2035-01-06 22:00 | -552.53 | 0 | -700 | -325.26 | 0 | 0 | -164.26
2035-01-06 23:00 | -700 | -226 | -700 | -510 | -27.48 | -226 | -464.26
2035-01-07 | -700 | -526 | -700 | -510 | -327.48 | -526 | -414.5
2035-01-07 01:00 | -700 | -526 | -700 | -510 | -627.48 | -526 | -510
2035-01-07 02:00 | -700 | -226 | -700 | -210 | -327.48 | -226 | -210
2035-01-07 03:00 | -700 | 74 | -700 | 90 | -27.48 | 74 | 90
2035-01-07 04:00 | -700 | 374 | -700 | 390 | 272.52 | 374 | 390
2035-01-07 05:00 | -700 | 505 | -700 | 510 | 572.52 | 505 | 510
2035-01-07 06:00 | -700 | 505 | -700 | 510 | 710 | 505 | 510
2035-01-07 07:00 | -700 | 505 | -700 | 510 | 710 | 505 | 510
2035-01-07 08:00 | -700 | 505 | -700 | 510 | 710 | 505 | 510
2035-01-07 09:00 | -700 | 395.05 | -700 | 390 | 410 | 374 | 390
2035-01-07 10:00 | -700 | 95.05 | -700 | 90 | 110 | 74 | 90
2035-01-07 11:00 | -700 | -204.95 | -700 | -210 | -190 | -226 | -210
2035-01-07 12:00 | -700 | -504.95 | -700 | -510 | -490 | -526 | -510
2035-01-07 13:00 | -700 | -204.95 | -700 | -210 | -190 | -226 | -210
2035-01-07 14:00 | -700 | 74 | -700 | 90 | -110 | 74 | 90
2035-01-07 15:00 | -700 | -226 | -700 | -210 | -410 | -226 | -210
2035-01-07 16:00 | -700 | -526 | -700 | -510 | -710 | -526 | -510
2035-01-07 17:00 | -700 | -526 | -700 | -510 | -710 | -526 | -510
2035-01-07 18:00 | -700 | -526 | -700 | -510 | -710 | -526 | -510
2035-01-07 19:00 | -700 | -526 | -700 | -510 | -710 | -526 | -510
2035-01-07 20:00 | -700 | -515.18 | -700 | -510 | -710 | -526 | -510
2035-01-07 21:00 | -700 | -300 | -700 | -510 | -509.16 | -300 | -510
2035-01-07 22:00 | -700 | 0 | -700 | -210 | -209.16 | 0 | -210
2035-01-07 23:00 | -700 | 102.58 | -700 | -210 | -14.95 | 0 | -210
2035-01-08 | -700 | -197.42 | -700 | -510 | -314.95 | -300 | -510
2035-01-08 01:00 | -700 | 0 | -700 | -510 | -469.31 | 0 | -510
2035-01-08 02:00 | -600 | -36.13 | -600 | -300 | -300 | -300 | -300
2035-01-08 03:00 | 0 | 0 | 0 | 0 | 0 | 0 | 0
2035-01-08 04:00 | 0 | 0 | 451.58 | 0 | 0 | 0 | 0
2035-01-08 05:00 | 0 | 0 | 451.58 | -210 | -131.69 | -226 | -210
2035-01-08 06:00 | 0 | -300 | -134.44 | -510 | -431.69 | -526 | -510
2035-01-08 07:00 | 0 | -226 | 0 | -510 | -710 | -494.72 | -510
2035-01-08 08:00 | 237.36 | -526 | 600 | -510 | -710 | -526 | -510
2035-01-08 09:00 | 159.84 | -526 | 500 | -510 | -710 | -526 | -510
2035-01-08 10:00 | -100 | -226 | -100 | -510 | -598.11 | -226 | -510
2035-01-08 11:00 | -700 | -526 | -700 | -510 | -710 | -526 | -510
2035-01-08 12:00 | -100 | -309.82 | -100 | -510 | -710 | -526 | -510
2035-01-08 13:00 | -25.71 | -526 | 0 | -510 | -710 | -526 | -510
2035-01-08 14:00 | -625.71 | -526 | -278.19 | -510 | -710 | -526 | -510
2035-01-08 15:00 | -700 | -226 | -386.02 | -510 | -410 | -226 | -210.67
2035-01-08 16:00 | -700 | -226 | -700 | -510 | -410 | -226 | -210.67
2035-01-08 17:00 | -700 | -526 | -700 | -510 | -710 | -526 | -510
2035-01-08 18:00 | -500 | -526 | -500 | -510 | -710 | -526 | -510
2035-01-08 19:00 | 100 | -526 | 100 | -510 | -710 | -526 | -510
2035-01-08 20:00 | 700 | -526 | 700 | -510 | -710 | -526 | -510
2035-01-08 21:00 | 700 | -526 | 683.61 | -510 | -710 | -526 | -510
2035-01-08 22:00 | 700 | -526 | 509.72 | -510 | -410 | -526 | -210
2035-01-08 23:00 | 700 | -226 | 509.72 | -210 | -110 | -226 | 90
2035-01-09 | 700 | 0 | 700 | 90 | 190 | 71.39 | 390
2035-01-09 01:00 | 700 | 0 | 700 | 390 | 490 | 71.39 | 510
2035-01-09 02:00 | 700 | 0 | 700 | 90 | 300 | 11.68 | 351.83
2035-01-09 03:00 | 700 | 0 | 700 | -210 | 0 | -103.74 | 51.83
2035-01-09 04:00 | 700 | -300 | 700 | -510 | -300 | -403.74 | -248.17
2035-01-09 05:00 | 100 | -249.91 | 100 | -300 | -410 | -300 | -210
2035-01-09 06:00 | 600 | 50.09 | 600 | 0 | -110 | 0 | 90
2035-01-09 07:00 | 0 | -226 | 0 | -250.56 | -410 | -226 | -210
2035-01-09 08:00 | 592.97 | -526 | 500 | -510 | -710 | -526 | -510
2035-01-09 09:00 | -7.03 | -226 | -100 | -510 | -710 | -261.14 | -510
2035-01-09 10:00 | -607.03 | 0 | -700 | -510 | -710 | 0 | -510
2035-01-09 11:00 | -700 | 0 | -700 | -510 | -710 | -226 | -510
2035-01-09 12:00 | -100 | 0 | -100 | -510 | -710 | -526 | -510
2035-01-09 13:00 | -700 | 0 | -700 | -510 | -710 | -300 | -510
2035-01-09 14:00 | -700 | 0 | -700 | -510 | -710 | 0 | -510
2035-01-09 15:00 | -354.31 | 0 | -700 | -510 | -710 | 0 | -510
2035-01-09 16:00 | -600 | -226 | -415.11 | -510 | -710 | -273.21 | -510
2035-01-09 17:00 | 0 | -526 | 184.89 | -510 | -710 | -526 | -510
2035-01-09 18:00 | 251.21 | -526 | 700 | -510 | -710 | -526 | -510
2035-01-09 19:00 | 537.46 | -526 | 700 | -510 | -710 | -526 | -510
2035-01-09 20:00 | 0 | -526 | 333.08 | -510 | -443.5 | -526 | -510
2035-01-09 21:00 | 539.62 | -526 | 700 | -510 | -143.5 | -526 | -210
2035-01-09 22:00 | 539.62 | -526 | 700 | -510 | 0 | -526 | -2.9
2035-01-09 23:00 | 700 | -308.17 | 700 | -510 | 0 | -526 | 8.19
2035-01-10 | 700 | -8.17 | 700 | -210 | 0 | -226 | 49.81
2035-01-10 01:00 | 700 | 0 | 700 | 90 | 110 | 0 | 41.02
2035-01-10 02:00 | 700 | 300 | 700 | 390 | 410 | 300 | 341.02
2035-01-10 03:00 | 700 | 505 | 700 | 510 | 710 | 505 | 510
2035-01-10 04:00 | 700 | 505 | 700 | 510 | 584.06 | 505 | 510
2035-01-10 05:00 | 700 | 300 | 700 | 300 | 284.06 | 300 | 390
2035-01-10 06:00 | 583.2 | 0 | 600 | 0 | -15.94 | 0 | 90
2035-01-10 07:00 | -16.8 | -300 | 0 | -300 | -315.94 | -300 | -210
2035-01-10 08:00 | -616.8 | -526 | -600 | -510 | -615.94 | -526 | -510
2035-01-10 09:00 | -616.8 | -526 | -343.79 | -510 | -700.98 | -526 | -510
2035-01-10 10:00 | -189.06 | -526 | -100 | -510 | -400.98 | -526 | -210
2035-01-10 11:00 | -700 | -526 | -700 | -510 | -410 | -526 | -333.42
2035-01-10 12:00 | -700 | -526 | -700 | -510 | -710 | -526 | -510
2035-01-10 13:00 | -700 | -526 | -700 | -510 | -710 | -526 | -510
2035-01-10 14:00 | -700 | -526 | -700 | -510 | -710 | -526 | -510
2035-01-10 15:00 | -700 | -226 | -700 | -210 | -410 | -226 | -210
2035-01-10 16:00 | -700 | -526 | -700 | -510 | -710 | -526 | -510
2035-01-10 17:00 | -700 | -526 | -700 | -510 | -710 | -526 | -510
2035-01-10 18:00 | -700 | -526 | -700 | -510 | -710 | -526 | -510
2035-01-10 19:00 | -700 | -526 | -700 | -510 | -710 | -526 | -510
2035-01-10 20:00 | -700 | -526 | -700 | -510 | -710 | -526 | -510
2035-01-10 21:00 | -700 | -395 | -700 | -460.53 | -410 | -395 | -390
2035-01-10 22:00 | -700 | -95 | -700 | -160.53 | -110 | -95 | -90
2035-01-10 23:00 | -700 | 205 | -700 | 139.47 | 190 | 205 | 210
2035-01-11 | -700 | 505 | -700 | 439.47 | 490 | 505 | 510
2035-01-11 01:00 | -700 | 505 | -700 | 510 | 710 | 505 | 510
2035-01-11 02:00 | -700 | 505 | -668.44 | 510 | 710 | 505 | 510
2035-01-11 03:00 | -700 | 505 | -700 | 510 | 710 | 505 | 510
2035-01-11 04:00 | -700 | 505 | -700 | 510 | 710 | 505 | 510
2035-01-11 05:00 | -700 | 505 | -700 | 510 | 490 | 505 | 510
2035-01-11 06:00 | -700 | 374 | -700 | 300 | 190 | 374 | 326.47
2035-01-11 07:00 | -700 | 74 | -700 | 0 | -110 | 74 | 26.47
2035-01-11 08:00 | -700 | -226 | -700 | -300 | -410 | -226 | -273.53
2035-01-11 09:00 | -700 | -526 | -700 | -510 | -710 | -526 | -510
2035-01-11 10:00 | -700 | -226 | -700 | -210 | -410 | -226 | -210
2035-01-11 11:00 | -700 | -242.81 | -700 | -510 | -396.62 | -526 | -510
2035-01-11 12:00 | -700 | -526 | -700 | -510 | -545.15 | -526 | -510
2035-01-11 13:00 | -700 | -526 | -700 | -510 | -434.78 | -526 | -510
2035-01-11 14:00 | -700 | -526 | -700 | -510 | -297.7 | -526 | -510
2035-01-11 15:00 | -609.25 | -385.08 | -600 | -510 | -417.03 | -526 | -510
2035-01-11 16:00 | -9.25 | -226 | 0 | -510 | -627.78 | -226 | -510
2035-01-11 17:00 | 590.75 | -526 | 600 | -510 | -410 | -526 | -210
2035-01-11 18:00 | 474.48 | -526 | 700 | -510 | -710 | -526 | -510
2035-01-11 19:00 | 620.05 | -526 | 700 | -510 | -710 | -526 | -510
2035-01-11 20:00 | 700 | -526 | 700 | -510 | -710 | -526 | -510
2035-01-11 21:00 | 700 | -526 | 700 | -510 | -710 | -526 | -510
2035-01-11 22:00 | 700 | -526 | 700 | -510 | -710 | -526 | -510
2035-01-11 23:00 | 700 | -526 | 700 | -510 | -710 | -526 | -510
2035-01-12 | 700 | -226 | 700 | -210 | -410 | -226 | -210
2035-01-12 01:00 | 700 | 0 | 700 | -210 | -110 | -177.54 | 1.35
2035-01-12 02:00 | 700 | -300 | 700 | -510 | 0 | -477.54 | -99.14
2035-01-12 03:00 | 700 | -265.86 | 700 | -300 | 0 | -300 | -259.7
2035-01-12 04:00 | 700 | 0 | 700 | 0 | 0 | 0 | 0
2035-01-12 05:00 | 600 | 0 | 700 | 0 | 0 | 0 | 0
2035-01-12 06:00 | 0 | 0 | 700 | 0 | 0 | 0 | 0
2035-01-12 07:00 | 0 | 0 | 162.8 | 0 | 0 | 0 | 0
2035-01-12 08:00 | 0 | 0 | 436.21 | 0 | 0 | 0 | 0
2035-01-12 09:00 | 0 | -300 | 546.53 | -300 | -47.61 | -300 | -300
2035-01-12 10:00 | 0 | -526 | 0 | -510 | -194.24 | -526 | -510
2035-01-12 11:00 | -595.07 | -526 | -100 | -510 | -110 | -526 | -255.26
2035-01-12 12:00 | -700 | -526 | -700 | -510 | -410 | -526 | -504.77
2035-01-12 13:00 | -600 | -526 | -296.7 | -510 | -710 | -526 | -510
2035-01-12 14:00 | 0 | -526 | 303.3 | -510 | -410 | -526 | -210
2035-01-12 15:00 | 205.99 | -526 | 700 | -510 | -110 | -526 | -274.14
2035-01-12 16:00 | 226.58 | -526 | 100 | -510 | -410 | -526 | -448.67
2035-01-12 17:00 | -373.42 | -526 | -500 | -510 | -710 | -526 | -510
2035-01-12 18:00 | 0 | -526 | -88.52 | -510 | -710 | -526 | -510
2035-01-12 19:00 | 600 | -526 | 511.48 | -510 | -710 | -526 | -510
2035-01-12 20:00 | 668.54 | -526 | 700 | -510 | -511.06 | -526 | -510
2035-01-12 21:00 | 245.67 | -526 | 500 | -510 | -297.47 | -526 | -510
2035-01-12 22:00 | -354.33 | -226 | -100 | -510 | -525.67 | -517.94 | -510
2035-01-12 23:00 | -700 | -226 | -700 | -489.37 | -410 | -226 | -210
2035-01-13 | -700 | -526 | -700 | -510 | -710 | -526 | -510
2035-01-13 01:00 | -700 | -526 | -700 | -510 | -454.67 | -526 | -510
2035-01-13 02:00 | -700 | -226 | -700 | -210 | -154.67 | -226 | -210
2035-01-13 03:00 | -700 | 74 | -700 | 90 | 145.33 | 74 | 90
2035-01-13 04:00 | -700 | 374 | -700 | 390 | 445.33 | 374 | 390
2035-01-13 05:00 | -700 | 505 | -700 | 510 | 424.04 | 505 | 510
2035-01-13 06:00 | -700 | 505 | -700 | 432.28 | 124.04 | 505 | 210
2035-01-13 07:00 | -700 | 505 | -700 | 210 | 279.45 | 505 | 210
2035-01-13 08:00 | -700 | 505 | -700 | 510 | 428.65 | 505 | 510
2035-01-13 09:00 | -700 | 374 | -700 | 390 | 190 | 374 | 390
2035-01-13 10:00 | -700 | 74 | -700 | 90 | -110 | 74 | 90
2035-01-13 11:00 | -700 | -226 | -700 | -210 | -410 | -226 | -210
2035-01-13 12:00 | -700 | -526 | -700 | -510 | -710 | -526 | -510
2035-01-13 13:00 | -700 | -526 | -700 | -510 | -710 | -526 | -510
2035-01-13 14:00 | -700 | -226 | -700 | -210 | -410 | -226 | -210
2035-01-13 15:00 | -700 | 74 | -700 | 90 | -110 | 74 | 90
2035-01-13 16:00 | -700 | -226 | -700 | -210 | -410 | -226 | -210
2035-01-13 17:00 | -700 | -526 | -700 | -510 | -710 | -526 | -510
2035-01-13 18:00 | -700 | -526 | -700 | -510 | -710 | -526 | -510
2035-01-13 19:00 | -700 | -226 | -700 | -210 | -410 | -226 | -210
2035-01-13 20:00 | -700 | 74 | -700 | 90 | -110 | 74 | 90
2035-01-13 21:00 | -700 | 374 | -700 | 390 | 190 | 374 | 390
2035-01-13 22:00 | -700 | 505 | -700 | 510 | 490 | 505 | 510
2035-01-13 23:00 | -700 | 505 | -700 | 510 | 660.93 | 505 | 510
2035-01-14 | -700 | 505 | -700 | 510 | 710 | 505 | 510
2035-01-14 01:00 | -700 | 505 | -700 | 510 | 710 | 505 | 510
2035-01-14 02:00 | -700 | 505 | -700 | 510 | 710 | 505 | 510
2035-01-14 03:00 | -700 | 505 | -700 | 510 | 710 | 505 | 510
2035-01-14 04:00 | -700 | 505 | -700 | 510 | 710 | 505 | 510
2035-01-14 05:00 | -700 | 505 | -700 | 510 | 710 | 505 | 510
2035-01-14 06:00 | -700 | 505 | -700 | 510 | 710 | 505 | 510
2035-01-14 07:00 | -700 | 505 | -700 | 510 | 710 | 505 | 510
2035-01-14 08:00 | -700 | 505 | -700 | 213.45 | 410 | 375.58 | 300
2035-01-14 09:00 | -700 | 205 | -700 | -86.55 | 110 | 75.58 | 0
2035-01-14 10:00 | -700 | -95 | -700 | -386.55 | -190 | -224.42 | -300
2035-01-14 11:00 | -700 | 0 | -700 | -86.55 | -110 | 0 | 0
2035-01-14 12:00 | -100 | -226 | -100 | -386.55 | -410 | -226 | -210
2035-01-14 13:00 | -700 | -526 | -700 | -510 | -710 | -526 | -510
2035-01-14 14:00 | -271.04 | -526 | -100 | -510 | -710 | -526 | -510
2035-01-14 15:00 | 328.96 | -526 | 500 | -510 | -410 | -526 | -270.22
2035-01-14 16:00 | -47.66 | -526 | -100 | -510 | -122.5 | -526 | -510
2035-01-14 17:00 | -370.79 | -526 | -700 | -510 | -110 | -526 | -483.73
2035-01-14 18:00 | -700 | -526 | -700 | -510 | -410 | -526 | -375.7
2035-01-14 19:00 | -700 | -526 | -700 | -510 | -710 | -526 | -510
2035-01-14 20:00 | -700 | -526 | -700 | -510 | -710 | -526 | -510
2035-01-14 21:00 | -700 | -226 | -700 | -210 | -410 | -226 | -210
2035-01-14 22:00 | -700 | 74 | -700 | 90 | -110 | 74 | 90
2035-01-14 23:00 | -700 | 374 | -700 | 390 | 190 | 374 | 390
2035-01-15 | -700 | 505 | -700 | 510 | 490 | 505 | 510
2035-01-15 01:00 | -700 | 505 | -700 | 510 | 710 | 505 | 510
2035-01-15 02:00 | -700 | 505 | -700 | 510 | 710 | 505 | 510
2035-01-15 03:00 | -700 | 505 | -700 | 510 | 710 | 505 | 510
2035-01-15 04:00 | -700 | 505 | -700 | 510 | 710 | 505 | 510
2035-01-15 05:00 | -700 | 468.71 | -700 | 390 | 410 | 374 | 390
2035-01-15 06:00 | -700 | 168.71 | -700 | 90 | 110 | 74 | 90
2035-01-15 07:00 | -700 | -131.29 | -700 | -210 | -190 | -226 | -210
2035-01-15 08:00 | -700 | -431.29 | -700 | -510 | -490 | -526 | -510
2035-01-15 09:00 | -700 | -526 | -700 | -510 | -710 | -526 | -510
2035-01-15 10:00 | -700 | -226 | -700 | -210 | -410 | -226 | -210
2035-01-15 11:00 | -700 | 74 | -700 | 90 | -110 | 74 | 90
2035-01-15 12:00 | -700 | 374 | -700 | 390 | 190 | 374 | 390
2035-01-15 13:00 | -700 | 300 | -700 | 90 | 0 | 225.79 | 90
2035-01-15 14:00 | -700 | 0 | -700 | -210 | -300 | -74.21 | -210
2035-01-15 15:00 | -700 | -300 | -700 | -510 | -600 | -374.21 | -510
2035-01-15 16:00 | -700 | -526 | -700 | -510 | -710 | -526 | -510
2035-01-15 17:00 | -700 | -526 | -700 | -510 | -710 | -526 | -510
2035-01-15 18:00 | -700 | -526 | -700 | -510 | -710 | -526 | -510
2035-01-15 19:00 | -700 | -526 | -700 | -510 | -710 | -526 | -510
2035-01-15 20:00 | -700 | -526 | -700 | -510 | 0 | -526 | -510
2035-01-15 21:00 | -700 | -526 | -700 | -510 | 0 | -526 | -510
2035-01-15 22:00 | -700 | -526 | -700 | -510 | 0 | -526 | -510
2035-01-15 23:00 | -700 | -526 | -700 | -510 | 0 | -526 | -510
2035-01-16 | -700 | -226 | -700 | -210 | 0 | -226 | -210
2035-01-16 01:00 | -700 | 74 | -700 | 90 | 0 | 74 | 90
2035-01-16 02:00 | -700 | 374 | -700 | 390 | 0 | 374 | 390
2035-01-16 03:00 | -700 | 505 | -700 | 510 | 0 | 505 | 510
2035-01-16 04:00 | -700 | 505 | -700 | 510 | 0 | 505 | 510
2035-01-16 05:00 | -700 | 505 | -700 | 510 | 0 | 505 | 510
2035-01-16 06:00 | -700 | 505 | -700 | 510 | 0 | 505 | 510
2035-01-16 07:00 | -700 | 446.55 | -700 | 300 | 0 | 300 | 300
2035-01-16 08:00 | -700 | 146.55 | -700 | 0 | 0 | 0 | 0
2035-01-16 09:00 | -700 | -153.45 | -700 | -300 | 0 | -300 | -300
2035-01-16 10:00 | -700 | 146.55 | -700 | 0 | 0 | 0 | 0
2035-01-16 11:00 | -700 | 74 | -700 | 90 | 0 | 74 | 90
2035-01-16 12:00 | -700 | -226 | -700 | -210 | 0 | -226 | -210
2035-01-16 13:00 | -700 | -526 | -700 | -510 | 0 | -526 | -510
2035-01-16 14:00 | -700 | -226 | -700 | -210 | 0 | -226 | -210
2035-01-16 15:00 | -700 | -526 | -700 | -510 | 0 | -526 | -510
2035-01-16 16:00 | -700 | -526 | -700 | -510 | 0 | -526 | -510
2035-01-16 17:00 | -700 | -526 | -619.63 | -510 | 0 | -526 | -510
2035-01-16 18:00 | -100 | -526 | -19.63 | -510 | 0 | -526 | -510
2035-01-16 19:00 | 31.85 | -526 | 580.37 | -510 | 0 | -526 | -510
2035-01-16 20:00 | -304.07 | -226 | -19.63 | -210 | 0 | -226 | -210
2035-01-16 21:00 | 100 | -226 | 1.4 | -210 | 0 | -226 | -210
2035-01-16 22:00 | 700 | -526 | 601.4 | -510 | 0 | -526 | -510
2035-01-16 23:00 | 100 | -226 | 669.91 | -210 | 0 | -226 | -210
2035-01-17 | 700 | -526 | 700 | -510 | 0 | -526 | -510
2035-01-17 01:00 | 700 | -526 | 700 | -510 | 0 | -526 | -510
2035-01-17 02:00 | 700 | -526 | 700 | -510 | 0 | -526 | -510
2035-01-17 03:00 | 700 | -526 | 700 | -510 | 0 | -526 | -510
2035-01-17 04:00 | 468.09 | -226 | 700 | -210 | 0 | -226 | -210
2035-01-17 05:00 | 700 | 0 | 100 | 0 | 0 | 0 | 0
2035-01-17 06:00 | 700 | -226 | 332.94 | -210 | 0 | -226 | -210
2035-01-17 07:00 | 700 | -526 | 291.99 | -510 | 0 | -526 | -510
2035-01-17 08:00 | 700 | -526 | 270.1 | -510 | 0 | -526 | -510
2035-01-17 09:00 | 700 | -526 | 270.1 | -510 | 0 | -526 | -245.01
2035-01-17 10:00 | 600 | -226 | 211.14 | -210 | 0 | -226 | 54.99
2035-01-17 11:00 | 0 | -226 | 688.16 | -210 | 0 | -226 | -18.39
2035-01-17 12:00 | 600 | -526 | 88.16 | -510 | 0 | -526 | -318.39
2035-01-17 13:00 | 0 | -526 | 0 | -510 | 0 | -526 | -510
2035-01-17 14:00 | -600 | -526 | -600 | -510 | 0 | -526 | -510
2035-01-17 15:00 | -600 | -526 | -600 | -510 | 0 | -526 | -510
2035-01-17 16:00 | 0 | -526 | 0 | -510 | 0 | -526 | -510
2035-01-17 17:00 | 600 | -526 | 600 | -510 | 0 | -526 | -510
2035-01-17 18:00 | 700 | -526 | 700 | -510 | 0 | -526 | -510
2035-01-17 19:00 | 700 | -526 | 700 | -510 | 0 | -526 | -510
2035-01-17 20:00 | 700 | -300 | 700 | -390 | -300 | -300 | -354.19
2035-01-17 21:00 | 700 | 0 | 700 | -90 | 0 | 0 | -54.19
2035-01-17 22:00 | 700 | 0 | 700 | 210 | 300 | 32.63 | 245.81
2035-01-17 23:00 | 700 | 0 | 700 | 510 | 600 | 332.63 | 510
2035-01-18 | 700 | 300 | 700 | 510 | 710 | 505 | 510
2035-01-18 01:00 | 700 | 505 | 700 | 510 | 710 | 505 | 510
2035-01-18 02:00 | 700 | 300 | 700 | 510 | 410 | 300 | 406.36
2035-01-18 03:00 | 700 | 0 | 700 | 210 | 110 | 0 | 106.36
2035-01-18 04:00 | 700 | 0 | 700 | -47.76 | 0 | 0 | 0
2035-01-18 05:00 | 700 | 0 | 700 | -347.76 | -110 | -5.88 | -202.67
2035-01-18 06:00 | 700 | -226 | 700 | -510 | -410 | -226 | -238.65
2035-01-18 07:00 | 700 | -526 | 700 | -510 | -710 | -526 | -510
2035-01-18 08:00 | 700 | -526 | 700 | -510 | -710 | -526 | -510
2035-01-18 09:00 | 700 | -526 | 700 | -510 | -710 | -526 | -510
2035-01-18 10:00 | 700 | -526 | 700 | -510 | -710 | -526 | -510
2035-01-18 11:00 | 700 | -526 | 700 | -510 | -710 | -526 | -510
2035-01-18 12:00 | 700 | -526 | 700 | -510 | -710 | -526 | -510
2035-01-18 13:00 | 700 | -526 | 700 | -510 | -710 | -526 | -510
2035-01-18 14:00 | 700 | -526 | 700 | -510 | -710 | -526 | -510
2035-01-18 15:00 | 700 | -526 | 700 | -510 | -710 | -526 | -510
2035-01-18 16:00 | 700 | -526 | 700 | -510 | -710 | -526 | -510
2035-01-18 17:00 | 700 | -526 | 700 | -510 | -710 | -526 | -510
2035-01-18 18:00 | 700 | -526 | 700 | -510 | -710 | -526 | -510
2035-01-18 19:00 | 700 | -526 | 700 | -510 | -710 | -526 | -510
2035-01-18 20:00 | 700 | -526 | 700 | -510 | -710 | -526 | -510
2035-01-18 21:00 | 700 | -526 | 700 | -510 | -710 | -526 | -510
2035-01-18 22:00 | 700 | -526 | 700 | -510 | -710 | -526 | -510
2035-01-18 23:00 | 700 | -526 | 700 | -510 | -710 | -526 | -510
2035-01-19 | 700 | -226 | 700 | -214.09 | -410 | -226 | -210
2035-01-19 01:00 | 700 | 0 | 700 | -510 | -527.86 | -103.74 | -510
2035-01-19 02:00 | 700 | 0 | 700 | -210 | -227.86 | 0 | -210
2035-01-19 03:00 | 700 | 0 | 700 | -471.03 | 0 | 0 | 0
2035-01-19 04:00 | 700 | 0 | 700 | -171.03 | 0 | 0 | 0
2035-01-19 05:00 | 422.15 | 0 | 700 | -471.03 | -173.69 | 0 | -210
2035-01-19 06:00 | 700 | -226 | 700 | -510 | -473.69 | -244.59 | -510
2035-01-19 07:00 | 700 | -526 | 700 | -510 | -710 | -526 | -510
2035-01-19 08:00 | 700 | -526 | 700 | -510 | -710 | -526 | -510
2035-01-19 09:00 | 700 | -526 | 700 | -510 | -710 | -526 | -510
2035-01-19 10:00 | 700 | -526 | 611.61 | -510 | -710 | -526 | -510
2035-01-19 11:00 | 127.63 | -526 | 600 | -510 | -710 | -526 | -510
2035-01-19 12:00 | -472.37 | -526 | 0 | -510 | -710 | -526 | -510
2035-01-19 13:00 | -700 | -526 | -83.39 | -510 | -710 | -526 | -510
2035-01-19 14:00 | -451.54 | -526 | -62.45 | -510 | -710 | -526 | -510
2035-01-19 15:00 | 0 | -526 | 537.55 | -510 | -710 | -526 | -510
2035-01-19 16:00 | 231.12 | -526 | 700 | -510 | -710 | -526 | -510
2035-01-19 17:00 | 383.34 | -526 | 700 | -510 | -710 | -526 | -510
2035-01-19 18:00 | 700 | -526 | 614.79 | -510 | -710 | -526 | -510
2035-01-19 19:00 | 700 | -526 | 407.86 | -510 | -710 | -526 | -510
2035-01-19 20:00 | 700 | -526 | 502.67 | -510 | -607.48 | -526 | -510
2035-01-19 21:00 | 585.43 | -526 | 502.67 | -510 | -307.48 | -526 | -210
2035-01-19 22:00 | 700 | -526 | 590.38 | -510 | -7.48 | -526 | -471.34
2035-01-19 23:00 | 172.22 | -526 | 500 | -510 | -101.77 | -526 | -510
2035-01-20 | 0 | -226 | -100 | -210 | 0 | -226 | -210
2035-01-20 01:00 | -379.13 | 0 | -700 | 0 | 0 | 0 | 0
2035-01-20 02:00 | 0 | 0 | -700 | 0 | 0 | 0 | 0
2035-01-20 03:00 | 0 | 0 | -700 | 0 | 0 | 0 | 0
2035-01-20 04:00 | 0 | 0 | -100 | 0 | 0 | 0 | 0
2035-01-20 05:00 | -100 | 0 | -132.25 | 0 | 0 | 0 | 0
2035-01-20 06:00 | -700 | 0 | 0 | 0 | 0 | 0 | 0
2035-01-20 07:00 | -100 | 0 | 0 | 0 | 0 | 0 | 0
2035-01-20 08:00 | -548.25 | 0 | -600 | 0 | 0 | 0 | 0
2035-01-20 09:00 | -548.25 | 0 | 0 | -210 | 0 | -197.49 | 0
2035-01-20 10:00 | 0 | 0 | 0 | -510 | 0 | -497.49 | -127.52
2035-01-20 11:00 | 0 | -226 | -546.45 | -414 | 0 | -226 | 0
2035-01-20 12:00 | 0 | -526 | -426.66 | -510 | 0 | -526 | -297.3
2035-01-20 13:00 | 0 | -526 | -99.03 | -510 | 300 | -526 | 2.7
2035-01-20 14:00 | 600 | -526 | 258.91 | -510 | 0 | -526 | -71.45
2035-01-20 15:00 | 628.8 | -526 | 700 | -510 | -35.58 | -526 | -371.45
2035-01-20 16:00 | 700 | -517.18 | 700 | -510 | -335.58 | -526 | -406.73
2035-01-20 17:00 | 700 | -526 | 700 | -510 | -635.58 | -526 | -510
2035-01-20 18:00 | 700 | -526 | 700 | -510 | -710 | -526 | -510
2035-01-20 19:00 | 700 | -526 | 700 | -510 | -540.33 | -526 | -510
2035-01-20 20:00 | 700 | -526 | 700 | -510 | -240.33 | -526 | -357.69
2035-01-20 21:00 | 700 | -226 | 700 | -510 | -146.29 | -285.38 | -510
2035-01-20 22:00 | 700 | 0 | 700 | -510 | -6.1 | -5.86 | -510
2035-01-20 23:00 | 700 | 0 | 700 | -510 | 0 | -30.82 | -246.66
2035-01-21 | 700 | 0 | 700 | -210 | 124.24 | 0 | 53.34
2035-01-21 01:00 | 700 | 0 | 700 | 0 | 0 | 0 | 0
2035-01-21 02:00 | 700 | 0 | 700 | 300 | 300 | 62.68 | 300
2035-01-21 03:00 | 700 | 0 | 700 | 210 | 122.96 | 0 | 210
2035-01-21 04:00 | 700 | 300 | 700 | 510 | 422.96 | 300 | 510
2035-01-21 05:00 | 700 | 0 | 700 | 300 | 300 | 161.82 | 300
2035-01-21 06:00 | 700 | 0 | 700 | 0 | 0 | 0 | 0
2035-01-21 07:00 | 700 | 0 | 700 | -300 | -110 | 0 | -92.89
2035-01-21 08:00 | 700 | -226 | 700 | -385.16 | -410 | -226 | -210
2035-01-21 09:00 | 700 | -526 | 700 | -510 | -710 | -526 | -510
2035-01-21 10:00 | 700 | -526 | 700 | -510 | -710 | -526 | -510
2035-01-21 11:00 | 700 | -526 | 700 | -510 | -710 | -526 | -510
2035-01-21 12:00 | 700 | -526 | 700 | -510 | -710 | -526 | -510
2035-01-21 13:00 | 700 | -526 | 700 | -510 | -710 | -526 | -510
2035-01-21 14:00 | 700 | -526 | 700 | -510 | -710 | -526 | -510
2035-01-21 15:00 | 700 | -526 | 700 | -510 | -710 | -526 | -510
2035-01-21 16:00 | 700 | -526 | 700 | -510 | -710 | -526 | -510
2035-01-21 17:00 | 700 | -526 | 700 | -510 | -710 | -526 | -510
2035-01-21 18:00 | 700 | -526 | 700 | -510 | -710 | -526 | -510
2035-01-21 19:00 | 700 | -526 | 700 | -510 | -710 | -526 | -510
2035-01-21 20:00 | 700 | -526 | 700 | -510 | 0 | -526 | -510
2035-01-21 21:00 | 700 | -526 | 700 | -510 | 0 | -526 | -510
2035-01-21 22:00 | 700 | -300 | 700 | -510 | 0 | -381.94 | -510
2035-01-21 23:00 | 700 | 0 | 700 | -210 | 0 | -81.94 | -210
2035-01-22 | 700 | 263.33 | 700 | 90 | 0 | 218.06 | 90
2035-01-22 01:00 | 700 | 205 | 700 | 390 | 0 | 383.38 | 390
2035-01-22 02:00 | 700 | 505 | 700 | 510 | 0 | 505 | 510
2035-01-22 03:00 | 700 | 505 | 700 | 510 | 0 | 505 | 510
2035-01-22 04:00 | 700 | 374 | 700 | 390 | 0 | 374 | 390
2035-01-22 05:00 | 700 | 74 | 700 | 90 | 0 | 74 | 90
2035-01-22 06:00 | 700 | -226 | 700 | -210 | 0 | -226 | -210
2035-01-22 07:00 | 672.46 | -526 | 700 | -510 | 0 | -526 | -510
2035-01-22 08:00 | 700 | -526 | 689.1 | -510 | 0 | -526 | -510
2035-01-22 09:00 | 700 | -526 | 700 | -510 | 0 | -526 | -510
2035-01-22 10:00 | 100 | -226 | 100 | -510 | 0 | -526 | -510
2035-01-22 11:00 | 0 | 0 | 0 | -510 | 0 | -526 | -510
2035-01-22 12:00 | 232.12 | 0 | 0 | -510 | 0 | -526 | -510
2035-01-22 13:00 | 0 | 0 | 0 | -510 | 0 | -526 | -510
2035-01-22 14:00 | 0 | 0 | 0 | -510 | 0 | -526 | -510
2035-01-22 15:00 | 100 | 0 | 100 | -510 | 0 | -526 | -510
2035-01-22 16:00 | 700 | 0 | 700 | -510 | 0 | -526 | -510
2035-01-22 17:00 | 595.83 | -3.43 | 700 | -510 | 0 | -526 | -510
2035-01-22 18:00 | 700 | -3.43 | 700 | -510 | 0 | -526 | -510
2035-01-22 19:00 | 700 | -3.43 | 700 | -510 | 0 | -526 | -510
2035-01-22 20:00 | 700 | 0 | 700 | -510 | 0 | -526 | -510
2035-01-22 21:00 | 700 | 0 | 700 | -510 | 0 | -526 | -510
2035-01-22 22:00 | 700 | 0 | 700 | -510 | 0 | -526 | -510
2035-01-22 23:00 | 700 | -180.15 | 700 | -510 | 0 | -526 | -510
2035-01-23 | 700 | 63.37 | 700 | -210 | 0 | -226 | -210
2035-01-23 01:00 | 700 | 0 | 700 | 90 | 0 | 0 | 19.73
2035-01-23 02:00 | 700 | 300 | 700 | 390 | 0 | 300 | 319.73
2035-01-23 03:00 | 700 | 505 | 700 | 510 | 0 | 505 | 510
2035-01-23 04:00 | 700 | 374 | 700 | 390 | 0 | 374 | 390
2035-01-23 05:00 | 700 | 74 | 700 | 90 | 0 | 74 | 90
2035-01-23 06:00 | 700 | -226 | 700 | -210 | 0 | -226 | -210
2035-01-23 07:00 | 608.17 | -526 | 694.73 | -510 | 0 | -526 | -510
2035-01-23 08:00 | 700 | -526 | 694.73 | -510 | 0 | -526 | -510
2035-01-23 09:00 | 112.14 | -226 | 600 | -510 | 0 | -526 | -510
2035-01-23 10:00 | 0 | 0 | 0 | -510 | 0 | -526 | -510
2035-01-23 11:00 | 0 | 0 | 0 | -510 | 0 | -526 | -510
2035-01-23 12:00 | 0 | 0 | 0 | -510 | 0 | -526 | -510
2035-01-23 13:00 | 0 | 0 | -555.83 | -510 | 0 | -526 | -510
2035-01-23 14:00 | 0 | 0 | -620.28 | -510 | 0 | -526 | -510
2035-01-23 15:00 | 0 | 0 | -108.93 | -510 | 0 | -526 | -510
2035-01-23 16:00 | 0 | -226 | 313.77 | -510 | 0 | -526 | -510
2035-01-23 17:00 | 100 | -526 | 100 | -510 | 0 | -526 | -510
2035-01-23 18:00 | 700 | -526 | 700 | -510 | 0 | -526 | -510
2035-01-23 19:00 | 700 | -526 | 700 | -510 | 0 | -526 | -510
2035-01-23 20:00 | 700 | -226 | 700 | -510 | -710 | -526 | -510
2035-01-23 21:00 | 700 | 0 | 700 | -510 | -710 | -526 | -510
2035-01-23 22:00 | 700 | 0 | 700 | -510 | -710 | -526 | -510
2035-01-23 23:00 | 700 | -259 | 700 | -510 | -710 | -360.68 | -510
2035-01-24 | 700 | 0 | 700 | -210 | -410 | -100.48 | -210
2035-01-24 01:00 | 700 | 0 | 700 | 90 | -110 | 99.52 | 90
2035-01-24 02:00 | 700 | 300 | 700 | 390 | 190 | 399.52 | 390
2035-01-24 03:00 | 700 | 505 | 700 | 510 | 490 | 505 | 510
2035-01-24 04:00 | 700 | 374 | 700 | 390 | 190 | 374 | 390
2035-01-24 05:00 | 700 | 74 | 700 | 90 | -110 | 74 | 90
2035-01-24 06:00 | 700 | -226 | 700 | -210 | -410 | -226 | -210
2035-01-24 07:00 | 629.75 | -526 | 700 | -510 | -710 | -526 | -510
2035-01-24 08:00 | 700 | -526 | 143.9 | -510 | -710 | -526 | -510
2035-01-24 09:00 | 551.76 | -526 | 600 | -510 | -710 | -526 | -510
2035-01-24 10:00 | -48.24 | -526 | 0 | -510 | -710 | -526 | -510
2035-01-24 11:00 | -500 | -526 | -492.52 | -510 | -710 | -526 | -510
2035-01-24 12:00 | -500 | -526 | -500 | -510 | -710 | -526 | -510
2035-01-24 13:00 | 100 | -526 | 100 | -510 | -710 | -526 | -510
2035-01-24 14:00 | 700 | -526 | 700 | -510 | -710 | -526 | -510
2035-01-24 15:00 | 700 | -526 | 700 | -510 | -710 | -526 | -510
2035-01-24 16:00 | 700 | -526 | 700 | -510 | -710 | -526 | -510
2035-01-24 17:00 | 700 | -526 | 700 | -510 | -710 | -526 | -510
2035-01-24 18:00 | 700 | -526 | 700 | -510 | -710 | -526 | -510
2035-01-24 19:00 | 700 | -526 | 700 | -510 | -710 | -526 | -510
2035-01-24 20:00 | 700 | -526 | 700 | -510 | -710 | -526 | -510
2035-01-24 21:00 | 700 | -526 | 700 | -510 | -710 | -526 | -510
2035-01-24 22:00 | 700 | -526 | 700 | -510 | -710 | -526 | -510
2035-01-24 23:00 | 700 | -526 | 700 | -510 | -710 | -526 | -510
2035-01-25 | 700 | -526 | 655.91 | -510 | -410 | -526 | -296.68
2035-01-25 01:00 | 700 | -526 | 657.59 | -510 | -110 | -526 | -155.25
2035-01-25 02:00 | 523.82 | -226 | 57.59 | -210 | 0 | -226 | 0
2035-01-25 03:00 | 35.77 | 0 | 0 | 0 | 0 | 0 | 0
2035-01-25 04:00 | -100 | 0 | -297 | 0 | 0 | 0 | 0
2035-01-25 05:00 | -700 | 0 | -700 | -66.43 | 0 | 0 | 0
2035-01-25 06:00 | -700 | 0 | -700 | -366.43 | 0 | 0 | -27.99
2035-01-25 07:00 | -100 | 0 | -426.75 | -510 | -70.8 | -226 | -327.99
2035-01-25 08:00 | 500 | -300 | 173.25 | -510 | -370.8 | -526 | -274.74
2035-01-25 09:00 | 419.14 | -526 | 600 | -510 | -670.8 | -526 | -510
2035-01-25 10:00 | 121.35 | -226 | 0 | -210 | -370.8 | -226 | -210
2035-01-25 11:00 | 520.91 | -452.88 | 0 | -510 | -70.8 | -526 | -507.1
2035-01-25 12:00 | 0 | -300 | 103.24 | -510 | -344.61 | -526 | -510
2035-01-25 13:00 | -600 | 0 | -496.76 | -510 | -44.61 | -226 | -510
2035-01-25 14:00 | -322.77 | 0 | 0 | -510 | -110 | -226 | -510
2035-01-25 15:00 | 277.23 | -300 | 600 | -510 | -410 | -526 | -506.67
2035-01-25 16:00 | 700 | -526 | 700 | -510 | -710 | -526 | -510
2035-01-25 17:00 | 108.14 | -526 | 700 | -510 | -710 | -526 | -510
2035-01-25 18:00 | 0 | -526 | 224.5 | -510 | -710 | -526 | -510
2035-01-25 19:00 | -417.06 | -526 | -100 | -510 | -410 | -526 | -235.04
2035-01-25 20:00 | -700 | -226 | -700 | -510 | -244.6 | -226 | -510
2035-01-25 21:00 | -700 | -526 | -700 | -510 | -410 | -526 | -497.37
2035-01-25 22:00 | -700 | -526 | -700 | -510 | -710 | -526 | -510
2035-01-25 23:00 | -700 | -226 | -700 | -210 | -410 | -226 | -210
2035-01-26 | -700 | 74 | -700 | 90 | -110 | 74 | 90
2035-01-26 01:00 | -700 | 374 | -700 | 390 | 190 | 374 | 390
2035-01-26 02:00 | -700 | 505 | -700 | 510 | 490 | 505 | 510
2035-01-26 03:00 | -700 | 505 | -700 | 510 | 676.57 | 505 | 510
2035-01-26 04:00 | -700 | 374 | -700 | 390 | 376.57 | 374 | 390
2035-01-26 05:00 | -700 | 74 | -700 | 90 | 76.57 | 74 | 90
2035-01-26 06:00 | -700 | -226 | -700 | -210 | -223.43 | -226 | -210
2035-01-26 07:00 | -700 | -526 | -700 | -510 | -523.43 | -526 | -510
2035-01-26 08:00 | -700 | -526 | -700 | -510 | -223.43 | -526 | -314.58
2035-01-26 09:00 | -664.23 | -526 | -700 | -510 | 0 | -526 | -130.73
2035-01-26 10:00 | -600 | -526 | -600 | -510 | -110 | -526 | -415.53
2035-01-26 11:00 | 0 | -226 | 0 | -210 | -410 | -226 | -210
2035-01-26 12:00 | 0 | -526 | -279.82 | -510 | -710 | -526 | -510
2035-01-26 13:00 | 0 | -526 | -279.82 | -510 | -710 | -526 | -510
2035-01-26 14:00 | -600 | -526 | -531.45 | -510 | -710 | -526 | -510
2035-01-26 15:00 | -700 | -526 | -700 | -510 | -710 | -526 | -510
2035-01-26 16:00 | -700 | -526 | -700 | -510 | -710 | -526 | -510
2035-01-26 17:00 | -700 | -526 | -700 | -510 | -710 | -526 | -510
2035-01-26 18:00 | -600 | -526 | -231.04 | -510 | -710 | -526 | -510
2035-01-26 19:00 | 0 | -526 | 368.96 | -510 | -410 | -526 | -259.29
2035-01-26 20:00 | -600 | -456.66 | -231.04 | -510 | -110 | -526 | -480.34
2035-01-26 21:00 | -700 | -226 | -700 | -387.88 | -314.24 | -226 | -210
2035-01-26 22:00 | -700 | -526 | -700 | -510 | -614.24 | -526 | -510
2035-01-26 23:00 | -700 | -526 | -700 | -510 | -710 | -526 | -510
2035-01-27 | -700 | -395 | -700 | -510 | -600 | -468.57 | -510
2035-01-27 01:00 | -700 | -95 | -700 | -210 | -300 | -168.57 | -210
2035-01-27 02:00 | -700 | 205 | -700 | 90 | 0 | 131.43 | 90
2035-01-27 03:00 | -700 | 505 | -700 | 390 | 300 | 431.43 | 390
2035-01-27 04:00 | -700 | 374 | -700 | 390 | 190 | 374 | 390
2035-01-27 05:00 | -700 | 74 | -700 | 90 | -110 | 74 | 90
2035-01-27 06:00 | -700 | -226 | -700 | -210 | -410 | -226 | -210
2035-01-27 07:00 | -700 | -526 | -700 | -510 | -710 | -526 | -510
2035-01-27 08:00 | -700 | -226 | -700 | -510 | -710 | -396.71 | -510
2035-01-27 09:00 | -700 | -526 | -330.97 | -510 | -710 | -526 | -510
2035-01-27 10:00 | -700 | -526 | -700 | -510 | -710 | -526 | -510
2035-01-27 11:00 | -700 | -526 | -700 | -510 | -710 | -526 | -510
2035-01-27 12:00 | -700 | -526 | -700 | -510 | -710 | -526 | -510
2035-01-27 13:00 | -700 | -526 | -700 | -510 | -710 | -526 | -510
2035-01-27 14:00 | -478.77 | -226 | -100 | -510 | -410 | -227.89 | -492.26
2035-01-27 15:00 | -539.91 | -526 | -100 | -510 | -657.74 | -526 | -510
2035-01-27 16:00 | -539.91 | -526 | -100 | -510 | -710 | -526 | -510
2035-01-27 17:00 | -700 | -526 | -700 | -510 | -710 | -526 | -510
2035-01-27 18:00 | -100 | -226 | -100 | -210 | -410 | -226 | -210
2035-01-27 19:00 | 500 | -526 | 500 | -510 | -110 | -526 | 62.27
2035-01-27 20:00 | 700 | -414.46 | 700 | -510 | 0 | -526 | -39.2
2035-01-27 21:00 | 700 | -414.83 | 700 | -510 | 0 | -526 | -101.52
2035-01-27 22:00 | 293.11 | -114.83 | 530.93 | -210 | 0 | -226 | 0
2035-01-27 23:00 | -306.89 | 0 | -69.07 | -377.71 | 0 | 0 | 0
2035-01-28 | -700 | 0 | -669.07 | -210 | 0 | 0 | -105.56
2035-01-28 01:00 | -700 | 0 | -700 | -510 | -300 | -228.78 | -405.56
2035-01-28 02:00 | -700 | -231.96 | -700 | -510 | -349.38 | -526 | -510
2035-01-28 03:00 | -700 | -526 | -700 | -510 | -527.65 | -526 | -510
2035-01-28 04:00 | -700 | -226 | -700 | -210 | -227.65 | -226 | -210
2035-01-28 05:00 | -700 | 74 | -700 | 90 | 72.35 | 74 | 90
2035-01-28 06:00 | -700 | 74 | -700 | 90 | -110 | 74 | 90
2035-01-28 07:00 | -700 | -226 | -700 | -210 | -410 | -226 | -210
2035-01-28 08:00 | -700 | -526 | -700 | -510 | -710 | -526 | -510
2035-01-28 09:00 | -700 | -526 | -700 | -510 | -710 | -526 | -510
2035-01-28 10:00 | -700 | -526 | -700 | -510 | -710 | -526 | -510
2035-01-28 11:00 | -700 | -526 | -700 | -510 | -710 | -526 | -510
2035-01-28 12:00 | -700 | -526 | -700 | -510 | -710 | -526 | -510
2035-01-28 13:00 | -700 | -526 | -700 | -510 | -710 | -526 | -510
2035-01-28 14:00 | -700 | -526 | -700 | -510 | -700.74 | -526 | -510
2035-01-28 15:00 | -700 | -526 | -700 | -510 | -710 | -526 | -510
2035-01-28 16:00 | -700 | -526 | -700 | -510 | -710 | -526 | -510
2035-01-28 17:00 | -700 | -526 | -700 | -510 | -710 | -526 | -510
2035-01-28 18:00 | -700 | -526 | -700 | -510 | -710 | -526 | -510
2035-01-28 19:00 | -700 | -526 | -700 | -510 | -710 | -526 | -510
2035-01-28 20:00 | -700 | -526 | -700 | -510 | -710 | -526 | -510
2035-01-28 21:00 | -700 | -526 | -700 | -510 | -710 | -526 | -510
2035-01-28 22:00 | -700 | -526 | -700 | -510 | -657.81 | -526 | -510
2035-01-28 23:00 | -700 | -526 | -700 | -510 | -710 | -526 | -510
2035-01-29 | -700 | -526 | -700 | -510 | -603.49 | -526 | -510
2035-01-29 01:00 | -700 | -526 | -700 | -510 | -409.1 | -526 | -510
2035-01-29 02:00 | -700 | -226 | -700 | -210 | -109.1 | -226 | -210
2035-01-29 03:00 | -700 | -226 | -700 | -210 | -385.54 | -226 | -210
2035-01-29 04:00 | -700 | -526 | -700 | -510 | -685.54 | -526 | -510
2035-01-29 05:00 | -700 | -226 | -700 | -210 | -385.54 | -226 | -210
2035-01-29 06:00 | -700 | -526 | -700 | -510 | -279.73 | -526 | -510
2035-01-29 07:00 | -700 | -526 | -700 | -510 | -410 | -526 | -469.87
2035-01-29 08:00 | -700 | -526 | -700 | -510 | -710 | -526 | -510
2035-01-29 09:00 | -700 | -526 | -700 | -510 | -710 | -526 | -510
2035-01-29 10:00 | -700 | -526 | -700 | -510 | -410 | -526 | -506.12
2035-01-29 11:00 | -700 | -526 | -700 | -510 | -169.91 | -526 | -510
2035-01-29 12:00 | -700 | -526 | -700 | -510 | -469.91 | -526 | -510
2035-01-29 13:00 | -700 | -526 | -700 | -510 | -710 | -526 | -510
2035-01-29 14:00 | -700 | -526 | -700 | -510 | -710 | -526 | -510
2035-01-29 15:00 | -700 | -526 | -700 | -510 | -710 | -526 | -510
2035-01-29 16:00 | -700 | -526 | -700 | -510 | -710 | -526 | -510
2035-01-29 17:00 | -700 | -526 | -700 | -510 | -710 | -526 | -510
2035-01-29 18:00 | -700 | -526 | -700 | -510 | -710 | -526 | -510
2035-01-29 19:00 | -700 | -526 | -700 | -510 | -710 | -526 | -510
2035-01-29 20:00 | -700 | -526 | -700 | -510 | -710 | -526 | -510
2035-01-29 21:00 | -700 | -526 | -700 | -510 | -410 | -526 | -385.57
2035-01-29 22:00 | -700 | -526 | -700 | -510 | -515.72 | -526 | -510
2035-01-29 23:00 | -700 | -526 | -700 | -510 | -489.34 | -526 | -510
2035-01-30 | -700 | -526 | -700 | -510 | -710 | -526 | -510
2035-01-30 01:00 | -700 | -526 | -700 | -510 | -710 | -526 | -510
2035-01-30 02:00 | -700 | -526 | -700 | -510 | -495.17 | -526 | -510
2035-01-30 03:00 | -700 | -526 | -700 | -510 | -567.97 | -526 | -510
2035-01-30 04:00 | -700 | -226 | -700 | -510 | -267.97 | -226 | -258.85
2035-01-30 05:00 | -700 | -226 | -700 | -210 | -410 | -226 | -210
2035-01-30 06:00 | -700 | -526 | -700 | -510 | -710 | -526 | -510
2035-01-30 07:00 | -700 | -526 | -700 | -510 | -710 | -526 | -510
2035-01-30 08:00 | -700 | -526 | -700 | -510 | -710 | -526 | -510
2035-01-30 09:00 | -700 | -526 | -700 | -510 | -710 | -526 | -510
2035-01-30 10:00 | -700 | -526 | -700 | -510 | -710 | -526 | -510
2035-01-30 11:00 | -700 | -526 | -700 | -510 | -710 | -526 | -510
2035-01-30 12:00 | -700 | -526 | -700 | -510 | -710 | -526 | -510
2035-01-30 13:00 | -700 | -526 | -700 | -510 | -710 | -526 | -510
2035-01-30 14:00 | -700 | -526 | -700 | -510 | -710 | -526 | -510
2035-01-30 15:00 | -700 | -526 | -700 | -510 | -710 | -526 | -510
2035-01-30 16:00 | -700 | -526 | -700 | -510 | -710 | -526 | -510
2035-01-30 17:00 | -700 | -526 | -700 | -510 | -710 | -526 | -510
2035-01-30 18:00 | -700 | -526 | -700 | -510 | -710 | -526 | -510
2035-01-30 19:00 | -102.3 | -526 | -100 | -510 | -710 | -526 | -510
2035-01-30 20:00 | -102.3 | -526 | 0 | -510 | -710 | -526 | -510
2035-01-30 21:00 | -464.07 | -526 | 0 | -510 | -710 | -526 | -510
2035-01-30 22:00 | -100 | -526 | -433.73 | -510 | -422.77 | -526 | -510
2035-01-30 23:00 | -700 | -448.29 | -700 | -510 | -687.75 | -526 | -510
2035-01-31 | -700 | -148.29 | -700 | -210 | -387.75 | -226 | -210
2035-01-31 01:00 | -700 | 151.71 | -700 | 90 | -87.75 | 74 | 90
2035-01-31 02:00 | -700 | 451.71 | -700 | 390 | 212.25 | 374 | 390
2035-01-31 03:00 | -700 | 505 | -700 | 510 | 512.25 | 505 | 510
2035-01-31 04:00 | -700 | 505 | -700 | 510 | 710 | 505 | 510
2035-01-31 05:00 | -700 | 402.83 | -700 | 210 | 410 | 300 | 210
2035-01-31 06:00 | -700 | 102.83 | -700 | -90 | 110 | 0 | -90
2035-01-31 07:00 | -700 | -197.17 | -700 | -390 | -190 | -300 | -390
2035-01-31 08:00 | -700 | -95 | -700 | -343.33 | -300 | -300 | -300
2035-01-31 09:00 | -700 | 205 | -700 | -43.33 | 0 | 0 | 0
2035-01-31 10:00 | -700 | 505 | -700 | 256.67 | 300 | 300 | 300
2035-01-31 11:00 | -700 | 300 | -700 | 207.07 | 190 | 300 | 300
2035-01-31 12:00 | -700 | 0 | -700 | -92.93 | -110 | 0 | 0
2035-01-31 13:00 | -700 | 300 | -700 | 207.07 | 190 | 300 | 300
2035-01-31 14:00 | -700 | 32.5 | -700 | 90 | -110 | 74 | 90
2035-01-31 15:00 | -700 | -226 | -700 | -210 | -410 | -226 | -210
2035-01-31 16:00 | -700 | -526 | -700 | -510 | -710 | -526 | -510
2035-01-31 17:00 | -700 | -526 | -700 | -510 | -710 | -526 | -510
2035-01-31 18:00 | -700 | -526 | -700 | -510 | -710 | -526 | -510
2035-01-31 19:00 | -700 | -526 | -700 | -510 | -710 | -526 | -510
2035-01-31 20:00 | -700 | -526 | -700 | -510 | -710 | -526 | -510
2035-01-31 21:00 | -700 | -305.64 | -700 | -390 | -410 | -395 | -390
2035-01-31 22:00 | -700 | -5.64 | -700 | -90 | -110 | -95 | -90
2035-01-31 23:00 | -700 | 294.36 | -700 | 210 | 190 | 205 | 210
2035-02-01 | -700 | 505 | -700 | 510 | 490 | 505 | 510
2035-02-01 01:00 | -700 | 505 | -700 | 510 | 710 | 505 | 510
2035-02-01 02:00 | -700 | 505 | -700 | 510 | 710 | 505 | 510
2035-02-01 03:00 | -700 | 505 | -700 | 510 | 710 | 505 | 510
2035-02-01 04:00 | -700 | 505 | -700 | 510 | 710 | 505 | 510
2035-02-01 05:00 | -700 | 505 | -700 | 510 | 710 | 505 | 510
2035-02-01 06:00 | -700 | 505 | -700 | 510 | 710 | 505 | 510
2035-02-01 07:00 | -700 | 505 | -700 | 510 | 710 | 505 | 510
2035-02-01 08:00 | -700 | 505 | -700 | 510 | 710 | 505 | 510
2035-02-01 09:00 | -700 | 505 | -700 | 510 | 710 | 505 | 510
2035-02-01 10:00 | -700 | 505 | -700 | 510 | 710 | 505 | 510
2035-02-01 11:00 | -700 | 505 | -700 | 510 | 710 | 505 | 510
2035-02-01 12:00 | -700 | 505 | -700 | 510 | 710 | 505 | 510
2035-02-01 13:00 | -700 | 505 | -700 | 390 | 410 | 486.57 | 390
2035-02-01 14:00 | -700 | 374 | -700 | 90 | 110 | 186.57 | 90
2035-02-01 15:00 | -700 | 74 | -700 | -210 | -190 | -113.43 | -210
2035-02-01 16:00 | -178.98 | -226 | -100 | -510 | -490 | -413.43 | -510
2035-02-01 17:00 | 421.02 | -526 | 500 | -510 | -410 | -526 | -297.2
2035-02-01 18:00 | 700 | -526 | 700 | -510 | -710 | -526 | -510
2035-02-01 19:00 | 700 | -526 | 700 | -510 | -710 | -526 | -510
2035-02-01 20:00 | 700 | -526 | 700 | -510 | -710 | -526 | -510
2035-02-01 21:00 | 700 | -526 | 700 | -510 | -710 | -526 | -510
2035-02-01 22:00 | 700 | -281.52 | 700 | -510 | -410 | -526 | -373.46
2035-02-01 23:00 | 700 | -526 | 700 | -510 | -110 | -526 | -73.46
2035-02-02 | 700 | -300 | 700 | -510 | 0 | -402.8 | -149.25
2035-02-02 01:00 | 700 | 0 | 700 | -210 | 0 | -102.8 | 11.12
2035-02-02 02:00 | 500 | 0 | 500 | 90 | 155.33 | 0 | 300
2035-02-02 03:00 | -100 | 0 | -100 | -119.82 | 0 | 0 | 0
2035-02-02 04:00 | -700 | 0 | -700 | -93.85 | 0 | 0 | 0
2035-02-02 05:00 | -700 | 0 | -700 | -393.85 | -179.54 | -241.63 | -300
2035-02-02 06:00 | -700 | 0 | -700 | -510 | 0 | -3.14 | -296.67
2035-02-02 07:00 | -700 | 0 | -700 | -510 | 0 | -303.14 | -406.36
2035-02-02 08:00 | -700 | -226 | -700 | -510 | 0 | -226 | -489.02
2035-02-02 09:00 | -700 | -526 | -700 | -510 | -169.93 | -526 | -510
2035-02-02 10:00 | -700 | -526 | -700 | -510 | -200.7 | -526 | -510
2035-02-02 11:00 | -700 | -526 | -700 | -510 | -225.1 | -526 | -461.51
2035-02-02 12:00 | -700 | -226 | -700 | -210 | 74.9 | -226 | -161.51
2035-02-02 13:00 | -700 | 74 | -700 | 90 | 374.9 | 74 | 138.49
2035-02-02 14:00 | -700 | 74 | -700 | 90 | 74.9 | 74 | 90
2035-02-02 15:00 | -700 | -226 | -700 | -210 | -225.1 | -226 | -210
2035-02-02 16:00 | -700 | -526 | -700 | -510 | -525.1 | -526 | -510
2035-02-02 17:00 | -700 | -526 | -700 | -510 | -710 | -526 | -510
2035-02-02 18:00 | -700 | -526 | -700 | -510 | -710 | -526 | -510
2035-02-02 19:00 | -700 | -526 | -700 | -510 | -710 | -526 | -510
2035-02-02 20:00 | -700 | -526 | -700 | -510 | -547.08 | -526 | -510
2035-02-02 21:00 | -700 | -226 | -700 | -210 | -247.08 | -226 | -210
2035-02-02 22:00 | -700 | 74 | -700 | 90 | 52.92 | 74 | 90
2035-02-02 23:00 | -700 | 374 | -700 | 390 | 352.92 | 374 | 390
2035-02-03 | -700 | 505 | -700 | 510 | 652.92 | 505 | 510
2035-02-03 01:00 | -700 | 505 | -700 | 510 | 710 | 505 | 510
2035-02-03 02:00 | -700 | 505 | -700 | 510 | 710 | 505 | 510
2035-02-03 03:00 | -700 | 505 | -700 | 510 | 710 | 505 | 510
2035-02-03 04:00 | -700 | 505 | -700 | 510 | 490 | 505 | 510
2035-02-03 05:00 | -700 | 374 | -700 | 390 | 190 | 374 | 390
2035-02-03 06:00 | -700 | 74 | -700 | 90 | -110 | 74 | 90
2035-02-03 07:00 | -700 | -226 | -700 | -210 | -410 | -226 | -210
2035-02-03 08:00 | -700 | -526 | -700 | -510 | -710 | -526 | -510
2035-02-03 09:00 | -700 | -526 | -700 | -510 | -710 | -526 | -510
2035-02-03 10:00 | -700 | -526 | -700 | -510 | -710 | -526 | -510
2035-02-03 11:00 | -700 | -526 | -700 | -510 | -710 | -526 | -510
2035-02-03 12:00 | -700 | -526 | -700 | -510 | -710 | -526 | -510
2035-02-03 13:00 | -700 | -526 | -700 | -510 | -710 | -526 | -510
2035-02-03 14:00 | -700 | -526 | -700 | -510 | -710 | -526 | -510
2035-02-03 15:00 | -700 | -526 | -700 | -510 | -710 | -526 | -510
2035-02-03 16:00 | -700 | -526 | -700 | -510 | -710 | -526 | -510
2035-02-03 17:00 | -700 | -526 | -700 | -510 | -710 | -526 | -510
2035-02-03 18:00 | -700 | -526 | -700 | -510 | -710 | -526 | -510
2035-02-03 19:00 | -700 | -526 | -700 | -510 | -710 | -526 | -510
2035-02-03 20:00 | -700 | -526 | -700 | -510 | -710 | -526 | -510
2035-02-03 21:00 | -700 | -226 | -700 | -210 | -410 | -226 | -210
2035-02-03 22:00 | -700 | 74 | -700 | 90 | -110 | 74 | 90
2035-02-03 23:00 | -700 | 374 | -700 | 390 | 190 | 374 | 390
2035-02-04 | -700 | 505 | -700 | 510 | 490 | 505 | 510
2035-02-04 01:00 | -700 | 505 | -700 | 510 | 710 | 505 | 510
2035-02-04 02:00 | -700 | 505 | -700 | 510 | 470.37 | 505 | 510
2035-02-04 03:00 | -700 | 505 | -700 | 510 | 421.78 | 505 | 510
2035-02-04 04:00 | -700 | 505 | -700 | 510 | 410 | 505 | 510
2035-02-04 05:00 | -700 | 505 | -700 | 510 | 710 | 505 | 510
2035-02-04 06:00 | -700 | 505 | -700 | 510 | 710 | 505 | 510
2035-02-04 07:00 | -700 | 505 | -700 | 510 | 710 | 505 | 420.93
2035-02-04 08:00 | -700 | 505 | -700 | 510 | 710 | 505 | 510
2035-02-04 09:00 | -700 | 505 | -700 | 510 | 710 | 505 | 510
2035-02-04 10:00 | -700 | 205 | -700 | 493.35 | 410 | 205 | 210
2035-02-04 11:00 | -700 | 505 | -700 | 390 | 302.75 | 505 | 390
2035-02-04 12:00 | -700 | 300 | -700 | 90 | 2.75 | 205 | 90
2035-02-04 13:00 | -700 | 0 | -700 | -210 | -297.25 | -95 | -210
2035-02-04 14:00 | -700 | -300 | -700 | -510 | -597.25 | -395 | -510
2035-02-04 15:00 | -500 | 0 | -500 | -510 | -300 | -223.92 | -323.24
2035-02-04 16:00 | 100 | 0 | 100 | -210 | 0 | 0 | -23.24
2035-02-04 17:00 | 700 | 0 | 700 | -510 | -76.45 | -99.57 | -323.24
2035-02-04 18:00 | 700 | 0 | 700 | -210 | -364.15 | -174.5 | -210
2035-02-04 19:00 | 700 | -300 | 700 | -510 | -664.15 | -474.5 | -510
2035-02-04 20:00 | 700 | -395.58 | 700 | -510 | -600 | -526 | -510
2035-02-04 21:00 | 700 | -95.58 | 700 | -270.93 | -300 | -226 | -214.4
2035-02-04 22:00 | 700 | 204.42 | 700 | 29.07 | 0 | 74 | 85.6
2035-02-04 23:00 | 700 | 0 | 700 | 329.07 | 0 | 0 | 210
2035-02-05 | 700 | 0 | 700 | 510 | 300 | 300 | 510
2035-02-05 01:00 | 700 | 0 | 700 | 510 | 600 | 317.37 | 510
2035-02-05 02:00 | 700 | 0 | 700 | 510 | 710 | 317.37 | 510
2035-02-05 03:00 | 700 | 0 | 700 | 510 | 490 | 17.37 | 510
2035-02-05 04:00 | 700 | 0 | 700 | 300 | 190 | 300 | 300
2035-02-05 05:00 | 700 | 0 | 700 | 0 | -110 | 0 | 0
2035-02-05 06:00 | 360.87 | -226 | 100 | -257.79 | -410 | -226 | -210
2035-02-05 07:00 | -239.13 | -526 | -500 | -510 | -710 | -526 | -510
2035-02-05 08:00 | 360.87 | -526 | 100 | -510 | -710 | -526 | -510
2035-02-05 09:00 | 700 | -526 | 700 | -510 | -710 | -526 | -510
2035-02-05 10:00 | 700 | -226 | 700 | -510 | -410 | -334.76 | -210
2035-02-05 11:00 | 700 | 0 | 700 | -510 | -110 | -469.08 | 0
2035-02-05 12:00 | 100 | -226 | 372.49 | -510 | 0 | -526 | 0
2035-02-05 13:00 | -500 | -526 | -227.51 | -510 | 0 | -526 | -175
2035-02-05 14:00 | 0 | -226 | 0 | -510 | -110 | -394.52 | -139.71
2035-02-05 15:00 | 0 | -526 | 9.28 | -510 | -410 | -526 | -439.71
2035-02-05 16:00 | 100 | -526 | 254.64 | -510 | -710 | -526 | -510
2035-02-05 17:00 | -500 | -526 | -345.36 | -510 | -710 | -526 | -510
2035-02-05 18:00 | 100 | -526 | 254.64 | -510 | -710 | -526 | -510
2035-02-05 19:00 | 700 | -526 | 700 | -510 | -710 | -526 | -510
2035-02-05 20:00 | 700 | -526 | 700 | -510 | -710 | -526 | -510
2035-02-05 21:00 | 700 | -526 | 700 | -510 | -710 | -526 | -510
2035-02-05 22:00 | 700 | -492.53 | 700 | -510 | -710 | -526 | -510
2035-02-05 23:00 | 700 | -192.53 | 700 | -510 | -410 | -368.73 | -289.29
2035-02-06 | 700 | -480.29 | 700 | -510 | -110 | -526 | -234.23
2035-02-06 01:00 | 700 | -255.4 | 700 | -300 | -64.95 | -300 | -300
2035-02-06 02:00 | 700 | 0 | 700 | 0 | 235.05 | 0 | 0
2035-02-06 03:00 | 700 | 0 | 700 | 0 | 0 | 0 | 0
2035-02-06 04:00 | 700 | 0 | 700 | 300 | 300 | 300 | 300
2035-02-06 05:00 | 700 | 0 | 700 | 0 | 300 | 74 | 3.7
2035-02-06 06:00 | 700 | -226 | 700 | -300 | 0 | -226 | -296.3
2035-02-06 07:00 | 700 | -526 | 700 | -510 | 0 | -526 | -275.1
2035-02-06 08:00 | 100 | -526 | 100 | -510 | 0 | -526 | -164.34
2035-02-06 09:00 | -60.03 | -526 | 0 | -510 | 0 | -526 | -101.63
2035-02-06 10:00 | 0 | -526 | 0 | -510 | 0 | -526 | -274.05
2035-02-06 11:00 | 600 | -526 | 600 | -510 | 0 | -526 | -376.82
2035-02-06 12:00 | 0 | -526 | 109.17 | -510 | 0 | -526 | -412.25
2035-02-06 13:00 | -600 | -526 | -490.83 | -510 | 0 | -526 | -273.14
2035-02-06 14:00 | -76.83 | -526 | -700 | -510 | -110 | -526 | 11.18
2035-02-06 15:00 | -415.78 | -526 | -700 | -510 | -410 | -526 | -210
2035-02-06 16:00 | -700 | -526 | -700 | -510 | -710 | -526 | -510
2035-02-06 17:00 | -141.26 | -526 | -226.19 | -510 | -710 | -526 | -510
2035-02-06 18:00 | 458.74 | -526 | 373.81 | -510 | -410 | -526 | -210
2035-02-06 19:00 | 458.74 | -526 | 700 | -510 | -128.73 | -526 | -510
2035-02-06 20:00 | 0 | -526 | 404.21 | -510 | -418.62 | -526 | -510
2035-02-06 21:00 | -600 | -259.28 | -195.79 | -510 | -710 | -526 | -510
2035-02-06 22:00 | -700 | -226 | -700 | -510 | -710 | -490.19 | -510
2035-02-06 23:00 | -700 | -526 | -700 | -510 | -710 | -526 | -510
2035-02-07 | -700 | -226 | -700 | -210 | -410 | -226 | -210
2035-02-07 01:00 | -700 | 74 | -700 | 90 | -110 | 74 | 90
2035-02-07 02:00 | -700 | 374 | -700 | 390 | 190 | 374 | 390
2035-02-07 03:00 | -700 | 505 | -700 | 510 | 490 | 505 | 510
2035-02-07 04:00 | -700 | 505 | -700 | 510 | 490 | 505 | 510
2035-02-07 05:00 | -700 | 374 | -700 | 390 | 190 | 374 | 390
2035-02-07 06:00 | -700 | 74 | -700 | 90 | -110 | 74 | 90
2035-02-07 07:00 | -700 | -226 | -700 | -210 | -410 | -226 | -210
2035-02-07 08:00 | -700 | -526 | -700 | -510 | -710 | -526 | -510
2035-02-07 09:00 | -700 | -226 | -700 | -210 | -410 | -226 | -210
2035-02-07 10:00 | -700 | 74 | -700 | 90 | -110 | 74 | 90
2035-02-07 11:00 | -700 | 374 | -700 | 390 | 190 | 374 | 390
2035-02-07 12:00 | -700 | 505 | -700 | 510 | 490 | 505 | 510
2035-02-07 13:00 | -700 | 505 | -700 | 510 | 490 | 505 | 510
2035-02-07 14:00 | -700 | 238.23 | -700 | 210 | 190 | 205 | 210
2035-02-07 15:00 | -700 | -61.77 | -700 | -90 | -110 | -95 | -90
2035-02-07 16:00 | -700 | -361.77 | -700 | -390 | -410 | -395 | -390
2035-02-07 17:00 | -700 | -526 | -700 | -510 | -710 | -526 | -510
2035-02-07 18:00 | -700 | -526 | -700 | -510 | -710 | -526 | -510
2035-02-07 19:00 | -700 | -526 | -700 | -510 | -710 | -526 | -510
2035-02-07 20:00 | -700 | -526 | -700 | -510 | -710 | -526 | -510
2035-02-07 21:00 | -700 | -226 | -700 | -210 | -410 | -226 | -210
2035-02-07 22:00 | -700 | 74 | -700 | 90 | -110 | 74 | 90
2035-02-07 23:00 | -700 | 374 | -700 | 390 | 190 | 374 | 390
2035-02-08 | -700 | 505 | -700 | 510 | 490 | 505 | 510
2035-02-08 01:00 | -700 | 505 | -700 | 510 | 710 | 505 | 510
2035-02-08 02:00 | -700 | 505 | -700 | 510 | 710 | 505 | 510
2035-02-08 03:00 | -700 | 505 | -700 | 510 | 490 | 505 | 510
2035-02-08 04:00 | -700 | 374 | -700 | 390 | 190 | 374 | 390
2035-02-08 05:00 | -700 | 74 | -700 | 90 | -110 | 74 | 90
2035-02-08 06:00 | -700 | -226 | -700 | -210 | -410 | -226 | -210
2035-02-08 07:00 | -700 | -526 | -700 | -510 | -710 | -526 | -510
2035-02-08 08:00 | -700 | -526 | -700 | -510 | -710 | -526 | -510
2035-02-08 09:00 | -700 | -526 | -700 | -510 | -710 | -526 | -510
2035-02-08 10:00 | -700 | -226 | -700 | -210 | -410 | -226 | -210
2035-02-08 11:00 | -700 | 74 | -700 | 90 | -110 | 74 | 90
2035-02-08 12:00 | -700 | 374 | -700 | 390 | 190 | 374 | 390
2035-02-08 13:00 | -700 | 505 | -700 | 510 | 490 | 505 | 510
2035-02-08 14:00 | -700 | 374 | -700 | 390 | 190 | 374 | 390
2035-02-08 15:00 | -700 | 74 | -700 | 90 | -110 | 74 | 90
2035-02-08 16:00 | -700 | -226 | -700 | -210 | -410 | -226 | -210
2035-02-08 17:00 | -700 | -526 | -700 | -510 | -710 | -526 | -510
2035-02-08 18:00 | -700 | -526 | -700 | -510 | -710 | -526 | -510
2035-02-08 19:00 | -700 | -526 | -700 | -510 | -710 | -526 | -510
2035-02-08 20:00 | -700 | -526 | -700 | -510 | -683.68 | -526 | -510
2035-02-08 21:00 | -700 | -226 | -700 | -210 | -383.68 | -226 | -210
2035-02-08 22:00 | -700 | 74 | -700 | 90 | -83.68 | 74 | 90
2035-02-08 23:00 | -700 | 374 | -700 | 390 | 216.32 | 374 | 390
2035-02-09 | -700 | 505 | -700 | 510 | 516.32 | 505 | 510
2035-02-09 01:00 | -700 | 505 | -235.14 | 510 | 710 | 505 | 510
2035-02-09 02:00 | -454.16 | 505 | -100 | 510 | 710 | 505 | 510
2035-02-09 03:00 | -700 | 505 | -700 | 510 | 710 | 505 | 510
2035-02-09 04:00 | -700 | 505 | -700 | 510 | 490 | 505 | 510
2035-02-09 05:00 | -700 | 374 | -700 | 390 | 190 | 374 | 390
2035-02-09 06:00 | -700 | 74 | -700 | 90 | -110 | 74 | 90
2035-02-09 07:00 | -700 | -226 | -700 | -210 | -410 | -226 | -210
2035-02-09 08:00 | -700 | -526 | -700 | -510 | -710 | -526 | -510
2035-02-09 09:00 | -700 | -226 | -700 | -210 | -410 | -226 | -210
2035-02-09 10:00 | -700 | 74 | -700 | 90 | -110 | 74 | 90
2035-02-09 11:00 | -700 | 374 | -700 | 390 | 190 | 374 | 390
2035-02-09 12:00 | -700 | 505 | -700 | 510 | 490 | 505 | 510
2035-02-09 13:00 | -700 | 505 | -700 | 510 | 490 | 505 | 510
2035-02-09 14:00 | -700 | 374 | -700 | 390 | 190 | 374 | 390
2035-02-09 15:00 | -700 | 74 | -700 | 90 | -110 | 74 | 90
2035-02-09 16:00 | -700 | -226 | -700 | -210 | -410 | -226 | -210
2035-02-09 17:00 | -700 | -526 | -700 | -510 | -710 | -526 | -510
2035-02-09 18:00 | -700 | -526 | -700 | -510 | -710 | -526 | -510
2035-02-09 19:00 | -700 | -526 | -700 | -510 | -710 | -526 | -510
2035-02-09 20:00 | -700 | -226 | -700 | -351.74 | -410 | -226 | -210
2035-02-09 21:00 | -700 | -95 | -700 | -300 | -110 | -95 | -234.48
2035-02-09 22:00 | -700 | 205 | -700 | 0 | 190 | 205 | 65.52
2035-02-09 23:00 | -700 | 505 | -700 | 300 | 490 | 505 | 365.52
2035-02-10 | -700 | 505 | -700 | 510 | 710 | 505 | 510
2035-02-10 01:00 | -100 | 505 | -100 | 510 | 710 | 505 | 510
2035-02-10 02:00 | -700 | 505 | -700 | 510 | 710 | 505 | 510
2035-02-10 03:00 | -700 | 505 | -700 | 510 | 710 | 505 | 510
2035-02-10 04:00 | -700 | 505 | -700 | 510 | 710 | 505 | 510
2035-02-10 05:00 | -700 | 505 | -700 | 510 | 710 | 505 | 431.26
2035-02-10 06:00 | -700 | 505 | -700 | 510 | 710 | 505 | 379.96
2035-02-10 07:00 | -700 | 505 | -700 | 510 | 710 | 505 | 510
2035-02-10 08:00 | -700 | 505 | -700 | 510 | 490 | 505 | 510
2035-02-10 09:00 | -700 | 374 | -700 | 390 | 190 | 374 | 390
2035-02-10 10:00 | -700 | 74 | -700 | 90 | -110 | 74 | 90
2035-02-10 11:00 | -700 | -226 | -700 | -210 | -410 | -226 | -210
2035-02-10 12:00 | -700 | -526 | -700 | -510 | -710 | -526 | -510
2035-02-10 13:00 | -700 | -226 | -700 | -210 | -410 | -226 | -210
2035-02-10 14:00 | -700 | 74 | -700 | 90 | -110 | 74 | 90
2035-02-10 15:00 | -700 | 374 | -700 | 390 | 190 | 374 | 390
2035-02-10 16:00 | -700 | 505 | -700 | 510 | 490 | 505 | 510
2035-02-10 17:00 | -700 | 434.25 | -700 | 510 | 708.43 | 505 | 510
2035-02-10 18:00 | -700 | 461.45 | -700 | 510 | 710 | 505 | 510
2035-02-10 19:00 | -700 | 505 | -700 | 510 | 710 | 505 | 510
2035-02-10 20:00 | -700 | 505 | -700 | 510 | 710 | 505 | 510
2035-02-10 21:00 | -700 | 505 | -700 | 510 | 710 | 505 | 510
2035-02-10 22:00 | -700 | 505 | -700 | 510 | 710 | 505 | 510
2035-02-10 23:00 | -700 | 505 | -700 | 510 | 710 | 505 | 510
2035-02-11 | -700 | 505 | -700 | 510 | 577.59 | 505 | 510
2035-02-11 01:00 | -100 | 505 | -100 | 510 | 710 | 505 | 476.62
2035-02-11 02:00 | -700 | 505 | -700 | 510 | 670.97 | 505 | 510
2035-02-11 03:00 | -119.73 | 505 | -100 | 510 | 710 | 505 | 388.5
2035-02-11 04:00 | -700 | 505 | -700 | 510 | 647.93 | 505 | 510
2035-02-11 05:00 | -700 | 505 | -700 | 510 | 710 | 505 | 307.58
2035-02-11 06:00 | -700 | 505 | -700 | 510 | 454.84 | 505 | 510
2035-02-11 07:00 | -700 | 505 | -700 | 510 | 710 | 505 | 510
2035-02-11 08:00 | -700 | 505 | -700 | 510 | 710 | 505 | 510
2035-02-11 09:00 | -700 | 505 | -700 | 510 | 710 | 505 | 510
2035-02-11 10:00 | -700 | 505 | -700 | 510 | 710 | 505 | 510
2035-02-11 11:00 | -700 | 505 | -700 | 510 | 710 | 505 | 510
2035-02-11 12:00 | -700 | 505 | -700 | 510 | 710 | 505 | 510
2035-02-11 13:00 | -197.84 | 505 | -100 | 510 | 490 | 505 | 510
2035-02-11 14:00 | -700 | 374 | -700 | 390 | 190 | 374 | 390
2035-02-11 15:00 | -700 | 74 | -700 | 90 | -110 | 74 | 90
2035-02-11 16:00 | -700 | -226 | -700 | -210 | -410 | -226 | -210
2035-02-11 17:00 | -700 | -526 | -700 | -510 | -710 | -526 | -510
2035-02-11 18:00 | -700 | -526 | -700 | -510 | -710 | -526 | -510
2035-02-11 19:00 | -700 | -226 | -700 | -210 | -410 | -226 | -210
2035-02-11 20:00 | -700 | 74 | -700 | 90 | -110 | 74 | 90
2035-02-11 21:00 | -700 | 374 | -700 | 390 | 190 | 374 | 390
2035-02-11 22:00 | -700 | 505 | -700 | 510 | 490 | 505 | 510
2035-02-11 23:00 | -700 | 505 | -700 | 510 | 710 | 505 | 510
2035-02-12 | -700 | 505 | -700 | 510 | 710 | 505 | 510
2035-02-12 01:00 | -700 | 505 | -700 | 510 | 710 | 505 | 510
2035-02-12 02:00 | -700 | 505 | -700 | 510 | 710 | 505 | 510
2035-02-12 03:00 | -700 | 505 | -700 | 510 | 710 | 505 | 510
2035-02-12 04:00 | -700 | 505 | -700 | 300 | 413.32 | 505 | 306.68
2035-02-12 05:00 | -700 | 205 | -700 | 0 | 113.32 | 205 | 6.68
2035-02-12 06:00 | -700 | -95 | -700 | -300 | -186.68 | -95 | -293.32
2035-02-12 07:00 | -700 | 0 | -700 | -510 | -486.68 | 0 | -510
2035-02-12 08:00 | -700 | 0 | -700 | -240.98 | -186.68 | 0 | -210
2035-02-12 09:00 | -700 | 0 | -700 | -310.11 | 0 | 0 | 0
2035-02-12 10:00 | -700 | 0 | -700 | -510 | -144.06 | -100.72 | -300
2035-02-12 11:00 | -689.11 | -4.26 | -600 | -510 | -212.23 | -397.37 | -510
2035-02-12 12:00 | -89.11 | -304.26 | 0 | -510 | -288.4 | -526 | -510
2035-02-12 13:00 | 510.89 | -526 | 600 | -510 | -203.89 | -526 | -221.94
2035-02-12 14:00 | 510.89 | -226 | 0 | -510 | -503.89 | -508.9 | -510
2035-02-12 15:00 | 0 | -526 | 0 | -510 | -710 | -526 | -510
2035-02-12 16:00 | 0 | -526 | 352.23 | -510 | -710 | -526 | -510
2035-02-12 17:00 | 0 | -526 | 0 | -510 | -710 | -526 | -510
2035-02-12 18:00 | 500 | -526 | 242.98 | -510 | -410 | -526 | -252.48
2035-02-12 19:00 | -100 | -526 | -276.76 | -510 | -110 | -526 | -223.51
2035-02-12 20:00 | -700 | -526 | -700 | -510 | 0 | -526 | -93.31
2035-02-12 21:00 | -700 | -226 | -700 | -210 | 110 | -226 | 7.39
2035-02-12 22:00 | -700 | 74 | -700 | 90 | 410 | 74 | 307.39
2035-02-12 23:00 | -700 | 374 | -700 | 390 | 710 | 374 | 510
2035-02-13 | -700 | 505 | -700 | 510 | 710 | 505 | 510
2035-02-13 01:00 | -700 | 505 | -700 | 390 | 490 | 505 | 408.54
2035-02-13 02:00 | -700 | 300 | -700 | 90 | 190 | 205 | 108.54
2035-02-13 03:00 | -700 | 0 | -700 | -210 | -110 | -95 | -191.46
2035-02-13 04:00 | -700 | -300 | -700 | -510 | -410 | -395 | -491.46
2035-02-13 05:00 | -700 | 0 | -700 | -210 | -110 | -95 | -191.46
2035-02-13 06:00 | -100 | 0 | -100 | -210 | -410 | -38.61 | -210
2035-02-13 07:00 | -700 | -300 | -700 | -510 | -710 | -338.61 | -510
2035-02-13 08:00 | -600 | -526 | -600 | -510 | -710 | -526 | -510
2035-02-13 09:00 | 0 | -526 | 0 | -510 | -710 | -526 | -510
2035-02-13 10:00 | -600 | -226 | -600 | -510 | -410 | -526 | -268
2035-02-13 11:00 | -700 | 0 | -700 | -510 | -215.54 | -526 | -210
2035-02-13 12:00 | -700 | -258.03 | -700 | -510 | -515.54 | -526 | -510
2035-02-13 13:00 | -700 | 0 | -700 | -510 | -710 | -526 | -510
2035-02-13 14:00 | -700 | 0 | -700 | -510 | -427.45 | -526 | -510
2035-02-13 15:00 | -291.58 | -226 | -265.42 | -510 | -127.45 | -270.56 | -210
2035-02-13 16:00 | 308.42 | -526 | 334.58 | -510 | -233.4 | -526 | -214.38
2035-02-13 17:00 | 308.42 | -526 | 700 | -510 | -533.4 | -526 | -510
2035-02-13 18:00 | 700 | -526 | 700 | -510 | -606.61 | -526 | -510
2035-02-13 19:00 | 700 | -526 | 700 | -510 | -606.61 | -526 | -510
2035-02-13 20:00 | 700 | -526 | 700 | -510 | -606.61 | -526 | -510
2035-02-13 21:00 | 700 | -526 | 700 | -510 | -710 | -526 | -510
2035-02-13 22:00 | 590.76 | -526 | 700 | -510 | -594.24 | -526 | -510
2035-02-13 23:00 | 700 | -526 | 553.08 | -510 | -294.24 | -526 | -476.23
2035-02-14 | 500 | -526 | 130.26 | -510 | -45.28 | -526 | -449.32
2035-02-14 01:00 | -100 | -226 | -469.74 | -510 | -345.28 | -404.59 | -510
2035-02-14 02:00 | -700 | -116.06 | -700 | -390 | -190 | -300 | -390
2035-02-14 03:00 | -700 | 183.94 | -700 | -90 | 110 | 0 | -90
2035-02-14 04:00 | -700 | 483.94 | -700 | 210 | 410 | 300 | 210
2035-02-14 05:00 | -700 | 505 | -700 | 510 | 710 | 505 | 510
2035-02-14 06:00 | -700 | 505 | -700 | 510 | 710 | 505 | 510
2035-02-14 07:00 | -700 | 505 | -700 | 510 | 710 | 505 | 510
2035-02-14 08:00 | -700 | 505 | -700 | 510 | 710 | 505 | 510
2035-02-14 09:00 | -700 | 505 | -700 | 510 | 710 | 505 | 510
2035-02-14 10:00 | -700 | 505 | -700 | 510 | 710 | 505 | 510
2035-02-14 11:00 | -700 | 505 | -700 | 510 | 490 | 505 | 510
2035-02-14 12:00 | -700 | 374 | -700 | 390 | 190 | 374 | 390
2035-02-14 13:00 | -700 | 74 | -700 | 90 | -110 | 74 | 90
2035-02-14 14:00 | -700 | -226 | -700 | -210 | -410 | -226 | -210
2035-02-14 15:00 | -700 | -526 | -700 | -510 | -710 | -526 | -510
2035-02-14 16:00 | -700 | -526 | -700 | -510 | -710 | -526 | -510
2035-02-14 17:00 | -100 | -526 | -700 | -510 | -651.74 | -526 | -510
2035-02-14 18:00 | -600 | -526 | -591.6 | -510 | -710 | -526 | -510
2035-02-14 19:00 | 0 | -526 | 0 | -510 | -410 | -526 | -270.64
2035-02-14 20:00 | -100 | -526 | -422.87 | -510 | -110 | -526 | -158.07
2035-02-14 21:00 | -700 | -226 | -700 | -210 | 0 | -226 | -185.54
2035-02-14 22:00 | -700 | -226 | -700 | -510 | -300 | -393.71 | -485.54
2035-02-14 23:00 | -700 | -526 | -700 | -510 | -117.63 | -526 | -390
2035-02-15 | -700 | -226 | -700 | -210 | 182.37 | -226 | -90
2035-02-15 01:00 | -700 | 74 | -700 | 90 | 482.37 | 74 | 210
2035-02-15 02:00 | -700 | 374 | -700 | 390 | 710 | 374 | 510
2035-02-15 03:00 | -700 | 505 | -700 | 510 | 710 | 505 | 510
2035-02-15 04:00 | -700 | 505 | -700 | 510 | 710 | 505 | 510
2035-02-15 05:00 | -700 | 505 | -700 | 510 | 710 | 505 | 510
2035-02-15 06:00 | -700 | 505 | -700 | 510 | 710 | 505 | 510
2035-02-15 07:00 | -700 | 505 | -700 | 510 | 710 | 505 | 510
2035-02-15 08:00 | -700 | 505 | -700 | 510 | 710 | 505 | 510
2035-02-15 09:00 | -700 | 505 | -700 | 510 | 490 | 505 | 510
2035-02-15 10:00 | -700 | 374 | -700 | 390 | 190 | 374 | 390
2035-02-15 11:00 | -700 | 74 | -700 | 90 | -110 | 74 | 90
2035-02-15 12:00 | -700 | -226 | -700 | -210 | -410 | -226 | -210
2035-02-15 13:00 | -700 | -526 | -700 | -510 | -710 | -526 | -510
2035-02-15 14:00 | -700 | -526 | -700 | -510 | -710 | -526 | -510
2035-02-15 15:00 | -700 | -526 | -700 | -510 | -710 | -526 | -510
2035-02-15 16:00 | -700 | -526 | -700 | -510 | -710 | -526 | -510
2035-02-15 17:00 | -700 | -526 | -700 | -510 | -710 | -526 | -510
2035-02-15 18:00 | -700 | -526 | -700 | -510 | -710 | -526 | -510
2035-02-15 19:00 | -700 | -526 | -700 | -510 | -710 | -526 | -510
2035-02-15 20:00 | -700 | -526 | -700 | -510 | -710 | -526 | -510
2035-02-15 21:00 | -700 | -395 | -700 | -510 | -410 | -395 | -431.81
2035-02-15 22:00 | -700 | -95 | -700 | -210 | -110 | -95 | -131.81
2035-02-15 23:00 | -700 | 205 | -700 | 90 | 190 | 205 | 168.19
2035-02-16 | -700 | 505 | -700 | 390 | 490 | 505 | 468.19
2035-02-16 01:00 | -700 | 505 | -700 | 510 | 710 | 505 | 510
2035-02-16 02:00 | -700 | 505 | -700 | 510 | 710 | 505 | 510
2035-02-16 03:00 | -700 | 505 | -700 | 510 | 710 | 505 | 510
2035-02-16 04:00 | -700 | 505 | -700 | 386.32 | 700.98 | 505 | 510
2035-02-16 05:00 | -700 | 356.61 | -700 | 510 | 710 | 505 | 510
2035-02-16 06:00 | -700 | 505 | -700 | 510 | 710 | 505 | 510
2035-02-16 07:00 | -700 | 505 | -700 | 510 | 710 | 505 | 510
2035-02-16 08:00 | -700 | 505 | -700 | 510 | 710 | 505 | 510
2035-02-16 09:00 | -700 | 505 | -700 | 510 | 710 | 505 | 510
2035-02-16 10:00 | -700 | 505 | -700 | 510 | 710 | 505 | 510
2035-02-16 11:00 | -700 | 505 | -700 | 510 | 710 | 505 | 510
2035-02-16 12:00 | -700 | 505 | -700 | 510 | 710 | 505 | 510
2035-02-16 13:00 | -700 | 505 | -700 | 510 | 490 | 505 | 510
2035-02-16 14:00 | -700 | 374 | -700 | 390 | 190 | 374 | 390
2035-02-16 15:00 | -700 | 74 | -700 | 90 | -110 | 74 | 90
2035-02-16 16:00 | -700 | -226 | -700 | -210 | -410 | -226 | -210
2035-02-16 17:00 | -700 | -526 | -700 | -510 | -710 | -526 | -510
2035-02-16 18:00 | -700 | -526 | -700 | -510 | -710 | -526 | -510
2035-02-16 19:00 | -700 | -526 | -700 | -510 | -710 | -526 | -510
2035-02-16 20:00 | -700 | -395 | -700 | -510 | -573.04 | -395 | -510
2035-02-16 21:00 | -700 | -95 | -700 | -210 | -273.04 | -95 | -210
2035-02-16 22:00 | -700 | 205 | -700 | 90 | 26.96 | 205 | 90
2035-02-16 23:00 | -100 | 505 | -325 | 390 | 326.96 | 505 | 390
2035-02-17 | 500 | 205 | -362.61 | 448.52 | 602.72 | 505 | 510
2035-02-17 01:00 | 0 | 505 | 237.39 | 300 | 302.72 | 505 | 510
2035-02-17 02:00 | 0 | 505 | 96.88 | 0 | 602.72 | 505 | 510
2035-02-17 03:00 | -100 | 505 | -100 | 300 | 710 | 420.06 | 510
2035-02-17 04:00 | -700 | 505 | -700 | 510 | 653.48 | 505 | 510
2035-02-17 05:00 | -700 | 505 | -700 | 510 | 710 | 505 | 510
2035-02-17 06:00 | -700 | 505 | -700 | 510 | 710 | 505 | 510
2035-02-17 07:00 | -700 | 505 | -700 | 510 | 710 | 505 | 510
2035-02-17 08:00 | -700 | 505 | -700 | 510 | 710 | 505 | 510
2035-02-17 09:00 | -700 | 505 | -700 | 510 | 710 | 505 | 510
2035-02-17 10:00 | -700 | 505 | -700 | 510 | 710 | 505 | 510
2035-02-17 11:00 | -700 | 505 | -700 | 510 | 710 | 505 | 510
2035-02-17 12:00 | -700 | 505 | -700 | 510 | 710 | 505 | 510
2035-02-17 13:00 | -100 | 505 | -700 | 510 | 410 | 345.84 | 510
2035-02-17 14:00 | -700 | 505 | -446.94 | 510 | 490 | 505 | 510
2035-02-17 15:00 | -700 | 374 | -700 | 390 | 190 | 374 | 390
2035-02-17 16:00 | -700 | 74 | -700 | 90 | -110 | 74 | 90
2035-02-17 17:00 | -700 | -226 | -700 | -210 | -410 | -226 | -210
2035-02-17 18:00 | -700 | -526 | -700 | -510 | -710 | -526 | -510
2035-02-17 19:00 | -700 | -526 | -700 | -510 | -710 | -526 | -510
2035-02-17 20:00 | -700 | -526 | -700 | -510 | -710 | -526 | -510
2035-02-17 21:00 | -700 | -226 | -700 | -210 | -410 | -226 | -210
2035-02-17 22:00 | -700 | 74 | -700 | 90 | -110 | 74 | 90
2035-02-17 23:00 | -700 | 374 | -700 | 390 | 190 | 374 | 390
2035-02-18 | -700 | 505 | -700 | 510 | 490 | 505 | 510
2035-02-18 01:00 | -700 | 505 | -700 | 510 | 710 | 505 | 510
2035-02-18 02:00 | -700 | 505 | -700 | 510 | 710 | 505 | 510
2035-02-18 03:00 | -700 | 505 | -700 | 510 | 710 | 505 | 510
2035-02-18 04:00 | -700 | 505 | -700 | 510 | 710 | 505 | 510
2035-02-18 05:00 | -700 | 505 | -700 | 510 | 710 | 505 | 510
2035-02-18 06:00 | -700 | 505 | -700 | 510 | 710 | 505 | 510
2035-02-18 07:00 | -700 | 505 | -700 | 510 | 710 | 505 | 510
2035-02-18 08:00 | -700 | 317.11 | -700 | 300 | 410 | 300 | 300
2035-02-18 09:00 | -700 | 17.11 | -700 | 0 | 110 | 0 | 0
2035-02-18 10:00 | -700 | -282.89 | -700 | -300 | -190 | -300 | -300
2035-02-18 11:00 | -700 | 17.11 | -700 | 0 | 110 | 0 | 0
2035-02-18 12:00 | -700 | 317.11 | -700 | 300 | 410 | 300 | 300
2035-02-18 13:00 | -700 | 374 | -700 | 390 | 190 | 374 | 390
2035-02-18 14:00 | -700 | 74 | -700 | 90 | -110 | 74 | 90
2035-02-18 15:00 | -700 | -226 | -700 | -210 | -410 | -226 | -210
2035-02-18 16:00 | -700 | -526 | -700 | -510 | -710 | -526 | -510
2035-02-18 17:00 | -700 | -526 | -700 | -510 | -710 | -526 | -510
2035-02-18 18:00 | -700 | -526 | -700 | -510 | -710 | -526 | -510
2035-02-18 19:00 | -700 | -526 | -700 | -510 | -710 | -526 | -510
2035-02-18 20:00 | -700 | -526 | -700 | -510 | -710 | -526 | -510
2035-02-18 21:00 | -700 | -226 | -700 | -210 | -410 | -226 | -210
2035-02-18 22:00 | -700 | 74 | -700 | 90 | -110 | 74 | 90
2035-02-18 23:00 | -700 | 300 | -700 | 315.39 | 190 | 300 | 300
2035-02-19 | -700 | 0 | -700 | 15.39 | -110 | 0 | 0
2035-02-19 01:00 | -700 | 168.32 | -700 | 90 | 190 | 74 | 141.16
2035-02-19 02:00 | -700 | -131.68 | -700 | -210 | -110 | -226 | -158.84
2035-02-19 03:00 | -700 | -431.68 | -700 | -510 | -410 | -526 | -458.84
2035-02-19 04:00 | -700 | -526 | -700 | -510 | -110 | -526 | -417.73
2035-02-19 05:00 | -700 | -526 | -700 | -510 | -377.23 | -526 | -510
2035-02-19 06:00 | -700 | -526 | -700 | -510 | -77.23 | -526 | -510
2035-02-19 07:00 | -700 | -526 | -700 | -510 | -377.23 | -526 | -510
2035-02-19 08:00 | -700 | -526 | -700 | -510 | -300 | -526 | -510
2035-02-19 09:00 | -700 | -526 | -700 | -510 | 0 | -526 | -233.58
2035-02-19 10:00 | -700 | -226 | -700 | -210 | 300 | -226 | 66.42
2035-02-19 11:00 | -700 | 74 | -700 | 90 | 600 | 74 | 366.42
2035-02-19 12:00 | -700 | 374 | -700 | 390 | 710 | 374 | 510
2035-02-19 13:00 | -700 | 505 | -700 | 510 | 490 | 505 | 510
2035-02-19 14:00 | -700 | 374 | -700 | 390 | 190 | 374 | 390
2035-02-19 15:00 | -700 | 74 | -700 | 90 | -110 | 74 | 90
2035-02-19 16:00 | -700 | -226 | -700 | -210 | -410 | -226 | -210
2035-02-19 17:00 | -700 | -526 | -700 | -510 | -710 | -526 | -510
2035-02-19 18:00 | -700 | -526 | -700 | -510 | -710 | -526 | -510
2035-02-19 19:00 | -700 | -526 | -700 | -510 | -710 | -526 | -510
2035-02-19 20:00 | -700 | -526 | -700 | -510 | -710 | -526 | -510
2035-02-19 21:00 | -700 | -526 | -700 | -510 | -600.13 | -526 | -510
2035-02-19 22:00 | -700 | -226 | -700 | -210 | -300.13 | -226 | -210
2035-02-19 23:00 | -100 | 74 | -515.13 | 90 | -0.13 | 74 | 90
2035-02-20 | -700 | 374 | -700 | 390 | 299.87 | 374 | 390
2035-02-20 01:00 | -700 | 505 | -700 | 510 | 599.87 | 505 | 510
2035-02-20 02:00 | -700 | 505 | -700 | 510 | 710 | 505 | 510
2035-02-20 03:00 | -700 | 505 | -700 | 510 | 490 | 505 | 510
2035-02-20 04:00 | -700 | 374 | -700 | 390 | 190 | 374 | 390
2035-02-20 05:00 | -700 | 74 | -700 | 90 | -110 | 74 | 90
2035-02-20 06:00 | -700 | -226 | -700 | -210 | -410 | -226 | -210
2035-02-20 07:00 | -700 | -526 | -700 | -510 | -710 | -526 | -510
2035-02-20 08:00 | -700 | -526 | -700 | -510 | -710 | -526 | -510
2035-02-20 09:00 | -700 | -526 | -700 | -510 | -710 | -526 | -510
2035-02-20 10:00 | -700 | -526 | -700 | -510 | -710 | -526 | -510
2035-02-20 11:00 | -700 | -300 | -700 | -510 | -710 | -300.52 | -510
2035-02-20 12:00 | -700 | 0 | -700 | -210 | -410 | -0.52 | -210
2035-02-20 13:00 | -700 | 74 | -700 | 90 | -110 | 74 | 90
2035-02-20 14:00 | -700 | -226 | -700 | -210 | -410 | -226 | -210
2035-02-20 15:00 | -700 | -526 | -700 | -510 | -710 | -526 | -510
2035-02-20 16:00 | -700 | -526 | -700 | -510 | -710 | -526 | -510
2035-02-20 17:00 | -700 | -526 | -700 | -510 | -710 | -526 | -510
2035-02-20 18:00 | -700 | -526 | -700 | -510 | -710 | -526 | -510
2035-02-20 19:00 | -700 | -526 | -700 | -510 | -710 | -526 | -510
2035-02-20 20:00 | -700 | -526 | -700 | -510 | -710 | -526 | -510
2035-02-20 21:00 | -700 | -526 | -700 | -510 | -710 | -526 | -510
2035-02-20 22:00 | -700 | -526 | -700 | -510 | -710 | -526 | -510
2035-02-20 23:00 | -700 | -226 | -700 | -210 | -410 | -226 | -210
2035-02-21 | -700 | 74 | -700 | 90 | -110 | 74 | 90
2035-02-21 01:00 | -700 | 374 | -700 | 390 | 190 | 374 | 390
2035-02-21 02:00 | -700 | 505 | -700 | 510 | 490 | 505 | 510
2035-02-21 03:00 | -700 | 505 | -700 | 510 | 710 | 505 | 510
2035-02-21 04:00 | -700 | 505 | -700 | 510 | 710 | 505 | 510
2035-02-21 05:00 | -700 | 505 | -700 | 510 | 710 | 505 | 510
2035-02-21 06:00 | -700 | 505 | -700 | 510 | 710 | 505 | 510
2035-02-21 07:00 | -700 | 505 | -700 | 510 | 710 | 505 | 510
2035-02-21 08:00 | -700 | 505 | -700 | 510 | 710 | 505 | 510
2035-02-21 09:00 | -700 | 205 | -700 | 510 | 710 | 435.37 | 510
2035-02-21 10:00 | -700 | 505 | -700 | 510 | 710 | 505 | 510
2035-02-21 11:00 | -700 | 505 | -700 | 510 | 710 | 505 | 510
2035-02-21 12:00 | -700 | 505 | -700 | 510 | 710 | 505 | 510
2035-02-21 13:00 | -700 | 505 | -700 | 510 | 490 | 505 | 510
2035-02-21 14:00 | -700 | 374 | -700 | 390 | 190 | 374 | 390
2035-02-21 15:00 | -700 | 74 | -700 | 90 | -110 | 74 | 90
2035-02-21 16:00 | -700 | -226 | -700 | -210 | -410 | -226 | -210
2035-02-21 17:00 | -700 | -526 | -700 | -510 | -710 | -526 | -510
2035-02-21 18:00 | -700 | -526 | -700 | -510 | -710 | -526 | -510
2035-02-21 19:00 | -700 | -526 | -700 | -510 | -710 | -526 | -510
2035-02-21 20:00 | -700 | -526 | -700 | -510 | -710 | -526 | -510
2035-02-21 21:00 | -700 | -226 | -700 | -210 | -410 | -226 | -210
2035-02-21 22:00 | -700 | 74 | -700 | 90 | -110 | 74 | 90
2035-02-21 23:00 | -700 | 374 | -700 | 390 | 190 | 374 | 390
2035-02-22 | -700 | 505 | -700 | 510 | 490 | 505 | 510
2035-02-22 01:00 | -700 | 505 | -700 | 510 | 710 | 505 | 510
2035-02-22 02:00 | -700 | 505 | -700 | 510 | 710 | 505 | 510
2035-02-22 03:00 | -700 | 505 | -700 | 510 | 710 | 505 | 510
2035-02-22 04:00 | -700 | 505 | -700 | 510 | 490 | 505 | 510
2035-02-22 05:00 | -700 | 374 | -700 | 390 | 190 | 374 | 390
2035-02-22 06:00 | -700 | 74 | -700 | 90 | -110 | 74 | 90
2035-02-22 07:00 | -700 | -226 | -700 | -210 | -410 | -226 | -210
2035-02-22 08:00 | -700 | -526 | -700 | -510 | -710 | -526 | -510
2035-02-22 09:00 | -700 | -526 | -700 | -510 | -710 | -526 | -510
2035-02-22 10:00 | -700 | -226 | -700 | -210 | -410 | -226 | -210
2035-02-22 11:00 | -700 | 74 | -700 | 90 | -110 | 74 | 90
2035-02-22 12:00 | -700 | -226 | -700 | -210 | -410 | -226 | -210
2035-02-22 13:00 | -700 | -526 | -700 | -510 | -710 | -526 | -510
2035-02-22 14:00 | -700 | -526 | -700 | -510 | -710 | -526 | -510
2035-02-22 15:00 | -700 | -526 | -700 | -510 | -710 | -526 | -510
2035-02-22 16:00 | -700 | -526 | -700 | -510 | -710 | -526 | -510
2035-02-22 17:00 | -700 | -526 | -700 | -510 | -710 | -526 | -510
2035-02-22 18:00 | -700 | -526 | -700 | -510 | -710 | -526 | -510
2035-02-22 19:00 | -700 | -526 | -700 | -510 | -710 | -526 | -510
2035-02-22 20:00 | -700 | -526 | -700 | -510 | -710 | -526 | -510
2035-02-22 21:00 | -700 | -226 | -700 | -510 | -410 | -226 | -210
2035-02-22 22:00 | -700 | 0 | -700 | -510 | -110 | 0 | -103.09
2035-02-22 23:00 | -700 | 0 | -700 | -510 | -62.57 | 0 | -403.09
2035-02-23 | -100 | 0 | -563.09 | -210 | 0 | 0 | -103.09
2035-02-23 01:00 | -700 | 0 | -48.47 | 0 | 0 | 0 | 0
2035-02-23 02:00 | -700 | 0 | -327.65 | 0 | 0 | 0 | 0
2035-02-23 03:00 | -645.38 | 0 | -700 | 0 | 0 | 0 | 0
2035-02-23 04:00 | -615.67 | 0 | -700 | -210 | 0 | 0 | 0
2035-02-23 05:00 | -700 | 0 | -700 | -510 | 0 | -179.44 | -129.97
2035-02-23 06:00 | -700 | 0 | -700 | -510 | 0 | -341.04 | -357.9
2035-02-23 07:00 | -700 | 0 | -700 | -510 | -210.9 | -526 | -229.91
2035-02-23 08:00 | -700 | -226 | -700 | -510 | -510.9 | -226 | -510
2035-02-23 09:00 | -700 | -526 | -700 | -510 | -710 | -526 | -510
2035-02-23 10:00 | -700 | -226 | -700 | -510 | -456.09 | -524.12 | -510
2035-02-23 11:00 | -700 | -526 | -700 | -510 | -710 | -526 | -510
2035-02-23 12:00 | -700 | -526 | -700 | -510 | -710 | -526 | -510
2035-02-23 13:00 | -700 | -526 | -700 | -510 | -710 | -526 | -510
2035-02-23 14:00 | -362.21 | -526 | -100 | -510 | -710 | -526 | -510
2035-02-23 15:00 | 237.79 | -526 | 500 | -510 | -710 | -526 | -510
2035-02-23 16:00 | 700 | -526 | 700 | -510 | -710 | -526 | -510
2035-02-23 17:00 | 700 | -526 | 700 | -510 | -710 | -526 | -510
2035-02-23 18:00 | 700 | -526 | 700 | -510 | -710 | -526 | -510
2035-02-23 19:00 | 700 | -526 | 700 | -510 | -710 | -526 | -510
2035-02-23 20:00 | 700 | -526 | 700 | -510 | -710 | -526 | -510
2035-02-23 21:00 | 524.52 | -526 | 700 | -510 | -710 | -526 | -510
2035-02-23 22:00 | 66.76 | -526 | 600 | -510 | -710 | -526 | -510
2035-02-23 23:00 | 366.09 | -526 | 0 | -510 | -410 | -526 | -210
2035-02-24 | -233.91 | -524.94 | -600 | -510 | -110 | -526 | 87.78
2035-02-24 01:00 | -700 | -331.62 | -700 | -390 | -190 | -395 | -212.22
2035-02-24 02:00 | -700 | -31.62 | -700 | -90 | 110 | -95 | 87.78
2035-02-24 03:00 | -700 | 268.38 | -700 | 210 | 410 | 205 | 387.78
2035-02-24 04:00 | -700 | 505 | -700 | 510 | 710 | 505 | 510
2035-02-24 05:00 | -700 | 505 | -700 | 510 | 710 | 505 | 510
2035-02-24 06:00 | -700 | 300 | -700 | 510 | 566.85 | 300 | 510
2035-02-24 07:00 | -700 | 0 | -700 | 210 | 266.85 | 0 | 210
2035-02-24 08:00 | -700 | 45.64 | -700 | -90 | 0 | 0 | -90
2035-02-24 09:00 | -700 | -254.36 | -700 | -390 | -300 | -300 | -390
2035-02-24 10:00 | -700 | -526 | -700 | -510 | 0 | -526 | -510
2035-02-24 11:00 | -700 | -526 | -700 | -510 | -232.56 | -526 | -510
2035-02-24 12:00 | -700 | -526 | -700 | -510 | -532.56 | -526 | -510
2035-02-24 13:00 | -700 | -526 | -700 | -510 | -410 | -526 | -328.89
2035-02-24 14:00 | -700 | -526 | -700 | -510 | -710 | -526 | -510
2035-02-24 15:00 | -700 | -526 | -700 | -510 | -710 | -526 | -510
2035-02-24 16:00 | -700 | -526 | -700 | -510 | -710 | -526 | -510
2035-02-24 17:00 | -700 | -526 | -700 | -510 | -710 | -526 | -510
2035-02-24 18:00 | -700 | -526 | -700 | -510 | -710 | -526 | -510
2035-02-24 19:00 | -700 | -325.5 | -700 | -510 | -710 | -526 | -510
2035-02-24 20:00 | -700 | -25.5 | -700 | -510 | -710 | -526 | -510
2035-02-24 21:00 | -700 | 0 | -700 | -510 | -710 | -526 | -510
2035-02-24 22:00 | -700 | 0 | -700 | -510 | -710 | -526 | -510
2035-02-24 23:00 | -700 | -64.46 | -700 | -510 | -710 | -526 | -510
2035-02-25 | -700 | -364.46 | -700 | -510 | -710 | -526 | -510
2035-02-25 01:00 | -700 | -526 | -700 | -510 | -710 | -526 | -510
2035-02-25 02:00 | -700 | -398.23 | -700 | -510 | -710 | -526 | -510
2035-02-25 03:00 | -700 | -98.23 | -700 | -465.8 | -410 | -300 | -300
2035-02-25 04:00 | -700 | 201.77 | -700 | -165.8 | -110 | 0 | 0
2035-02-25 05:00 | -700 | 74 | -700 | 90 | -110 | 74 | 90
2035-02-25 06:00 | -700 | -226 | -700 | -210 | -410 | -226 | -210
2035-02-25 07:00 | -700 | -526 | -700 | -510 | -710 | -526 | -510
2035-02-25 08:00 | -700 | -526 | -700 | -510 | -710 | -526 | -510
2035-02-25 09:00 | -700 | -526 | -700 | -510 | -410 | -526 | -510
2035-02-25 10:00 | -700 | -526 | -700 | -510 | -692.79 | -526 | -510
2035-02-25 11:00 | -700 | -526 | -700 | -510 | -444.13 | -526 | -510
2035-02-25 12:00 | -700 | -526 | -700 | -510 | -337.19 | -526 | -510
2035-02-25 13:00 | -700 | -526 | -700 | -510 | -507.76 | -526 | -510
2035-02-25 14:00 | -700 | -526 | -700 | -510 | -710 | -526 | -510
2035-02-25 15:00 | -700 | -526 | -700 | -510 | -410 | -526 | -324.65
2035-02-25 16:00 | -700 | -526 | -700 | -510 | -410 | -526 | -271.7
2035-02-25 17:00 | -700 | -526 | -700 | -510 | -710 | -526 | -510
2035-02-25 18:00 | -700 | -526 | -700 | -510 | -417.21 | -526 | -510
2035-02-25 19:00 | -700 | -526 | -700 | -510 | -710 | -526 | -510
2035-02-25 20:00 | -700 | -526 | -700 | -510 | -410 | -526 | -336.28
2035-02-25 21:00 | -700 | -526 | -700 | -510 | -110 | -526 | -275.12
2035-02-25 22:00 | -700 | -526 | -700 | -510 | -110 | -526 | -461.6
2035-02-25 23:00 | -700 | -526 | -700 | -510 | -410 | -526 | -510
2035-02-26 | -700 | -526 | -700 | -510 | -710 | -526 | -510
2035-02-26 01:00 | -700 | -526 | -700 | -510 | -710 | -526 | -510
2035-02-26 02:00 | -700 | -226 | -700 | -210 | -410 | -226 | -210
2035-02-26 03:00 | -700 | 74 | -700 | 90 | -110 | 74 | 90
2035-02-26 04:00 | -700 | 0 | -700 | -210 | -169.6 | 0 | -210
2035-02-26 05:00 | -700 | -300 | -700 | -510 | -469.6 | -300 | -510
2035-02-26 06:00 | -700 | -526 | -700 | -510 | -710 | -526 | -510
2035-02-26 07:00 | -700 | -526 | -700 | -510 | -710 | -526 | -510
2035-02-26 08:00 | -700 | -526 | -700 | -510 | -426.77 | -526 | -510
2035-02-26 09:00 | -700 | -526 | -700 | -510 | -488.33 | -526 | -510
2035-02-26 10:00 | -700 | -526 | -700 | -510 | -710 | -526 | -510
2035-02-26 11:00 | -700 | -526 | -700 | -510 | -710 | -526 | -510
2035-02-26 12:00 | -700 | -526 | -700 | -510 | -710 | -526 | -510
2035-02-26 13:00 | -700 | -526 | -700 | -510 | -710 | -526 | -510
2035-02-26 14:00 | -700 | -526 | -700 | -510 | -710 | -526 | -510
2035-02-26 15:00 | -699.42 | -526 | -600 | -510 | -710 | -526 | -510
2035-02-26 16:00 | -99.42 | -526 | 0 | -510 | -710 | -526 | -510
2035-02-26 17:00 | 500.58 | -526 | 541.56 | -510 | -710 | -526 | -510
2035-02-26 18:00 | 326.49 | -526 | 700 | -510 | -710 | -526 | -510
2035-02-26 19:00 | 700 | -526 | 700 | -510 | -710 | -526 | -510
2035-02-26 20:00 | 700 | -526 | 700 | -510 | -710 | -526 | -510
2035-02-26 21:00 | 700 | -526 | 700 | -510 | -710 | -526 | -510
2035-02-26 22:00 | 700 | -526 | 700 | -510 | -710 | -526 | -510
2035-02-26 23:00 | 700 | -526 | 700 | -510 | -710 | -526 | -510
2035-02-27 | 700 | -526 | 700 | -510 | -710 | -526 | -510
2035-02-27 01:00 | 700 | -526 | 700 | -510 | -710 | -526 | -510
2035-02-27 02:00 | 700 | -526 | 700 | -510 | -710 | -526 | -510
2035-02-27 03:00 | 700 | -526 | 700 | -510 | -710 | -526 | -510
2035-02-27 04:00 | 537.24 | -255.75 | 542.1 | -510 | -710 | -526 | -510
2035-02-27 05:00 | -62.76 | 0 | 0 | -510 | -410 | -226 | -291.4
2035-02-27 06:00 | 222.53 | 0 | 0 | -210 | -110 | -226 | -89.4
2035-02-27 07:00 | -267.27 | -35.62 | -600 | -510 | -410 | -526 | -389.4
2035-02-27 08:00 | 332.73 | -335.62 | 0 | -510 | -110 | -526 | -463.44
2035-02-27 09:00 | -267.27 | -526 | -293.88 | -510 | 0 | -526 | -462.96
2035-02-27 10:00 | -700 | -526 | -700 | -510 | -277.69 | -526 | -510
2035-02-27 11:00 | -700 | -526 | -700 | -510 | -359.18 | -526 | -292.97
2035-02-27 12:00 | -700 | -526 | -700 | -510 | -659.18 | -526 | -510
2035-02-27 13:00 | -700 | -526 | -700 | -510 | -710 | -526 | -510
2035-02-27 14:00 | -700 | -526 | -626.14 | -510 | -710 | -526 | -510
2035-02-27 15:00 | -100 | -526 | -26.14 | -510 | -710 | -526 | -510
2035-02-27 16:00 | 500 | -526 | 573.86 | -510 | -710 | -526 | -510
2035-02-27 17:00 | 500 | -526 | 700 | -510 | -710 | -526 | -510
2035-02-27 18:00 | 700 | -526 | 548.33 | -510 | -710 | -526 | -510
2035-02-27 19:00 | 700 | -526 | 700 | -510 | -710 | -526 | -510
2035-02-27 20:00 | 700 | -526 | 700 | -510 | -710 | -526 | -510
2035-02-27 21:00 | 700 | -526 | 700 | -510 | -710 | -526 | -510
2035-02-27 22:00 | 700 | -526 | 700 | -510 | -710 | -526 | -510
2035-02-27 23:00 | 367.27 | -526 | 700 | -510 | -710 | -526 | -510
2035-02-28 | 674.73 | -526 | 700 | -510 | -410 | -526 | -363.71
2035-02-28 01:00 | 74.73 | -226 | 104.83 | -210 | -110 | -226 | -63.71
2035-02-28 02:00 | -525.27 | 0 | -495.17 | -510 | 0 | -250.28 | -286.22
2035-02-28 03:00 | -700 | 0 | -700 | -510 | 0 | -18.1 | -374.74
2035-02-28 04:00 | -700 | 300 | -700 | -210 | 300 | 281.9 | -74.74
2035-02-28 05:00 | -700 | 300 | -700 | 0 | 190 | 300 | 10.78
2035-02-28 06:00 | -700 | 0 | -700 | -300 | -110 | 0 | -289.22
2035-02-28 07:00 | -700 | -226 | -700 | -210 | -410 | -226 | -210
2035-02-28 08:00 | -700 | -526 | -700 | -510 | -710 | -526 | -510
2035-02-28 09:00 | -700 | -526 | -700 | -510 | -710 | -526 | -510
2035-02-28 10:00 | -700 | -526 | -700 | -510 | -710 | -526 | -510
2035-02-28 11:00 | -700 | -526 | -700 | -510 | -710 | -526 | -510
2035-02-28 12:00 | -700 | -526 | -700 | -510 | -700.66 | -526 | -510
2035-02-28 13:00 | -700 | -526 | -700 | -510 | -400.66 | -526 | -210
2035-02-28 14:00 | -700 | -526 | -700 | -510 | -152.63 | -526 | -510
2035-02-28 15:00 | -700 | -526 | -700 | -510 | 0 | -526 | -461.43
2035-02-28 16:00 | -700 | -526 | -700 | -510 | -169.37 | -526 | -510
2035-02-28 17:00 | -700 | -526 | -700 | -510 | -58.42 | -526 | -510
2035-02-28 18:00 | -700 | -526 | -700 | -510 | -358.42 | -526 | -510
2035-02-28 19:00 | -700 | -526 | -700 | -510 | -239.33 | -526 | -210
2035-02-28 20:00 | -700 | -526 | -700 | -510 | -11.54 | -526 | 90
2035-02-28 21:00 | -700 | -526 | -700 | -510 | -311.54 | -526 | -210
2035-02-28 22:00 | -700 | -526 | -700 | -510 | -611.54 | -526 | -510
2035-02-28 23:00 | -700 | -226 | -700 | -210 | -311.54 | -226 | -210
2035-03-01 | -700 | 74 | -700 | 90 | -11.54 | 74 | 90
2035-03-01 01:00 | -700 | 374 | -700 | 390 | 288.46 | 374 | 390
2035-03-01 02:00 | -700 | 505 | -700 | 510 | 588.46 | 505 | 510
2035-03-01 03:00 | -700 | 505 | -700 | 510 | 710 | 505 | 510
2035-03-01 04:00 | -700 | 505 | -700 | 510 | 490 | 505 | 510
2035-03-01 05:00 | -700 | 374 | -700 | 390 | 190 | 374 | 390
2035-03-01 06:00 | -700 | 74 | -700 | 90 | -110 | 74 | 90
2035-03-01 07:00 | -700 | -226 | -700 | -210 | -410 | -226 | -210
2035-03-01 08:00 | -700 | -526 | -700 | -510 | -710 | -526 | -510
2035-03-01 09:00 | -700 | -526 | -700 | -510 | -710 | -526 | -510
2035-03-01 10:00 | -700 | -226 | -700 | -210 | -410 | -226 | -210
2035-03-01 11:00 | -700 | 74 | -700 | 90 | -110 | 74 | 90
2035-03-01 12:00 | -700 | -226 | -700 | -210 | -410 | -226 | -210
2035-03-01 13:00 | -700 | -526 | -700 | -510 | -710 | -526 | -510
2035-03-01 14:00 | -700 | -526 | -700 | -510 | -710 | -526 | -510
2035-03-01 15:00 | -700 | -526 | -700 | -510 | -710 | -526 | -510
2035-03-01 16:00 | -700 | -526 | -700 | -510 | -710 | -526 | -510
2035-03-01 17:00 | -100 | -226 | -100 | -510 | -410 | -226 | -210
2035-03-01 18:00 | 500 | -526 | 500 | -510 | -710 | -526 | -510
2035-03-01 19:00 | 700 | -526 | 700 | -510 | -710 | -526 | -510
2035-03-01 20:00 | 700 | -526 | 700 | -510 | -710 | -526 | -510
2035-03-01 21:00 | 700 | -526 | 700 | -510 | -710 | -526 | -510
2035-03-01 22:00 | 700 | -526 | 700 | -510 | -710 | -526 | -510
2035-03-01 23:00 | 700 | -226 | 700 | -510 | -410 | -270.25 | -430.96
2035-03-02 | 700 | 0 | 700 | -510 | -110 | 0 | -409.73
2035-03-02 01:00 | 700 | -218.1 | 700 | -510 | 0 | -287.15 | -436.19
2035-03-02 02:00 | 700 | -518.1 | 700 | -510 | -235.01 | -526 | -300
2035-03-02 03:00 | 600 | -218.1 | 650.21 | -210 | 64.99 | -226 | 0
2035-03-02 04:00 | 0 | 0 | 410.01 | -464.13 | 219.63 | 0 | 90
2035-03-02 05:00 | 579.77 | -226 | 46.41 | -210 | -80.37 | -226 | -210
2035-03-02 06:00 | 0 | -526 | 646.41 | -510 | -380.37 | -526 | -510
2035-03-02 07:00 | 500 | -526 | 500 | -510 | -680.37 | -526 | -510
2035-03-02 08:00 | -100 | -526 | -100 | -510 | -710 | -526 | -510
2035-03-02 09:00 | -700 | -526 | -700 | -510 | -587.73 | -526 | -510
2035-03-02 10:00 | -700 | -526 | -700 | -510 | -287.73 | -526 | -297.96
2035-03-02 11:00 | -700 | -526 | -700 | -510 | -410 | -526 | -510
2035-03-02 12:00 | -700 | -526 | -700 | -510 | -710 | -526 | -510
2035-03-02 13:00 | -700 | -526 | -700 | -510 | -493.05 | -526 | -510
2035-03-02 14:00 | -700 | -526 | -700 | -510 | -193.05 | -526 | -510
2035-03-02 15:00 | -700 | -526 | -700 | -510 | -197.32 | -526 | -510
2035-03-02 16:00 | -700 | -526 | -700 | -510 | -375.65 | -526 | -510
2035-03-02 17:00 | -700 | -526 | -700 | -510 | -331.72 | -526 | -510
2035-03-02 18:00 | -700 | -526 | -700 | -510 | -631.72 | -526 | -510
2035-03-02 19:00 | -700 | -526 | -700 | -510 | -331.72 | -526 | -510
2035-03-02 20:00 | -700 | -526 | -700 | -510 | -102.49 | -526 | -510
2035-03-02 21:00 | -700 | -526 | -700 | -510 | 0 | -526 | -510
2035-03-02 22:00 | -700 | -226 | -700 | -510 | 0 | -526 | -359.68
2035-03-02 23:00 | -700 | -226 | -700 | -510 | -98.57 | -526 | -510
2035-03-03 | -700 | -526 | -700 | -510 | -393.08 | -526 | -510
2035-03-03 01:00 | -700 | -357.51 | -700 | -510 | -481.22 | -526 | -510
2035-03-03 02:00 | -700 | -324.42 | -700 | -510 | -203.36 | -526 | -510
2035-03-03 03:00 | -700 | -24.42 | -700 | -210 | -195.49 | -226 | -210
2035-03-03 04:00 | -700 | 275.58 | -700 | 90 | 104.51 | 74 | 90
2035-03-03 05:00 | -700 | -24.42 | -700 | -210 | -195.49 | -226 | -210
2035-03-03 06:00 | -700 | -324.42 | -700 | -510 | -495.49 | -526 | -510
2035-03-03 07:00 | -700 | -526 | -700 | -510 | -710 | -526 | -510
2035-03-03 08:00 | -700 | -526 | -700 | -510 | -710 | -526 | -510
2035-03-03 09:00 | -700 | -526 | -700 | -510 | -710 | -526 | -510
2035-03-03 10:00 | -700 | -526 | -700 | -510 | -710 | -526 | -510
2035-03-03 11:00 | -700 | -526 | -700 | -510 | -710 | -526 | -510
2035-03-03 12:00 | -700 | -526 | -700 | -510 | -710 | -526 | -510
2035-03-03 13:00 | -700 | -526 | -700 | -510 | -710 | -526 | -510
2035-03-03 14:00 | -700 | -526 | -700 | -510 | -710 | -526 | -510
2035-03-03 15:00 | -100 | -506.54 | -175.62 | -510 | -710 | -526 | -510
2035-03-03 16:00 | 500 | -526 | 424.38 | -510 | -710 | -526 | -510
2035-03-03 17:00 | 700 | -526 | 700 | -510 | -710 | -526 | -510
2035-03-03 18:00 | 700 | -526 | 700 | -510 | -710 | -526 | -510
2035-03-03 19:00 | 700 | -526 | 700 | -510 | -710 | -526 | -510
2035-03-03 20:00 | 700 | -526 | 700 | -510 | -710 | -526 | -510
2035-03-03 21:00 | 700 | -526 | 700 | -510 | -710 | -526 | -510
2035-03-03 22:00 | 700 | -526 | 700 | -510 | -710 | -526 | -510
2035-03-03 23:00 | 700 | -226 | 700 | -510 | -410 | -226 | -434.49
2035-03-04 | 700 | 0 | 700 | -510 | -511.23 | 0 | -510
2035-03-04 01:00 | 700 | 0 | 700 | -510 | -304.06 | 0 | -510
2035-03-04 02:00 | 700 | 0 | 700 | -510 | -4.06 | 0 | -419.09
2035-03-04 03:00 | 700 | 0 | 700 | -510 | -87.86 | 0 | -429.57
2035-03-04 04:00 | 700 | 0 | 700 | -210 | -110 | 0 | -129.57
2035-03-04 05:00 | 700 | 182.66 | 700 | 90 | 190 | 300 | 170.43
2035-03-04 06:00 | 700 | 71.49 | 700 | 0 | -110 | 0 | 0
2035-03-04 07:00 | 700 | -228.51 | 700 | -300 | -410 | -300 | -300
2035-03-04 08:00 | 700 | -526 | 700 | -510 | -710 | -526 | -510
2035-03-04 09:00 | 700 | -526 | 700 | -510 | -710 | -526 | -510
2035-03-04 10:00 | 700 | -526 | 700 | -510 | -710 | -526 | -510
2035-03-04 11:00 | 700 | -526 | 700 | -510 | -710 | -526 | -510
2035-03-04 12:00 | 700 | -526 | 700 | -510 | -710 | -526 | -510
2035-03-04 13:00 | 700 | -526 | 700 | -510 | -710 | -526 | -510
2035-03-04 14:00 | 700 | -526 | 700 | -510 | -710 | -526 | -510
2035-03-04 15:00 | 700 | -526 | 700 | -510 | -710 | -526 | -510
2035-03-04 16:00 | 700 | -526 | 700 | -510 | -710 | -526 | -510
2035-03-04 17:00 | 700 | -526 | 700 | -510 | -710 | -526 | -510
2035-03-04 18:00 | 700 | -526 | 700 | -510 | -710 | -526 | -510
2035-03-04 19:00 | 700 | -526 | 700 | -510 | -710 | -526 | -510
2035-03-04 20:00 | 700 | -526 | 700 | -510 | -710 | -526 | -510
2035-03-04 21:00 | 700 | -526 | 700 | -510 | -710 | -526 | -510
2035-03-04 22:00 | 700 | -526 | 700 | -510 | -710 | -526 | -510
2035-03-04 23:00 | 700 | -526 | 700 | -510 | -710 | -526 | -510
2035-03-05 | 700 | -526 | 700 | -510 | -710 | -526 | -510
2035-03-05 01:00 | 700 | -226 | 700 | -491.9 | -410 | -226 | -210
2035-03-05 02:00 | 700 | 0 | 700 | -300 | -110 | 0 | -61.98
2035-03-05 03:00 | 700 | 0 | 700 | 0 | 0 | 0 | 226.91
2035-03-05 04:00 | 700 | 74 | 700 | 0 | -110 | 74 | 66.78
2035-03-05 05:00 | 700 | -226 | 700 | -300 | -410 | -226 | -233.22
2035-03-05 06:00 | 700 | -526 | 594.43 | -510 | -710 | -526 | -510
2035-03-05 07:00 | 700 | -526 | 700 | -510 | -710 | -526 | -510
2035-03-05 08:00 | 700 | -526 | 700 | -510 | -710 | -526 | -510
2035-03-05 09:00 | 700 | -526 | 700 | -510 | -710 | -526 | -510
2035-03-05 10:00 | 700 | -526 | 700 | -510 | -710 | -526 | -510
2035-03-05 11:00 | 700 | -526 | 700 | -510 | -710 | -526 | -510
2035-03-05 12:00 | 700 | -526 | 700 | -510 | -710 | -526 | -510
2035-03-05 13:00 | 700 | -526 | 700 | -510 | -710 | -526 | -510
2035-03-05 14:00 | 700 | -526 | 700 | -510 | -710 | -526 | -510
2035-03-05 15:00 | 700 | -526 | 700 | -510 | -710 | -526 | -510
2035-03-05 16:00 | 679.64 | -526 | 700 | -510 | -710 | -526 | -510
2035-03-05 17:00 | 79.64 | -526 | 100 | -510 | -710 | -526 | -510
2035-03-05 18:00 | -520.36 | -526 | -500 | -510 | -710 | -526 | -510
2035-03-05 19:00 | 79.64 | -526 | 100 | -510 | -710 | -526 | -510
2035-03-05 20:00 | 679.64 | -526 | 700 | -510 | -710 | -526 | -510
2035-03-05 21:00 | 700 | -526 | 700 | -510 | -710 | -526 | -510
2035-03-05 22:00 | 700 | -526 | 602.46 | -510 | -710 | -526 | -510
2035-03-05 23:00 | 700 | -526 | 700 | -510 | -710 | -526 | -510
2035-03-06 | 700 | -526 | 700 | -510 | -710 | -526 | -510
2035-03-06 01:00 | 700 | -526 | 700 | -510 | -710 | -526 | -510
2035-03-06 02:00 | 700 | -526 | 700 | -510 | -410 | -526 | -331.05
2035-03-06 03:00 | 700 | -526 | 700 | -510 | -110 | -526 | -510
2035-03-06 04:00 | 100 | -526 | 100 | -510 | -110 | -526 | -510
2035-03-06 05:00 | -500 | -226 | -500 | -510 | -410 | -226 | -463.98
2035-03-06 06:00 | -700 | -526 | -700 | -510 | -710 | -526 | -510
2035-03-06 07:00 | -700 | -526 | -700 | -510 | -710 | -526 | -510
2035-03-06 08:00 | -700 | -526 | -700 | -510 | -710 | -526 | -510
2035-03-06 09:00 | -700 | -526 | -633.44 | -510 | -710 | -526 | -510
2035-03-06 10:00 | -700 | -526 | -700 | -510 | -710 | -526 | -510
2035-03-06 11:00 | -700 | -526 | -700 | -510 | -410 | -526 | -485.4
2035-03-06 12:00 | -700 | -526 | -700 | -510 | -110 | -526 | -269.43
2035-03-06 13:00 | -700 | -526 | -700 | -510 | 0 | -526 | 0
2035-03-06 14:00 | -700 | -526 | -700 | -510 | 0 | -526 | -239.47
2035-03-06 15:00 | -700 | -526 | -700 | -510 | -274.85 | -526 | -273.71
2035-03-06 16:00 | -700 | -526 | -700 | -510 | -574.85 | -526 | -510
2035-03-06 17:00 | -100 | -526 | -100 | -510 | -710 | -526 | -510
2035-03-06 18:00 | 262.49 | -526 | 500 | -510 | -710 | -526 | -510
2035-03-06 19:00 | 638.42 | -526 | 700 | -510 | -710 | -526 | -510
2035-03-06 20:00 | 638.42 | -526 | 700 | -510 | -710 | -526 | -510
2035-03-06 21:00 | 638.42 | -526 | 700 | -510 | -710 | -526 | -510
2035-03-06 22:00 | 700 | -526 | 700 | -510 | -710 | -526 | -510
2035-03-06 23:00 | 700 | -526 | 700 | -510 | -710 | -526 | -510
2035-03-07 | 274.56 | -526 | 700 | -510 | -410 | -526 | -210
2035-03-07 01:00 | 274.56 | -226 | 232.69 | -510 | -254.07 | -226 | -510
2035-03-07 02:00 | -325.44 | -150.82 | -367.31 | -510 | -166.68 | -526 | -510
2035-03-07 03:00 | -700 | -336.82 | -700 | -510 | -410 | -526 | -422.45
2035-03-07 04:00 | -700 | -526 | -700 | -510 | -710 | -526 | -510
2035-03-07 05:00 | -700 | -526 | -700 | -510 | -410 | -526 | -476.06
2035-03-07 06:00 | -700 | -526 | -700 | -510 | -638.88 | -526 | -510
2035-03-07 07:00 | -700 | -526 | -700 | -510 | -710 | -526 | -510
2035-03-07 08:00 | -700 | -526 | -700 | -510 | -710 | -526 | -510
2035-03-07 09:00 | -700 | -526 | -700 | -510 | -710 | -526 | -510
2035-03-07 10:00 | -700 | -526 | -700 | -510 | -710 | -526 | -510
2035-03-07 11:00 | -700 | -526 | -700 | -510 | -710 | -526 | -510
2035-03-07 12:00 | -700 | -526 | -700 | -510 | -710 | -526 | -510
2035-03-07 13:00 | -700 | -526 | -700 | -510 | -710 | -526 | -510
2035-03-07 14:00 | -700 | -526 | -700 | -510 | -710 | -526 | -510
2035-03-07 15:00 | -700 | -526 | -700 | -510 | -710 | -526 | -510
2035-03-07 16:00 | -700 | -526 | -700 | -510 | -710 | -526 | -510
2035-03-07 17:00 | -700 | -526 | -700 | -510 | -710 | -526 | -510
2035-03-07 18:00 | -700 | -526 | -700 | -510 | -710 | -526 | -510
2035-03-07 19:00 | -700 | -526 | -700 | -510 | -710 | -526 | -510
2035-03-07 20:00 | -700 | -526 | -700 | -510 | -710 | -526 | -510
2035-03-07 21:00 | -700 | -526 | -700 | -510 | -710 | -526 | -510
2035-03-07 22:00 | -700 | -526 | -700 | -510 | -710 | -526 | -510
2035-03-07 23:00 | -700 | -526 | -700 | -510 | -710 | -526 | -510
2035-03-08 | -700 | -526 | -700 | -510 | -511.24 | -526 | -510
2035-03-08 01:00 | -700 | -226 | -700 | -510 | -211.24 | -386.17 | -210
2035-03-08 02:00 | -700 | -526 | -700 | -510 | -511.24 | -526 | -510
2035-03-08 03:00 | -700 | -526 | -700 | -510 | -480.05 | -526 | -510
2035-03-08 04:00 | -700 | -526 | -700 | -510 | -710 | -526 | -510
2035-03-08 05:00 | -700 | -526 | -700 | -510 | -710 | -526 | -510
2035-03-08 06:00 | -700 | -526 | -700 | -510 | -710 | -526 | -510
2035-03-08 07:00 | -700 | -526 | -700 | -510 | -710 | -526 | -510
2035-03-08 08:00 | -700 | -526 | -700 | -510 | -710 | -526 | -510
2035-03-08 09:00 | -700 | -526 | -700 | -510 | -601.78 | -526 | -510
2035-03-08 10:00 | -700 | -526 | -700 | -510 | -710 | -526 | -510
2035-03-08 11:00 | -700 | -526 | -700 | -510 | -710 | -526 | -510
2035-03-08 12:00 | -700 | -526 | -700 | -510 | -710 | -526 | -510
2035-03-08 13:00 | -700 | -526 | -700 | -510 | -710 | -526 | -510
2035-03-08 14:00 | -700 | -526 | -700 | -510 | -710 | -526 | -510
2035-03-08 15:00 | -700 | -526 | -700 | -510 | -710 | -526 | -510
2035-03-08 16:00 | -700 | -526 | -700 | -510 | -670.75 | -526 | -510
2035-03-08 17:00 | -700 | -526 | -700 | -510 | -410 | -526 | -395.85
2035-03-08 18:00 | -700 | -526 | -700 | -510 | -710 | -526 | -510
2035-03-08 19:00 | -700 | -526 | -700 | -510 | -595.7 | -526 | -510
2035-03-08 20:00 | -700 | -526 | -700 | -510 | -295.7 | -526 | -210
2035-03-08 21:00 | -700 | -526 | -700 | -510 | -80.39 | -526 | -208.67
2035-03-08 22:00 | -700 | -526 | -700 | -510 | -380.39 | -526 | -385.61
2035-03-08 23:00 | -700 | -526 | -700 | -510 | -680.39 | -526 | -510
2035-03-09 | -700 | -226 | -700 | -210 | -380.39 | -226 | -210
2035-03-09 01:00 | -700 | -526 | -700 | -510 | -572.62 | -526 | -510
2035-03-09 02:00 | -700 | -226 | -700 | -210 | -272.62 | -226 | -210
2035-03-09 03:00 | -700 | 74 | -700 | 90 | 27.38 | 74 | 90
2035-03-09 04:00 | -700 | 0 | -700 | -210 | -110 | 0 | -209.91
2035-03-09 05:00 | -700 | -226 | -700 | -383.49 | -410 | -226 | -210
2035-03-09 06:00 | -700 | -526 | -700 | -510 | -710 | -526 | -510
2035-03-09 07:00 | -700 | -526 | -700 | -510 | -439.63 | -526 | -510
2035-03-09 08:00 | -700 | -526 | -700 | -510 | -702.97 | -526 | -510
2035-03-09 09:00 | -700 | -526 | -700 | -510 | -402.97 | -526 | -510
2035-03-09 10:00 | -700 | -526 | -700 | -510 | -661.27 | -526 | -510
2035-03-09 11:00 | -700 | -526 | -700 | -510 | -608.23 | -526 | -510
2035-03-09 12:00 | -700 | -526 | -700 | -510 | -710 | -526 | -510
2035-03-09 13:00 | -700 | -526 | -700 | -510 | -710 | -526 | -510
2035-03-09 14:00 | -700 | -526 | -700 | -510 | -710 | -526 | -510
2035-03-09 15:00 | -700 | -526 | -700 | -510 | -710 | -526 | -510
2035-03-09 16:00 | -700 | -526 | -700 | -510 | -710 | -526 | -510
2035-03-09 17:00 | -700 | -526 | -700 | -510 | -710 | -526 | -510
2035-03-09 18:00 | -700 | -526 | -700 | -510 | -710 | -526 | -510
2035-03-09 19:00 | -700 | -526 | -700 | -510 | -710 | -526 | -510
2035-03-09 20:00 | -700 | -526 | -700 | -510 | -710 | -526 | -510
2035-03-09 21:00 | -700 | -526 | -700 | -510 | -710 | -526 | -510
2035-03-09 22:00 | -700 | -526 | -700 | -510 | -710 | -526 | -510
2035-03-09 23:00 | -700 | -226 | -700 | -210 | -410 | -226 | -210
2035-03-10 | -700 | 74 | -700 | 90 | -110 | 74 | 90
2035-03-10 01:00 | -700 | 374 | -700 | 390 | 190 | 374 | 390
2035-03-10 02:00 | -700 | 505 | -700 | 510 | 490 | 505 | 510
2035-03-10 03:00 | -700 | 505 | -700 | 510 | 710 | 505 | 510
2035-03-10 04:00 | -700 | 505 | -700 | 510 | 710 | 505 | 510
2035-03-10 05:00 | -700 | 505 | -700 | 510 | 710 | 505 | 510
2035-03-10 06:00 | -700 | 505 | -700 | 510 | 710 | 505 | 510
2035-03-10 07:00 | -700 | 505 | -700 | 510 | 710 | 505 | 510
2035-03-10 08:00 | -700 | 505 | -700 | 510 | 618.7 | 505 | 510
2035-03-10 09:00 | -700 | 374 | -700 | 390 | 318.7 | 374 | 390
2035-03-10 10:00 | -700 | 74 | -700 | 90 | 18.7 | 74 | 90
2035-03-10 11:00 | -700 | -226 | -700 | -210 | -281.3 | -226 | -210
2035-03-10 12:00 | -700 | -526 | -700 | -510 | -581.3 | -526 | -510
2035-03-10 13:00 | -700 | -226 | -700 | -510 | -410 | -226 | -388.53
2035-03-10 14:00 | -700 | -526 | -700 | -510 | -710 | -526 | -510
2035-03-10 15:00 | -700 | -526 | -700 | -510 | -710 | -526 | -510
2035-03-10 16:00 | -700 | -526 | -700 | -510 | -710 | -526 | -510
2035-03-10 17:00 | -193.61 | -237.82 | -500 | -510 | -710 | -526 | -510
2035-03-10 18:00 | 406.39 | -526 | 100 | -510 | -710 | -526 | -510
2035-03-10 19:00 | 700 | -526 | 700 | -510 | -577.82 | -526 | -510
2035-03-10 20:00 | 700 | -526 | 700 | -510 | -536.4 | -526 | -510
2035-03-10 21:00 | 700 | -526 | 700 | -510 | -530.73 | -526 | -510
2035-03-10 22:00 | 700 | -526 | 700 | -510 | -230.73 | -526 | -510
2035-03-10 23:00 | 700 | -526 | 632.49 | -510 | -151.04 | -526 | -510
2035-03-11 | 100 | -526 | 370.76 | -510 | -451.04 | -526 | -510
2035-03-11 01:00 | -110.56 | -526 | -229.24 | -510 | -710 | -526 | -510
2035-03-11 02:00 | -700 | -526 | -700 | -510 | -710 | -526 | -510
2035-03-11 03:00 | -700 | -226 | -700 | -210 | -410 | -226 | -210
2035-03-11 04:00 | -700 | 74 | -700 | 90 | -110 | 74 | 90
2035-03-11 05:00 | -700 | 374 | -700 | 390 | 190 | 374 | 390
2035-03-11 06:00 | -700 | 374 | -700 | 390 | 190 | 374 | 390
2035-03-11 07:00 | -700 | 74 | -700 | 90 | -110 | 74 | 90
2035-03-11 08:00 | -700 | -226 | -700 | -210 | -410 | -226 | -210
2035-03-11 09:00 | -700 | -526 | -700 | -510 | -710 | -526 | -510
2035-03-11 10:00 | -700 | -526 | -700 | -510 | -710 | -526 | -510
2035-03-11 11:00 | -700 | -526 | -700 | -510 | -710 | -526 | -510
2035-03-11 12:00 | -700 | -526 | -700 | -510 | -710 | -526 | -510
2035-03-11 13:00 | -700 | -526 | -700 | -510 | -710 | -526 | -510
2035-03-11 14:00 | -700 | -526 | -700 | -510 | -429.56 | -526 | -510
2035-03-11 15:00 | -700 | -526 | -700 | -510 | -710 | -526 | -510
2035-03-11 16:00 | -700 | -526 | -700 | -510 | -607.89 | -526 | -510
2035-03-11 17:00 | -700 | -526 | -700 | -510 | -307.89 | -526 | -510
2035-03-11 18:00 | -700 | -526 | -700 | -510 | -81.16 | -526 | -510
2035-03-11 19:00 | -700 | -526 | -700 | -510 | -88.54 | -526 | -510
2035-03-11 20:00 | -700 | -526 | -700 | -510 | -388.54 | -526 | -510
2035-03-11 21:00 | -700 | -526 | -700 | -510 | -175.04 | -526 | -510
2035-03-11 22:00 | -700 | -526 | -700 | -510 | -77.94 | -526 | -510
2035-03-11 23:00 | -700 | -226 | -700 | -210 | 222.06 | -226 | -210
2035-03-12 | -700 | 0 | -700 | -60.22 | 110 | 0 | 0
2035-03-12 01:00 | -700 | 300 | -700 | 239.78 | 410 | 300 | 300
2035-03-12 02:00 | -700 | 505 | -700 | 510 | 710 | 505 | 510
2035-03-12 03:00 | -700 | 505 | -700 | 510 | 710 | 505 | 510
2035-03-12 04:00 | -700 | 505 | -700 | 510 | 602.6 | 505 | 510
2035-03-12 05:00 | -700 | 374 | -700 | 390 | 302.6 | 374 | 390
2035-03-12 06:00 | -700 | 74 | -700 | 90 | 2.6 | 74 | 90
2035-03-12 07:00 | -700 | -226 | -700 | -210 | -297.4 | -226 | -210
2035-03-12 08:00 | -700 | -526 | -700 | -510 | -597.4 | -526 | -510
2035-03-12 09:00 | -700 | -226 | -700 | -210 | -297.4 | -226 | -210
2035-03-12 10:00 | -700 | 74 | -700 | 90 | 2.6 | 74 | 90
2035-03-12 11:00 | -700 | 374 | -700 | 390 | 302.6 | 374 | 390
2035-03-12 12:00 | -700 | 505 | -700 | 510 | 490 | 505 | 510
2035-03-12 13:00 | -396.12 | 374 | -100 | 390 | 190 | 374 | 390
2035-03-12 14:00 | -100 | 74 | -100 | 90 | -110 | 74 | 90
2035-03-12 15:00 | -700 | -226 | -700 | -210 | -410 | -226 | -210
2035-03-12 16:00 | -700 | -526 | -700 | -510 | -710 | -526 | -510
2035-03-12 17:00 | -700 | -526 | -700 | -510 | -710 | -526 | -510
2035-03-12 18:00 | -700 | -526 | -700 | -510 | -710 | -526 | -510
2035-03-12 19:00 | -700 | -526 | -700 | -510 | -710 | -526 | -510
2035-03-12 20:00 | -700 | -526 | -700 | -510 | -710 | -526 | -510
2035-03-12 21:00 | -700 | -526 | -700 | -510 | -710 | -526 | -510
2035-03-12 22:00 | -700 | -526 | -700 | -510 | -710 | -526 | -510
2035-03-12 23:00 | -700 | -526 | -700 | -510 | -710 | -526 | -510
2035-03-13 | -700 | -526 | -700 | -510 | -710 | -526 | -510
2035-03-13 01:00 | -700 | -226 | -700 | -510 | -448.67 | -268.4 | -510
2035-03-13 02:00 | -700 | 0 | -700 | -300 | -148.67 | -25.46 | -210
2035-03-13 03:00 | -700 | 300 | -700 | 0 | 151.33 | 274.54 | 90
2035-03-13 04:00 | -122.65 | 0 | -100 | 0 | 0 | 0 | 0
2035-03-13 05:00 | 100 | 0 | 325.38 | -210 | 0 | -226 | 0
2035-03-13 06:00 | 700 | -300 | 700 | -510 | -110 | -526 | -75.36
2035-03-13 07:00 | 100 | -233.54 | 100 | -510 | -410 | -526 | -260.81
2035-03-13 08:00 | 100 | -526 | 100 | -510 | -710 | -526 | -510
2035-03-13 09:00 | 700 | -526 | 700 | -510 | -710 | -526 | -510
2035-03-13 10:00 | 700 | -526 | 700 | -510 | -710 | -526 | -510
2035-03-13 11:00 | 700 | -526 | 700 | -510 | -710 | -526 | -510
2035-03-13 12:00 | 700 | -526 | 700 | -510 | -710 | -526 | -510
2035-03-13 13:00 | 700 | -526 | 700 | -510 | -710 | -526 | -510
2035-03-13 14:00 | 700 | -526 | 700 | -510 | -710 | -526 | -510
2035-03-13 15:00 | 700 | -526 | 700 | -510 | -710 | -526 | -510
2035-03-13 16:00 | 700 | -526 | 700 | -510 | -710 | -526 | -510
2035-03-13 17:00 | 700 | -526 | 700 | -510 | -710 | -526 | -510
2035-03-13 18:00 | 700 | -526 | 700 | -510 | -710 | -526 | -510
2035-03-13 19:00 | 700 | -316.02 | 700 | -510 | -410 | -526 | -386.75
2035-03-13 20:00 | 700 | -16.02 | 700 | -210 | -110 | -226 | -86.75
2035-03-13 21:00 | 700 | 0 | 700 | 90 | 0 | 0 | 0
2035-03-13 22:00 | 700 | 0 | 700 | 332.3 | 0 | 0 | 0
2035-03-13 23:00 | 700 | 0 | 700 | 32.3 | 0 | 0 | 0
2035-03-14 | 628.57 | 0 | 700 | -210 | -110 | 0 | -8.4
2035-03-14 01:00 | 700 | -300 | 700 | -510 | -410 | -300 | -308.4
2035-03-14 02:00 | 700 | -526 | 700 | -510 | -710 | -526 | -510
2035-03-14 03:00 | 700 | -526 | 700 | -510 | -710 | -526 | -510
2035-03-14 04:00 | 700 | -526 | 700 | -510 | -700.33 | -526 | -510
2035-03-14 05:00 | 700 | -526 | 700 | -510 | -400.33 | -526 | -510
2035-03-14 06:00 | 700 | -526 | 700 | -510 | -315.76 | -526 | -510
2035-03-14 07:00 | 500 | -526 | 500 | -510 | -375.7 | -526 | -510
2035-03-14 08:00 | -100 | -526 | -100 | -510 | -241.46 | -526 | -510
2035-03-14 09:00 | -700 | -526 | -700 | -510 | 0 | -526 | -285.61
2035-03-14 10:00 | -700 | -526 | -700 | -510 | -22.5 | -526 | -510
2035-03-14 11:00 | -700 | -526 | -700 | -510 | -322.5 | -526 | -510
2035-03-14 12:00 | -700 | -526 | -700 | -510 | -622.5 | -526 | -510
2035-03-14 13:00 | -700 | -226 | -700 | -210 | -322.5 | -226 | -210
2035-03-14 14:00 | -700 | 74 | -700 | 90 | -22.5 | 74 | 90
2035-03-14 15:00 | -700 | 74 | -700 | 90 | -110 | 74 | 90
2035-03-14 16:00 | -700 | -226 | -700 | -210 | -410 | -226 | -210
2035-03-14 17:00 | -700 | -526 | -700 | -510 | -710 | -526 | -510
2035-03-14 18:00 | -700 | -526 | -700 | -510 | -710 | -526 | -510
2035-03-14 19:00 | -700 | -526 | -700 | -510 | -710 | -526 | -510
2035-03-14 20:00 | -700 | -526 | -700 | -510 | -710 | -526 | -510
2035-03-14 21:00 | -700 | -526 | -700 | -510 | -710 | -526 | -510
2035-03-14 22:00 | -700 | -395 | -700 | -510 | -410 | -395 | -441.67
2035-03-14 23:00 | -700 | -95 | -700 | -210 | -110 | -95 | -141.67
2035-03-15 | -700 | 205 | -700 | 90 | 190 | 205 | 158.33
2035-03-15 01:00 | -691.94 | 505 | -700 | 390 | 490 | 505 | 458.33
2035-03-15 02:00 | -700 | 505 | -274.41 | 510 | 490 | 505 | 510
2035-03-15 03:00 | -700 | 374 | -700 | 390 | 190 | 374 | 390
2035-03-15 04:00 | -700 | 74 | -700 | 90 | -110 | 74 | 90
2035-03-15 05:00 | -700 | -226 | -700 | -210 | -410 | -226 | -210
2035-03-15 06:00 | -700 | -526 | -700 | -510 | -710 | -526 | -510
2035-03-15 07:00 | -700 | -526 | -700 | -510 | -710 | -526 | -510
2035-03-15 08:00 | -700 | -526 | -700 | -510 | -710 | -526 | -510
2035-03-15 09:00 | -700 | -526 | -700 | -510 | -710 | -526 | -510
2035-03-15 10:00 | -700 | -526 | -700 | -510 | -710 | -526 | -510
2035-03-15 11:00 | -700 | -526 | -700 | -510 | -710 | -526 | -510
2035-03-15 12:00 | -700 | -526 | -700 | -510 | -710 | -526 | -510
2035-03-15 13:00 | -700 | -526 | -700 | -510 | -710 | -526 | -510
2035-03-15 14:00 | -700 | -526 | -700 | -510 | -710 | -526 | -510
2035-03-15 15:00 | -700 | -526 | -700 | -510 | -710 | -526 | -510
2035-03-15 16:00 | -700 | -526 | -700 | -510 | -710 | -526 | -510
2035-03-15 17:00 | -100 | -526 | -100 | -510 | -710 | -526 | -510
2035-03-15 18:00 | 500 | -526 | 500 | -510 | -710 | -526 | -510
2035-03-15 19:00 | 700 | -526 | 700 | -510 | -710 | -526 | -510
2035-03-15 20:00 | 700 | -526 | 700 | -510 | -710 | -526 | -510
2035-03-15 21:00 | 700 | -226 | 700 | -510 | -410 | -354.67 | -210
2035-03-15 22:00 | 700 | 0 | 700 | -510 | -110 | -54.67 | 0
2035-03-15 23:00 | 700 | 0 | 700 | -360.82 | 0 | 0 | 0
2035-03-16 | 700 | 0 | 700 | -510 | 0 | 0 | 0
2035-03-16 01:00 | 700 | 0 | 700 | -300.3 | 0 | 0 | 0
2035-03-16 02:00 | 700 | 0 | 700 | -494.11 | 0 | 0 | 0
2035-03-16 03:00 | 700 | 0 | 700 | -510 | 0 | 0 | 0
2035-03-16 04:00 | 700 | -226 | 700 | -510 | 0 | -226 | -198.19
2035-03-16 05:00 | 700 | -526 | 700 | -510 | 0 | -526 | -453.02
2035-03-16 06:00 | 500 | -526 | 214.88 | -510 | -22.7 | -526 | -510
2035-03-16 07:00 | -100 | -526 | -100 | -510 | -284.81 | -526 | -510
2035-03-16 08:00 | -700 | -526 | -700 | -510 | -155.39 | -526 | -510
2035-03-16 09:00 | -700 | -526 | -700 | -510 | -410 | -526 | -504.29
2035-03-16 10:00 | -700 | -526 | -700 | -510 | -710 | -526 | -510
2035-03-16 11:00 | -700 | -526 | -700 | -510 | -710 | -526 | -510
2035-03-16 12:00 | -700 | -226 | -700 | -210 | -410 | -226 | -210
2035-03-16 13:00 | -700 | 74 | -700 | 90 | -110 | 74 | 90
2035-03-16 14:00 | -700 | 374 | -700 | 390 | 190 | 374 | 390
2035-03-16 15:00 | -700 | 74 | -700 | 90 | -110 | 74 | 90
2035-03-16 16:00 | -700 | -226 | -700 | -210 | -410 | -226 | -210
2035-03-16 17:00 | -700 | -526 | -700 | -510 | -710 | -526 | -510
2035-03-16 18:00 | -700 | -526 | -700 | -510 | -710 | -526 | -510
2035-03-16 19:00 | -700 | -526 | -700 | -510 | -710 | -526 | -510
2035-03-16 20:00 | -700 | -526 | -700 | -510 | -710 | -526 | -510
2035-03-16 21:00 | -700 | -226 | -700 | -210 | -410 | -226 | -210
2035-03-16 22:00 | -700 | -526 | -700 | -510 | -710 | -526 | -510
2035-03-16 23:00 | -700 | -226 | -700 | -210 | -410 | -226 | -210
2035-03-17 | -700 | 74 | -700 | 90 | -110 | 74 | 90
2035-03-17 01:00 | -700 | 300 | -700 | 295.91 | 190 | 300 | 300
2035-03-17 02:00 | -700 | 0 | -700 | -4.09 | -110 | 0 | 0
2035-03-17 03:00 | -700 | -23.16 | -700 | -304.09 | -410 | -300 | -300
2035-03-17 04:00 | -700 | 0 | -700 | -210 | -110 | 0 | -206.91
2035-03-17 05:00 | -700 | 0 | -700 | -510 | -410 | -300 | -506.91
2035-03-17 06:00 | -700 | 0 | -700 | -510 | -316.59 | -526 | -510
2035-03-17 07:00 | -700 | 0 | -700 | -510 | -77.73 | -526 | -510
2035-03-17 08:00 | -700 | -76.85 | -700 | -510 | -18.64 | -526 | -510
2035-03-17 09:00 | -700 | -376.85 | -700 | -510 | -110 | -526 | -510
2035-03-17 10:00 | -700 | -526 | -700 | -510 | -410 | -526 | -471.03
2035-03-17 11:00 | -700 | -526 | -700 | -510 | -710 | -526 | -510
2035-03-17 12:00 | -700 | -526 | -700 | -510 | -410 | -526 | -294
2035-03-17 13:00 | -700 | -526 | -700 | -510 | -110 | -526 | -349.6
2035-03-17 14:00 | -700 | -226 | -700 | -210 | 190 | -226 | -49.6
2035-03-17 15:00 | -100 | 74 | -100 | 90 | 490 | 74 | 250.4
2035-03-17 16:00 | -100 | 74 | -100 | 90 | 600 | 74 | 362.25
2035-03-17 17:00 | -700 | -226 | -700 | -210 | 300 | -226 | 62.25
2035-03-17 18:00 | -700 | -526 | -700 | -510 | 0 | -526 | -237.75
2035-03-17 19:00 | -700 | -226 | -700 | -510 | 0 | -297.16 | -226.23
2035-03-17 20:00 | -554.76 | 0 | -700 | -210 | 0 | 0 | 0
2035-03-17 21:00 | 0 | 0 | -126.79 | 26.56 | 0 | 0 | 0
2035-03-17 22:00 | 600 | 0 | 118.47 | 0 | 0 | 0 | 0
2035-03-17 23:00 | 700 | 0 | 700 | 112.38 | 0 | 0 | 0
2035-03-18 | 700 | 0 | 700 | 300 | 85.44 | 0 | 300
2035-03-18 01:00 | 700 | 0 | 700 | 0 | -121.25 | 0 | 0
2035-03-18 02:00 | 700 | 69.64 | 700 | 300 | 178.75 | 300 | 300
2035-03-18 03:00 | 700 | 0 | 700 | 112.8 | 0 | 0 | 0
2035-03-18 04:00 | 700 | 0 | 700 | 300 | 0 | 0 | 217.05
2035-03-18 05:00 | 700 | 0 | 700 | 0 | 0 | 0 | 0
2035-03-18 06:00 | 700 | 0 | 700 | -149.22 | 0 | 0 | 0
2035-03-18 07:00 | 700 | 0 | 700 | -449.22 | -300 | -300 | -300
2035-03-18 08:00 | 700 | -280.78 | 700 | -510 | -161.08 | -526 | -510
2035-03-18 09:00 | 700 | -280.78 | 700 | -510 | -17.97 | -526 | -510
2035-03-18 10:00 | 700 | -526 | 700 | -510 | -25.08 | -526 | -510
2035-03-18 11:00 | 700 | -526 | 700 | -510 | 0 | -526 | -475.72
2035-03-18 12:00 | 700 | -526 | 700 | -510 | -175.02 | -526 | -510
2035-03-18 13:00 | 700 | -526 | 700 | -510 | -110 | -526 | -445.63
2035-03-18 14:00 | 700 | -526 | 700 | -510 | -410 | -526 | -222.12
2035-03-18 15:00 | 700 | -526 | 700 | -510 | -710 | -526 | -510
2035-03-18 16:00 | 700 | -526 | 700 | -510 | -710 | -526 | -510
2035-03-18 17:00 | 700 | -526 | 700 | -510 | -710 | -526 | -510
2035-03-18 18:00 | 700 | -526 | 700 | -510 | -710 | -526 | -510
2035-03-18 19:00 | 700 | -526 | 700 | -510 | -710 | -526 | -510
2035-03-18 20:00 | 700 | -526 | 700 | -510 | -710 | -526 | -510
2035-03-18 21:00 | 700 | -226 | 700 | -510 | -470.58 | -226 | -510
2035-03-18 22:00 | 700 | 0 | 700 | -320.4 | -170.58 | 0 | -210
2035-03-18 23:00 | 700 | 0 | 700 | -510 | 0 | 0 | 0
2035-03-19 | 700 | 0 | 700 | -210 | 0 | 0 | 238.83
2035-03-19 01:00 | 700 | 0 | 700 | -471.45 | 0 | 0 | 0
2035-03-19 02:00 | 700 | 0 | 700 | -300 | 0 | 0 | -282.25
2035-03-19 03:00 | 700 | 0 | 700 | 0 | 289.75 | 0 | 17.75
2035-03-19 04:00 | 700 | 0 | 700 | 0 | 190 | 0 | 88.77
2035-03-19 05:00 | 700 | 0 | 700 | -300 | -110 | 0 | -211.23
2035-03-19 06:00 | 700 | -226 | 700 | -453.29 | -410 | -226 | -210
2035-03-19 07:00 | 700 | -526 | 700 | -510 | -710 | -526 | -510
2035-03-19 08:00 | 700 | -526 | 700 | -510 | -710 | -526 | -510
2035-03-19 09:00 | 134.71 | -526 | 100 | -510 | -410 | -526 | -400.82
2035-03-19 10:00 | 0 | -526 | 16.44 | -510 | -262.89 | -526 | -510
2035-03-19 11:00 | 0 | -526 | 16.44 | -510 | -435.17 | -526 | -510
2035-03-19 12:00 | 0 | -526 | 16.44 | -510 | -710 | -526 | -510
2035-03-19 13:00 | 0 | -526 | 16.44 | -510 | -710 | -526 | -510
2035-03-19 14:00 | 0 | -526 | 16.44 | -510 | -710 | -526 | -510
2035-03-19 15:00 | 0 | -526 | 579.46 | -510 | -710 | -526 | -510
2035-03-19 16:00 | 393.44 | -526 | 700 | -510 | -710 | -526 | -510
2035-03-19 17:00 | 700 | -526 | 700 | -510 | -710 | -526 | -510
2035-03-19 18:00 | 700 | -526 | 700 | -510 | -710 | -526 | -510
2035-03-19 19:00 | 700 | -526 | 700 | -510 | -710 | -526 | -510
2035-03-19 20:00 | 700 | -526 | 700 | -510 | -435.03 | -526 | -510
2035-03-19 21:00 | 700 | -226 | 368.4 | -210 | -135.03 | -226 | -210
2035-03-19 22:00 | 213.7 | 0 | 0 | 0 | 0 | 0 | 0
2035-03-19 23:00 | 0 | 0 | -443.73 | 0 | 0 | 0 | 0
2035-03-20 | -580.14 | 0 | 0 | 0 | 0 | 0 | 0
2035-03-20 01:00 | 0 | 0 | -402.11 | 0 | 0 | 0 | 0
2035-03-20 02:00 | 0 | 0 | -172.71 | 0 | 0 | 0 | 0
2035-03-20 03:00 | -83.17 | 0 | -100 | 253.28 | 0 | 0 | 0
2035-03-20 04:00 | -683.17 | 246.94 | -700 | 300 | 300 | 300 | 300
2035-03-20 05:00 | -83.17 | 0 | -700 | 0 | 0 | 0 | 0
2035-03-20 06:00 | 0 | 0 | -577.01 | 0 | 0 | 0 | 0
2035-03-20 07:00 | -239.4 | 0 | 0 | 0 | 0 | 0 | 0
2035-03-20 08:00 | -682.95 | -226 | -100 | -210 | 0 | -226 | 0
2035-03-20 09:00 | -700 | -526 | -700 | -510 | 0 | -526 | -262.62
2035-03-20 10:00 | -700 | -526 | -700 | -510 | 0 | -526 | -100.68
2035-03-20 11:00 | -700 | -526 | -700 | -510 | 0 | -526 | 0
2035-03-20 12:00 | -700 | -526 | -700 | -510 | 0 | -526 | -14.02
2035-03-20 13:00 | -700 | -526 | -700 | -510 | 0 | -526 | -314.02
2035-03-20 14:00 | -700 | -526 | -700 | -510 | 0 | -526 | -270.4
2035-03-20 15:00 | -700 | -526 | -700 | -510 | 0 | -526 | -286.64
2035-03-20 16:00 | -700 | -526 | -700 | -510 | 0 | -526 | 0
2035-03-20 17:00 | -700 | -526 | -700 | -510 | 0 | -526 | -182.47
2035-03-20 18:00 | -700 | -526 | -700 | -510 | -69.37 | -526 | -482.47
2035-03-20 19:00 | -700 | -526 | -700 | -510 | -369.37 | -526 | -510
2035-03-20 20:00 | -700 | -526 | -700 | -510 | -375.94 | -526 | -510
2035-03-20 21:00 | -700 | -395 | -700 | -510 | -675.94 | -526 | -510
2035-03-20 22:00 | -700 | -95 | -700 | -210 | -375.94 | -226 | -210
2035-03-20 23:00 | -700 | 205 | -700 | 90 | -75.94 | 74 | 90
2035-03-21 | -700 | 505 | -700 | 390 | 224.06 | 374 | 390
2035-03-21 01:00 | -700 | 505 | -700 | 510 | 524.06 | 505 | 510
2035-03-21 02:00 | -700 | 505 | -700 | 510 | 710 | 505 | 510
2035-03-21 03:00 | -700 | 505 | -700 | 510 | 710 | 505 | 510
2035-03-21 04:00 | -700 | 505 | -700 | 510 | 490 | 505 | 510
2035-03-21 05:00 | -700 | 374 | -700 | 390 | 190 | 374 | 390
2035-03-21 06:00 | -700 | 74 | -700 | 90 | -110 | 74 | 90
2035-03-21 07:00 | -700 | -226 | -700 | -210 | -410 | -226 | -210
2035-03-21 08:00 | -700 | -526 | -700 | -510 | -710 | -526 | -510
2035-03-21 09:00 | -700 | -526 | -700 | -510 | -710 | -526 | -510
2035-03-21 10:00 | -700 | -526 | -700 | -510 | -710 | -526 | -510
2035-03-21 11:00 | -700 | -526 | -700 | -510 | -710 | -526 | -510
2035-03-21 12:00 | -700 | -526 | -700 | -510 | -710 | -526 | -510
2035-03-21 13:00 | -700 | -526 | -700 | -510 | -710 | -526 | -510
2035-03-21 14:00 | -700 | -526 | -700 | -510 | -710 | -526 | -510
2035-03-21 15:00 | -571.95 | -226 | -500 | -510 | -710 | -484.31 | -510
2035-03-21 16:00 | 28.05 | -526 | 100 | -510 | -710 | -526 | -510
2035-03-21 17:00 | 628.05 | -526 | 700 | -510 | -710 | -526 | -510
2035-03-21 18:00 | 700 | -526 | 700 | -510 | -710 | -526 | -510
2035-03-21 19:00 | 700 | -526 | 700 | -510 | -710 | -526 | -510
2035-03-21 20:00 | 700 | -526 | 700 | -510 | -683.99 | -526 | -510
2035-03-21 21:00 | 700 | -226 | 700 | -210 | -383.99 | -226 | -210
2035-03-21 22:00 | 700 | 74 | 700 | 90 | -83.99 | 74 | 90
2035-03-21 23:00 | 100 | 0 | 658.2 | 0 | 0 | 0 | 0
2035-03-22 | 700 | 0 | 700 | 300 | 0 | 0 | 0
2035-03-22 01:00 | 700 | 0 | 700 | 510 | 0 | 0 | 220.33
2035-03-22 02:00 | 700 | 0 | 700 | 510 | 0 | 0 | 510
2035-03-22 03:00 | 700 | 0 | 700 | 510 | 0 | 0 | 510
2035-03-22 04:00 | 700 | 0 | 700 | 390 | 0 | 0 | 300
2035-03-22 05:00 | 700 | 0 | 700 | 90 | 0 | 0 | 0
2035-03-22 06:00 | 700 | 0 | 700 | -210 | 0 | 0 | 0
2035-03-22 07:00 | 700 | -300 | 700 | -510 | -300 | -300 | -300
2035-03-22 08:00 | 100 | -526 | 493.86 | -510 | -466.58 | -526 | -510
2035-03-22 09:00 | -500 | -526 | -106.14 | -510 | -710 | -526 | -510
2035-03-22 10:00 | -700 | -526 | -700 | -510 | -422.06 | -526 | -510
2035-03-22 11:00 | -700 | -526 | -700 | -510 | -315.5 | -526 | -510
2035-03-22 12:00 | -700 | -526 | -700 | -510 | -615.5 | -526 | -510
2035-03-22 13:00 | -700 | -526 | -700 | -510 | -496.05 | -526 | -510
2035-03-22 14:00 | -700 | -526 | -700 | -510 | -410 | -526 | -210
2035-03-22 15:00 | -700 | -526 | -700 | -510 | -710 | -526 | -510
2035-03-22 16:00 | -100 | -526 | -166.1 | -510 | -710 | -526 | -510
2035-03-22 17:00 | 500 | -526 | 433.9 | -510 | -710 | -526 | -510
2035-03-22 18:00 | 700 | -526 | 700 | -510 | -710 | -526 | -510
2035-03-22 19:00 | 700 | -526 | 700 | -510 | -710 | -526 | -510
2035-03-22 20:00 | 700 | -526 | 700 | -510 | -710 | -526 | -510
2035-03-22 21:00 | 700 | -400.77 | 700 | -510 | -710 | -526 | -510
2035-03-22 22:00 | 700 | -288.85 | 700 | -510 | -410 | -300 | -369.36
2035-03-22 23:00 | 100 | 0 | 100 | -210 | -110 | 0 | -69.36
2035-03-23 | -500 | 0 | -500 | 0 | 0 | 0 | 0
2035-03-23 01:00 | -700 | 274.34 | -700 | 300 | 300 | 300 | 300
2035-03-23 02:00 | -700 | 0 | -700 | 0 | 0 | 0 | 0
2035-03-23 03:00 | -700 | 0 | -700 | 0 | 0 | 0 | 0
2035-03-23 04:00 | -700 | 0 | -700 | -28.44 | 0 | 0 | 0
2035-03-23 05:00 | -700 | 300 | -700 | 271.56 | 190 | 300 | 300
2035-03-23 06:00 | -700 | 0 | -700 | -28.44 | -110 | 0 | 0
2035-03-23 07:00 | -700 | -226 | -700 | -210 | -410 | -226 | -210
2035-03-23 08:00 | -700 | -526 | -700 | -510 | -710 | -526 | -510
2035-03-23 09:00 | -700 | -526 | -700 | -510 | -710 | -526 | -510
2035-03-23 10:00 | -700 | -526 | -700 | -510 | -710 | -526 | -510
2035-03-23 11:00 | -700 | -526 | -700 | -510 | -710 | -526 | -510
2035-03-23 12:00 | -700 | -526 | -700 | -510 | -710 | -526 | -510
2035-03-23 13:00 | -700 | -526 | -700 | -510 | -710 | -526 | -510
2035-03-23 14:00 | -700 | -526 | -700 | -510 | -710 | -526 | -510
2035-03-23 15:00 | -700 | -526 | -700 | -510 | -710 | -526 | -510
2035-03-23 16:00 | -700 | -526 | -700 | -510 | -710 | -526 | -510
2035-03-23 17:00 | -700 | -226 | -700 | -510 | -410 | -226 | -372.81
2035-03-23 18:00 | -700 | 0 | -700 | -510 | -629.36 | -226 | -510
2035-03-23 19:00 | -100 | -300 | -700 | -510 | -710 | -526 | -510
2035-03-23 20:00 | -622.42 | -300 | -700 | -510 | -710 | -526 | -510
2035-03-23 21:00 | -700 | 0 | -700 | -210 | -410 | -226 | -210
2035-03-23 22:00 | -700 | -226 | -700 | -210 | -410 | -226 | -210
2035-03-23 23:00 | -700 | -526 | -700 | -510 | -710 | -526 | -510
2035-03-24 | -700 | -226 | -700 | -210 | -410 | -226 | -210
2035-03-24 01:00 | -700 | 74 | -700 | 90 | -110 | 74 | 90
2035-03-24 02:00 | -700 | 374 | -606.71 | 390 | 190 | 374 | 390
2035-03-24 03:00 | -100 | 505 | -6.71 | 510 | 410 | 505 | 510
2035-03-24 04:00 | -700 | 505 | 593.29 | 510 | 110 | 505 | 510
2035-03-24 05:00 | -100 | 205 | 500 | 210 | 410 | 505 | 510
2035-03-24 06:00 | -700 | 505 | -100 | 510 | 710 | 505 | 510
2035-03-24 07:00 | -700 | 505 | -700 | 510 | 636.95 | 505 | 510
2035-03-24 08:00 | -100 | 505 | -190.99 | 510 | 710 | 300 | 300
2035-03-24 09:00 | 0 | 505 | 382.2 | 472.16 | 600 | 0 | 0
2035-03-24 10:00 | 0 | 505 | 600 | 172.16 | 300 | 300 | 0
2035-03-24 11:00 | 600 | 505 | 0 | 0 | 0 | 0 | 0
2035-03-24 12:00 | 596.5 | 300 | 0 | 0 | 300 | -21 | 0
2035-03-24 13:00 | 0 | 0 | 600 | 300 | 0 | 205 | 0
2035-03-24 14:00 | 0 | 300 | 0 | 300 | 0 | 505 | 0
2035-03-24 15:00 | 500 | 505 | 500 | 0 | -300 | 456.94 | -210
2035-03-24 16:00 | -100 | 300 | -100 | 90 | 0 | 156.94 | 90
2035-03-24 17:00 | -700 | 0 | -700 | -210 | -300 | -143.06 | -210
2035-03-24 18:00 | -700 | -300 | -700 | -510 | -600 | -443.06 | -510
2035-03-24 19:00 | -700 | 0 | -700 | -210 | -300 | -143.06 | -210
2035-03-24 20:00 | -700 | 0 | -700 | 90 | 0 | 76.11 | 90
2035-03-24 21:00 | -700 | 300 | -700 | 390 | 300 | 376.11 | 390
2035-03-24 22:00 | -700 | 182.99 | -700 | 210 | 410 | 205 | 210
2035-03-24 23:00 | -700 | 482.99 | -700 | 510 | 710 | 505 | 510
2035-03-25 | -700 | 505 | -700 | 510 | 710 | 505 | 510
2035-03-25 01:00 | -700 | 505 | -700 | 510 | 710 | 505 | 510
2035-03-25 02:00 | -700 | 505 | -700 | 210 | 519.8 | 505 | 210
2035-03-25 03:00 | -700 | 300 | -700 | -90 | 219.8 | 205 | -90
2035-03-25 04:00 | -700 | 0 | -700 | -390 | -80.2 | -95 | -390
2035-03-25 05:00 | -700 | 0 | -700 | -510 | -380.2 | 0 | -510
2035-03-25 06:00 | -700 | 0 | -700 | -510 | -183.39 | 0 | -510
2035-03-25 07:00 | -700 | 0 | -700 | -510 | -483.39 | 0 | -510
2035-03-25 08:00 | -700 | -226 | -700 | -510 | -615.71 | -226 | -510
2035-03-25 09:00 | -700 | -526 | -700 | -510 | -315.71 | -526 | -510
2035-03-25 10:00 | -700 | -526 | -700 | -510 | -381.15 | -526 | -510
2035-03-25 11:00 | -700 | -526 | -700 | -510 | -139.59 | -526 | -510
2035-03-25 12:00 | -700 | -526 | -700 | -510 | -223.74 | -526 | -510
2035-03-25 13:00 | -700 | -526 | -700 | -510 | -68.17 | -526 | -510
2035-03-25 14:00 | -600 | -526 | -378.17 | -510 | -110 | -526 | -350.88
2035-03-25 15:00 | 0 | -526 | 86.56 | -510 | -410 | -526 | -210
2035-03-25 16:00 | 380.81 | -526 | 686.56 | -510 | -710 | -526 | -510
2035-03-25 17:00 | 700 | -526 | 700 | -510 | -710 | -526 | -510
2035-03-25 18:00 | 700 | -526 | 700 | -510 | -710 | -526 | -510
2035-03-25 19:00 | 700 | -526 | 700 | -510 | -710 | -526 | -510
2035-03-25 20:00 | 700 | -526 | 700 | -510 | -710 | -526 | -510
2035-03-25 21:00 | 700 | -300 | 700 | -436.74 | -410 | -300 | -300
2035-03-25 22:00 | 700 | 0 | 700 | -136.74 | -110 | 0 | 0
2035-03-25 23:00 | 700 | 0 | 700 | 32.65 | 0 | 0 | 0
2035-03-26 | 700 | 0 | 700 | 149.53 | 0 | 0 | 132.92
2035-03-26 01:00 | 700 | 0 | 700 | -150.47 | 0 | 0 | 0
2035-03-26 02:00 | 700 | 0 | 700 | -450.47 | 0 | 0 | 0
2035-03-26 03:00 | 700 | 0 | 700 | -510 | 0 | 0 | 0
2035-03-26 04:00 | 700 | 0 | 700 | -510 | 0 | 0 | 0
2035-03-26 05:00 | 700 | 0 | 700 | -510 | -110 | 0 | -179.84
2035-03-26 06:00 | 700 | -226 | 700 | -510 | -410 | -226 | -479.84
2035-03-26 07:00 | 700 | -526 | 700 | -510 | -710 | -526 | -510
2035-03-26 08:00 | 700 | -526 | 700 | -510 | -710 | -526 | -510
2035-03-26 09:00 | 162.53 | -526 | 500 | -510 | -710 | -526 | -510
2035-03-26 10:00 | -437.47 | -526 | -100 | -510 | -705.35 | -526 | -510
2035-03-26 11:00 | -700 | -526 | -700 | -510 | -405.35 | -526 | -510
2035-03-26 12:00 | -700 | -526 | -700 | -510 | -210.4 | -526 | -510
2035-03-26 13:00 | -700 | -526 | -700 | -510 | -53.06 | -526 | -510
2035-03-26 14:00 | -127.13 | -526 | -700 | -510 | -197.96 | -526 | -510
2035-03-26 15:00 | -498.81 | -526 | -100 | -510 | -496.73 | -526 | -510
2035-03-26 16:00 | 100 | -526 | 495.45 | -510 | -710 | -526 | -510
2035-03-26 17:00 | 700 | -526 | 700 | -510 | -710 | -526 | -510
2035-03-26 18:00 | 700 | -526 | 700 | -510 | -710 | -526 | -510
2035-03-26 19:00 | 700 | -526 | 700 | -510 | -710 | -526 | -510
2035-03-26 20:00 | 700 | -526 | 700 | -510 | -710 | -526 | -510
2035-03-26 21:00 | 700 | -526 | 700 | -510 | -682.22 | -526 | -510
2035-03-26 22:00 | 700 | -226 | 700 | -427.32 | -382.22 | -226 | -368.57
2035-03-26 23:00 | 700 | -79.88 | 700 | -127.32 | -224.12 | -300 | -90
2035-03-27 | 700 | 103.59 | 700 | 172.68 | 75.88 | 0 | 210
2035-03-27 01:00 | 700 | 227.2 | 700 | 472.68 | 375.88 | 300 | 510
2035-03-27 02:00 | 700 | 0 | 700 | 510 | 417.2 | 300 | 510
2035-03-27 03:00 | 700 | 0 | 700 | 210 | 117.2 | 0 | 210
2035-03-27 04:00 | 700 | 0 | 700 | 0 | 0 | 0 | 0
2035-03-27 05:00 | 700 | 300 | 700 | 90 | 190 | 75.32 | 159.81
2035-03-27 06:00 | 700 | 0 | 700 | -210 | -110 | -224.68 | -140.19
2035-03-27 07:00 | 700 | -101.18 | 700 | -510 | -410 | -524.68 | -440.19
2035-03-27 08:00 | 500 | -401.18 | 500 | -510 | -710 | -526 | -510
2035-03-27 09:00 | -100 | -526 | -100 | -510 | -410 | -526 | -233.63
2035-03-27 10:00 | -700 | -526 | -700 | -510 | -110 | -526 | -221.47
2035-03-27 11:00 | -700 | -526 | -700 | -510 | 0 | -526 | -255.69
2035-03-27 12:00 | -700 | -526 | -700 | -510 | 0 | -526 | -440.78
2035-03-27 13:00 | -700 | -526 | -700 | -510 | -179.21 | -526 | -252
2035-03-27 14:00 | -700 | -526 | -700 | -510 | 0 | -526 | 48
2035-03-27 15:00 | -700 | -526 | -700 | -510 | 204.62 | -526 | 348
2035-03-27 16:00 | -358.71 | -526 | -386.54 | -510 | -95.38 | -526 | 48
2035-03-27 17:00 | 0 | -526 | 213.46 | -510 | -395.38 | -526 | -210
2035-03-27 18:00 | 215.37 | -526 | 700 | -510 | -695.38 | -526 | -510
2035-03-27 19:00 | 215.37 | -526 | 700 | -510 | -710 | -526 | -510
2035-03-27 20:00 | 500 | -526 | 700 | -510 | -410 | -526 | -349.42
2035-03-27 21:00 | 500 | -526 | 700 | -510 | -710 | -526 | -510
2035-03-27 22:00 | 500 | -526 | 225.13 | -510 | -710 | -526 | -510
2035-03-27 23:00 | -100 | -226 | -374.87 | -210 | -410 | -226 | -210
2035-03-28 | -540.16 | 0 | -700 | -58.98 | -110 | 0 | -280.22
2035-03-28 01:00 | -700 | 0 | -700 | -358.98 | 0 | 0 | -300
2035-03-28 02:00 | -700 | 0 | -700 | -261.04 | 0 | 0 | 0
2035-03-28 03:00 | -700 | 0 | -700 | 38.96 | 0 | 0 | 241.71
2035-03-28 04:00 | -700 | 85.59 | -700 | 90 | 190 | 300 | 256.73
2035-03-28 05:00 | -700 | 0 | -700 | -210 | -110 | 0 | -43.27
2035-03-28 06:00 | -700 | -300 | -700 | -510 | -410 | -300 | -343.27
2035-03-28 07:00 | -700 | -526 | -700 | -510 | -710 | -526 | -510
2035-03-28 08:00 | -700 | -526 | -700 | -510 | -601.1 | -526 | -510
2035-03-28 09:00 | -700 | -226 | -700 | -210 | -301.1 | -226 | -210
2035-03-28 10:00 | -100 | 74 | -100 | 90 | -1.1 | 74 | 90
2035-03-28 11:00 | -100 | 374 | -100 | 390 | 298.9 | 374 | 390
2035-03-28 12:00 | -700 | 74 | -700 | 210 | 190 | 136.81 | 210
2035-03-28 13:00 | -100 | 374 | -100 | 510 | 490 | 436.81 | 510
2035-03-28 14:00 | -100 | 374 | -100 | 390 | 190 | 374 | 390
2035-03-28 15:00 | -700 | 74 | -700 | 90 | -110 | 74 | 90
2035-03-28 16:00 | -700 | -226 | -700 | -210 | -410 | -226 | -210
2035-03-28 17:00 | -700 | -526 | -700 | -510 | -710 | -526 | -510
2035-03-28 18:00 | -700 | -526 | -700 | -510 | -710 | -526 | -510
2035-03-28 19:00 | -700 | -526 | -700 | -510 | -710 | -526 | -510
2035-03-28 20:00 | -700 | -526 | -700 | -510 | -710 | -526 | -510
2035-03-28 21:00 | -700 | -526 | -700 | -510 | -710 | -526 | -510
2035-03-28 22:00 | -700 | -526 | -700 | -510 | -710 | -526 | -510
2035-03-28 23:00 | -700 | -526 | -700 | -510 | -710 | -526 | -510
2035-03-29 | -700 | -226 | -700 | -210 | -410 | -226 | -210
2035-03-29 01:00 | -700 | 74 | -700 | 90 | -110 | 74 | 90
2035-03-29 02:00 | -700 | 374 | -700 | 390 | 190 | 374 | 390
2035-03-29 03:00 | -700 | 505 | -700 | 510 | 490 | 505 | 510
2035-03-29 04:00 | -700 | 374 | -700 | 390 | 190 | 374 | 390
2035-03-29 05:00 | -700 | 74 | -700 | 90 | -110 | 74 | 90
2035-03-29 06:00 | -700 | -226 | -700 | -210 | -410 | -226 | -210
2035-03-29 07:00 | -700 | -526 | -700 | -510 | -710 | -526 | -510
2035-03-29 08:00 | -700 | -526 | -700 | -510 | -710 | -526 | -510
2035-03-29 09:00 | -700 | -526 | -700 | -510 | -710 | -526 | -510
2035-03-29 10:00 | -100 | -226 | -100 | -210 | -410 | -226 | -210
2035-03-29 11:00 | 0 | 74 | 314.12 | 90 | -110 | 74 | 90
2035-03-29 12:00 | -600 | 374 | -285.88 | 390 | 190 | 374 | 390
2035-03-29 13:00 | -100 | 74 | -273.29 | 90 | 490 | 74 | 135.79
2035-03-29 14:00 | -700 | -226 | -700 | -210 | 190 | -226 | -164.21
2035-03-29 15:00 | -700 | -526 | -700 | -510 | -110 | -526 | -464.21
2035-03-29 16:00 | -700 | -526 | -700 | -510 | -279.77 | -526 | -492.34
2035-03-29 17:00 | -600 | -526 | -596.17 | -510 | -579.77 | -526 | -510
2035-03-29 18:00 | 0 | -226 | 3.83 | -510 | -279.77 | -226 | -221.97
2035-03-29 19:00 | 600 | -526 | 603.83 | -510 | -527.12 | -526 | -510
2035-03-29 20:00 | 700 | -526 | 700 | -510 | -595.35 | -526 | -510
2035-03-29 21:00 | 700 | -300 | 700 | -510 | -600 | -371.23 | -510
2035-03-29 22:00 | 700 | 0 | 700 | -210 | -300 | -71.23 | -210
2035-03-29 23:00 | 358.57 | 0 | 100 | 0 | 0 | 0 | 0
2035-03-30 | 639.61 | 0 | 100 | 0 | 0 | 0 | 0
2035-03-30 01:00 | 700 | 0 | 700 | 222.75 | 0 | 0 | 0
2035-03-30 02:00 | 700 | 0 | 639.37 | 0 | 0 | 0 | 0
2035-03-30 03:00 | 223.3 | 0 | 39.37 | 0 | 0 | 0 | 0
2035-03-30 04:00 | 0 | 0 | -18.14 | 0 | 0 | 0 | 0
2035-03-30 05:00 | 0 | 0 | -208 | 0 | 0 | 0 | 0
2035-03-30 06:00 | -388.95 | 0 | -700 | 0 | 0 | 0 | 0
2035-03-30 07:00 | -700 | 0 | -466.1 | -210 | 0 | 0 | -210
2035-03-30 08:00 | -700 | 0 | -700 | -510 | -300 | -178.16 | -510
2035-03-30 09:00 | -100 | 300 | -100 | -210 | 0 | 121.84 | -210
2035-03-30 10:00 | -600 | 0 | -396 | -31.23 | 0 | 0 | 0
2035-03-30 11:00 | 0 | 300 | 204 | 90 | 0 | 192.75 | 90
2035-03-30 12:00 | -600 | 0 | -396 | -210 | -300 | -107.25 | -210
2035-03-30 13:00 | -700 | -300 | -700 | -510 | -600 | -407.25 | -510
2035-03-30 14:00 | -100 | -226 | -100 | -210 | -410 | -226 | -210
2035-03-30 15:00 | -700 | -526 | -700 | -510 | -710 | -526 | -510
2035-03-30 16:00 | -700 | -526 | -700 | -510 | -710 | -526 | -510
2035-03-30 17:00 | -501.23 | -226 | -600 | -210 | -410 | -226 | -210
2035-03-30 18:00 | 98.77 | 0 | 0 | -510 | -110 | 0 | -265.31
2035-03-30 19:00 | 698.77 | 0 | 600 | -300 | -129.72 | 0 | -300
2035-03-30 20:00 | 700 | 0 | 700 | 0 | 0 | 0 | 0
2035-03-30 21:00 | 700 | 0 | 100 | 0 | 0 | 0 | 0
2035-03-30 22:00 | 561.96 | 0 | 0 | 0 | 0 | 0 | 0
2035-03-30 23:00 | 0 | 0 | 508.43 | 0 | 0 | 0 | 0
2035-03-31 | 600 | 0 | 16.03 | 0 | 0 | 0 | 0
2035-03-31 01:00 | 653.58 | 0 | 616.03 | 0 | 0 | 0 | 0
2035-03-31 02:00 | 700 | 0 | 700 | 290.67 | 0 | 0 | 40.7
2035-03-31 03:00 | 700 | 0 | 700 | 510 | 0 | 0 | 340.7
2035-03-31 04:00 | 700 | 0 | 700 | 510 | 0 | 0 | 297.53
2035-03-31 05:00 | 700 | 0 | 700 | 510 | 0 | 0 | 266.4
2035-03-31 06:00 | 700 | 0 | 700 | 390 | 0 | 0 | 76.75
2035-03-31 07:00 | 700 | 0 | 700 | 90 | 122.75 | 0 | 300
2035-03-31 08:00 | 600 | 0 | 582.75 | -210 | 0 | 0 | 0
2035-03-31 09:00 | 0 | -30.78 | 0 | -510 | 0 | -300 | 0
2035-03-31 10:00 | 0 | -330.78 | -276.57 | -510 | 0 | -526 | -144.36
2035-03-31 11:00 | -450.69 | -526 | 0 | -510 | 0 | -526 | -218.63
2035-03-31 12:00 | -700 | -526 | -380.98 | -510 | 0 | -526 | -377.3
2035-03-31 13:00 | -512.51 | -526 | 0 | -510 | 0 | -526 | -466.1
2035-03-31 14:00 | 0 | -526 | 0 | -510 | -144.55 | -526 | -510
2035-03-31 15:00 | 136.94 | -526 | 100 | -510 | -419.15 | -526 | -510
2035-03-31 16:00 | 286.01 | -526 | 700 | -510 | -242.2 | -526 | -510
2035-03-31 17:00 | 700 | -438.79 | 700 | -510 | -410 | -526 | -466.54
2035-03-31 18:00 | 700 | -526 | 700 | -510 | -710 | -526 | -510
2035-03-31 19:00 | 700 | -526 | 700 | -510 | -710 | -526 | -510
2035-03-31 20:00 | 700 | -364.76 | 700 | -510 | -705.36 | -526 | -510
2035-03-31 21:00 | 700 | -64.76 | 700 | -210 | -405.36 | -226 | -210
2035-03-31 22:00 | 700 | 0 | 700 | 90 | -105.36 | 0 | 90
2035-03-31 23:00 | 700 | 0 | 700 | 367.8 | 0 | 0 | 289.03
2035-04-01 | 700 | 0 | 700 | 67.8 | -24.65 | 0 | -10.97
2035-04-01 01:00 | 700 | 0 | 700 | 99.34 | 0 | 0 | 0
2035-04-01 02:00 | 700 | 0 | 700 | -12.1 | 0 | 0 | 0
2035-04-01 03:00 | 700 | 0 | 700 | 101.84 | 0 | 0 | 0
2035-04-01 04:00 | 700 | 300 | 700 | 401.84 | 300 | 300 | 300
2035-04-01 05:00 | 700 | 0 | 700 | 510 | 275.36 | 0 | 510
2035-04-01 06:00 | 700 | 0 | 700 | 510 | 0 | 0 | 384.54
2035-04-01 07:00 | 500 | 0.37 | 500 | 210 | 190 | 300 | 246.69
2035-04-01 08:00 | -100 | 0 | -100 | -90 | -110 | 0 | -53.31
2035-04-01 09:00 | -700 | 0 | -700 | -390 | -410 | -300 | -353.31
2035-04-01 10:00 | -700 | -300 | -700 | -510 | -710 | -526 | -510
2035-04-01 11:00 | -700 | -368.69 | -700 | -510 | -710 | -526 | -510
2035-04-01 12:00 | -700 | -368.69 | -700 | -510 | -710 | -526 | -510
2035-04-01 13:00 | -700 | -526 | -700 | -510 | -710 | -526 | -510
2035-04-01 14:00 | -700 | -526 | -700 | -510 | -710 | -526 | -510
2035-04-01 15:00 | -500 | -526 | -175.64 | -510 | -710 | -526 | -510
2035-04-01 16:00 | 100 | -526 | 424.36 | -510 | -710 | -526 | -510
2035-04-01 17:00 | 700 | -526 | 700 | -510 | -710 | -526 | -510
2035-04-01 18:00 | 700 | -526 | 700 | -510 | -710 | -526 | -510
2035-04-01 19:00 | 700 | -526 | 700 | -510 | -710 | -526 | -510
2035-04-01 20:00 | 700 | -226 | 700 | -510 | -710 | -526 | -510
2035-04-01 21:00 | 700 | -213.84 | 700 | -510 | -410 | -300 | -353.91
2035-04-01 22:00 | 700 | 0 | 700 | -210 | -110 | 0 | -53.91
2035-04-01 23:00 | 100 | 0 | 422.64 | 0 | 0 | 0 | 0
2035-04-02 | 98.18 | 0 | 0 | 0 | 0 | 0 | 0
2035-04-02 01:00 | -501.82 | 0 | -588.98 | 0 | 0 | 0 | 0
2035-04-02 02:00 | -700 | 0 | -700 | -66.72 | 0 | 0 | 0
2035-04-02 03:00 | -700 | 0 | -700 | -366.72 | 0 | 0 | 0
2035-04-02 04:00 | -700 | 0 | -700 | -510 | -110 | 0 | -71.64
2035-04-02 05:00 | -700 | -226 | -700 | -459.35 | -410 | -226 | -210
2035-04-02 06:00 | -700 | -526 | -700 | -510 | -710 | -526 | -510
2035-04-02 07:00 | -700 | -526 | -700 | -510 | -710 | -526 | -510
2035-04-02 08:00 | -700 | -526 | -700 | -510 | -710 | -526 | -510
2035-04-02 09:00 | -700 | -526 | -700 | -510 | -710 | -526 | -510
2035-04-02 10:00 | -700 | -226 | -700 | -510 | -410 | -300 | -384.05
2035-04-02 11:00 | -100 | 74 | -100 | -210 | -110 | 0 | -84.05
2035-04-02 12:00 | -100 | 374 | -100 | 90 | 190 | 300 | 215.95
2035-04-02 13:00 | -700 | 300 | -700 | -210 | 0 | 0 | -26.6
2035-04-02 14:00 | -700 | 0 | -700 | -510 | -300 | -300 | -326.6
2035-04-02 15:00 | -100 | -226 | -100 | -210 | -410 | -226 | -210
2035-04-02 16:00 | -700 | -526 | -700 | -510 | -710 | -526 | -510
2035-04-02 17:00 | -100 | -526 | -100 | -510 | -439.58 | -526 | -510
2035-04-02 18:00 | 500 | -226 | 500 | -510 | -625.14 | -261.54 | -510
2035-04-02 19:00 | 700 | -226 | 700 | -510 | -410 | -226 | -261.21
2035-04-02 20:00 | 700 | -526 | 700 | -510 | -710 | -526 | -510
2035-04-02 21:00 | 700 | -441.58 | 700 | -510 | -630 | -526 | -510
2035-04-02 22:00 | 700 | -141.58 | 700 | -510 | -330 | -226 | -210
2035-04-02 23:00 | 700 | 0 | 700 | -510 | -30 | 0 | 0
2035-04-03 | 700 | 0 | 700 | -510 | 0 | 0 | 0
2035-04-03 01:00 | 700 | 0 | 700 | -351.06 | 0 | 0 | -57.56
2035-04-03 02:00 | 700 | 0 | 700 | -51.06 | 261.68 | 0 | 164.76
2035-04-03 03:00 | 700 | 0 | 700 | -351.06 | 0 | 0 | -135.24
2035-04-03 04:00 | 700 | 0 | 700 | -510 | 0 | 0 | -215.54
2035-04-03 05:00 | 700 | 0 | 700 | -510 | -173.92 | 0 | -210
2035-04-03 06:00 | 700 | -226 | 700 | -510 | -473.92 | -226 | -510
2035-04-03 07:00 | 700 | -526 | 700 | -510 | -710 | -526 | -510
2035-04-03 08:00 | 700 | -526 | 700 | -510 | -710 | -526 | -510
2035-04-03 09:00 | 700 | -526 | 700 | -510 | -445.3 | -526 | -510
2035-04-03 10:00 | 700 | -526 | 100 | -510 | -443.6 | -526 | -510
2035-04-03 11:00 | 365.54 | -526 | 100 | -510 | -365.56 | -526 | -510
2035-04-03 12:00 | 146.68 | -226 | 600 | -308.65 | -65.56 | -226 | -210
2035-04-03 13:00 | 47.25 | -526 | 0 | -510 | -275.69 | -526 | -509.74
2035-04-03 14:00 | 647.25 | -526 | 0 | -510 | -575.69 | -526 | -510
2035-04-03 15:00 | 700 | -226 | 0 | -210 | -275.69 | -226 | -210
2035-04-03 16:00 | 599.73 | -526 | 600 | -510 | -200.25 | -526 | -510
2035-04-03 17:00 | 700 | -226 | 700 | -510 | -410 | -423.01 | -221.31
2035-04-03 18:00 | 700 | -526 | 700 | -510 | -710 | -526 | -510
2035-04-03 19:00 | 700 | -526 | 700 | -510 | -710 | -526 | -510
2035-04-03 20:00 | 700 | -526 | 700 | -510 | -710 | -526 | -510
2035-04-03 21:00 | 700 | -428.72 | 700 | -510 | -710 | -526 | -510
2035-04-03 22:00 | 700 | -128.72 | 700 | -210 | -410 | -226 | -210
2035-04-03 23:00 | 700 | 0 | 700 | 64.93 | -110 | 0 | 0
2035-04-04 | 700 | 0 | 700 | -235.07 | -300 | -93.59 | -95.16
2035-04-04 01:00 | 700 | 200.42 | 700 | 64.93 | 0 | 206.41 | 204.84
2035-04-04 02:00 | 700 | 0 | 700 | 364.93 | 59.09 | 0 | 504.84
2035-04-04 03:00 | 700 | 0 | 700 | 390 | 212.46 | 0 | 510
2035-04-04 04:00 | 700 | 0 | 700 | 90 | 0 | 0 | 390
2035-04-04 05:00 | 700 | -226 | 700 | -210 | 0 | -226 | 90
2035-04-04 06:00 | 700 | -526 | 700 | -510 | -153.29 | -526 | -210
2035-04-04 07:00 | 500 | -526 | 500 | -510 | 0 | -526 | -510
2035-04-04 08:00 | -100 | -526 | -100 | -510 | 0 | -526 | -510
2035-04-04 09:00 | -700 | -526 | -700 | -510 | -129.86 | -526 | -210
2035-04-04 10:00 | -700 | -526 | -700 | -510 | -429.86 | -526 | -510
2035-04-04 11:00 | -700 | -526 | -700 | -510 | -710 | -526 | -510
2035-04-04 12:00 | -700 | -526 | -700 | -510 | -710 | -526 | -510
2035-04-04 13:00 | -700 | -226 | -700 | -462.73 | -410 | -300 | -300
2035-04-04 14:00 | -100 | 74 | -100 | -162.73 | -110 | 0 | 0
2035-04-04 15:00 | -700 | -226 | -700 | -210 | -410 | -226 | -210
2035-04-04 16:00 | -700 | -526 | -700 | -510 | -710 | -526 | -510
2035-04-04 17:00 | -100 | -226 | -100 | -210 | -410 | -226 | -210
2035-04-04 18:00 | -700 | -351.84 | -700 | -510 | -560.1 | -526 | -510
2035-04-04 19:00 | -700 | -526 | -700 | -510 | -710 | -526 | -510
2035-04-04 20:00 | -700 | -526 | -700 | -510 | -710 | -526 | -510
2035-04-04 21:00 | -700 | -226 | -700 | -210 | -410 | -226 | -210
2035-04-04 22:00 | -700 | 74 | -700 | 90 | -110 | 74 | 90
2035-04-04 23:00 | -100 | 374 | -100 | 390 | 190 | 374 | 390
2035-04-05 | 280.47 | 505 | 0 | 510 | 490 | 505 | 510
2035-04-05 01:00 | -319.53 | 505 | -600 | 510 | 710 | 505 | 510
2035-04-05 02:00 | -700 | 505 | -700 | 510 | 710 | 505 | 510
2035-04-05 03:00 | -100 | 505 | -100 | 510 | 710 | 505 | 510
2035-04-05 04:00 | -187.63 | 505 | -100 | 510 | 410 | 205 | 510
2035-04-05 05:00 | -700 | 505 | -700 | 510 | 710 | 310.09 | 510
2035-04-05 06:00 | -700 | 505 | -700 | 510 | 710 | 452.62 | 510
2035-04-05 07:00 | -700 | 505 | -700 | 510 | 710 | 505 | 510
2035-04-05 08:00 | -700 | 505 | -700 | 510 | 710 | 505 | 510
2035-04-05 09:00 | -100 | 505 | -100 | 510 | 479.25 | 505 | 357.97
2035-04-05 10:00 | -100 | 505 | -100 | 500.18 | 410 | 205 | 57.97
2035-04-05 11:00 | -700 | 505 | -700 | 510 | 710 | 505 | 357.97
2035-04-05 12:00 | -700 | 505 | -700 | 510 | 710 | 505 | 321.21
2035-04-05 13:00 | -700 | 505 | -700 | 462.11 | 564.38 | 505 | 21.21
2035-04-05 14:00 | -700 | 505 | -700 | 162.11 | 710 | 505 | 321.21
2035-04-05 15:00 | -700 | 505 | -700 | 448.98 | 606.03 | 505 | 510
2035-04-05 16:00 | -700 | 505 | -700 | 390 | 489.48 | 505 | 390
2035-04-05 17:00 | -700 | 205 | -700 | 90 | 189.48 | 205 | 90
2035-04-05 18:00 | -700 | -95 | -700 | -210 | -110.52 | -95 | -210
2035-04-05 19:00 | -700 | -395 | -700 | -510 | -410.52 | -395 | -510
2035-04-05 20:00 | -700 | -95 | -700 | -210 | -110.52 | -95 | -210
2035-04-05 21:00 | -600 | 205 | -275.63 | 90 | 189.48 | 205 | 90
2035-04-05 22:00 | 0 | 505 | 324.37 | 390 | 489.48 | 505 | 390
2035-04-05 23:00 | -100 | 240.01 | -100 | 510 | 710 | 505 | 417.21
2035-04-06 | -700 | 505 | -700 | 510 | 710 | 505 | 510
2035-04-06 01:00 | -700 | 505 | -700 | 510 | 710 | 505 | 510
2035-04-06 02:00 | -100 | 505 | -684.99 | 510 | 490 | 505 | 510
2035-04-06 03:00 | -700 | 374 | -700 | 390 | 190 | 374 | 390
2035-04-06 04:00 | -700 | 74 | -700 | 90 | -110 | 74 | 90
2035-04-06 05:00 | -700 | -226 | -700 | -210 | -410 | -226 | -210
2035-04-06 06:00 | -700 | -526 | -700 | -510 | -710 | -526 | -510
2035-04-06 07:00 | -700 | -526 | -700 | -510 | -710 | -526 | -510
2035-04-06 08:00 | -700 | -526 | -700 | -510 | -710 | -526 | -510
2035-04-06 09:00 | -700 | -526 | -700 | -510 | -710 | -526 | -510
2035-04-06 10:00 | -700 | -526 | -700 | -510 | -710 | -526 | -510
2035-04-06 11:00 | -646.6 | -526 | -700 | -510 | -710 | -526 | -510
2035-04-06 12:00 | -700 | -526 | -700 | -510 | -710 | -526 | -510
2035-04-06 13:00 | -700 | -526 | -700 | -510 | -710 | -526 | -510
2035-04-06 14:00 | -700 | -526 | -700 | -510 | -431.87 | -526 | -510
2035-04-06 15:00 | -700 | -526 | -700 | -510 | -197.37 | -526 | -510
2035-04-06 16:00 | -500 | -526 | -483.74 | -510 | -96.69 | -526 | -399.21
2035-04-06 17:00 | 100 | -526 | 116.26 | -510 | -396.69 | -526 | -210
2035-04-06 18:00 | 700 | -526 | 700 | -510 | -696.69 | -526 | -510
2035-04-06 19:00 | 700 | -526 | 700 | -510 | -710 | -526 | -510
2035-04-06 20:00 | 700 | -526 | 700 | -510 | -710 | -526 | -510
2035-04-06 21:00 | 700 | -526 | 700 | -510 | -710 | -526 | -510
2035-04-06 22:00 | 700 | -526 | 700 | -510 | -410 | -526 | -465.3
2035-04-06 23:00 | 700 | -226 | 700 | -210 | -110 | -226 | -165.3
2035-04-07 | 700 | 0 | 700 | -125.01 | 0 | 0 | 0
2035-04-07 01:00 | 700 | 0 | 700 | -66.54 | 0 | 0 | 0
2035-04-07 02:00 | 700 | 0 | 700 | -236.1 | 0 | 0 | 0
2035-04-07 03:00 | 700 | 0 | 700 | -17.64 | 0 | 0 | 0
2035-04-07 04:00 | 700 | 0 | 700 | -317.64 | 0 | 0 | -296.54
2035-04-07 05:00 | 700 | 0 | 700 | -300 | 0 | 0 | -234.74
2035-04-07 06:00 | 621.1 | 0 | 600 | 0 | 0 | 0 | 0
2035-04-07 07:00 | 21.1 | -91.67 | 0 | -210 | 0 | -226 | -19.06
2035-04-07 08:00 | -578.9 | -391.67 | -600 | -510 | -59.42 | -526 | -319.06
2035-04-07 09:00 | -700 | -526 | -700 | -510 | -275.1 | -526 | -263.15
2035-04-07 10:00 | -100 | -526 | -100 | -510 | -575.1 | -526 | -510
2035-04-07 11:00 | -700 | -526 | -700 | -510 | -710 | -526 | -510
2035-04-07 12:00 | -100 | -226 | -100 | -210 | -410 | -226 | -210
2035-04-07 13:00 | -700 | -526 | -339.77 | -510 | -710 | -526 | -510
2035-04-07 14:00 | -291.92 | -526 | -700 | -510 | -710 | -526 | -510
2035-04-07 15:00 | -700 | -526 | -700 | -510 | -710 | -526 | -510
2035-04-07 16:00 | -700 | -526 | -700 | -510 | -710 | -526 | -510
2035-04-07 17:00 | -278.64 | -526 | -100 | -510 | -485.97 | -526 | -510
2035-04-07 18:00 | 321.36 | -502.15 | 500 | -510 | -185.97 | -526 | -510
2035-04-07 19:00 | 700 | -202.15 | 700 | -510 | -67.59 | -508.68 | -510
2035-04-07 20:00 | 700 | 0 | 700 | -510 | -145.93 | -208.68 | -510
2035-04-07 21:00 | 700 | 0 | 700 | -510 | -145.19 | -139.42 | -510
2035-04-07 22:00 | 700 | 0 | 700 | -510 | -275.88 | -44.09 | -510
2035-04-07 23:00 | 700 | 0 | 700 | -510 | -575.88 | -344.09 | -510
2035-04-08 | 700 | 0 | 700 | -510 | -275.88 | -44.09 | -510
2035-04-08 01:00 | 700 | 0 | 700 | -510 | 0 | 0 | -510
2035-04-08 02:00 | 700 | 0 | 700 | -510 | 0 | 0 | -303.86
2035-04-08 03:00 | 700 | 0 | 700 | -510 | 0 | 0 | -3.86
2035-04-08 04:00 | 700 | 0 | 700 | -510 | 0 | 0 | 0
2035-04-08 05:00 | 700 | 0 | 700 | -510 | 0 | 0 | 0
2035-04-08 06:00 | 700 | 0 | 700 | -510 | 0 | 0 | 0
2035-04-08 07:00 | 700 | 0 | 700 | -510 | 0 | -115.28 | 0
2035-04-08 08:00 | 100 | -226 | 252.28 | -510 | 0 | -415.28 | -24.5
2035-04-08 09:00 | -500 | -526 | -347.72 | -510 | 0 | -526 | -324.5
2035-04-08 10:00 | -700 | -526 | -700 | -510 | 0 | -526 | -361.31
2035-04-08 11:00 | -700 | -526 | -700 | -510 | 0 | -526 | -190.26
2035-04-08 12:00 | -700 | -526 | -700 | -510 | 0 | -526 | -367.95
2035-04-08 13:00 | -700 | -526 | -700 | -510 | 0 | -526 | -367.95
2035-04-08 14:00 | -700 | -526 | -700 | -510 | -91.47 | -526 | -281.35
2035-04-08 15:00 | -408.64 | -526 | -500 | -510 | -391.47 | -526 | -210
2035-04-08 16:00 | 191.36 | -526 | 100 | -510 | -691.47 | -526 | -510
2035-04-08 17:00 | 700 | -526 | 700 | -510 | -710 | -526 | -510
2035-04-08 18:00 | 700 | -526 | 700 | -510 | -710 | -526 | -510
2035-04-08 19:00 | 700 | -526 | 700 | -510 | -710 | -526 | -510
2035-04-08 20:00 | 700 | -526 | 700 | -510 | -710 | -526 | -510
2035-04-08 21:00 | 700 | -526 | 700 | -510 | -710 | -526 | -510
2035-04-08 22:00 | 700 | -300 | 700 | -439.5 | -410 | -300 | -300
2035-04-08 23:00 | 700 | 0 | 700 | -139.5 | -110 | 0 | 0
2035-04-09 | 700 | 0 | 700 | -156.52 | 0 | 0 | 0
2035-04-09 01:00 | 700 | 0 | 700 | 131.62 | 0 | 0 | 0
2035-04-09 02:00 | 700 | 0 | 700 | 228.13 | 0 | 0 | 0
2035-04-09 03:00 | 700 | 0 | 700 | -71.87 | 0 | 0 | 0
2035-04-09 04:00 | 700 | 0 | 700 | -158.62 | 0 | 0 | 0
2035-04-09 05:00 | 700 | 0 | 700 | -458.62 | 0 | 0 | 0
2035-04-09 06:00 | 700 | 0 | 700 | -510 | 0 | 0 | -181.64
2035-04-09 07:00 | 700 | -226 | 700 | -510 | -110 | -226 | -263.84
2035-04-09 08:00 | 437.36 | -526 | 500 | -510 | -410 | -526 | -491.65
2035-04-09 09:00 | -162.64 | -526 | -100 | -510 | -710 | -526 | -510
2035-04-09 10:00 | -700 | -526 | -700 | -510 | -710 | -526 | -510
2035-04-09 11:00 | -700 | -526 | -700 | -510 | -710 | -526 | -510
2035-04-09 12:00 | -700 | -526 | -700 | -510 | -710 | -526 | -510
2035-04-09 13:00 | -700 | -526 | -700 | -510 | -710 | -526 | -510
2035-04-09 14:00 | -700 | -526 | -700 | -510 | -710 | -526 | -510
2035-04-09 15:00 | -500 | -526 | -108.61 | -510 | -710 | -526 | -510
2035-04-09 16:00 | 100 | -526 | 491.39 | -510 | -710 | -526 | -510
2035-04-09 17:00 | 700 | -526 | 700 | -510 | -710 | -526 | -510
2035-04-09 18:00 | 700 | -526 | 700 | -510 | -710 | -526 | -510
2035-04-09 19:00 | 700 | -526 | 700 | -510 | -710 | -526 | -510
2035-04-09 20:00 | 700 | -526 | 700 | -510 | -710 | -526 | -510
2035-04-09 21:00 | 700 | -526 | 700 | -510 | -710 | -526 | -510
2035-04-09 22:00 | 700 | -399.25 | 700 | -510 | -710 | -526 | -510
2035-04-09 23:00 | 700 | -99.25 | 700 | -210 | -410 | -226 | -210
2035-04-10 | 700 | 0 | 700 | -510 | -110 | 0 | 0
2035-04-10 01:00 | 700 | 0 | 700 | -366.02 | 0 | 0 | 0
2035-04-10 02:00 | 700 | 0 | 700 | -366.02 | 0 | 0 | 0
2035-04-10 03:00 | 700 | 0 | 700 | -408.31 | 0 | 0 | 0
2035-04-10 04:00 | 700 | 0 | 700 | -199.23 | 0 | 0 | 0
2035-04-10 05:00 | 700 | 0 | 700 | -499.23 | 0 | 0 | 0
2035-04-10 06:00 | 700 | 0 | 700 | -510 | -88.06 | 0 | -0.47
2035-04-10 07:00 | 700 | 0 | 700 | -510 | -388.06 | -107.74 | -210
2035-04-10 08:00 | 700 | -226 | 700 | -510 | -688.06 | -407.74 | -510
2035-04-10 09:00 | 700 | -526 | 700 | -510 | -388.06 | -526 | -510
2035-04-10 10:00 | 700 | -526 | 700 | -510 | -88.06 | -526 | -510
2035-04-10 11:00 | 700 | -526 | 700 | -510 | -22.6 | -526 | -510
2035-04-10 12:00 | 700 | -526 | 700 | -510 | -322.6 | -526 | -410.14
2035-04-10 13:00 | 700 | -526 | 700 | -510 | -622.6 | -526 | -510
2035-04-10 14:00 | 700 | -526 | 700 | -510 | -710 | -526 | -510
2035-04-10 15:00 | 700 | -526 | 700 | -510 | -710 | -526 | -510
2035-04-10 16:00 | 700 | -526 | 700 | -510 | -710 | -526 | -510
2035-04-10 17:00 | 700 | -526 | 700 | -510 | -710 | -526 | -510
2035-04-10 18:00 | 700 | -526 | 700 | -510 | -710 | -526 | -510
2035-04-10 19:00 | 700 | -526 | 700 | -510 | -710 | -526 | -510
2035-04-10 20:00 | 700 | -526 | 700 | -510 | -710 | -526 | -510
2035-04-10 21:00 | 700 | -526 | 700 | -510 | -710 | -526 | -510
2035-04-10 22:00 | 700 | -526 | 700 | -510 | -710 | -526 | -510
2035-04-10 23:00 | 700 | -300 | 700 | -407.66 | -410 | -300 | -300
2035-04-11 | 700 | 0 | 700 | -356.79 | -110 | 0 | 0
2035-04-11 01:00 | 700 | 0 | 700 | -510 | 0 | 0 | 0
2035-04-11 02:00 | 700 | 0 | 700 | -510 | 0 | 0 | -31.45
2035-04-11 03:00 | 700 | 0 | 700 | -510 | 0 | 0 | 0
2035-04-11 04:00 | 700 | 0 | 700 | -510 | -110 | 0 | -156.18
2035-04-11 05:00 | 700 | -226 | 700 | -510 | -410 | -226 | -212.8
2035-04-11 06:00 | 700 | -526 | 700 | -510 | -710 | -526 | -510
2035-04-11 07:00 | 700 | -526 | 700 | -510 | -710 | -526 | -510
2035-04-11 08:00 | 600 | -526 | 566.1 | -510 | -710 | -526 | -510
2035-04-11 09:00 | 0 | -526 | -33.9 | -510 | -710 | -526 | -510
2035-04-11 10:00 | -600 | -526 | -633.9 | -510 | -503.03 | -526 | -510
2035-04-11 11:00 | -700 | -526 | -700 | -510 | -603.47 | -526 | -510
2035-04-11 12:00 | -700 | -526 | -700 | -510 | -506.17 | -526 | -510
2035-04-11 13:00 | -700 | -526 | -700 | -510 | -518.32 | -526 | -510
2035-04-11 14:00 | -700 | -526 | -700 | -510 | -710 | -526 | -510
2035-04-11 15:00 | -600 | -526 | -688.9 | -510 | -710 | -526 | -510
2035-04-11 16:00 | 0 | -526 | -88.9 | -510 | -710 | -526 | -510
2035-04-11 17:00 | 600 | -526 | 511.1 | -510 | -710 | -526 | -510
2035-04-11 18:00 | 700 | -526 | 700 | -510 | -710 | -526 | -510
2035-04-11 19:00 | 700 | -526 | 700 | -510 | -710 | -526 | -510
2035-04-11 20:00 | 700 | -526 | 700 | -510 | -710 | -526 | -510
2035-04-11 21:00 | 700 | -526 | 700 | -510 | -710 | -526 | -510
2035-04-11 22:00 | 700 | -526 | 700 | -510 | -710 | -526 | -510
2035-04-11 23:00 | 700 | -385.19 | 700 | -510 | -710 | -526 | -510
2035-04-12 | 700 | -85.19 | 700 | -210 | -410 | -226 | -210
2035-04-12 01:00 | 700 | 0 | 700 | 90 | -110 | 0 | 90
2035-04-12 02:00 | 700 | 0 | 700 | 390 | 0 | 0 | 280.47
2035-04-12 03:00 | 700 | 0 | 700 | 390 | 0 | 0 | 390
2035-04-12 04:00 | 700 | 0 | 700 | 90 | -110 | 0 | 90
2035-04-12 05:00 | 700 | -226 | 700 | -210 | -410 | -226 | -210
2035-04-12 06:00 | 700 | -526 | 700 | -510 | -710 | -526 | -510
2035-04-12 07:00 | 700 | -526 | 700 | -510 | -710 | -526 | -510
2035-04-12 08:00 | 700 | -526 | 700 | -510 | -710 | -526 | -510
2035-04-12 09:00 | 700 | -526 | 700 | -510 | -710 | -526 | -510
2035-04-12 10:00 | 700 | -526 | 700 | -510 | -710 | -526 | -510
2035-04-12 11:00 | 700 | -526 | 618.14 | -510 | -410 | -526 | -273.71
2035-04-12 12:00 | 341 | -526 | 600 | -510 | -548.99 | -526 | -510
2035-04-12 13:00 | -259 | -385.69 | 0 | -510 | -406.88 | -526 | -510
2035-04-12 14:00 | -565.5 | -526 | -100 | -510 | -693.7 | -526 | -510
2035-04-12 15:00 | -700 | -526 | -700 | -510 | -461.39 | -526 | -510
2035-04-12 16:00 | -700 | -526 | -700 | -510 | -236.4 | -526 | -510
2035-04-12 17:00 | -700 | -526 | -700 | -510 | -65 | -526 | -510
2035-04-12 18:00 | -700 | -526 | -700 | -510 | -219.83 | -526 | -510
2035-04-12 19:00 | -700 | -526 | -700 | -510 | -110 | -526 | -495.4
2035-04-12 20:00 | -700 | -526 | -700 | -510 | -410 | -526 | -231.8
2035-04-12 21:00 | -700 | -526 | -700 | -510 | -710 | -526 | -510
2035-04-12 22:00 | -700 | -526 | -700 | -510 | -710 | -526 | -510
2035-04-12 23:00 | -700 | -226 | -700 | -210 | -410 | -226 | -210
2035-04-13 | -700 | 74 | -700 | 90 | -110 | 74 | 90
2035-04-13 01:00 | -700 | 374 | -700 | 390 | 190 | 374 | 390
2035-04-13 02:00 | -700 | 505 | -700 | 510 | 490 | 505 | 510
2035-04-13 03:00 | -700 | 505 | -700 | 510 | 490 | 505 | 510
2035-04-13 04:00 | -700 | 374 | -700 | 390 | 190 | 374 | 390
2035-04-13 05:00 | -700 | 74 | -700 | 90 | -110 | 74 | 90
2035-04-13 06:00 | -700 | -226 | -700 | -210 | -410 | -226 | -210
2035-04-13 07:00 | -700 | -526 | -700 | -510 | -710 | -526 | -510
2035-04-13 08:00 | -700 | -526 | -700 | -510 | -710 | -526 | -510
2035-04-13 09:00 | -100 | -226 | -100 | -210 | -410 | -226 | -210
2035-04-13 10:00 | 500 | 74 | 500 | 90 | -110 | 74 | 90
2035-04-13 11:00 | -100 | 74 | -100 | 0 | 190 | 68.62 | 82.82
2035-04-13 12:00 | -700 | -226 | -700 | -300 | -110 | -231.38 | -217.18
2035-04-13 13:00 | -700 | -526 | -700 | -510 | 0 | -526 | -314.14
2035-04-13 14:00 | -700 | -526 | -700 | -510 | 0 | -526 | -278.71
2035-04-13 15:00 | -700 | -526 | -700 | -510 | 0 | -526 | -209.1
2035-04-13 16:00 | -700 | -526 | -700 | -510 | 0 | -526 | -73.58
2035-04-13 17:00 | -100 | -526 | -100 | -510 | -110 | -526 | 90
2035-04-13 18:00 | 500 | -312.92 | 500 | -510 | -410 | -526 | -210
2035-04-13 19:00 | 700 | -526 | 700 | -510 | -710 | -526 | -510
2035-04-13 20:00 | 700 | -526 | 700 | -510 | -710 | -526 | -510
2035-04-13 21:00 | 700 | -526 | 700 | -510 | -518.31 | -526 | -510
2035-04-13 22:00 | 700 | -526 | 700 | -510 | -218.31 | -526 | -510
2035-04-13 23:00 | 700 | -226 | 700 | -510 | -152.04 | -226 | -510
2035-04-14 | 700 | 0 | 700 | -210 | 0 | 0 | -210
2035-04-14 01:00 | 700 | 0 | 700 | 0 | 0 | 0 | 0
2035-04-14 02:00 | 700 | 0 | 700 | 0 | 0 | 0 | 0
2035-04-14 03:00 | 700 | 0 | 700 | 0 | 0 | 0 | 0
2035-04-14 04:00 | 700 | 0 | 700 | -121.85 | 0 | 0 | 0
2035-04-14 05:00 | 700 | 0 | 700 | -134.57 | 0 | 0 | 0
2035-04-14 06:00 | 700 | 0 | 700 | -89.69 | 0 | 0 | 0
2035-04-14 07:00 | 500 | -226 | 500 | -374.79 | -131.7 | -226 | -210
2035-04-14 08:00 | -100 | -526 | -100 | -510 | -431.7 | -526 | -510
2035-04-14 09:00 | -700 | -526 | -700 | -510 | -542.58 | -526 | -510
2035-04-14 10:00 | -700 | -526 | -700 | -510 | -581.85 | -526 | -510
2035-04-14 11:00 | -700 | -526 | -700 | -510 | -383.95 | -526 | -434.14
2035-04-14 12:00 | -700 | -526 | -700 | -510 | -83.95 | -526 | -134.14
2035-04-14 13:00 | -700 | -526 | -700 | -510 | -383.95 | -526 | -434.14
2035-04-14 14:00 | -700 | -526 | -700 | -510 | -683.95 | -526 | -510
2035-04-14 15:00 | -700 | -526 | -700 | -510 | -675.33 | -526 | -510
2035-04-14 16:00 | -490.73 | -526 | -100 | -510 | -549.78 | -526 | -510
2035-04-14 17:00 | 109.27 | -526 | 500 | -510 | -710 | -526 | -510
2035-04-14 18:00 | 700 | -526 | 700 | -510 | -710 | -526 | -510
2035-04-14 19:00 | 700 | -526 | 700 | -510 | -710 | -526 | -510
2035-04-14 20:00 | 700 | -526 | 700 | -510 | -710 | -526 | -510
2035-04-14 21:00 | 700 | -226 | 700 | -510 | -642.47 | -226 | -510
2035-04-14 22:00 | 700 | 0 | 700 | -300 | -342.47 | -175.17 | -300
2035-04-14 23:00 | 700 | 0 | 700 | 0 | -42.47 | 0 | 0
2035-04-15 | 700 | 0 | 700 | -100.3 | -275.82 | 0 | -300
2035-04-15 01:00 | 700 | 0 | 700 | 199.7 | 0 | 0 | 0
2035-04-15 02:00 | 700 | 0 | 700 | 499.7 | 0 | 0 | 300
2035-04-15 03:00 | 700 | 0 | 700 | 510 | 0 | 0 | 178.78
2035-04-15 04:00 | 700 | 0 | 700 | 510 | 0 | 0 | 105.25
2035-04-15 05:00 | 700 | 0 | 700 | 390 | 0 | 0 | 105.25
2035-04-15 06:00 | 700 | 0 | 700 | 90 | 0 | 0 | 24.53
2035-04-15 07:00 | 500 | -226 | 500 | -210 | -51.13 | -226 | -275.47
2035-04-15 08:00 | -100 | -526 | -100 | -510 | -351.13 | -526 | -510
2035-04-15 09:00 | -700 | -526 | -700 | -510 | -388.65 | -526 | -510
2035-04-15 10:00 | -700 | -526 | -700 | -510 | -688.65 | -526 | -510
2035-04-15 11:00 | -700 | -526 | -700 | -510 | -396.32 | -526 | -510
2035-04-15 12:00 | -700 | -526 | -700 | -510 | -696.32 | -526 | -510
2035-04-15 13:00 | -700 | -526 | -700 | -510 | -396.32 | -526 | -510
2035-04-15 14:00 | -700 | -526 | -700 | -510 | -665.98 | -526 | -510
2035-04-15 15:00 | -700 | -526 | -700 | -510 | -410 | -526 | -510
2035-04-15 16:00 | -500 | -526 | -259.42 | -510 | -710 | -526 | -510
2035-04-15 17:00 | 100 | -526 | 340.58 | -510 | -710 | -526 | -510
2035-04-15 18:00 | 700 | -526 | 700 | -510 | -710 | -526 | -510
2035-04-15 19:00 | 700 | -526 | 700 | -510 | -710 | -526 | -510
2035-04-15 20:00 | 700 | -526 | 700 | -510 | -710 | -526 | -510
2035-04-15 21:00 | 700 | -300 | 700 | -303.51 | -410 | -300 | -300
2035-04-15 22:00 | 700 | 0 | 700 | -3.51 | -110 | 0 | 0
2035-04-15 23:00 | 700 | 0 | 700 | -90 | 0 | 0 | -108.13
2035-04-16 | 700 | 45.65 | 700 | 210 | 300 | 300 | 191.87
2035-04-16 01:00 | 700 | 0 | 700 | 510 | 379.05 | 0 | 491.87
2035-04-16 02:00 | 700 | 0 | 700 | 510 | 240.93 | 0 | 510
2035-04-16 03:00 | 700 | 0 | 700 | 390 | 540.93 | 0 | 510
2035-04-16 04:00 | 700 | 0 | 700 | 90 | 240.93 | 0 | 242.07
2035-04-16 05:00 | 700 | -226 | 700 | -210 | 0 | -226 | -57.93
2035-04-16 06:00 | 700 | -526 | 700 | -510 | 0 | -526 | -321.79
2035-04-16 07:00 | 422.15 | -526 | 500 | -510 | 0 | -526 | -50.02
2035-04-16 08:00 | -177.85 | -526 | -100 | -510 | 0 | -526 | 0.43
2035-04-16 09:00 | -700 | -526 | -700 | -510 | 0 | -526 | -132.81
2035-04-16 10:00 | -700 | -526 | -700 | -510 | 0 | -526 | -289.23
2035-04-16 11:00 | -700 | -526 | -700 | -510 | 0 | -526 | -461.84
2035-04-16 12:00 | -700 | -526 | -700 | -510 | -249.45 | -526 | -510
2035-04-16 13:00 | -700 | -526 | -700 | -510 | -416.94 | -526 | -510
2035-04-16 14:00 | -700 | -526 | -700 | -510 | -447.75 | -526 | -510
2035-04-16 15:00 | -700 | -526 | -700 | -510 | -709.74 | -526 | -510
2035-04-16 16:00 | -153.98 | -526 | -100 | -510 | -672.05 | -526 | -510
2035-04-16 17:00 | 446.02 | -526 | 500 | -510 | -410 | -526 | -510
2035-04-16 18:00 | 700 | -526 | 700 | -510 | -710 | -526 | -510
2035-04-16 19:00 | 700 | -526 | 700 | -510 | -710 | -526 | -510
2035-04-16 20:00 | 700 | -526 | 700 | -510 | -710 | -526 | -510
2035-04-16 21:00 | 700 | -526 | 700 | -510 | -710 | -526 | -510
2035-04-16 22:00 | 700 | -226 | 700 | -510 | -410 | -226 | -243.17
2035-04-16 23:00 | 700 | -7.18 | 604.67 | -300 | -300 | -300 | -300
2035-04-17 | 100 | 0 | 60.58 | 0 | 0 | 0 | 0
2035-04-17 01:00 | -500 | 0 | -314.8 | 0 | 0 | 0 | 0
2035-04-17 02:00 | 0 | 0 | -39.79 | 0 | 0 | 0 | 0
2035-04-17 03:00 | 0 | 0 | 0 | 0 | 0 | 0 | 0
2035-04-17 04:00 | 0 | 0 | -186.55 | 0 | 0 | 0 | 0
2035-04-17 05:00 | -273.77 | 0 | 0 | 0 | -110 | 0 | 0
2035-04-17 06:00 | 326.23 | -226 | 600 | -210 | -410 | -226 | -210
2035-04-17 07:00 | 500 | -526 | 86.03 | -510 | -710 | -526 | -510
2035-04-17 08:00 | -100 | -526 | -513.97 | -510 | -710 | -526 | -510
2035-04-17 09:00 | -700 | -526 | -700 | -510 | -710 | -526 | -510
2035-04-17 10:00 | -700 | -526 | -700 | -510 | -659.67 | -526 | -510
2035-04-17 11:00 | -700 | -526 | -700 | -510 | -710 | -526 | -510
2035-04-17 12:00 | -700 | -526 | -700 | -510 | -710 | -526 | -510
2035-04-17 13:00 | -700 | -526 | -700 | -510 | -710 | -526 | -510
2035-04-17 14:00 | -700 | -526 | -700 | -510 | -710 | -526 | -510
2035-04-17 15:00 | -700 | -526 | -700 | -510 | -577.48 | -526 | -510
2035-04-17 16:00 | -700 | -526 | -700 | -510 | -526.12 | -526 | -510
2035-04-17 17:00 | -100 | -526 | -100 | -510 | -410 | -526 | -510
2035-04-17 18:00 | 0 | -526 | 0 | -510 | -710 | -526 | -510
2035-04-17 19:00 | 600 | -526 | 407.58 | -510 | -487.58 | -526 | -510
2035-04-17 20:00 | 700 | -526 | 0 | -510 | -710 | -526 | -510
2035-04-17 21:00 | 100 | -300 | 0 | -510 | -620.02 | -496.17 | -510
2035-04-17 22:00 | 0 | 0 | 0 | -210 | -320.02 | -196.17 | -210
2035-04-17 23:00 | -228.24 | 0 | -600 | 0 | -20.02 | 0 | 0
2035-04-18 | 20.5 | 0 | 0 | 0 | 0 | 0 | 0
2035-04-18 01:00 | 510.9 | 0 | 17.59 | 0 | 0 | 0 | 0
2035-04-18 02:00 | 0 | 0 | 617.59 | 0 | 0 | 0 | 0
2035-04-18 03:00 | 0 | 0 | 605.08 | 0 | 0 | 0 | 0
2035-04-18 04:00 | 261.64 | 0 | 5.08 | 0 | 0 | 0 | 0
2035-04-18 05:00 | 700 | 0 | 605.08 | -210 | -4.83 | 0 | -210
2035-04-18 06:00 | 700 | -295.04 | 700 | -510 | -304.83 | -300 | -510
2035-04-18 07:00 | 700 | -526 | 700 | -510 | -497.99 | -526 | -510
2035-04-18 08:00 | 700 | -526 | 700 | -510 | -607.12 | -526 | -510
2035-04-18 09:00 | 272.29 | -526 | 600 | -510 | -710 | -526 | -510
2035-04-18 10:00 | 0 | -526 | 0 | -510 | -710 | -526 | -510
2035-04-18 11:00 | 0 | -526 | 0 | -510 | -560.62 | -526 | -510
2035-04-18 12:00 | 0 | -526 | 365.55 | -510 | -710 | -526 | -510
2035-04-18 13:00 | 0 | -526 | 100 | -510 | -710 | -526 | -510
2035-04-18 14:00 | 105.09 | -526 | 700 | -510 | -576.45 | -526 | -510
2035-04-18 15:00 | 700 | -526 | 700 | -510 | -276.45 | -526 | -402.1
2035-04-18 16:00 | 629.74 | -526 | 700 | -510 | -410 | -526 | -210
2035-04-18 17:00 | 700 | -526 | 700 | -510 | -710 | -526 | -510
2035-04-18 18:00 | 700 | -526 | 700 | -510 | -710 | -526 | -510
2035-04-18 19:00 | 700 | -526 | 700 | -510 | -710 | -526 | -510
2035-04-18 20:00 | 700 | -526 | 700 | -510 | -710 | -526 | -510
2035-04-18 21:00 | 700 | -526 | 700 | -510 | -710 | -526 | -510
2035-04-18 22:00 | 700 | -515.5 | 700 | -510 | -462.69 | -526 | -510
2035-04-18 23:00 | 700 | -215.5 | 700 | -510 | -162.69 | -226 | -299.45
2035-04-19 | 700 | 0 | 700 | -510 | 0 | 0 | -317.59
2035-04-19 01:00 | 700 | 0 | 700 | -510 | -140.56 | 0 | -510
2035-04-19 02:00 | 700 | 0 | 700 | -257.03 | 0 | 0 | -210
2035-04-19 03:00 | 700 | 0 | 700 | 42.97 | 0 | 0 | 23.73
2035-04-19 04:00 | 700 | 0 | 700 | 0 | 0 | 0 | 0
2035-04-19 05:00 | 700 | 0 | 700 | -300 | -300 | -77.5 | -300
2035-04-19 06:00 | 700 | 0 | 700 | -510 | -600 | 0 | -510
2035-04-19 07:00 | 600 | 0 | 570.88 | -510 | -710 | -300 | -510
2035-04-19 08:00 | 0 | -226 | -29.12 | -510 | -710 | -526 | -510
2035-04-19 09:00 | -600 | -526 | -629.12 | -510 | -710 | -526 | -510
2035-04-19 10:00 | -700 | -526 | -700 | -510 | -710 | -526 | -510
2035-04-19 11:00 | -700 | -526 | -700 | -510 | -710 | -526 | -510
2035-04-19 12:00 | -700 | -526 | -700 | -510 | -710 | -526 | -510
2035-04-19 13:00 | -700 | -526 | -700 | -510 | -710 | -526 | -510
2035-04-19 14:00 | -700 | -526 | -700 | -510 | -710 | -526 | -510
2035-04-19 15:00 | -700 | -526 | -700 | -510 | -420.05 | -526 | -510
2035-04-19 16:00 | -700 | -526 | -700 | -510 | -710 | -526 | -510
2035-04-19 17:00 | -208.1 | -526 | -100 | -510 | -710 | -526 | -510
2035-04-19 18:00 | 391.9 | -526 | 473.6 | -510 | -710 | -526 | -510
2035-04-19 19:00 | 700 | -526 | 473.6 | -510 | -710 | -526 | -510
2035-04-19 20:00 | 700 | -526 | 700 | -510 | -710 | -526 | -510
2035-04-19 21:00 | 700 | -526 | 690.28 | -510 | -432.35 | -526 | -510
2035-04-19 22:00 | 100 | -226 | 90.28 | -210 | -132.35 | -226 | -210
2035-04-19 23:00 | -500 | 74 | -509.72 | 90 | 167.65 | 74 | 90
2035-04-20 | -700 | 374 | -700 | 390 | 467.65 | 374 | 390
2035-04-20 01:00 | -700 | 74 | -700 | 90 | 167.65 | 74 | 90
2035-04-20 02:00 | -700 | 0 | -268.25 | 0 | 0 | 0 | 0
2035-04-20 03:00 | -449.04 | 216.04 | -700 | 0 | 0 | 0 | 0
2035-04-20 04:00 | -700 | -83.96 | -700 | -300 | -300 | -300 | -300
2035-04-20 05:00 | -433.96 | 0 | -700 | -210 | -23.07 | 0 | -210
2035-04-20 06:00 | -100 | 0 | -516.56 | -510 | -323.07 | 0 | -510
2035-04-20 07:00 | -700 | -226 | -700 | -510 | -410 | -226 | -292.51
2035-04-20 08:00 | -700 | -526 | -700 | -510 | -710 | -526 | -510
2035-04-20 09:00 | -700 | -526 | -700 | -510 | -710 | -526 | -510
2035-04-20 10:00 | -700 | -526 | -700 | -510 | -710 | -526 | -510
2035-04-20 11:00 | -700 | -526 | -700 | -510 | -710 | -526 | -510
2035-04-20 12:00 | -700 | -526 | -700 | -510 | -710 | -526 | -510
2035-04-20 13:00 | -700 | -526 | -700 | -510 | -710 | -526 | -510
2035-04-20 14:00 | -100 | -226 | -100 | -210 | -410 | -226 | -210
2035-04-20 15:00 | -100 | -226 | -100 | -210 | -110 | -226 | 90
2035-04-20 16:00 | -700 | -526 | -700 | -510 | -389.72 | -526 | -210
2035-04-20 17:00 | -700 | -526 | -700 | -510 | -110 | -526 | -510
2035-04-20 18:00 | -700 | -226 | -700 | -510 | -410 | -226 | -239.7
2035-04-20 19:00 | -700 | 0 | -700 | -510 | -710 | -258.78 | -510
2035-04-20 20:00 | -700 | -300 | -700 | -510 | -710 | -526 | -510
2035-04-20 21:00 | -700 | 0 | -700 | -510 | -473.37 | -226 | -510
2035-04-20 22:00 | -700 | 0 | -700 | -339.01 | -173.37 | 0 | -300
2035-04-20 23:00 | -700 | 0 | -700 | -39.01 | 0 | 0 | 0
2035-04-21 | -700 | 0 | -700 | -300 | -77.75 | 0 | -300
2035-04-21 01:00 | -700 | 300 | -700 | 0 | 19.1 | 300 | 0
2035-04-21 02:00 | -700 | 0 | -700 | -300 | -280.9 | 0 | -300
2035-04-21 03:00 | -700 | 0 | -700 | -287.75 | -93.95 | 0 | 0
2035-04-21 04:00 | -700 | 0 | -700 | -210 | -393.95 | 0 | -210
2035-04-21 05:00 | -700 | -300 | -700 | -510 | -693.95 | -300 | -510
2035-04-21 06:00 | -700 | 0 | -700 | -210 | -393.95 | 0 | -210
2035-04-21 07:00 | -700 | -226 | -700 | -210 | -410 | -226 | -210
2035-04-21 08:00 | -700 | -526 | -700 | -510 | -710 | -526 | -510
2035-04-21 09:00 | -700 | -526 | -700 | -510 | -710 | -526 | -510
2035-04-21 10:00 | -700 | -526 | -700 | -510 | -710 | -526 | -510
2035-04-21 11:00 | -700 | -526 | -700 | -510 | -710 | -526 | -510
2035-04-21 12:00 | -100 | -226 | -100 | -210 | -410 | -226 | -210
2035-04-21 13:00 | 500 | 74 | 500 | 0 | -110 | 21.07 | 0
2035-04-21 14:00 | -100 | -226 | -100 | -300 | -410 | -278.93 | -300
2035-04-21 15:00 | -700 | -526 | -700 | -510 | -663.86 | -526 | -510
2035-04-21 16:00 | -700 | -526 | -700 | -510 | -520.72 | -526 | -510
2035-04-21 17:00 | -600 | -226 | -447.9 | -210 | -410 | -226 | -210
2035-04-21 18:00 | 0 | -526 | 0 | -510 | -710 | -526 | -510
2035-04-21 19:00 | 0 | -526 | 0 | -510 | -710 | -526 | -510
2035-04-21 20:00 | 0 | -226 | 0 | -395.96 | -410 | -226 | -300
2035-04-21 21:00 | -333.84 | 0 | 0 | -95.96 | -110 | 0 | 0
2035-04-21 22:00 | -700 | 0 | -377.62 | 0 | -9.86 | 0 | -300
2035-04-21 23:00 | -700 | 0 | -700 | 0 | 0 | 0 | 0
2035-04-22 | -700 | 0 | -700 | 0 | 0 | 0 | -36.31
2035-04-22 01:00 | -700 | 0 | -597.33 | 0 | 0 | 0 | -153.4
2035-04-22 02:00 | -110.01 | 0 | -700 | 0 | 0 | 0 | -169.91
2035-04-22 03:00 | -246.97 | 0 | -700 | 0 | -80.11 | 0 | -300
2035-04-22 04:00 | -268.54 | 0 | -700 | 0 | 0 | 0 | 0
2035-04-22 05:00 | -570.27 | 0 | -100 | 0 | 0 | 0 | 0
2035-04-22 06:00 | 0 | 0 | -489.21 | 0 | -110 | 0 | 0
2035-04-22 07:00 | -600 | -226 | -700 | -210 | -410 | -226 | -210
2035-04-22 08:00 | -700 | -526 | -700 | -510 | -710 | -526 | -510
2035-04-22 09:00 | -700 | -526 | -700 | -510 | -710 | -526 | -510
2035-04-22 10:00 | -700 | -526 | -700 | -510 | -710 | -526 | -510
2035-04-22 11:00 | -700 | -526 | -700 | -510 | -710 | -526 | -510
2035-04-22 12:00 | -700 | -526 | -700 | -510 | -710 | -526 | -510
2035-04-22 13:00 | -700 | -526 | -700 | -510 | -688.55 | -526 | -510
2035-04-22 14:00 | -700 | -526 | -700 | -510 | -388.55 | -526 | -424.1
2035-04-22 15:00 | -525.28 | -526 | -600 | -510 | -328 | -526 | -440.29
2035-04-22 16:00 | 74.72 | -526 | 0 | -510 | -628 | -526 | -510
2035-04-22 17:00 | 674.72 | -507.32 | 600 | -510 | -710 | -526 | -510
2035-04-22 18:00 | 700 | -207.32 | 700 | -510 | -710 | -526 | -510
2035-04-22 19:00 | 700 | 0 | 700 | -510 | -710 | -526 | -510
2035-04-22 20:00 | 700 | 0 | 700 | -510 | -600 | -526 | -510
2035-04-22 21:00 | 700 | 0 | 700 | -314.78 | -300 | -300 | -300
2035-04-22 22:00 | 700 | 0 | 700 | -14.78 | 0 | 0 | 0
2035-04-22 23:00 | 700 | 0 | 700 | -314.78 | -9.41 | 0 | -300
2035-04-23 | 700 | 0 | 700 | -288.9 | -300 | 0 | -300
2035-04-23 01:00 | 700 | 0 | 700 | 11.1 | 0 | 0 | 0
2035-04-23 02:00 | 700 | 0 | 700 | 311.1 | 300 | 102.28 | 300
2035-04-23 03:00 | 700 | 0 | 700 | 11.1 | 0 | 0 | 0
2035-04-23 04:00 | 700 | 0 | 700 | -288.9 | -300 | 0 | -300
2035-04-23 05:00 | 700 | 0 | 700 | -510 | -208.32 | 0 | -510
2035-04-23 06:00 | 700 | -226 | 700 | -510 | -410 | -226 | -463.98
2035-04-23 07:00 | 700 | -526 | 700 | -510 | -710 | -526 | -510
2035-04-23 08:00 | 600 | -526 | 680.64 | -510 | -710 | -526 | -510
2035-04-23 09:00 | 0 | -526 | 80.64 | -510 | -710 | -526 | -510
2035-04-23 10:00 | -600 | -526 | -481.39 | -510 | -710 | -526 | -510
2035-04-23 11:00 | -700 | -526 | -700 | -510 | -641.95 | -526 | -510
2035-04-23 12:00 | -700 | -526 | -700 | -510 | -700.16 | -526 | -510
2035-04-23 13:00 | -700 | -526 | -700 | -510 | -685.85 | -526 | -510
2035-04-23 14:00 | -569.27 | -526 | -600 | -510 | -608.22 | -526 | -510
2035-04-23 15:00 | -16.23 | -526 | 0 | -510 | -551.2 | -526 | -510
2035-04-23 16:00 | 583.77 | -526 | 451.47 | -510 | -710 | -526 | -510
2035-04-23 17:00 | 700 | -526 | 700 | -510 | -710 | -526 | -510
2035-04-23 18:00 | 700 | -526 | 700 | -510 | -710 | -526 | -510
2035-04-23 19:00 | 700 | -526 | 700 | -510 | -710 | -526 | -510
2035-04-23 20:00 | 700 | -526 | 700 | -510 | -710 | -526 | -510
2035-04-23 21:00 | 700 | -526 | 700 | -510 | -710 | -526 | -510
2035-04-23 22:00 | 700 | -526 | 700 | -510 | -710 | -526 | -510
2035-04-23 23:00 | 700 | -226 | 700 | -510 | -577.41 | -226 | -510
2035-04-24 | 700 | 0 | 700 | -391.69 | -277.41 | 0 | -210
2035-04-24 01:00 | 700 | 0 | 700 | -352.95 | 0 | 0 | 0
2035-04-24 02:00 | 700 | 0 | 700 | -103.85 | 0 | 0 | 0
2035-04-24 03:00 | 700 | 0 | 700 | -103.85 | -50.51 | 0 | 0
2035-04-24 04:00 | 700 | 0 | 700 | -331.54 | -350.51 | 0 | -210
2035-04-24 05:00 | 700 | -226 | 700 | -510 | -650.51 | -226 | -510
2035-04-24 06:00 | 700 | -526 | 700 | -510 | -710 | -526 | -510
2035-04-24 07:00 | 700 | -526 | 700 | -510 | -710 | -526 | -510
2035-04-24 08:00 | 291.14 | -526 | 500 | -510 | -710 | -526 | -510
2035-04-24 09:00 | -308.86 | -526 | -100 | -510 | -710 | -526 | -510
2035-04-24 10:00 | -700 | -526 | -700 | -510 | -710 | -526 | -510
2035-04-24 11:00 | -700 | -526 | -700 | -510 | -410 | -526 | -267.03
2035-04-24 12:00 | -700 | -526 | -700 | -510 | -110 | -526 | -10.74
2035-04-24 13:00 | -700 | -526 | -700 | -510 | -410 | -526 | -210
2035-04-24 14:00 | -700 | -526 | -700 | -510 | -710 | -526 | -510
2035-04-24 15:00 | -100 | -526 | -144.46 | -510 | -710 | -526 | -510
2035-04-24 16:00 | 500 | -526 | 455.54 | -510 | -710 | -526 | -510
2035-04-24 17:00 | 700 | -526 | 700 | -510 | -710 | -526 | -510
2035-04-24 18:00 | 700 | -526 | 700 | -510 | -710 | -526 | -510
2035-04-24 19:00 | 700 | -526 | 700 | -510 | -710 | -526 | -510
2035-04-24 20:00 | 700 | -526 | 700 | -510 | -710 | -526 | -510
2035-04-24 21:00 | 700 | -526 | 700 | -510 | -710 | -526 | -510
2035-04-24 22:00 | 700 | -526 | 700 | -510 | -710 | -526 | -510
2035-04-24 23:00 | 700 | -226 | 700 | -300 | -410 | -226 | -261.44
2035-04-25 | 700 | 0 | 700 | 0 | -110 | 0 | 0
2035-04-25 01:00 | 700 | 0 | 700 | 0 | 0 | 0 | 0
2035-04-25 02:00 | 700 | 0 | 700 | 0 | 0 | 0 | 0
2035-04-25 03:00 | 700 | 0 | 700 | 0 | 0 | 0 | 0
2035-04-25 04:00 | 700 | 0 | 700 | 0 | -110 | 0 | 0
2035-04-25 05:00 | 700 | -226 | 700 | -210 | -410 | -226 | -210
2035-04-25 06:00 | 700 | -526 | 700 | -510 | -710 | -526 | -510
2035-04-25 07:00 | 700 | -526 | 700 | -510 | -710 | -526 | -510
2035-04-25 08:00 | 500 | -526 | 399.35 | -510 | -710 | -526 | -510
2035-04-25 09:00 | -100 | -526 | -200.65 | -510 | -710 | -526 | -510
2035-04-25 10:00 | -700 | -526 | -700 | -510 | -590.01 | -526 | -510
2035-04-25 11:00 | -700 | -526 | -700 | -510 | -414.92 | -526 | -510
2035-04-25 12:00 | -700 | -526 | -700 | -510 | -199.41 | -526 | -510
2035-04-25 13:00 | -700 | -526 | -700 | -510 | -128.47 | -526 | -510
2035-04-25 14:00 | -700 | -526 | -700 | -510 | -428.47 | -526 | -510
2035-04-25 15:00 | -170.39 | -526 | -500 | -510 | -710 | -526 | -510
2035-04-25 16:00 | 429.61 | -526 | 100 | -510 | -710 | -526 | -510
2035-04-25 17:00 | 700 | -526 | 700 | -510 | -710 | -526 | -510
2035-04-25 18:00 | 700 | -526 | 700 | -510 | -710 | -526 | -510
2035-04-25 19:00 | 700 | -526 | 700 | -510 | -710 | -526 | -510
2035-04-25 20:00 | 700 | -526 | 700 | -510 | -710 | -526 | -510
2035-04-25 21:00 | 700 | -526 | 700 | -510 | -710 | -526 | -510
2035-04-25 22:00 | 700 | -300 | 700 | -510 | -710 | -450.06 | -510
2035-04-25 23:00 | 700 | 0 | 700 | -210 | -410 | -150.06 | -210
2035-04-26 | 700 | 0 | 700 | -510 | -110 | 0 | 0
2035-04-26 01:00 | 700 | 0 | 700 | -355 | 0 | 0 | 0
2035-04-26 02:00 | 700 | 0 | 700 | -492.35 | 0 | 0 | 0
2035-04-26 03:00 | 700 | 0 | 700 | -192.35 | 0 | 0 | 0
2035-04-26 04:00 | 700 | 0 | 700 | -260.7 | 0 | 0 | 0
2035-04-26 05:00 | 700 | 0 | 700 | -510 | -110 | 0 | 0
2035-04-26 06:00 | 700 | -226 | 700 | -284.18 | -410 | -226 | -210
2035-04-26 07:00 | 700 | -526 | 700 | -510 | -710 | -526 | -510
2035-04-26 08:00 | 700 | -526 | 688.45 | -510 | -710 | -526 | -510
2035-04-26 09:00 | 700 | -526 | 688.45 | -510 | -710 | -526 | -510
2035-04-26 10:00 | 485.18 | -526 | 700 | -510 | -710 | -526 | -510
2035-04-26 11:00 | 596.8 | -526 | 700 | -510 | -710 | -526 | -510
2035-04-26 12:00 | 628.38 | -526 | 700 | -510 | -710 | -526 | -510
2035-04-26 13:00 | 550.36 | -526 | 700 | -510 | -710 | -526 | -510
2035-04-26 14:00 | 526 | -526 | 700 | -510 | -710 | -526 | -510
2035-04-26 15:00 | 627.08 | -526 | 700 | -510 | -710 | -526 | -510
2035-04-26 16:00 | 700 | -526 | 700 | -510 | -710 | -526 | -510
2035-04-26 17:00 | 700 | -526 | 700 | -510 | -710 | -526 | -510
2035-04-26 18:00 | 700 | -526 | 700 | -510 | -710 | -526 | -510
2035-04-26 19:00 | 700 | -526 | 700 | -510 | -710 | -526 | -510
2035-04-26 20:00 | 700 | -526 | 700 | -510 | -710 | -526 | -510
2035-04-26 21:00 | 700 | -526 | 700 | -510 | -710 | -526 | -510
2035-04-26 22:00 | 700 | -526 | 700 | -510 | -710 | -526 | -510
2035-04-26 23:00 | 700 | -226 | 700 | -210 | -410 | -226 | -210
2035-04-27 | 700 | 0 | 700 | -129.4 | -110 | 0 | 0
2035-04-27 01:00 | 700 | 0 | 700 | -246.5 | 0 | 0 | 0
2035-04-27 02:00 | 700 | 0 | 700 | -510 | 0 | 0 | 0
2035-04-27 03:00 | 700 | 0 | 700 | -510 | 0 | 0 | 0
2035-04-27 04:00 | 700 | 0 | 700 | -510 | -110 | 0 | 0
2035-04-27 05:00 | 700 | -226 | 700 | -255.24 | -410 | -226 | -210
2035-04-27 06:00 | 700 | -526 | 700 | -510 | -710 | -526 | -510
2035-04-27 07:00 | 700 | -526 | 700 | -510 | -710 | -526 | -510
2035-04-27 08:00 | 600 | -526 | 600 | -510 | -710 | -526 | -510
2035-04-27 09:00 | 0 | -526 | 0 | -510 | -454.79 | -526 | -510
2035-04-27 10:00 | -600 | -526 | -324.27 | -510 | -274.4 | -526 | -510
2035-04-27 11:00 | -700 | -526 | -677.34 | -510 | -300.74 | -526 | -510
2035-04-27 12:00 | -700 | -526 | -656.26 | -510 | -300.74 | -526 | -510
2035-04-27 13:00 | -700 | -526 | -700 | -510 | -359.75 | -526 | -510
2035-04-27 14:00 | -700 | -526 | -700 | -510 | -261.75 | -526 | -510
2035-04-27 15:00 | -500 | -526 | -259.01 | -510 | -410 | -526 | -510
2035-04-27 16:00 | 100 | -526 | 294.78 | -510 | -710 | -526 | -510
2035-04-27 17:00 | 700 | -526 | 700 | -510 | -710 | -526 | -510
2035-04-27 18:00 | 700 | -526 | 700 | -510 | -710 | -526 | -510
2035-04-27 19:00 | 700 | -526 | 700 | -510 | -710 | -526 | -510
2035-04-27 20:00 | 700 | -526 | 700 | -510 | -710 | -526 | -510
2035-04-27 21:00 | 700 | -526 | 700 | -510 | -710 | -526 | -510
2035-04-27 22:00 | 700 | -307.15 | 700 | -510 | -710 | -526 | -510
2035-04-27 23:00 | 700 | -7.15 | 700 | -210 | -410 | -226 | -210
2035-04-28 | 700 | 0 | 700 | -13.62 | -110 | 0 | 0
2035-04-28 01:00 | 700 | 0 | 700 | 58.81 | 0 | 0 | 0
2035-04-28 02:00 | 700 | 0 | 700 | 12.94 | 0 | 0 | 0
2035-04-28 03:00 | 700 | 0 | 700 | -227.92 | 0 | 0 | 0
2035-04-28 04:00 | 700 | 0 | 700 | 0 | 0 | 0 | 0
2035-04-28 05:00 | 700 | 0 | 700 | -281.74 | 0 | 0 | 0
2035-04-28 06:00 | 700 | 0 | 700 | -216.1 | 0 | 0 | 0
2035-04-28 07:00 | 500 | -75.16 | 500 | -510 | 0 | -226 | -236.02
2035-04-28 08:00 | -100 | -375.16 | -100 | -510 | -143.9 | -526 | -510
2035-04-28 09:00 | -700 | -526 | -700 | -510 | -138.71 | -526 | -510
2035-04-28 10:00 | -700 | -526 | -700 | -510 | 0 | -526 | -210
2035-04-28 11:00 | -700 | -526 | -700 | -510 | 0 | -526 | -381.11
2035-04-28 12:00 | -700 | -526 | -700 | -510 | -208.14 | -526 | -510
2035-04-28 13:00 | -700 | -526 | -700 | -510 | 0 | -526 | -210
2035-04-28 14:00 | -700 | -526 | -700 | -510 | 0 | -526 | -402.63
2035-04-28 15:00 | -700 | -526 | -700 | -510 | -88.66 | -526 | -510
2035-04-28 16:00 | -100 | -526 | -100 | -510 | -87.98 | -526 | -510
2035-04-28 17:00 | 500 | -480.32 | 500 | -510 | 0 | -526 | -510
2035-04-28 18:00 | 700 | -180.32 | 700 | -510 | 0 | -226 | -510
2035-04-28 19:00 | 700 | 0 | 700 | -510 | 0 | 0 | -210
2035-04-28 20:00 | 700 | 0 | 700 | -510 | 0 | 0 | -96.54
2035-04-28 21:00 | 700 | 0 | 700 | -510 | 0 | 0 | -396.54
2035-04-28 22:00 | 700 | 0 | 700 | -510 | 0 | 0 | -96.54
2035-04-28 23:00 | 700 | 0 | 700 | -490.31 | 0 | 0 | 0
2035-04-29 | 700 | 0 | 700 | -510 | 0 | 0 | -123.63
2035-04-29 01:00 | 700 | 0 | 700 | -300 | 0 | 0 | -26.51
2035-04-29 02:00 | 258.78 | 0 | 505.61 | 0 | 0 | 0 | 0
2035-04-29 03:00 | -100 | 0 | -94.39 | 0 | 0 | 0 | 0
2035-04-29 04:00 | -700 | 0 | -694.39 | -291.13 | -125.26 | 0 | -210
2035-04-29 05:00 | -700 | 0 | -700 | -510 | -425.26 | 0 | -510
2035-04-29 06:00 | -700 | 0 | -700 | -390 | -188.3 | -95 | -390
2035-04-29 07:00 | -700 | 300 | -700 | -90 | 111.7 | 205 | -90
2035-04-29 08:00 | -700 | 505 | -700 | 210 | 411.7 | 505 | 210
2035-04-29 09:00 | -100 | 505 | -100 | 510 | 710 | 505 | 510
2035-04-29 10:00 | 500 | 505 | 500 | 510 | 520 | 505 | 510
2035-04-29 11:00 | 700 | 374 | 700 | 390 | 220 | 374 | 390
2035-04-29 12:00 | 500 | 74 | 500 | 90 | -80 | 74 | 90
2035-04-29 13:00 | -100 | -226 | -100 | -210 | -380 | -226 | -210
2035-04-29 14:00 | -700 | -526 | -700 | -510 | -680 | -526 | -510
2035-04-29 15:00 | -380.6 | -300 | -700 | -510 | -662.77 | -526 | -510
2035-04-29 16:00 | -312.69 | 0 | -700 | -210 | -362.77 | -226 | -210
2035-04-29 17:00 | 0 | 0 | -318.11 | 0 | -62.77 | 0 | 0
2035-04-29 18:00 | 600 | 0 | 68.71 | 0 | 0 | 0 | 0
2035-04-29 19:00 | 700 | 0 | 68.71 | 0 | 0 | 0 | 0
2035-04-29 20:00 | 222.57 | 0 | 0 | 0 | 110 | 0 | 0
2035-04-29 21:00 | -377.43 | 205 | -428.96 | 234.96 | 410 | 205 | 210
2035-04-29 22:00 | -700 | 505 | -700 | 510 | 710 | 505 | 510
2035-04-29 23:00 | -500 | 205 | -352.31 | 210 | 410 | 205 | 210
2035-04-30 | 100 | -95 | 247.69 | -90 | 110 | -95 | -90
2035-04-30 01:00 | 700 | -395 | 700 | -390 | -190 | -395 | -390
2035-04-30 02:00 | 700 | -95 | 700 | -90 | -270.71 | -95 | -300
2035-04-30 03:00 | 700 | 205 | 700 | 210 | 29.29 | 205 | 0
2035-04-30 04:00 | 700 | 0 | 700 | 510 | 0 | 0 | 140.05
2035-04-30 05:00 | 700 | 0 | 700 | 300 | 0 | 0 | 31.31
2035-04-30 06:00 | 589.48 | 0 | 100 | 0 | 0 | 0 | 0
2035-04-30 07:00 | 700 | 0 | 700 | 90 | 0 | 0 | 211.74
2035-04-30 08:00 | 700 | 0 | 700 | -210 | 0 | 0 | -12.32
2035-04-30 09:00 | 500 | 0 | 169.95 | -510 | 0 | -288.77 | -312.32
2035-04-30 10:00 | -100 | 0 | -430.05 | -510 | 0 | -222.78 | -510
2035-04-30 11:00 | -700 | 0 | -700 | -300 | 0 | -297.66 | -300
2035-04-30 12:00 | -700 | 0 | -700 | 0 | 0 | 0 | 0
2035-04-30 13:00 | -700 | 0 | -700 | 90 | 0 | 74 | 90
2035-04-30 14:00 | -700 | 0 | -700 | -210 | 0 | -226 | -210
2035-04-30 15:00 | -700 | 0 | -700 | -510 | 0 | -526 | -510
2035-04-30 16:00 | -449.78 | -226 | -100 | -510 | 0 | -526 | -510
2035-04-30 17:00 | 150.22 | -526 | 500 | -510 | 0 | -526 | -510
2035-04-30 18:00 | 700 | -526 | 582.52 | -510 | 0 | -526 | -510
2035-04-30 19:00 | 700 | -526 | 700 | -510 | 0 | -526 | -510
2035-04-30 20:00 | 700 | -526 | 700 | -510 | 0 | -526 | -510
2035-04-30 21:00 | 700 | -526 | 700 | -510 | 0 | -526 | -510
2035-04-30 22:00 | 700 | -226 | 700 | -510 | 0 | -350.6 | -510
2035-04-30 23:00 | 700 | 0 | 700 | -316.71 | 0 | -50.6 | -300
2035-05-01 | 700 | 0 | 700 | -16.71 | 0 | 0 | 0
2035-05-01 01:00 | 700 | 21.9 | 700 | 283.29 | 0 | 300 | 300
2035-05-01 02:00 | 700 | 0 | 700 | 510 | 0 | 0 | 212.78
2035-05-01 03:00 | 700 | 0 | 700 | 510 | 0 | 0 | 310.13
2035-05-01 04:00 | 700 | 0 | 606.48 | 210 | 0 | 0 | 10.13
2035-05-01 05:00 | 700 | 0 | 700 | 418.46 | 0 | 0 | 0
2035-05-01 06:00 | 700 | 0 | 700 | 118.46 | 0 | 0 | 0
2035-05-01 07:00 | 500 | 0 | 143.67 | 0 | 0 | 0 | 0
2035-05-01 08:00 | -100 | -300 | -456.33 | -300 | 0 | -300 | -298.62
2035-05-01 09:00 | -700 | -526 | -700 | -510 | 0 | -526 | -510
2035-05-01 10:00 | -700 | -526 | -700 | -510 | 0 | -526 | -510
2035-05-01 11:00 | -100 | -226 | -100 | -210 | 0 | -226 | -210
2035-05-01 12:00 | -700 | -526 | -700 | -510 | 0 | -526 | -510
2035-05-01 13:00 | -700 | -526 | -700 | -510 | 0 | -526 | -510
2035-05-01 14:00 | -700 | -526 | -700 | -510 | 0 | -526 | -510
2035-05-01 15:00 | -700 | -526 | -700 | -510 | 0 | -526 | -510
2035-05-01 16:00 | -700 | -526 | -700 | -510 | 0 | -526 | -510
2035-05-01 17:00 | -500 | -526 | -109.32 | -510 | 0 | -526 | -510
2035-05-01 18:00 | 100 | -526 | 490.68 | -510 | 0 | -526 | -510
2035-05-01 19:00 | 700 | -526 | 700 | -510 | 0 | -526 | -510
2035-05-01 20:00 | 700 | -526 | 700 | -510 | 0 | -526 | -510
2035-05-01 21:00 | 700 | -300 | 700 | -300 | 0 | -300 | -300
2035-05-01 22:00 | 700 | 0 | 700 | 0 | 0 | 0 | 0
2035-05-01 23:00 | 700 | 0 | 700 | 81.34 | 0 | 0 | 0
2035-05-02 | 700 | 0 | 700 | 381.34 | 0 | 0 | 0
2035-05-02 01:00 | 700 | 0 | 700 | 381.34 | 0 | 0 | 0
2035-05-02 02:00 | 700 | 0 | 700 | 222.11 | 0 | 0 | 0
2035-05-02 03:00 | 700 | 0 | 700 | 222.11 | 0 | 0 | 0
2035-05-02 04:00 | 700 | 0 | 700 | 411.62 | 0 | 0 | 0
2035-05-02 05:00 | 700 | 0 | 700 | 305.34 | 0 | 0 | 0
2035-05-02 06:00 | 700 | 0 | 700 | 5.34 | 0 | 0 | 119.08
2035-05-02 07:00 | 700 | -118.43 | 700 | -294.66 | -592.5 | -226 | -180.92
2035-05-02 08:00 | 100 | -418.43 | 100 | -510 | -300 | -526 | -336.81
2035-05-02 09:00 | -500 | -166.92 | -500 | -510 | 0 | -226 | -36.81
2035-05-02 10:00 | -700 | -466.92 | -700 | -510 | 0 | -526 | -277.91
2035-05-02 11:00 | -700 | -526 | -700 | -510 | 0 | -526 | -510
2035-05-02 12:00 | -700 | -526 | -700 | -510 | 0 | -526 | -210
2035-05-02 13:00 | -700 | -526 | -700 | -510 | -256.69 | -526 | -510
2035-05-02 14:00 | -680.84 | -526 | -600 | -510 | -205.41 | -526 | -510
2035-05-02 15:00 | -80.84 | -526 | 0 | -510 | -410 | -526 | -311.23
2035-05-02 16:00 | 395.29 | -526 | 600 | -510 | -710 | -526 | -510
2035-05-02 17:00 | 700 | -526 | 700 | -510 | -710 | -526 | -510
2035-05-02 18:00 | 700 | -526 | 700 | -510 | -710 | -526 | -510
2035-05-02 19:00 | 700 | -526 | 700 | -510 | -710 | -526 | -510
2035-05-02 20:00 | 700 | -526 | 700 | -510 | -710 | -526 | -510
2035-05-02 21:00 | 700 | -526 | 700 | -510 | -710 | -526 | -510
2035-05-02 22:00 | 700 | -300 | 700 | -510 | -410 | -526 | -452.19
2035-05-02 23:00 | 700 | 0 | 700 | -210 | -110 | -226 | -152.19
2035-05-03 | 700 | 0 | 700 | -162.41 | 0 | 0 | 0
2035-05-03 01:00 | 700 | 0 | 700 | 9.85 | 0 | 0 | 0
2035-05-03 02:00 | 700 | 0 | 700 | -177.99 | 0 | 0 | 0
2035-05-03 03:00 | 700 | 0 | 700 | -357.66 | 0 | 0 | -132.22
2035-05-03 04:00 | 700 | 0 | 700 | -57.66 | 0 | 0 | 0
2035-05-03 05:00 | 700 | 0 | 700 | -357.66 | -300 | 0 | -300
2035-05-03 06:00 | 700 | 0 | 700 | -510 | -104.19 | -66.18 | -510
2035-05-03 07:00 | 700 | -226 | 700 | -510 | 0 | -366.18 | -510
2035-05-03 08:00 | 511.54 | -526 | 500 | -510 | -148.39 | -526 | -510
2035-05-03 09:00 | -88.46 | -526 | -100 | -510 | -81.77 | -526 | -510
2035-05-03 10:00 | -688.46 | -526 | -700 | -510 | -376.19 | -526 | -510
2035-05-03 11:00 | -700 | -526 | -700 | -510 | -339.02 | -526 | -510
2035-05-03 12:00 | -700 | -526 | -700 | -510 | -258.62 | -526 | -510
2035-05-03 13:00 | -700 | -526 | -700 | -510 | -334.54 | -526 | -510
2035-05-03 14:00 | -700 | -526 | -700 | -510 | -34.54 | -526 | -510
2035-05-03 15:00 | -500 | -526 | -500 | -510 | -334.54 | -526 | -510
2035-05-03 16:00 | 100 | -526 | 100 | -510 | -602.63 | -526 | -510
2035-05-03 17:00 | 700 | -526 | 700 | -510 | -710 | -526 | -510
2035-05-03 18:00 | 700 | -526 | 700 | -510 | -710 | -526 | -510
2035-05-03 19:00 | 700 | -526 | 700 | -510 | -710 | -526 | -510
2035-05-03 20:00 | 700 | -526 | 700 | -510 | -710 | -526 | -510
2035-05-03 21:00 | 700 | -300 | 700 | -510 | -410 | -359.06 | -448.17
2035-05-03 22:00 | 700 | 0 | 700 | -210 | -110 | -59.06 | -148.17
2035-05-03 23:00 | 700 | 0 | 700 | -106.2 | 0 | 0 | 0
2035-05-04 | 700 | 0 | 700 | 120.81 | 0 | 0 | 0
2035-05-04 01:00 | 700 | 0 | 700 | -179.19 | -152.17 | 0 | -300
2035-05-04 02:00 | 700 | 300 | 700 | 120.81 | 147.83 | 300 | 0
2035-05-04 03:00 | 700 | 0 | 700 | 300 | 0 | 0 | 235.62
2035-05-04 04:00 | 700 | 0 | 700 | 0 | 13.18 | 0 | 300
2035-05-04 05:00 | 700 | -85.89 | 700 | -210 | 0 | -226 | 0
2035-05-04 06:00 | 500 | -385.89 | 500 | -510 | -300 | -526 | -300
2035-05-04 07:00 | -100 | -526 | -100 | -510 | 0 | -526 | -510
2035-05-04 08:00 | -700 | -526 | -700 | -510 | -294.42 | -526 | -510
2035-05-04 09:00 | -700 | -526 | -700 | -510 | -594.42 | -526 | -510
2035-05-04 10:00 | -700 | -526 | -700 | -510 | -360.68 | -526 | -510
2035-05-04 11:00 | -700 | -526 | -700 | -510 | -309.9 | -526 | -510
2035-05-04 12:00 | -700 | -526 | -700 | -510 | -9.9 | -526 | -494.54
2035-05-04 13:00 | -700 | -526 | -700 | -510 | -46.3 | -526 | -501.52
2035-05-04 14:00 | -700 | -526 | -700 | -510 | -346.3 | -526 | -510
2035-05-04 15:00 | -500.29 | -526 | -100 | -510 | -338.75 | -526 | -510
2035-05-04 16:00 | -700 | -526 | -700 | -510 | -293.9 | -526 | -510
2035-05-04 17:00 | -700 | -526 | -700 | -510 | -435.1 | -526 | -510
2035-05-04 18:00 | -700 | -526 | -700 | -510 | -375.81 | -526 | -510
2035-05-04 19:00 | -700 | -526 | -700 | -510 | -375.53 | -526 | -510
2035-05-04 20:00 | -700 | -526 | -700 | -510 | -424.05 | -526 | -510
2035-05-04 21:00 | -700 | -526 | -700 | -510 | -437.12 | -526 | -510
2035-05-04 22:00 | -700 | -226 | -700 | -210 | -137.12 | -226 | -210
2035-05-04 23:00 | -700 | 74 | -700 | 90 | 162.88 | 74 | 90
2035-05-05 | -700 | 374 | -700 | 390 | 462.88 | 374 | 390
2035-05-05 01:00 | -700 | 505 | -700 | 510 | 710 | 505 | 510
2035-05-05 02:00 | -700 | 505 | -700 | 510 | 710 | 505 | 510
2035-05-05 03:00 | -700 | 505 | -700 | 510 | 710 | 505 | 510
2035-05-05 04:00 | -700 | 505 | -700 | 510 | 710 | 505 | 510
2035-05-05 05:00 | -700 | 505 | -700 | 510 | 710 | 505 | 510
2035-05-05 06:00 | -700 | 505 | -700 | 510 | 710 | 505 | 510
2035-05-05 07:00 | -100 | 505 | -123.41 | 510 | 710 | 505 | 300
2035-05-05 08:00 | 0 | 300 | 476.59 | 510 | 706.78 | 505 | 0
2035-05-05 09:00 | 596.19 | 0 | 700 | 510 | 406.78 | 300 | 0
2035-05-05 10:00 | 700 | 295.28 | 700 | 300 | 106.78 | 0 | 300
2035-05-05 11:00 | 700 | 0 | 410.23 | 0 | 406.78 | 300 | 0
2035-05-05 12:00 | 700 | 300 | 700 | 300 | 190 | 374 | 0
2035-05-05 13:00 | 500 | 74 | 500 | 90 | -110 | 74 | 90
2035-05-05 14:00 | -100 | -226 | -100 | -210 | -410 | -226 | -210
2035-05-05 15:00 | -700 | -526 | -700 | -510 | -710 | -526 | -510
2035-05-05 16:00 | -700 | -526 | -700 | -510 | -676.54 | -526 | -510
2035-05-05 17:00 | -700 | -526 | -700 | -510 | -376.54 | -526 | -445.61
2035-05-05 18:00 | -700 | -526 | -700 | -510 | -329.9 | -526 | -510
2035-05-05 19:00 | -700 | -526 | -700 | -510 | -629.9 | -526 | -510
2035-05-05 20:00 | -700 | -526 | -700 | -510 | -528.74 | -526 | -510
2035-05-05 21:00 | -700 | -300 | -700 | -434.88 | -300 | -300 | -300
2035-05-05 22:00 | -700 | 0 | -700 | -134.88 | 0 | 0 | 0
2035-05-05 23:00 | -700 | 300 | -700 | 165.12 | 300 | 300 | 300
2035-05-06 | -700 | 0 | -700 | -134.88 | 0 | 0 | 0
2035-05-06 01:00 | -700 | 0 | -700 | 165.12 | 0 | 0 | 10.49
2035-05-06 02:00 | -700 | 0 | -700 | 465.12 | 122.45 | 0 | 310.49
2035-05-06 03:00 | -700 | 0 | -700 | 442.73 | 0 | 0 | 217.05
2035-05-06 04:00 | -700 | 0 | -700 | 142.73 | 0 | 0 | 0
2035-05-06 05:00 | -700 | 0 | -700 | 0 | 0 | 0 | 0
2035-05-06 06:00 | -700 | 0 | -700 | -300 | -300 | 0 | -300
2035-05-06 07:00 | -700 | -226 | -700 | -510 | -446.84 | -277.36 | -510
2035-05-06 08:00 | -700 | -526 | -700 | -510 | -399.72 | -526 | -510
2035-05-06 09:00 | -700 | -526 | -700 | -510 | -536.37 | -526 | -510
2035-05-06 10:00 | -700 | -526 | -700 | -510 | -398.88 | -526 | -510
2035-05-06 11:00 | -700 | -526 | -700 | -510 | -359.2 | -526 | -510
2035-05-06 12:00 | -700 | -526 | -700 | -510 | -309.17 | -526 | -510
2035-05-06 13:00 | -700 | -526 | -700 | -510 | -290.68 | -526 | -510
2035-05-06 14:00 | -700 | -526 | -700 | -510 | -298.92 | -526 | -510
2035-05-06 15:00 | -700 | -526 | -700 | -510 | -181.07 | -526 | -510
2035-05-06 16:00 | -700 | -526 | -700 | -510 | -152.66 | -526 | -510
2035-05-06 17:00 | -600 | -526 | -585.1 | -510 | -367.09 | -526 | -510
2035-05-06 18:00 | 0 | -526 | 14.9 | -510 | -300 | -526 | -510
2035-05-06 19:00 | 600 | -526 | 614.9 | -510 | 0 | -526 | -510
2035-05-06 20:00 | 700 | -526 | 700 | -510 | -291.53 | -526 | -495.77
2035-05-06 21:00 | 700 | -300 | 700 | -300 | 0 | -300 | -195.77
2035-05-06 22:00 | 636.94 | 0 | 700 | 0 | 0 | 0 | 0
2035-05-06 23:00 | 700 | 0 | 140.52 | 0 | 0 | 0 | 0
2035-05-07 | 100 | 0 | 681.81 | -247.57 | 0 | 0 | 0
2035-05-07 01:00 | 700 | 0 | 700 | -1.03 | 0 | 0 | 0
2035-05-07 02:00 | 565.47 | 0 | 700 | 0 | 0 | 0 | 0
2035-05-07 03:00 | 137.31 | 0 | 700 | 0 | 0 | 0 | 0
2035-05-07 04:00 | 0 | 0 | 551.52 | 0 | 0 | 0 | 0
2035-05-07 05:00 | 523.94 | 0 | 551.52 | -300 | 0 | -222.26 | -291.77
2035-05-07 06:00 | 0 | 0 | 0 | -501.42 | 0 | 0 | 0
2035-05-07 07:00 | -98.88 | -226 | -100 | -510 | 0 | -226 | -123.98
2035-05-07 08:00 | -698.88 | -526 | -700 | -510 | 0 | -526 | -156.93
2035-05-07 09:00 | -700 | -526 | -700 | -510 | 0 | -526 | -329.91
2035-05-07 10:00 | -700 | -526 | -700 | -510 | 0 | -526 | -369.21
2035-05-07 11:00 | -700 | -526 | -700 | -510 | 0 | -526 | -455.8
2035-05-07 12:00 | -700 | -526 | -700 | -510 | -211.95 | -526 | -510
2035-05-07 13:00 | -700 | -526 | -700 | -510 | -300 | -526 | -399.03
2035-05-07 14:00 | -100 | -226 | -100 | -210 | 0 | -226 | -99.03
2035-05-07 15:00 | -100 | -521.34 | -100 | -510 | 0.78 | -526 | 0
2035-05-07 16:00 | -700 | -526 | -700 | -510 | -299.22 | -526 | -300
2035-05-07 17:00 | -600 | -226 | -600 | -378.83 | 0 | -226 | 0
2035-05-07 18:00 | 0 | 0 | 0 | -84.59 | 0 | 0 | 0
2035-05-07 19:00 | 600 | 0 | 600 | -294.52 | 0 | 0 | 0
2035-05-07 20:00 | 700 | 0 | 700 | -510 | 0 | -173.29 | -188.95
2035-05-07 21:00 | 700 | 0 | 700 | -510 | 0 | 0 | 0
2035-05-07 22:00 | 700 | 0 | 700 | -210 | 0 | 0 | 0
2035-05-07 23:00 | 700 | 0 | 700 | -510 | 0 | 0 | 0
2035-05-08 | 700 | 0 | 700 | -210 | 0 | 0 | 160.93
2035-05-08 01:00 | 700 | 0 | 700 | 90 | 0 | 0 | 160.93
2035-05-08 02:00 | 700 | 0 | 700 | 390 | 0 | 0 | 160.93
2035-05-08 03:00 | 700 | 0 | 700 | 390 | 0 | 0 | 34.35
2035-05-08 04:00 | 700 | 0 | 700 | 90 | -110 | 0 | 65.3
2035-05-08 05:00 | 700 | -226 | 700 | -210 | -410 | -226 | -210
2035-05-08 06:00 | 700 | -526 | 700 | -510 | -710 | -526 | -510
2035-05-08 07:00 | 500 | -526 | 500 | -510 | -710 | -526 | -510
2035-05-08 08:00 | -100 | -467.02 | -100 | -510 | -410 | -526 | -210
2035-05-08 09:00 | -700 | -526 | -700 | -510 | -110 | -526 | -355.13
2035-05-08 10:00 | -700 | -526 | -700 | -510 | -145.74 | -526 | -317.23
2035-05-08 11:00 | -700 | -526 | -700 | -510 | 0 | -526 | -17.23
2035-05-08 12:00 | -700 | -526 | -700 | -510 | 0 | -526 | 0
2035-05-08 13:00 | -700 | -526 | -700 | -510 | 0 | -526 | 0
2035-05-08 14:00 | -700 | -526 | -700 | -510 | 0 | -526 | 0
2035-05-08 15:00 | -700 | -526 | -700 | -510 | -244.3 | -526 | -300
2035-05-08 16:00 | -100 | -526 | -260.71 | -510 | -110 | -526 | -319.57
2035-05-08 17:00 | 500 | -526 | 339.29 | -510 | -410 | -526 | -224.06
2035-05-08 18:00 | 700 | -526 | 700 | -510 | -710 | -526 | -510
2035-05-08 19:00 | 700 | -526 | 700 | -510 | -710 | -526 | -510
2035-05-08 20:00 | 700 | -526 | 700 | -510 | -644.99 | -526 | -510
2035-05-08 21:00 | 700 | -226 | 700 | -225.68 | -344.99 | -226 | -300
2035-05-08 22:00 | 700 | 74 | 700 | 74.32 | -44.99 | 74 | 0
2035-05-08 23:00 | 700 | 0 | 700 | 374.32 | 0 | 0 | 81.47
2035-05-09 | 700 | 0 | 700 | 510 | 0 | 0 | 82.13
2035-05-09 01:00 | 700 | 0 | 700 | 510 | 0 | 0 | 211.94
2035-05-09 02:00 | 700 | 0 | 700 | 510 | 0 | 0 | 135.42
2035-05-09 03:00 | 700 | 0 | 700 | 510 | 0 | 0 | 5.1
2035-05-09 04:00 | 700 | 0 | 700 | 269.49 | 0 | 0 | 0
2035-05-09 05:00 | 700 | 0 | 700 | 0 | 0 | 0 | 0
2035-05-09 06:00 | 700 | -176.9 | 700 | -271.81 | 0 | -226 | 0
2035-05-09 07:00 | 500 | -476.9 | 500 | 0 | -271.01 | -526 | -300
2035-05-09 08:00 | -100 | -526 | -100 | 0 | 0 | -526 | -510
2035-05-09 09:00 | -700 | -526 | -700 | 0 | -6.8 | -526 | -510
2035-05-09 10:00 | -700 | -526 | -700 | 0 | 0 | -526 | -510
2035-05-09 11:00 | -700 | -526 | -700 | 0 | -297.11 | -526 | -510
2035-05-09 12:00 | -700 | -526 | -700 | 0 | 0 | -526 | -510
2035-05-09 13:00 | -700 | -526 | -700 | 0 | 0 | -526 | -510
2035-05-09 14:00 | -700 | -526 | -700 | 0 | -299.72 | -526 | -510
2035-05-09 15:00 | -700 | -526 | -700 | 0 | -110 | -526 | -510
2035-05-09 16:00 | -228.01 | -526 | -100 | 0 | -410 | -526 | -246.87
2035-05-09 17:00 | 371.99 | -526 | 500 | 0 | -710 | -526 | -510
2035-05-09 18:00 | 700 | -526 | 700 | 0 | -710 | -526 | -510
2035-05-09 19:00 | 700 | -526 | 700 | 0 | -710 | -526 | -510
2035-05-09 20:00 | 700 | -526 | 700 | 0 | -710 | -526 | -510
2035-05-09 21:00 | 700 | -226 | 700 | 0 | -410 | -526 | -413.61
2035-05-09 22:00 | 700 | 0 | 700 | 0 | -300 | -226 | -144.15
2035-05-09 23:00 | 700 | 226.74 | 700 | 0 | 0 | 74 | 155.85
2035-05-10 | 100 | 0 | 199.79 | 0 | 300 | 22.37 | 455.85
2035-05-10 01:00 | -500 | 92.38 | -400.21 | 0 | 410 | 300 | 334.82
2035-05-10 02:00 | -100 | 0 | -100 | 0 | 110 | 0 | 34.82
2035-05-10 03:00 | -700 | 300 | -700 | 0 | 410 | 300 | 334.82
2035-05-10 04:00 | -700 | 505 | -700 | 0 | 710 | 505 | 510
2035-05-10 05:00 | -700 | 505 | -700 | 0 | 710 | 505 | 510
2035-05-10 06:00 | -700 | 505 | -700 | 0 | 710 | 505 | 510
2035-05-10 07:00 | -700 | 505 | -700 | 0 | 710 | 505 | 510
2035-05-10 08:00 | -100 | 505 | -100 | 0 | 710 | 505 | 510
2035-05-10 09:00 | 500 | 505 | 500 | 0 | 710 | 505 | 510
2035-05-10 10:00 | -100 | 505 | -100 | 0 | 681.13 | 505 | 510
2035-05-10 11:00 | -700 | 505 | -700 | 0 | 710 | 505 | 510
2035-05-10 12:00 | -100 | 505 | -159.97 | 0 | 583.46 | 505 | 510
2035-05-10 13:00 | 0 | 505 | 440.03 | 0 | 283.46 | 456.9 | 210
2035-05-10 14:00 | 472.74 | 505 | 700 | 0 | 0 | 505 | 0
2035-05-10 15:00 | 500 | 215.53 | 500 | 0 | 190 | 374 | 0
2035-05-10 16:00 | -100 | 74 | -100 | 0 | -110 | 74 | 90
2035-05-10 17:00 | -700 | -226 | -700 | 0 | -410 | -226 | -210
2035-05-10 18:00 | -700 | -526 | -700 | 0 | -710 | -526 | -510
2035-05-10 19:00 | -700 | -526 | -700 | 0 | -710 | -526 | -510
2035-05-10 20:00 | -700 | -526 | -700 | 0 | -710 | -526 | -510
2035-05-10 21:00 | -700 | -526 | -700 | 0 | -710 | -526 | -510
2035-05-10 22:00 | -700 | -226 | -700 | 0 | -410 | -226 | -210
2035-05-10 23:00 | -700 | 74 | -700 | 0 | -110 | 74 | 90
2035-05-11 | -700 | 374 | -700 | 0 | 190 | 374 | 390
2035-05-11 01:00 | -700 | 505 | -700 | 0 | 490 | 505 | 510
2035-05-11 02:00 | -700 | 505 | -700 | 0 | 710 | 505 | 510
2035-05-11 03:00 | -700 | 505 | -700 | 0 | 710 | 505 | 510
2035-05-11 04:00 | -700 | 505 | -700 | 0 | 710 | 505 | 510
2035-05-11 05:00 | -700 | 505 | -700 | 0 | 710 | 505 | 510
2035-05-11 06:00 | -700 | 505 | -700 | 0 | 710 | 505 | 510
2035-05-11 07:00 | -700 | 505 | -700 | 300 | 710 | 505 | 510
2035-05-11 08:00 | -100 | 505 | -100 | 510 | 710 | 505 | 510
2035-05-11 09:00 | 500 | 505 | 500 | 510 | 710 | 505 | 510
2035-05-11 10:00 | 700 | 505 | 700 | 510 | 710 | 505 | 510
2035-05-11 11:00 | 700 | 505 | 700 | 510 | 710 | 505 | 510
2035-05-11 12:00 | 700 | 505 | 700 | 510 | 710 | 505 | 510
2035-05-11 13:00 | 700 | 505 | 700 | 510 | 624.04 | 505 | 510
2035-05-11 14:00 | 700 | 374 | 700 | 390 | 324.04 | 374 | 390
2035-05-11 15:00 | 500 | 74 | 500 | 90 | 24.04 | 74 | 90
2035-05-11 16:00 | -100 | -226 | -100 | -210 | -275.96 | -226 | -210
2035-05-11 17:00 | -700 | -526 | -700 | -510 | -575.96 | -526 | -510
2035-05-11 18:00 | -100 | -245.64 | -100 | -510 | -619.48 | -300 | -510
2035-05-11 19:00 | 500 | 0 | 500 | -279.35 | -319.48 | 0 | -210
2035-05-11 20:00 | 700 | 0 | 700 | -510 | -619.48 | -195.36 | -510
2035-05-11 21:00 | 700 | 0 | 700 | -210 | -319.48 | 0 | -210
2035-05-11 22:00 | 700 | 0 | 700 | 0 | -19.48 | 0 | 0
2035-05-11 23:00 | 700 | 0 | 700 | 0 | 0 | 0 | 0
2035-05-12 | 700 | 243.28 | 700 | 300 | 300 | 300 | 300
2035-05-12 01:00 | 700 | 0 | 700 | 510 | 600 | 252.96 | 510
2035-05-12 02:00 | 700 | 0 | 700 | 510 | 710 | 116.18 | 510
2035-05-12 03:00 | 700 | 0 | 700 | 510 | 710 | 116.18 | 510
2035-05-12 04:00 | 700 | 0 | 700 | 510 | 710 | 116.18 | 510
2035-05-12 05:00 | 700 | 0 | 700 | 390 | 490 | 58.15 | 510
2035-05-12 06:00 | 500 | 0 | 500 | 90 | 190 | 58.15 | 358.66
2035-05-12 07:00 | -100 | -226 | -100 | -210 | -110 | -226 | 58.66
2035-05-12 08:00 | -700 | -526 | -700 | -510 | -410 | -526 | -241.34
2035-05-12 09:00 | -100 | -526 | -321.82 | -510 | -710 | -526 | -510
2035-05-12 10:00 | -700 | -526 | -700 | -510 | -710 | -526 | -510
2035-05-12 11:00 | -700 | -526 | -700 | -510 | -710 | -526 | -510
2035-05-12 12:00 | -700 | -526 | -700 | -510 | -710 | -526 | -510
2035-05-12 13:00 | -700 | -526 | -700 | -510 | -710 | -526 | -510
2035-05-12 14:00 | -100 | -526 | -100 | -510 | -710 | -526 | -510
2035-05-12 15:00 | -700 | -526 | -700 | -510 | -710 | -526 | -510
2035-05-12 16:00 | -100 | -526 | -145.73 | -510 | -710 | -526 | -510
2035-05-12 17:00 | 455.68 | -526 | 454.27 | -510 | -710 | -526 | -510
2035-05-12 18:00 | 700 | -226 | 700 | -510 | -410 | -226 | -510
2035-05-12 19:00 | 700 | 0 | 700 | -510 | -110 | 0 | -366.06
2035-05-12 20:00 | 700 | 0 | 700 | -510 | 0 | 0 | -66.06
2035-05-12 21:00 | 700 | 0 | 700 | -510 | 0 | 0 | 0
2035-05-12 22:00 | 700 | 0 | 700 | -510 | 0 | 0 | 0
2035-05-12 23:00 | 700 | 0 | 700 | -300 | 0 | 0 | 0
2035-05-13 | 700 | 0 | 700 | 0 | 0 | 0 | 0
2035-05-13 01:00 | 700 | 266.57 | 700 | 300 | 300 | 300 | 300
2035-05-13 02:00 | 600 | 0 | 600 | 510 | 265.61 | 0 | 327.69
2035-05-13 03:00 | 0 | 0 | 0 | 510 | 565.61 | 34.64 | 510
2035-05-13 04:00 | 600 | 0 | 600 | 210 | 265.61 | 0 | 210
2035-05-13 05:00 | 700 | 0 | 700 | 510 | 0 | 0 | 76
2035-05-13 06:00 | 100 | 0 | 100 | 210 | 174.43 | 0 | 210
2035-05-13 07:00 | -500 | -265.56 | -500 | -90 | -125.57 | -300 | -90
2035-05-13 08:00 | 100 | 34.44 | 100 | 210 | 174.43 | 0 | 210
2035-05-13 09:00 | 700 | 334.44 | 700 | 510 | 474.43 | 300 | 510
2035-05-13 10:00 | 700 | 505 | 700 | 510 | 710 | 505 | 510
2035-05-13 11:00 | 700 | 505 | 700 | 510 | 710 | 505 | 510
2035-05-13 12:00 | 700 | 505 | 700 | 510 | 710 | 505 | 510
2035-05-13 13:00 | 700 | 374 | 700 | 390 | 710 | 374 | 510
2035-05-13 14:00 | 500 | 74 | 500 | 90 | 428.52 | 74 | 210
2035-05-13 15:00 | -100 | -226 | -100 | -210 | 128.52 | -226 | -90
2035-05-13 16:00 | -700 | -526 | -700 | -510 | -171.48 | -526 | -390
2035-05-13 17:00 | -700 | -526 | -700 | -510 | -17.44 | -526 | -510
2035-05-13 18:00 | -100 | -226 | -100 | -510 | 0 | -226 | -273.45
2035-05-13 19:00 | 500 | 0 | 500 | -510 | 0 | 0 | -102.94
2035-05-13 20:00 | 700 | -300 | 700 | -390 | -300 | -300 | -371.8
2035-05-13 21:00 | 700 | 0 | 700 | -90 | 0 | 0 | -71.8
2035-05-13 22:00 | 700 | 300 | 700 | 210 | 300 | 300 | 228.2
2035-05-13 23:00 | 700 | 0 | 700 | 510 | 600 | 96.27 | 510
2035-05-14 | 700 | 300 | 700 | 510 | 710 | 396.27 | 510
2035-05-14 01:00 | 700 | 397.91 | 700 | 510 | 710 | 505 | 510
2035-05-14 02:00 | 700 | 437.09 | 700 | 510 | 677.21 | 505 | 510
2035-05-14 03:00 | 700 | 300 | 700 | 300 | 377.21 | 300 | 300
2035-05-14 04:00 | 700 | 0 | 700 | 0 | 77.21 | 0 | 0
2035-05-14 05:00 | 700 | 0 | 700 | -300 | -154.87 | 0 | -300
2035-05-14 06:00 | 600 | 0 | 665.24 | -510 | -240.35 | -57.26 | -510
2035-05-14 07:00 | 0 | -226 | 65.24 | -510 | 0 | -357.26 | -510
2035-05-14 08:00 | -600 | -526 | -534.76 | -510 | 0 | -526 | -510
2035-05-14 09:00 | -700 | -526 | -700 | -510 | -300 | -526 | -510
2035-05-14 10:00 | -700 | -526 | -700 | -510 | 0 | -526 | -472.92
2035-05-14 11:00 | -700 | -526 | -700 | -510 | 0 | -526 | -172.98
2035-05-14 12:00 | -700 | -526 | -700 | -510 | 0 | -526 | -172.98
2035-05-14 13:00 | -700 | -526 | -700 | -510 | 0 | -526 | -472.98
2035-05-14 14:00 | -700 | -526 | -700 | -510 | -229.06 | -526 | -210
2035-05-14 15:00 | -700 | -526 | -700 | -510 | -529.06 | -526 | -510
2035-05-14 16:00 | -527.06 | -526 | -332.05 | -510 | -710 | -526 | -510
2035-05-14 17:00 | 72.94 | -526 | 100 | -510 | -446.28 | -526 | -510
2035-05-14 18:00 | 672.94 | -526 | 700 | -510 | -710 | -526 | -510
2035-05-14 19:00 | 700 | -526 | 700 | -510 | -710 | -526 | -510
2035-05-14 20:00 | 700 | -526 | 700 | -510 | -710 | -526 | -510
2035-05-14 21:00 | 700 | -526 | 700 | -510 | -710 | -526 | -510
2035-05-14 22:00 | 700 | -226 | 700 | -210 | -410 | -226 | -210
2035-05-14 23:00 | 700 | 0 | 700 | 90 | -110 | 24.61 | 90
2035-05-15 | 700 | 0 | 700 | 390 | 0 | 0 | 348.65
2035-05-15 01:00 | 700 | 0 | 700 | 510 | 0 | 0 | 48.65
2035-05-15 02:00 | 700 | 0 | 700 | 510 | 0 | 0 | 0
2035-05-15 03:00 | 700 | 0 | 700 | 510 | 0 | 0 | 0
2035-05-15 04:00 | 700 | 0 | 700 | 318.39 | 0 | 0 | 5.9
2035-05-15 05:00 | 700 | 0 | 700 | 18.39 | 0 | 0 | 0
2035-05-15 06:00 | 700 | -185.53 | 700 | -281.61 | 0 | -226 | -300
2035-05-15 07:00 | 214.9 | -485.53 | 500 | -510 | 0 | -526 | -483.8
2035-05-15 08:00 | -385.1 | -526 | -100 | -510 | 0 | -526 | -510
2035-05-15 09:00 | -700 | -526 | -700 | -510 | 0 | -526 | -510
2035-05-15 10:00 | -700 | -526 | -700 | -510 | 0 | -526 | -510
2035-05-15 11:00 | -700 | -526 | -700 | -510 | 0 | -526 | -510
2035-05-15 12:00 | -700 | -526 | -700 | -510 | 0 | -526 | -510
2035-05-15 13:00 | -700 | -526 | -700 | -510 | 0 | -526 | -510
2035-05-15 14:00 | -700 | -526 | -700 | -510 | 0 | -526 | -510
2035-05-15 15:00 | -457.34 | -526 | -500 | -510 | 0 | -526 | -510
2035-05-15 16:00 | 142.66 | -526 | 100 | -510 | 0 | -526 | -510
2035-05-15 17:00 | 700 | -526 | 700 | -510 | 0 | -526 | -510
2035-05-15 18:00 | 700 | -526 | 700 | -510 | 0 | -526 | -510
2035-05-15 19:00 | 700 | -526 | 700 | -510 | 0 | -526 | -510
2035-05-15 20:00 | 700 | -526 | 700 | -510 | 0 | -526 | -510
2035-05-15 21:00 | 700 | -526 | 700 | -510 | 0 | -526 | -510
2035-05-15 22:00 | 700 | -226 | 700 | -300 | 0 | -226 | -261.2
2035-05-15 23:00 | 700 | 0 | 700 | 0 | 0 | 0 | 0
2035-05-16 | 700 | 0 | 700 | 300 | 0 | 0 | 0
2035-05-16 01:00 | 700 | 0 | 700 | 240.39 | 0 | 0 | 0
2035-05-16 02:00 | 700 | 0 | 700 | 274.87 | 0 | 0 | 0
2035-05-16 03:00 | 700 | 0 | 700 | 274.87 | 0 | 0 | 0
2035-05-16 04:00 | 700 | 0 | 700 | 0 | 0 | 0 | 0
2035-05-16 05:00 | 700 | 0 | 700 | -2.72 | 0 | 0 | 0
2035-05-16 06:00 | 700 | 0 | 700 | -210 | 0 | -226 | -210
2035-05-16 07:00 | 700 | -300 | 700 | -510 | 0 | -526 | -510
2035-05-16 08:00 | 600 | -526 | 103.62 | -510 | 0 | -526 | -510
2035-05-16 09:00 | 0 | -526 | 0 | -510 | 0 | -526 | -510
2035-05-16 10:00 | 0 | -526 | 0 | -510 | 0 | -526 | -222.4
2035-05-16 11:00 | 0 | -526 | 0 | -510 | 0 | -526 | -222.4
2035-05-16 12:00 | 0 | -526 | 0 | -510 | 0 | -526 | -510
2035-05-16 13:00 | -224.63 | -526 | 0 | -510 | 0 | -526 | -510
2035-05-16 14:00 | 375.37 | -526 | 241.69 | -510 | 0 | -526 | -510
2035-05-16 15:00 | 700 | -526 | 640.6 | -510 | 0 | -526 | -462.45
2035-05-16 16:00 | 700 | -226 | 700 | -510 | 0 | -461.4 | -328.08
2035-05-16 17:00 | 700 | -526 | 700 | -510 | 0 | -526 | -510
2035-05-16 18:00 | 700 | -526 | 700 | -510 | 0 | -526 | -510
2035-05-16 19:00 | 700 | -526 | 700 | -510 | 0 | -526 | -510
2035-05-16 20:00 | 700 | -526 | 700 | -510 | 0 | -526 | -510
2035-05-16 21:00 | 700 | -526 | 700 | -510 | 0 | -526 | -510
2035-05-16 22:00 | 700 | -226 | 700 | -210 | 0 | -226 | -210
2035-05-16 23:00 | 700 | 0 | 700 | -60.73 | 0 | 0 | 0
2035-05-17 | 700 | 0 | 700 | -90 | 0 | 0 | -42.14
2035-05-17 01:00 | 700 | 0 | 700 | 210 | 300 | 266.42 | 257.86
2035-05-17 02:00 | 700 | 0 | 700 | 510 | 413.85 | 0 | 510
2035-05-17 03:00 | 700 | 0 | 700 | 510 | 191.45 | 0 | 510
2035-05-17 04:00 | 700 | 0 | 700 | 233.54 | 0 | 0 | 210
2035-05-17 05:00 | 700 | 0 | 700 | 0 | 0 | 0 | 86.36
2035-05-17 06:00 | 700 | 0 | 700 | -300 | 0 | 0 | -98.88
2035-05-17 07:00 | 700 | 0 | 350.49 | 0 | 0 | 0 | 0
2035-05-17 08:00 | 500 | 0 | 500 | -300 | 0 | -172.99 | -53.04
2035-05-17 09:00 | -100 | 0 | -100 | -510 | 0 | -472.99 | -130.37
2035-05-17 10:00 | -700 | 0 | -700 | -510 | 0 | -522.5 | -157.77
2035-05-17 11:00 | -700 | -226 | -700 | -412.19 | 0 | -226 | 0
2035-05-17 12:00 | -700 | -526 | -700 | -510 | 0 | -526 | -99.81
2035-05-17 13:00 | -700 | -526 | -700 | -510 | 0 | -526 | -160.56
2035-05-17 14:00 | -700 | -526 | -700 | -510 | 0 | -526 | -195.64
2035-05-17 15:00 | -700 | -526 | -700 | -510 | -300 | -526 | -308.86
2035-05-17 16:00 | -700 | -226 | -100 | -210 | 0 | -226 | -8.86
2035-05-17 17:00 | -700 | 0 | 0 | 0 | 0 | 0 | 0
2035-05-17 18:00 | -100 | 0 | -346.94 | 0 | 0 | 0 | 0
2035-05-17 19:00 | -134.8 | 0 | -100 | -300 | 0 | 0 | -104.07
2035-05-17 20:00 | -700 | 0 | -700 | 0 | 0 | 0 | 0
2035-05-17 21:00 | -376.25 | 0 | -700 | 0 | 0 | 0 | 0
2035-05-17 22:00 | -364.39 | 0 | -100 | 0 | 0 | 0 | 0
2035-05-17 23:00 | -700 | 0 | -700 | 17.19 | 19.46 | 0 | 0
2035-05-18 | -700 | 300 | -700 | 317.19 | 319.46 | 300 | 300
2035-05-18 01:00 | -700 | 505 | -700 | 510 | 619.46 | 505 | 510
2035-05-18 02:00 | -700 | 505 | -700 | 510 | 710 | 505 | 510
2035-05-18 03:00 | -700 | 505 | -700 | 510 | 710 | 505 | 510
2035-05-18 04:00 | -700 | 505 | -700 | 510 | 710 | 505 | 510
2035-05-18 05:00 | -700 | 205 | -700 | 210 | 410 | 205 | 210
2035-05-18 06:00 | -100 | 0 | -100 | 0 | 110 | 0 | 0
2035-05-18 07:00 | 0 | 0 | 0 | -210 | 0 | 0 | -4.34
2035-05-18 08:00 | 0 | -300 | 0 | -510 | -300 | -300 | -304.34
2035-05-18 09:00 | 0 | 0 | 0 | -210 | 0 | 0 | -4.34
2035-05-18 10:00 | 0 | 0 | -154.6 | 0 | 0 | 0 | 0
2035-05-18 11:00 | 0 | 0 | 0 | 0 | 0 | 0 | 0
2035-05-18 12:00 | 0 | 0 | 0 | 0 | 0 | 0 | 0
2035-05-18 13:00 | -256.21 | 0 | -600 | 0 | 0 | 0 | 0
2035-05-18 14:00 | -700 | 0 | -114.34 | 0 | 0 | 0 | 0
2035-05-18 15:00 | -600 | 0 | -435.71 | 0 | 0 | 0 | 0
2035-05-18 16:00 | 0 | 0 | -349.99 | 0 | 0 | 0 | 0
2035-05-18 17:00 | 0 | 0 | 0 | -210 | 0 | 0 | -52.07
2035-05-18 18:00 | 0 | 0 | 0 | -510 | -300 | -300 | -352.07
2035-05-18 19:00 | 0 | 0 | 0 | -279.59 | 0 | 0 | -52.07
2035-05-18 20:00 | 0 | 0 | 0 | 0 | 0 | 0 | 0
2035-05-18 21:00 | 0 | 0 | 0 | 122.91 | 0 | 0 | 0
2035-05-18 22:00 | -600 | 300 | -600 | 422.91 | 300 | 300 | 300
2035-05-18 23:00 | -100 | 0 | -235.33 | 122.91 | 110 | 0 | 0
2035-05-19 | -700 | 205 | -700 | 210 | 410 | 205 | 210
2035-05-19 01:00 | -700 | 505 | -700 | 510 | 710 | 505 | 510
2035-05-19 02:00 | -700 | 505 | -700 | 510 | 710 | 505 | 510
2035-05-19 03:00 | -700 | 505 | -700 | 510 | 710 | 505 | 510
2035-05-19 04:00 | -700 | 205 | -700 | 210 | 410 | 205 | 210
2035-05-19 05:00 | -700 | 0 | -700 | 0 | 110 | 0 | 0
2035-05-19 06:00 | -613.27 | 0 | -100 | 0 | 0 | 0 | 0
2035-05-19 07:00 | -700 | 0 | -123.33 | 0 | 0 | 0 | 0
2035-05-19 08:00 | -700 | 0 | -700 | -210 | 0 | 0 | 0
2035-05-19 09:00 | -700 | -226 | -700 | -510 | -79.39 | -226 | -300
2035-05-19 10:00 | -700 | -526 | -700 | -510 | -98.94 | -526 | -510
2035-05-19 11:00 | -700 | -526 | -700 | -510 | 0 | -526 | -489.54
2035-05-19 12:00 | -700 | -526 | -700 | -510 | -157.09 | -526 | -406.08
2035-05-19 13:00 | -100 | -226 | -100 | -210 | 142.91 | -226 | -106.08
2035-05-19 14:00 | 500 | 74 | 500 | 90 | 442.91 | 74 | 193.92
2035-05-19 15:00 | -100 | -85.85 | -100 | -210 | 142.91 | -226 | -106.08
2035-05-19 16:00 | -700 | -373.45 | -700 | -510 | -157.09 | -526 | -300
2035-05-19 17:00 | -317.57 | -73.45 | -700 | -210 | 0 | -226 | 0
2035-05-19 18:00 | -155.91 | 0 | -100 | 0 | 0 | 0 | 0
2035-05-19 19:00 | 0 | 0 | 0 | 0 | 0 | 0 | 0
2035-05-19 20:00 | 0 | 0 | 0 | 210 | 177.55 | 0 | 210
2035-05-19 21:00 | 0 | 0 | 0 | 510 | 477.55 | 154.02 | 510
2035-05-19 22:00 | 0 | 0 | 0 | 510 | 710 | 454.02 | 510
2035-05-19 23:00 | 0 | 223.79 | -117.65 | 510 | 710 | 300 | 510
2035-05-20 | 0 | 0 | 0 | 210 | 410 | 0 | 210
2035-05-20 01:00 | 0 | 0 | 0 | 0 | 110 | 0 | 0
2035-05-20 02:00 | 0 | 0 | 339.02 | 0 | 0 | 0 | 0
2035-05-20 03:00 | 600 | 0 | 600 | 0 | 0 | 0 | 0
2035-05-20 04:00 | 0 | 0 | 0 | 0 | 0 | 0 | 0
2035-05-20 05:00 | 0 | 0 | 123.84 | 0 | 0 | 0 | 0
2035-05-20 06:00 | -100 | -226 | -100 | -210 | 0 | -226 | -68
2035-05-20 07:00 | -700 | -526 | -700 | -510 | -300 | -526 | -368
2035-05-20 08:00 | -100 | -226 | -100 | -210 | 0 | -226 | -68
2035-05-20 09:00 | 500 | 74 | 500 | -90 | 300 | 74 | 0
2035-05-20 10:00 | 700 | 300 | 0 | 210 | 600 | 374 | 300
2035-05-20 11:00 | 700 | 0 | 104.01 | 510 | 710 | 505 | 0
2035-05-20 12:00 | 700 | 0 | 0 | 510 | 710 | 505 | 0
2035-05-20 13:00 | 700 | 279 | 0 | 396.72 | 710 | 505 | 0
2035-05-20 14:00 | 700 | -21 | 0 | 96.72 | 710 | 505 | 0
2035-05-20 15:00 | 100 | 0 | 0 | 390 | 538.5 | 505 | 0
2035-05-20 16:00 | 500 | 0 | 500 | 90 | 238.5 | 300 | 0
2035-05-20 17:00 | -100 | 17.57 | -100 | -210 | -61.5 | 0 | -210
2035-05-20 18:00 | -700 | -282.43 | -700 | -510 | -361.5 | -300 | -510
2035-05-20 19:00 | -100 | 0 | -100 | -210 | -61.5 | 0 | -210
2035-05-20 20:00 | 500 | 0 | 500 | 0 | 0 | 0 | 0
2035-05-20 21:00 | 700 | 0 | 700 | 0 | 0 | 0 | 0
2035-05-20 22:00 | 700 | 0 | 700 | 0 | 0 | 0 | 0
2035-05-20 23:00 | 700 | 0 | 700 | 0 | 0 | 0 | 0
2035-05-21 | 700 | 0 | 700 | 300 | 0 | 0 | 59.03
2035-05-21 01:00 | 700 | 0 | 700 | 510 | 0 | 0 | 15.32
2035-05-21 02:00 | 700 | 0 | 700 | 510 | 0 | 0 | 212.55
2035-05-21 03:00 | 700 | 0 | 700 | 510 | 0 | 0 | 212.55
2035-05-21 04:00 | 700 | 0 | 700 | 300 | 0 | 0 | 56.24
2035-05-21 05:00 | 700 | 0 | 700 | 0 | 0 | 0 | 0
2035-05-21 06:00 | 700 | -231.86 | 700 | -300 | -300 | -300 | -300
2035-05-21 07:00 | 321.75 | 0 | 500 | -210 | 0 | -226 | -144.79
2035-05-21 08:00 | -278.25 | -300 | -100 | -510 | -300 | -526 | -444.79
2035-05-21 09:00 | -700 | -526 | -700 | -510 | -135.35 | -526 | -510
2035-05-21 10:00 | -700 | -526 | -700 | -510 | -72.13 | -526 | -510
2035-05-21 11:00 | -700 | -526 | -700 | -510 | 0 | -526 | -492.01
2035-05-21 12:00 | -700 | -526 | -700 | -510 | 0 | -526 | -445.67
2035-05-21 13:00 | -700 | -526 | -700 | -510 | -110 | -526 | -475.69
2035-05-21 14:00 | -700 | -526 | -700 | -510 | -410 | -526 | -316.79
2035-05-21 15:00 | -700 | -526 | -700 | -510 | -710 | -526 | -510
2035-05-21 16:00 | -700 | -526 | -700 | -510 | -710 | -526 | -510
2035-05-21 17:00 | -700 | -526 | -700 | -510 | -703.26 | -526 | -510
2035-05-21 18:00 | -700 | -526 | -700 | -510 | -710 | -526 | -510
2035-05-21 19:00 | -700 | -526 | -700 | -510 | -710 | -526 | -510
2035-05-21 20:00 | -700 | -526 | -700 | -510 | -710 | -526 | -510
2035-05-21 21:00 | -700 | -226 | -700 | -210 | -410 | -226 | -210
2035-05-21 22:00 | -100 | 74 | -100 | 90 | -110 | 74 | 90
2035-05-21 23:00 | 500 | 374 | 500 | 390 | 103.55 | 374 | 300
2035-05-22 | 700 | 505 | 0 | 510 | 15.95 | 300 | 36.67
2035-05-22 01:00 | 700 | 205 | 600 | 300 | 315.95 | 0 | -210
2035-05-22 02:00 | 700 | 19.88 | 700 | 0 | 615.95 | 0 | -510
2035-05-22 03:00 | 700 | 0 | 473.48 | 0 | 315.95 | 300 | -300
2035-05-22 04:00 | 700 | 0 | 12.57 | 0 | 372.16 | 300 | 0
2035-05-22 05:00 | 100 | -21 | 0 | 0 | 672.16 | 505 | 0
2035-05-22 06:00 | 0 | 0 | 578.16 | -300 | 372.16 | 505 | 0
2035-05-22 07:00 | 0 | 300 | 308.21 | -510 | 672.16 | 505 | 0
2035-05-22 08:00 | 0 | 0 | 500 | -210 | 410 | 505 | 300
2035-05-22 09:00 | 383.95 | 0 | -100 | 0 | 410 | 505 | 0
2035-05-22 10:00 | 700 | -230.31 | -700 | 0 | 710 | 205 | 286.17
2035-05-22 11:00 | 388.88 | -230.31 | -488.19 | 300 | 710 | 205 | 0
2035-05-22 12:00 | -211.12 | 69.69 | -700 | 510 | 456.45 | 505 | 0
2035-05-22 13:00 | 0 | 369.69 | -600 | 510 | 156.45 | 300 | 93.55
2035-05-22 14:00 | 0 | 369.69 | 0 | 510 | -110 | 0 | -51.82
2035-05-22 15:00 | 0 | 505 | 489.55 | 464.34 | -410 | -300 | 0
2035-05-22 16:00 | 600 | 505 | 700 | 164.34 | -710 | -300 | 0
2035-05-22 17:00 | 600 | 505 | 700 | 464.34 | -423.94 | -526 | 0
2035-05-22 18:00 | 700 | 444.26 | 700 | 510 | -123.94 | -226 | 0
2035-05-22 19:00 | 700 | 505 | 700 | 510 | 0 | 0 | 33.12
2035-05-22 20:00 | 700 | 205 | 700 | 280.58 | 0 | 300 | 333.12
2035-05-22 21:00 | 700 | 505 | 700 | 271.95 | 0 | 300 | 333.12
2035-05-22 22:00 | 700 | 505 | 700 | 271.95 | 300 | 0 | 193.15
2035-05-22 23:00 | 544.63 | 505 | 100 | 510 | 0 | 300 | 193.15
2035-05-23 | 100 | 505 | 291.75 | 210 | 300 | 505 | 493.15
2035-05-23 01:00 | 700 | 205 | 0 | 235.68 | 9.62 | 505 | 300
2035-05-23 02:00 | 600 | 279 | 0 | 0 | 309.62 | 505 | 0
2035-05-23 03:00 | 0 | -21 | 502.63 | 300 | 435.52 | 505 | 210
2035-05-23 04:00 | 600 | 279 | 277.4 | 0 | 135.52 | 505 | 510
2035-05-23 05:00 | 600 | 0 | 0 | 300 | 435.52 | 205 | 246.86
2035-05-23 06:00 | 0 | 300 | 600 | 0 | 135.52 | 505 | 0
2035-05-23 07:00 | 0 | 0 | 700 | 36.06 | 435.52 | 205 | 0
2035-05-23 08:00 | 600 | 300 | 700 | 0 | 300 | 281.25 | 300
2035-05-23 09:00 | 700 | 80.17 | 700 | -97.91 | 0 | 505 | 0
2035-05-23 10:00 | 363.32 | 0 | 700 | -397.91 | 0 | 505 | 0
2035-05-23 11:00 | 0 | 0 | 600 | -97.91 | -300 | 505 | 0
2035-05-23 12:00 | 0 | 214.48 | 0 | 202.09 | 0 | 205 | 0
2035-05-23 13:00 | 0 | 0 | 0 | 169.12 | 300 | 0 | 300
2035-05-23 14:00 | 0 | 300 | 175.23 | 90 | 0 | 300 | 0
2035-05-23 15:00 | 528.21 | 374 | 0 | -210 | -300 | 374 | 300
2035-05-23 16:00 | 500 | 74 | 500 | 90 | -110 | 74 | 90
2035-05-23 17:00 | -100 | -226 | -100 | -210 | -410 | -226 | -210
2035-05-23 18:00 | -700 | -526 | -700 | -510 | -710 | -526 | -510
2035-05-23 19:00 | -700 | -526 | -700 | -510 | -710 | -526 | -510
2035-05-23 20:00 | -700 | -526 | -700 | -510 | -710 | -526 | -510
2035-05-23 21:00 | -700 | -226 | -700 | -326.47 | -410 | -300 | -300
2035-05-23 22:00 | -700 | 74 | -700 | -26.47 | -110 | 0 | 0
2035-05-23 23:00 | -700 | 374 | -700 | 273.53 | 190 | 300 | 300
2035-05-24 | -700 | 505 | -700 | 510 | 490 | 505 | 510
2035-05-24 01:00 | -700 | 505 | -700 | 510 | 710 | 505 | 510
2035-05-24 02:00 | -700 | 505 | -700 | 510 | 710 | 505 | 510
2035-05-24 03:00 | -700 | 505 | -700 | 510 | 710 | 505 | 510
2035-05-24 04:00 | -700 | 505 | -700 | 510 | 710 | 505 | 510
2035-05-24 05:00 | -700 | 505 | -700 | 510 | 490 | 505 | 510
2035-05-24 06:00 | -700 | 374 | -700 | 390 | 190 | 374 | 390
2035-05-24 07:00 | -700 | 74 | -700 | 90 | -110 | 74 | 90
2035-05-24 08:00 | -100 | -226 | -100 | -210 | -410 | -226 | -210
2035-05-24 09:00 | 500 | -526 | 500 | -510 | -710 | -526 | -510
2035-05-24 10:00 | -100 | -226 | -100 | -210 | -410 | -226 | -210
2035-05-24 11:00 | -700 | -526 | -700 | -510 | -710 | -526 | -510
2035-05-24 12:00 | -700 | -526 | -700 | -510 | -710 | -526 | -510
2035-05-24 13:00 | -100 | -526 | -308.92 | -510 | -710 | -526 | -510
2035-05-24 14:00 | 500 | -526 | 291.08 | -510 | -640.61 | -526 | -510
2035-05-24 15:00 | -100 | -526 | -100 | -510 | -340.61 | -526 | -389.58
2035-05-24 16:00 | -700 | -526 | -700 | -510 | -40.61 | -526 | -397.69
2035-05-24 17:00 | -500 | -526 | -353.93 | -510 | -37.19 | -526 | -306.46
2035-05-24 18:00 | 100 | -526 | 246.07 | -510 | -337.19 | -526 | -510
2035-05-24 19:00 | 700 | -526 | 700 | -510 | -300 | -526 | -390.42
2035-05-24 20:00 | 700 | -377.21 | 700 | -510 | 0 | -526 | -90.42
2035-05-24 21:00 | 700 | -77.21 | 700 | -210 | 300 | -226 | 209.58
2035-05-24 22:00 | 700 | 222.79 | 700 | 90 | 600 | 74 | 509.58
2035-05-24 23:00 | 700 | 0 | 700 | 390 | 710 | 61.9 | 510
2035-05-25 | 700 | 0 | 700 | 350.54 | 410 | 0 | 210
2035-05-25 01:00 | 700 | 0 | 700 | 300 | 449.39 | 0 | 510
2035-05-25 02:00 | 700 | 0 | 700 | 0 | 708.68 | 0 | 510
2035-05-25 03:00 | 700 | 0 | 700 | 0 | 710 | 156.82 | 510
2035-05-25 04:00 | 700 | 0 | 700 | 0 | 425.79 | 0 | 510
2035-05-25 05:00 | 500 | 0 | 347.65 | 0 | 125.79 | 0 | 210
2035-05-25 06:00 | -100 | -226 | -252.35 | 0 | 0 | -226 | 0
2035-05-25 07:00 | -700 | -526 | -700 | 0 | 0 | -526 | -297.62
2035-05-25 08:00 | -100 | -501.58 | -100 | 0 | -300 | -526 | -510
2035-05-25 09:00 | 500 | -201.58 | 500 | 0 | 0 | -226 | -210
2035-05-25 10:00 | 700 | 98.42 | 700 | 0 | 300 | 74 | 90
2035-05-25 11:00 | 700 | 398.42 | 700 | 0 | 600 | 374 | 390
2035-05-25 12:00 | 700 | 505 | 700 | 0 | 710 | 505 | 510
2035-05-25 13:00 | 700 | 505 | 700 | 0 | 710 | 505 | 510
2035-05-25 14:00 | 500 | 505 | 500 | 0 | 710 | 505 | 510
2035-05-25 15:00 | -100 | 505 | -100 | 0 | 499.7 | 466 | 271.63
2035-05-25 16:00 | -700 | 300 | -700 | 0 | 199.7 | 166 | -28.37
2035-05-25 17:00 | -700 | 0 | -700 | 0 | -100.3 | -134 | -328.37
2035-05-25 18:00 | -100 | 0 | -100 | 0 | 0 | 0 | -28.37
2035-05-25 19:00 | 500 | 0 | 500 | 0 | 300 | 166.66 | 271.63
2035-05-25 20:00 | 700 | 0 | 700 | 0 | 504.96 | 0 | 510
2035-05-25 21:00 | 700 | 0 | 700 | 0 | 690.7 | 0 | 510
2035-05-25 22:00 | 700 | 0 | 700 | 0 | 710 | 279.08 | 510
2035-05-25 23:00 | 700 | 300 | 700 | 0 | 710 | 300 | 510
2035-05-26 | 700 | 0 | 700 | 0 | 410 | 0 | 210
2035-05-26 01:00 | 700 | 300 | 700 | 0 | 710 | 300 | 510
2035-05-26 02:00 | 700 | 505 | 700 | 0 | 710 | 505 | 510
2035-05-26 03:00 | 700 | 505 | 700 | 0 | 694.39 | 505 | 510
2035-05-26 04:00 | 700 | 300 | 700 | 0 | 394.39 | 360.27 | 390
2035-05-26 05:00 | 700 | 0 | 700 | 0 | 94.39 | 60.27 | 90
2035-05-26 06:00 | 600 | -300 | 595.03 | 0 | -205.61 | -239.73 | -210
2035-05-26 07:00 | 0 | -526 | -4.97 | 0 | -505.61 | -526 | -510
2035-05-26 08:00 | -600 | -526 | -604.97 | 0 | -205.61 | -526 | -210
2035-05-26 09:00 | -700 | -526 | -700 | 0 | 0 | -526 | -179.17
2035-05-26 10:00 | -700 | -526 | -700 | 0 | -89.82 | -526 | -479.17
2035-05-26 11:00 | -700 | -526 | -700 | 0 | -49.66 | -526 | -510
2035-05-26 12:00 | -700 | -526 | -700 | 0 | -24.63 | -526 | -510
2035-05-26 13:00 | -700 | -526 | -700 | 0 | -62.7 | -526 | -510
2035-05-26 14:00 | -700 | -526 | -700 | 0 | -97.19 | -526 | -510
2035-05-26 15:00 | -305.8 | -526 | -600 | 0 | -16.7 | -526 | -510
2035-05-26 16:00 | -39.33 | -526 | 0 | 0 | -110 | -526 | -327.58
2035-05-26 17:00 | 479.99 | -526 | 600 | 0 | -410 | -526 | -221.27
2035-05-26 18:00 | 700 | -526 | 700 | 0 | -710 | -526 | -510
2035-05-26 19:00 | 700 | -526 | 700 | 0 | -710 | -526 | -510
2035-05-26 20:00 | 700 | -226 | 700 | 0 | -410 | -226 | -210
2035-05-26 21:00 | 700 | 0 | 700 | 0 | -110 | 74 | 90
2035-05-26 22:00 | 700 | 271.29 | 700 | 0 | 190 | 374 | 390
2035-05-26 23:00 | 700 | 300 | 700 | 0 | 490 | 505 | 510
2035-05-27 | 700 | 176.64 | 700 | 0 | 635.3 | 205 | 510
2035-05-27 01:00 | 700 | 476.64 | 700 | 0 | 710 | 505 | 510
2035-05-27 02:00 | 700 | 505 | 700 | 300 | 710 | 505 | 510
2035-05-27 03:00 | 700 | 205 | 700 | 510 | 710 | 411.65 | 510
2035-05-27 04:00 | 700 | 295.1 | 700 | 510 | 710 | 505 | 510
2035-05-27 05:00 | 700 | 300 | 700 | 494.05 | 410 | 300 | 300
2035-05-27 06:00 | 700 | 0 | 700 | 194.05 | 110 | 0 | 0
2035-05-27 07:00 | 700 | 0 | 700 | 90 | 0 | 0 | 180.93
2035-05-27 08:00 | 100 | -226 | 113.23 | -210 | 0 | -226 | 0
2035-05-27 09:00 | -100 | -526 | -100 | -510 | 0 | -526 | 0
2035-05-27 10:00 | -700 | -526 | -700 | -510 | 0 | -526 | -18.49
2035-05-27 11:00 | -700 | -526 | -700 | -510 | 0 | -526 | -318.49
2035-05-27 12:00 | -700 | -526 | -700 | -510 | 0 | -526 | -505.69
2035-05-27 13:00 | -700 | -526 | -700 | -510 | 0 | -526 | -510
2035-05-27 14:00 | -700 | -526 | -700 | -510 | 0 | -526 | -210
2035-05-27 15:00 | -700 | -526 | -700 | -510 | 0 | -526 | -510
2035-05-27 16:00 | -546.4 | -526 | -600 | -510 | -300 | -526 | -510
2035-05-27 17:00 | 53.6 | -526 | 0 | -510 | -484.14 | -526 | -510
2035-05-27 18:00 | 653.6 | -526 | 600 | -510 | -184.14 | -526 | -510
2035-05-27 19:00 | 700 | -300 | 700 | -390 | -149.21 | -365.32 | -210
2035-05-27 20:00 | 700 | 0 | 700 | -90 | 150.79 | -65.32 | 90
2035-05-27 21:00 | 700 | 300 | 700 | 210 | 450.79 | 234.68 | 390
2035-05-27 22:00 | 700 | 287.61 | 700 | 510 | 710 | 505 | 510
2035-05-27 23:00 | 700 | 31.41 | 700 | 510 | 710 | 505 | 510
2035-05-28 | 700 | 143.52 | 700 | 510 | 710 | 505 | 510
2035-05-28 01:00 | 700 | 0 | 700 | 510 | 710 | 488.14 | 510
2035-05-28 02:00 | 700 | 0 | 700 | 510 | 710 | 218.82 | 510
2035-05-28 03:00 | 700 | 0 | 700 | 510 | 410 | 0 | 510
2035-05-28 04:00 | 700 | 0 | 700 | 510 | 110 | 0 | 510
2035-05-28 05:00 | 700 | 0 | 700 | 300 | 0 | 0 | 295.79
2035-05-28 06:00 | 500 | 0 | 366.83 | 0 | 0 | 0 | 0
2035-05-28 07:00 | -100 | -226 | -233.17 | -300 | 0 | -226 | 0
2035-05-28 08:00 | -700 | -526 | -700 | -510 | 0 | -526 | -288.34
2035-05-28 09:00 | -700 | -526 | -700 | -510 | 0 | -526 | -142.83
2035-05-28 10:00 | -700 | -526 | -700 | -510 | 0 | -526 | -295.39
2035-05-28 11:00 | -700 | -526 | -700 | -510 | 0 | -526 | 0
2035-05-28 12:00 | -700 | -526 | -700 | -510 | 0 | -526 | -252.68
2035-05-28 13:00 | -700 | -526 | -700 | -510 | 0 | -526 | -510
2035-05-28 14:00 | -700 | -526 | -700 | -510 | 0 | -526 | -510
2035-05-28 15:00 | -700 | -526 | -700 | -510 | 0 | -526 | -510
2035-05-28 16:00 | -700 | -526 | -700 | -510 | -19.18 | -526 | -510
2035-05-28 17:00 | -700 | -526 | -700 | -510 | -319.18 | -526 | -510
2035-05-28 18:00 | -100 | -526 | -100 | -510 | -211.62 | -526 | -510
2035-05-28 19:00 | 500 | -526 | 384.89 | -510 | -368.63 | -526 | -510
2035-05-28 20:00 | 700 | -526 | 700 | -510 | -145.37 | -526 | -510
2035-05-28 21:00 | 700 | -370.92 | 700 | -510 | 0 | -526 | -298.91
2035-05-28 22:00 | 293.53 | -70.92 | 100 | -210 | 0 | -226 | 0
2035-05-28 23:00 | 0 | 0 | 383.8 | 0 | 0 | 0 | 0
2035-05-29 | 600 | -300 | 700 | -300 | -236.3 | -300 | -300
2035-05-29 01:00 | 0 | 0 | 241.41 | 0 | 0 | 0 | 0
2035-05-29 02:00 | -443.01 | 0 | 0 | 0 | 0 | 0 | 0
2035-05-29 03:00 | -700 | 0 | -428.55 | 0 | 0 | 0 | 0
2035-05-29 04:00 | -700 | 0 | -700 | -300 | 0 | 0 | -20.57
2035-05-29 05:00 | -700 | -226 | -700 | -510 | 0 | -226 | -226.45
2035-05-29 06:00 | -700 | -526 | -700 | -510 | -244.84 | -526 | -510
2035-05-29 07:00 | -700 | -526 | -700 | -510 | -525.2 | -526 | -510
2035-05-29 08:00 | -700 | -526 | -700 | -510 | -710 | -526 | -510
2035-05-29 09:00 | -100 | -226 | -100 | -210 | -410 | -226 | -210
2035-05-29 10:00 | 500 | 74 | 500 | 90 | -110 | 74 | 90
2035-05-29 11:00 | -100 | 74 | -100 | 40.7 | -110 | 74 | 90
2035-05-29 12:00 | -700 | -226 | -700 | -259.3 | -410 | -226 | -210
2035-05-29 13:00 | -100 | 74 | -100 | 40.7 | -110 | 74 | 90
2035-05-29 14:00 | 500 | -226 | 500 | -210 | -410 | -226 | -210
2035-05-29 15:00 | -100 | -526 | -100 | -510 | -710 | -526 | -510
2035-05-29 16:00 | -700 | -526 | -700 | -510 | -710 | -526 | -510
2035-05-29 17:00 | -700 | -526 | -700 | -510 | -710 | -526 | -510
2035-05-29 18:00 | -100 | -526 | -486.26 | -510 | -710 | -526 | -510
2035-05-29 19:00 | 500 | -526 | 100 | -510 | -710 | -526 | -510
2035-05-29 20:00 | 700 | -526 | 100 | -510 | -661.57 | -526 | -510
2035-05-29 21:00 | 700 | -526 | 700 | -510 | -361.57 | -526 | -510
2035-05-29 22:00 | 700 | -526 | 495.42 | -510 | -61.57 | -526 | -510
2035-05-29 23:00 | 700 | -526 | 700 | -510 | 0 | -526 | -510
2035-05-30 | 700 | -300 | 700 | -510 | -172.46 | -300 | -300
2035-05-30 01:00 | 700 | 0 | 700 | -210 | 127.44 | 0 | 0
2035-05-30 02:00 | 700 | 0 | 700 | 0 | 0 | 0 | 0
2035-05-30 03:00 | 700 | 0 | 523.48 | 0 | 0 | 0 | 0
2035-05-30 04:00 | 600 | 0 | 614.97 | 0 | 0 | 0 | 0
2035-05-30 05:00 | 0 | 0 | 14.97 | 0 | 0 | 0 | 0
2035-05-30 06:00 | -600 | 0 | -585.03 | -281.68 | 0 | -226 | -210
2035-05-30 07:00 | -700 | -300 | -621.5 | -510 | -236.55 | -526 | -510
2035-05-30 08:00 | -700 | -526 | -700 | -510 | -243.33 | -526 | -510
2035-05-30 09:00 | -100 | -526 | -100 | -510 | -529.3 | -526 | -510
2035-05-30 10:00 | -700 | -526 | -700 | -510 | -320.27 | -526 | -510
2035-05-30 11:00 | -700 | -526 | -700 | -510 | -592.7 | -526 | -510
2035-05-30 12:00 | -700 | -526 | -700 | -510 | -292.7 | -526 | -510
2035-05-30 13:00 | -700 | -526 | -700 | -510 | -592.7 | -526 | -510
2035-05-30 14:00 | -100 | -526 | -100 | -510 | -583.5 | -526 | -510
2035-05-30 15:00 | -100 | -526 | -100 | -510 | -619.46 | -526 | -510
2035-05-30 16:00 | -700 | -526 | -700 | -510 | -557.62 | -526 | -510
2035-05-30 17:00 | -500 | -526 | -484.44 | -510 | -419.05 | -526 | -510
2035-05-30 18:00 | 100 | -526 | 115.56 | -510 | -710 | -526 | -510
2035-05-30 19:00 | 700 | -526 | 700 | -510 | -710 | -526 | -510
2035-05-30 20:00 | 700 | -526 | 700 | -510 | -535.64 | -526 | -510
2035-05-30 21:00 | 700 | -226 | 700 | -510 | -235.64 | -226 | -506.36
2035-05-30 22:00 | 700 | 0 | 700 | -466.52 | -176.48 | 0 | -300
2035-05-30 23:00 | 700 | 0 | 700 | -166.52 | 0 | 0 | 0
2035-05-31 | 700 | 0 | 700 | 86.19 | 0 | 0 | 0
2035-05-31 01:00 | 700 | 0 | 596.65 | -35.62 | -300 | 0 | -300
2035-05-31 02:00 | 500 | 0 | 500 | 264.38 | 0 | 94.79 | -148.74
2035-05-31 03:00 | -100 | 0 | -100 | 510 | 0 | 24.35 | 74.97
2035-05-31 04:00 | -700 | 300 | -700 | 486.33 | 300 | 324.35 | 374.97
2035-05-31 05:00 | -700 | 300 | -700 | 186.33 | 0 | 84.95 | 90
2035-05-31 06:00 | -700 | 0 | -700 | -113.67 | -300 | -215.05 | -210
2035-05-31 07:00 | -700 | -300 | -700 | -413.67 | -600 | -515.05 | -510
2035-05-31 08:00 | -700 | -526 | -700 | -510 | -710 | -526 | -510
2035-05-31 09:00 | -100 | -526 | -100 | -510 | -710 | -526 | -510
2035-05-31 10:00 | -700 | -526 | -660.25 | -510 | -710 | -526 | -510
2035-05-31 11:00 | -700 | -526 | -700 | -510 | -710 | -526 | -510
2035-05-31 12:00 | -700 | -526 | -700 | -510 | -622.09 | -526 | -510
2035-05-31 13:00 | -700 | -526 | -700 | -510 | -652.48 | -526 | -510
2035-05-31 14:00 | -700 | -526 | -700 | -510 | -444.39 | -526 | -510
2035-05-31 15:00 | -700 | -526 | -700 | -510 | -495.1 | -526 | -510
2035-05-31 16:00 | -700 | -526 | -700 | -510 | -433.38 | -526 | -510
2035-05-31 17:00 | -100 | -526 | -225.77 | -510 | -710 | -526 | -510
2035-05-31 18:00 | 500 | -526 | 374.23 | -510 | -710 | -526 | -510
2035-05-31 19:00 | 700 | -526 | 700 | -510 | -710 | -526 | -510
2035-05-31 20:00 | 700 | -526 | 700 | -510 | -710 | -526 | -510
2035-05-31 21:00 | 700 | -226 | 700 | -210 | -410 | -226 | -210
2035-05-31 22:00 | 700 | 0 | 700 | 0 | -110 | 0 | 0
2035-05-31 23:00 | 700 | 263.77 | 700 | 300 | 190 | 300 | 300
2035-06-01 | 700 | 0 | 700 | 104.69 | 110 | 0 | 0
2035-06-01 01:00 | 700 | 254.34 | 700 | 404.69 | 410 | 300 | 300
2035-06-01 02:00 | 700 | 0 | 700 | 510 | 710 | 505 | 510
2035-06-01 03:00 | 700 | 0 | 700 | 510 | 710 | 505 | 510
2035-06-01 04:00 | 700 | 0 | 700 | 510 | 710 | 505 | 510
2035-06-01 05:00 | 700 | 0 | 700 | 390 | 411.58 | 300 | 390
2035-06-01 06:00 | 679.08 | 0 | 700 | 90 | 111.58 | 0 | 90
2035-06-01 07:00 | 79.08 | -300 | 100 | -210 | -188.42 | -300 | -210
2035-06-01 08:00 | -520.92 | -526 | -500 | -510 | -38.71 | -526 | -510
2035-06-01 09:00 | -700 | -526 | -700 | -510 | -59.76 | -526 | -510
2035-06-01 10:00 | -700 | -526 | -700 | -510 | -153.19 | -526 | -510
2035-06-01 11:00 | -700 | -526 | -700 | -510 | -54.8 | -526 | -510
2035-06-01 12:00 | -700 | -526 | -700 | -510 | 0 | -526 | -493.79
2035-06-01 13:00 | -700 | -526 | -700 | -510 | -15.54 | -526 | -510
2035-06-01 14:00 | -700 | -526 | -700 | -510 | -10.55 | -526 | -510
2035-06-01 15:00 | -700 | -526 | -700 | -510 | 0 | -526 | -484.03
2035-06-01 16:00 | -500 | -526 | -373.03 | -510 | -110 | -526 | -230.9
2035-06-01 17:00 | 100 | -526 | 100 | -510 | -410 | -526 | -211.42
2035-06-01 18:00 | 700 | -526 | 700 | -510 | -710 | -526 | -510
2035-06-01 19:00 | 700 | -526 | 700 | -510 | -710 | -526 | -510
2035-06-01 20:00 | 700 | -526 | 700 | -510 | -710 | -526 | -510
2035-06-01 21:00 | 700 | -406.99 | 700 | -510 | -600 | -526 | -510
2035-06-01 22:00 | 700 | -106.99 | 700 | -210 | -300 | -226 | -237.63
2035-06-01 23:00 | 700 | 193.01 | 700 | 90 | 0 | 74 | 62.37
2035-06-02 | 700 | 0 | 700 | 390 | 0 | 0 | 164.74
2035-06-02 01:00 | 700 | 0 | 700 | 510 | 0 | 0 | 70.51
2035-06-02 02:00 | 700 | 0 | 700 | 510 | 0 | 0 | 11.83
2035-06-02 03:00 | 700 | 0 | 700 | 479.96 | 0 | 0 | 0
2035-06-02 04:00 | 700 | 0 | 700 | 300 | 0 | 0 | 0
2035-06-02 05:00 | 700 | 0 | 700 | 0 | 0 | 0 | 0
2035-06-02 06:00 | 500 | 0 | 500 | -300 | 0 | 0 | -245.38
2035-06-02 07:00 | -100 | -226 | -100 | -210 | 82.8 | -226 | 54.62
2035-06-02 08:00 | -700 | -526 | -700 | -510 | 0 | -526 | -115.52
2035-06-02 09:00 | -700 | -526 | -700 | -510 | 0 | -526 | -415.52
2035-06-02 10:00 | -700 | -526 | -700 | -510 | 0 | -526 | -115.52
2035-06-02 11:00 | -700 | -526 | -700 | -510 | 0 | -526 | 0
2035-06-02 12:00 | -700 | -526 | -700 | -510 | 0 | -526 | -210
2035-06-02 13:00 | -700 | -526 | -700 | -510 | -62.31 | -526 | -510
2035-06-02 14:00 | -700 | -526 | -700 | -510 | -84.59 | -526 | -510
2035-06-02 15:00 | -700 | -526 | -700 | -510 | -147.93 | -526 | -510
2035-06-02 16:00 | -500 | -526 | -386.86 | -510 | -384 | -526 | -210
2035-06-02 17:00 | 100 | -526 | 100 | -510 | -684 | -526 | -510
2035-06-02 18:00 | 700 | -526 | 700 | -510 | -710 | -526 | -510
2035-06-02 19:00 | 700 | -526 | 700 | -510 | -710 | -526 | -510
2035-06-02 20:00 | 700 | -526 | 700 | -510 | -710 | -526 | -510
2035-06-02 21:00 | 700 | -258.06 | 700 | -510 | -710 | -526 | -510
2035-06-02 22:00 | 700 | -300 | 700 | -300 | -410 | -300 | -300
2035-06-02 23:00 | 700 | 0 | 687.41 | 0 | -110 | 0 | 0
2035-06-03 | 374.97 | 0 | 87.41 | 0 | 0 | 0 | 0
2035-06-03 01:00 | 0 | 0 | -22.06 | 0 | 0 | 0 | 0
2035-06-03 02:00 | -100 | 0 | -119.14 | 0 | 0 | 0 | 0
2035-06-03 03:00 | -700 | 0 | -700 | -155.12 | 0 | -95 | -90
2035-06-03 04:00 | -700 | 300 | -700 | 144.88 | 300 | 205 | 210
2035-06-03 05:00 | -100 | 505 | -100 | 444.88 | 600 | 505 | 510
2035-06-03 06:00 | 500 | 505 | 500 | 510 | 710 | 505 | 510
2035-06-03 07:00 | 600 | 505 | 386.9 | 510 | 710 | 505 | 510
2035-06-03 08:00 | 0 | 205 | 0 | 300 | 710 | 505 | 481.43
2035-06-03 09:00 | 272.64 | 505 | 600 | 0 | 410 | 300 | 181.43
2035-06-03 10:00 | 43.68 | 505 | 600 | 210 | 110 | 0 | 0
2035-06-03 11:00 | 0 | 505 | 0 | 510 | 410 | -21 | 0
2035-06-03 12:00 | 0 | 205 | 0 | 510 | 575.97 | 0 | 300
2035-06-03 13:00 | 600 | 0 | 0 | 510 | 275.97 | 300 | 0
2035-06-03 14:00 | 0 | 300 | 600 | 300 | 132.42 | 0 | 0
2035-06-03 15:00 | 598.03 | 0 | 0 | 0 | -167.58 | 300 | 0
2035-06-03 16:00 | 700 | 0 | 0 | 300 | -467.58 | 374 | 0
2035-06-03 17:00 | 500 | 74 | 256.43 | 0 | -167.58 | 74 | 90
2035-06-03 18:00 | -100 | -226 | -343.57 | -210 | -410 | -226 | -210
2035-06-03 19:00 | -700 | -526 | -700 | -510 | -710 | -526 | -510
2035-06-03 20:00 | -700 | -526 | -700 | -510 | -710 | -526 | -510
2035-06-03 21:00 | -700 | -402.2 | -700 | -510 | -710 | -526 | -510
2035-06-03 22:00 | -700 | -102.2 | -700 | -210 | -410 | -226 | -210
2035-06-03 23:00 | -700 | 197.8 | -700 | 90 | -110 | 74 | 90
2035-06-04 | -700 | 497.8 | -700 | 390 | 190 | 374 | 390
2035-06-04 01:00 | -700 | 205 | -700 | 210 | 410 | 205 | 210
2035-06-04 02:00 | -700 | 505 | -700 | 510 | 710 | 505 | 510
2035-06-04 03:00 | -700 | 356.13 | -700 | 510 | 600 | 505 | 510
2035-06-04 04:00 | -700 | 56.13 | -700 | 210 | 300 | 205 | 210
2035-06-04 05:00 | -608.69 | 0 | -700 | 0 | 0 | 0 | 0
2035-06-04 06:00 | -700 | 0 | -700 | 0 | -47.6 | 0 | 0
2035-06-04 07:00 | -700 | -226 | -700 | -210 | -347.6 | -226 | -210
2035-06-04 08:00 | -700 | -526 | -700 | -510 | -647.6 | -526 | -510
2035-06-04 09:00 | -700 | -526 | -700 | -510 | -710 | -526 | -510
2035-06-04 10:00 | -700 | -526 | -700 | -510 | -410 | -526 | -217.92
2035-06-04 11:00 | -700 | -233.64 | -700 | -510 | -158.05 | -526 | -510
2035-06-04 12:00 | -700 | -526 | -700 | -510 | -371.56 | -526 | -510
2035-06-04 13:00 | -700 | -526 | -700 | -510 | -464.81 | -526 | -510
2035-06-04 14:00 | -700 | -526 | -700 | -510 | -710 | -526 | -510
2035-06-04 15:00 | -700 | -526 | -700 | -510 | -710 | -526 | -510
2035-06-04 16:00 | -700 | -526 | -700 | -510 | -710 | -526 | -510
2035-06-04 17:00 | -700 | -526 | -700 | -510 | -710 | -526 | -510
2035-06-04 18:00 | -700 | -526 | -700 | -510 | -710 | -526 | -510
2035-06-04 19:00 | -700 | -526 | -700 | -510 | -710 | -526 | -510
2035-06-04 20:00 | -700 | -526 | -700 | -510 | -710 | -526 | -510
2035-06-04 21:00 | -700 | -266.54 | -700 | -510 | -710 | -526 | -510
2035-06-04 22:00 | -700 | 0 | -700 | -504.84 | -410 | -395 | -390
2035-06-04 23:00 | -700 | -95 | -700 | -204.84 | -110 | -95 | -90
2035-06-05 | -700 | 205 | -700 | 95.16 | 190 | 205 | 210
2035-06-05 01:00 | -700 | 505 | -700 | 395.16 | 490 | 505 | 510
2035-06-05 02:00 | -700 | 205 | -700 | 95.16 | 190 | 205 | 210
2035-06-05 03:00 | -700 | 0 | -700 | -204.84 | -110 | -16.35 | -90
2035-06-05 04:00 | -700 | 0 | -700 | -388.44 | -410 | -226 | -210
2035-06-05 05:00 | -700 | -300 | -700 | -510 | -710 | -526 | -510
2035-06-05 06:00 | -700 | -526 | -700 | -510 | -710 | -526 | -510
2035-06-05 07:00 | -700 | -526 | -700 | -510 | -710 | -526 | -510
2035-06-05 08:00 | -700 | -526 | -700 | -510 | -710 | -526 | -510
2035-06-05 09:00 | -100 | -226 | -100 | -210 | -410 | -226 | -210
2035-06-05 10:00 | -100 | -226 | -100 | -210 | -410 | -226 | -210
2035-06-05 11:00 | -700 | -526 | -700 | -510 | -710 | -526 | -510
2035-06-05 12:00 | -700 | -526 | -700 | -510 | -710 | -526 | -510
2035-06-05 13:00 | -100 | -226 | -100 | -210 | -410 | -226 | -210
2035-06-05 14:00 | 0 | 0 | 258.17 | 90 | -110 | 0 | 0
2035-06-05 15:00 | 0 | -21 | -171.95 | 390 | 5.76 | -21 | 0
2035-06-05 16:00 | 500 | 74 | 0 | 90 | -294.24 | 74 | 0
2035-06-05 17:00 | -100 | -226 | -100 | -210 | -410 | -226 | -210
2035-06-05 18:00 | -700 | -526 | -700 | -510 | -710 | -526 | -510
2035-06-05 19:00 | -100 | -226 | -100 | -210 | -410 | -226 | -210
2035-06-05 20:00 | -700 | -526 | -700 | -510 | -710 | -526 | -510
2035-06-05 21:00 | -700 | -307.52 | -700 | -390 | -482.71 | -395 | -510
2035-06-05 22:00 | -700 | -7.52 | -700 | -90 | -182.71 | -95 | -210
2035-06-05 23:00 | -700 | 292.48 | -700 | 210 | 117.29 | 205 | 90
2035-06-06 | -700 | 505 | -700 | 510 | 417.29 | 505 | 390
2035-06-06 01:00 | -100 | 505 | -100 | 510 | 710 | 505 | 510
2035-06-06 02:00 | -100 | 383.86 | 500 | 510 | 586.81 | 505 | 510
2035-06-06 03:00 | -100 | 505 | 500 | 510 | 586.81 | 505 | 300
2035-06-06 04:00 | 0 | 300 | 600 | 510 | 452.84 | 505 | 0
2035-06-06 05:00 | -81.71 | 0 | 0 | 510 | 710 | 505 | 0
2035-06-06 06:00 | -81.71 | 0 | 249.67 | 510 | 710 | 505 | -210
2035-06-06 07:00 | 518.29 | 0 | 657.49 | 510 | 710 | 505 | -510
2035-06-06 08:00 | 700 | 0 | 657.49 | 210 | 710 | 505 | -510
2035-06-06 09:00 | 700 | 0 | 700 | 510 | 710 | 205 | -510
2035-06-06 10:00 | 700 | 0 | 256.2 | 510 | 710 | 505 | -510
2035-06-06 11:00 | 240.08 | 300 | 700 | 300 | 710 | 505 | -510
2035-06-06 12:00 | 700 | 505 | 700 | 0 | 410 | 374 | -510
2035-06-06 13:00 | 564.93 | 374 | 700 | 0 | 190 | 374 | -210
2035-06-06 14:00 | 500 | 74 | 500 | 90 | -110 | 74 | 90
2035-06-06 15:00 | -100 | -226 | -100 | -210 | -410 | -226 | -210
2035-06-06 16:00 | -700 | -526 | -700 | -510 | -710 | -526 | -510
2035-06-06 17:00 | -700 | -526 | -700 | -510 | -710 | -526 | -510
2035-06-06 18:00 | -700 | -526 | -700 | -510 | -710 | -526 | -510
2035-06-06 19:00 | -700 | -526 | -700 | -510 | -710 | -526 | -510
2035-06-06 20:00 | -700 | -526 | -700 | -510 | -710 | -526 | -510
2035-06-06 21:00 | -700 | -526 | -700 | -510 | -710 | -526 | -510
2035-06-06 22:00 | -700 | -526 | -700 | -510 | -710 | -526 | -510
2035-06-06 23:00 | -700 | -526 | -700 | -510 | -710 | -526 | -510
2035-06-07 | -700 | -226 | -700 | -210 | -410 | -226 | -210
2035-06-07 01:00 | -700 | 74 | -700 | 90 | -110 | 74 | 90
2035-06-07 02:00 | -700 | 374 | -700 | 390 | 190 | 374 | 390
2035-06-07 03:00 | -700 | 374 | -700 | 390 | 190 | 374 | 390
2035-06-07 04:00 | -700 | 74 | -700 | 90 | -110 | 74 | 90
2035-06-07 05:00 | -700 | -226 | -700 | -210 | -410 | -226 | -210
2035-06-07 06:00 | -700 | -526 | -700 | -510 | -710 | -526 | -510
2035-06-07 07:00 | -700 | -526 | -700 | -510 | -710 | -526 | -510
2035-06-07 08:00 | -700 | -526 | -700 | -510 | -710 | -526 | -510
2035-06-07 09:00 | -700 | -526 | -700 | -510 | -710 | -526 | -510
2035-06-07 10:00 | -700 | -526 | -700 | -510 | -710 | -526 | -510
2035-06-07 11:00 | -700 | -526 | -700 | -510 | -710 | -526 | -510
2035-06-07 12:00 | -700 | -526 | -672.8 | -510 | -710 | -526 | -510
2035-06-07 13:00 | -700 | -526 | -700 | -510 | -710 | -526 | -510
2035-06-07 14:00 | -700 | -526 | -700 | -510 | -710 | -526 | -510
2035-06-07 15:00 | -700 | -526 | -700 | -510 | -710 | -526 | -510
2035-06-07 16:00 | -700 | -526 | -700 | -510 | -710 | -526 | -510
2035-06-07 17:00 | -100 | -526 | -212.3 | -510 | -710 | -526 | -510
2035-06-07 18:00 | 100 | -526 | 344.56 | -510 | -710 | -526 | -510
2035-06-07 19:00 | 700 | -226 | 700 | -510 | -710 | -526 | -510
2035-06-07 20:00 | 700 | -526 | 700 | -510 | -710 | -526 | -510
2035-06-07 21:00 | 700 | -526 | 700 | -510 | -710 | -526 | -510
2035-06-07 22:00 | 700 | -226 | 700 | -510 | -429.68 | -300 | -510
2035-06-07 23:00 | 700 | 0 | 700 | -210 | -129.68 | 0 | -210
2035-06-08 | 700 | 0 | 700 | 90 | 170.32 | 292.27 | 90
2035-06-08 01:00 | 700 | 0 | 700 | 390 | 470.32 | 130.44 | 390
2035-06-08 02:00 | 700 | 0 | 700 | 510 | 710 | 430.44 | 510
2035-06-08 03:00 | 700 | 0 | 700 | 510 | 710 | 292.71 | 510
2035-06-08 04:00 | 700 | 0 | 700 | 390 | 410 | 187.22 | 360.42
2035-06-08 05:00 | 700 | 0 | 700 | 90 | 110 | 0 | 60.42
2035-06-08 06:00 | 500 | 0 | 500 | -210 | -97.25 | 0 | -239.58
2035-06-08 07:00 | -100 | -226 | -100 | -510 | 0 | -226 | -449.34
2035-06-08 08:00 | -700 | -526 | -700 | -510 | 0 | -526 | -456.79
2035-06-08 09:00 | -700 | -526 | -700 | -510 | 0 | -526 | -497.54
2035-06-08 10:00 | -700 | -526 | -700 | -510 | 0 | -526 | -489.25
2035-06-08 11:00 | -700 | -526 | -700 | -510 | 0 | -526 | -452.93
2035-06-08 12:00 | -700 | -526 | -700 | -510 | 0 | -526 | -465.02
2035-06-08 13:00 | -700 | -526 | -700 | -510 | 0 | -526 | -458.57
2035-06-08 14:00 | -700 | -526 | -700 | -510 | -7.15 | -526 | -510
2035-06-08 15:00 | -700 | -526 | -700 | -510 | -110 | -526 | -391.33
2035-06-08 16:00 | -339.98 | -526 | -500 | -510 | -410 | -526 | -210
2035-06-08 17:00 | 260.02 | -526 | 100 | -510 | -710 | -526 | -510
2035-06-08 18:00 | 700 | -526 | 700 | -510 | -710 | -526 | -510
2035-06-08 19:00 | 700 | -526 | 700 | -510 | -710 | -526 | -510
2035-06-08 20:00 | 700 | -526 | 700 | -510 | -710 | -526 | -510
2035-06-08 21:00 | 700 | -526 | 700 | -510 | -710 | -526 | -510
2035-06-08 22:00 | 700 | -300 | 700 | -510 | -581.7 | -300 | -510
2035-06-08 23:00 | 700 | 0 | 700 | -210 | -281.7 | 0 | -210
2035-06-09 | 700 | 0 | 700 | 90 | 0 | 0 | 44.39
2035-06-09 01:00 | 700 | 0 | 700 | 390 | 0 | 0 | 344.39
2035-06-09 02:00 | 700 | 0 | 700 | 510 | 0 | 0 | 157.83
2035-06-09 03:00 | 700 | 0 | 700 | 510 | 0 | 0 | 96.91
2035-06-09 04:00 | 700 | 0 | 700 | 509.24 | 0 | 0 | 0
2035-06-09 05:00 | 700 | 0 | 700 | 209.24 | 0 | 0 | 0
2035-06-09 06:00 | 700 | 0 | 700 | -90.76 | 0 | 0 | -160.44
2035-06-09 07:00 | 700 | -8.98 | 700 | -245.02 | 0 | -226 | 0
2035-06-09 08:00 | 700 | -308.98 | 700 | -510 | -274.02 | -526 | -300
2035-06-09 09:00 | 700 | -526 | 700 | -510 | -6.59 | -526 | -510
2035-06-09 10:00 | 700 | -526 | 700 | -510 | -306.59 | -526 | -510
2035-06-09 11:00 | 100 | -526 | 700 | -510 | -294.27 | -526 | -510
2035-06-09 12:00 | 700 | -526 | 478.97 | -510 | -315.25 | -526 | -510
2035-06-09 13:00 | 700 | -526 | 589.34 | -510 | -352.29 | -526 | -510
2035-06-09 14:00 | 337.12 | -526 | 700 | -510 | -387.52 | -526 | -510
2035-06-09 15:00 | 700 | -526 | 255.21 | -510 | -300.65 | -526 | -510
2035-06-09 16:00 | 700 | -526 | 683.37 | -510 | -98.03 | -526 | -510
2035-06-09 17:00 | 700 | -477.69 | 700 | -510 | -398.03 | -526 | -294.52
2035-06-09 18:00 | 700 | -526 | 700 | -510 | -698.03 | -526 | -510
2035-06-09 19:00 | 700 | -226 | 700 | -510 | -398.03 | -226 | -218.71
2035-06-09 20:00 | 700 | 0 | 700 | -300 | -300 | -184.19 | -300
2035-06-09 21:00 | 700 | 0 | 700 | 0 | 0 | 0 | 0
2035-06-09 22:00 | 700 | 0 | 700 | 300 | 0 | 0 | 0
2035-06-09 23:00 | 700 | 0 | 700 | 510 | 0 | 0 | 0
2035-06-10 | 700 | 0 | 700 | 319.05 | 0 | 0 | 0
2035-06-10 01:00 | 700 | 0 | 700 | 210 | 33.03 | 0 | 209.94
2035-06-10 02:00 | 700 | 0 | 700 | 510 | 333.03 | 241.32 | 509.94
2035-06-10 03:00 | 700 | 0 | 700 | 510 | 633.03 | 0 | 510
2035-06-10 04:00 | 700 | 0 | 700 | 510 | 410.2 | 0 | 510
2035-06-10 05:00 | 700 | 0 | 700 | 510 | 300 | 104.46 | 463.57
2035-06-10 06:00 | 700 | 0 | 700 | 210 | 0 | 0 | 163.57
2035-06-10 07:00 | 700 | 0 | 700 | 0 | 0 | 0 | 0
2035-06-10 08:00 | 100 | 0 | 100 | -21.46 | 0 | 0 | 0
2035-06-10 09:00 | -500 | 0 | -500 | -321.46 | 0 | 0 | 0
2035-06-10 10:00 | -700 | 0 | -700 | -210 | 0 | 0 | 0
2035-06-10 11:00 | -700 | -226 | -700 | -510 | 0 | -226 | -210
2035-06-10 12:00 | -700 | -526 | -700 | -510 | -39.96 | -526 | -510
2035-06-10 13:00 | -700 | -526 | -700 | -510 | 0 | -526 | -510
2035-06-10 14:00 | -314.16 | -526 | -683.11 | -510 | 0 | -526 | -510
2035-06-10 15:00 | 0 | -526 | -83.11 | -510 | 0 | -526 | -421.28
2035-06-10 16:00 | 362.86 | -526 | 135.91 | -510 | -110 | -526 | -290.24
2035-06-10 17:00 | 362.86 | -526 | 700 | -510 | -410 | -526 | -290.24
2035-06-10 18:00 | 700 | -526 | 700 | -510 | -710 | -526 | -510
2035-06-10 19:00 | 700 | -526 | 700 | -510 | -710 | -526 | -510
2035-06-10 20:00 | 700 | -526 | 700 | -510 | -410 | -526 | -337.96
2035-06-10 21:00 | 700 | -526 | 700 | -510 | -710 | -526 | -510
2035-06-10 22:00 | 100 | -226 | 100 | -216.02 | -410 | -226 | -210
2035-06-10 23:00 | -500 | -95 | -500 | -403.62 | -396.21 | -395 | -510
2035-06-11 | -700 | 205 | -700 | -103.62 | -96.21 | -95 | -210
2035-06-11 01:00 | -700 | 505 | -700 | 196.38 | 203.79 | 205 | 90
2035-06-11 02:00 | -700 | 505 | -700 | 496.38 | 503.79 | 505 | 390
2035-06-11 03:00 | -700 | 505 | -700 | 510 | 314.55 | 505 | 510
2035-06-11 04:00 | -700 | 505 | -700 | 510 | 410 | 505 | 463.19
2035-06-11 05:00 | -100 | 505 | -422.06 | 510 | 710 | 505 | 163.19
2035-06-11 06:00 | -700 | 505 | -700 | 510 | 710 | 505 | 112.32
2035-06-11 07:00 | -700 | 505 | -700 | 510 | 710 | 505 | 193.49
2035-06-11 08:00 | -283.77 | 505 | -100 | 510 | 410 | 505 | 480.67
2035-06-11 09:00 | -100 | 258.52 | -100 | 510 | 710 | 505 | 180.67
2035-06-11 10:00 | -700 | 505 | -700 | 510 | 410 | 505 | 378.6
2035-06-11 11:00 | -600 | 505 | -100 | 487.52 | 110 | 300 | 300
2035-06-11 12:00 | 0 | 309.3 | 0 | 510 | 300 | 0 | 0
2035-06-11 13:00 | 0 | 9.3 | 600 | 510 | 0 | -21 | 0
2035-06-11 14:00 | 0 | 205 | 700 | 414.11 | 190 | 0 | 0
2035-06-11 15:00 | 0 | 505 | 492.97 | 510 | -110 | 300 | 0
2035-06-11 16:00 | 0 | 374 | 500 | 361.43 | 190 | 374 | 0
2035-06-11 17:00 | -100 | 74 | -100 | 90 | -110 | 74 | 90
2035-06-11 18:00 | -700 | -226 | -700 | -210 | -410 | -226 | -210
2035-06-11 19:00 | -700 | -526 | -700 | -510 | -710 | -526 | -510
2035-06-11 20:00 | -700 | -526 | -700 | -510 | -710 | -526 | -510
2035-06-11 21:00 | -700 | -226 | -700 | -210 | -410 | -226 | -210
2035-06-11 22:00 | -700 | 74 | -700 | 90 | -110 | 74 | 90
2035-06-11 23:00 | -700 | 374 | -700 | 390 | 190 | 374 | 390
2035-06-12 | -700 | 505 | -700 | 510 | 490 | 505 | 510
2035-06-12 01:00 | -700 | 505 | -700 | 510 | 710 | 505 | 510
2035-06-12 02:00 | -100 | 505 | -100 | 510 | 710 | 505 | 510
2035-06-12 03:00 | 500 | 505 | 500 | 510 | 710 | 505 | 510
2035-06-12 04:00 | 500 | 505 | 500 | 510 | 490 | 505 | 510
2035-06-12 05:00 | -100 | 374 | -100 | 390 | 190 | 374 | 390
2035-06-12 06:00 | -700 | 74 | -700 | 90 | -110 | 74 | 90
2035-06-12 07:00 | -700 | -226 | -700 | -210 | -410 | -226 | -210
2035-06-12 08:00 | -700 | -526 | -700 | -510 | -710 | -526 | -510
2035-06-12 09:00 | -100 | -226 | -100 | -210 | -410 | -226 | -210
2035-06-12 10:00 | -700 | -300 | -700 | -390 | -409.2 | -300 | -390
2035-06-12 11:00 | -700 | 0 | -700 | -90 | -109.2 | 0 | -90
2035-06-12 12:00 | -100 | 300 | -100 | 210 | 190.8 | 300 | 210
2035-06-12 13:00 | 0 | 505 | -176.99 | 510 | 490 | 505 | 510
2035-06-12 14:00 | 600 | 374 | 423.01 | 390 | 190 | 374 | 390
2035-06-12 15:00 | 500 | 74 | 500 | 90 | -110 | 74 | 90
2035-06-12 16:00 | -100 | -226 | -100 | -210 | -410 | -226 | -210
2035-06-12 17:00 | -700 | -526 | -700 | -510 | -710 | -526 | -510
2035-06-12 18:00 | -700 | -226 | -700 | -510 | -710 | -226 | -510
2035-06-12 19:00 | -700 | 0 | -700 | -510 | -600 | 0 | -510
2035-06-12 20:00 | -700 | 0 | -700 | -300 | -300 | -44.15 | -300
2035-06-12 21:00 | -700 | 0 | -700 | 0 | 0 | 0 | 0
2035-06-12 22:00 | -700 | 0 | -700 | -121.54 | 0 | 0 | -129.22
2035-06-12 23:00 | -700 | 0 | -700 | -267.47 | 0 | 0 | -175.54
2035-06-13 | -600 | 0 | -600 | -67.92 | 0 | 0 | 0
2035-06-13 01:00 | 0 | 0 | 0 | 0 | 0 | 0 | 0
2035-06-13 02:00 | 364.27 | 0 | 100 | 0 | 0 | 0 | 0
2035-06-13 03:00 | 364.27 | 0 | 700 | 0 | 0 | 0 | 0
2035-06-13 04:00 | 0 | 0 | 700 | 0 | 0 | 0 | 0
2035-06-13 05:00 | 600 | 0 | 700 | 0 | -110 | 0 | 0
2035-06-13 06:00 | 700 | -226 | 700 | -210 | -410 | -226 | -210
2035-06-13 07:00 | 700 | -526 | 700 | -510 | -710 | -526 | -510
2035-06-13 08:00 | 100 | -526 | 442.49 | -510 | -710 | -526 | -510
2035-06-13 09:00 | -500 | -526 | -157.51 | -510 | -629.97 | -526 | -510
2035-06-13 10:00 | -700 | -526 | -700 | -510 | -329.97 | -526 | -210
2035-06-13 11:00 | -700 | -526 | -700 | -510 | -226.56 | -526 | -510
2035-06-13 12:00 | -700 | -526 | -700 | -510 | -490.01 | -526 | -510
2035-06-13 13:00 | -700 | -526 | -700 | -510 | -410 | -526 | -210
2035-06-13 14:00 | -700 | -526 | -700 | -510 | -710 | -526 | -510
2035-06-13 15:00 | -700 | -526 | -700 | -510 | -626.67 | -526 | -510
2035-06-13 16:00 | -308.15 | -526 | -100 | -510 | -710 | -526 | -510
2035-06-13 17:00 | 291.85 | -526 | 500 | -510 | -410 | -526 | -477.57
2035-06-13 18:00 | 700 | -526 | 700 | -510 | -710 | -526 | -510
2035-06-13 19:00 | 700 | -526 | 700 | -510 | -710 | -526 | -510
2035-06-13 20:00 | 700 | -526 | 700 | -510 | -710 | -526 | -510
2035-06-13 21:00 | 700 | -526 | 700 | -510 | -710 | -526 | -510
2035-06-13 22:00 | 700 | -226 | 700 | -510 | -410 | -226 | -280.71
2035-06-13 23:00 | 700 | 0 | 700 | -390 | -110 | 0 | -343.26
2035-06-14 | 700 | 0 | 700 | -90 | -59.77 | 0 | -90
2035-06-14 01:00 | 700 | 300 | 700 | 210 | 240.23 | 300 | 210
2035-06-14 02:00 | 700 | 0 | 700 | 510 | 196.78 | 0 | 510
2035-06-14 03:00 | 700 | 0 | 700 | 491.29 | 393.96 | 0 | 510
2035-06-14 04:00 | 700 | 300 | 700 | 191.29 | 190 | 300 | 210
2035-06-14 05:00 | 700 | 0 | 700 | -108.71 | -110 | 0 | -90
2035-06-14 06:00 | 700 | -211.7 | 700 | -408.71 | -410 | -300 | -390
2035-06-14 07:00 | 700 | -511.7 | 700 | -510 | -710 | -526 | -510
2035-06-14 08:00 | 100 | -526 | 100 | -510 | -410 | -526 | -362.85
2035-06-14 09:00 | -500 | -526 | -500 | -510 | -110 | -526 | -496
2035-06-14 10:00 | -700 | -526 | -700 | -510 | 0 | -526 | -395.74
2035-06-14 11:00 | -700 | -526 | -700 | -510 | 0 | -526 | -453.97
2035-06-14 12:00 | -700 | -526 | -700 | -510 | 0 | -526 | -461.8
2035-06-14 13:00 | -700 | -526 | -700 | -510 | 0 | -526 | -413.47
2035-06-14 14:00 | -700 | -526 | -700 | -510 | -92.83 | -526 | -303.43
2035-06-14 15:00 | -600 | -526 | -600 | -510 | -392.83 | -526 | -210
2035-06-14 16:00 | 0 | -526 | 0 | -510 | -692.83 | -526 | -510
2035-06-14 17:00 | 600 | -526 | 600 | -510 | -710 | -526 | -510
2035-06-14 18:00 | 700 | -526 | 700 | -510 | -710 | -526 | -510
2035-06-14 19:00 | 700 | -526 | 700 | -510 | -710 | -526 | -510
2035-06-14 20:00 | 700 | -526 | 700 | -510 | -710 | -526 | -510
2035-06-14 21:00 | 700 | -526 | 700 | -510 | -710 | -526 | -510
2035-06-14 22:00 | 700 | -226 | 700 | -281.98 | -410 | -226 | -300
2035-06-14 23:00 | 700 | 74 | 700 | 18.02 | -110 | 74 | 0
2035-06-15 | 700 | 0 | 700 | 318.02 | 66.12 | 0 | 300
2035-06-15 01:00 | 700 | 0 | 700 | 510 | 0 | 0 | 414.37
2035-06-15 02:00 | 700 | 0 | 700 | 510 | 0 | 0 | 414.37
2035-06-15 03:00 | 700 | 0 | 700 | 510 | 0 | 0 | 225.48
2035-06-15 04:00 | 700 | 0 | 700 | 390 | 0 | 0 | 68.48
2035-06-15 05:00 | 700 | 0 | 700 | 90 | 0 | 0 | 0
2035-06-15 06:00 | 700 | 0 | 700 | -210 | 0 | -226 | -246.71
2035-06-15 07:00 | 700 | -242.48 | 700 | -510 | 0 | -526 | -510
2035-06-15 08:00 | 100 | -526 | 100 | -510 | -24.75 | -526 | -510
2035-06-15 09:00 | -500 | -526 | -500 | -510 | -324.75 | -526 | -510
2035-06-15 10:00 | -700 | -526 | -700 | -510 | -353.96 | -526 | -510
2035-06-15 11:00 | -700 | -526 | -700 | -510 | -419.4 | -526 | -510
2035-06-15 12:00 | -700 | -526 | -700 | -510 | -419.4 | -526 | -510
2035-06-15 13:00 | -700 | -526 | -700 | -510 | -549.87 | -526 | -510
2035-06-15 14:00 | -700 | -526 | -700 | -510 | -582.01 | -526 | -510
2035-06-15 15:00 | -700 | -526 | -700 | -510 | -610.24 | -526 | -510
2035-06-15 16:00 | -500 | -526 | -168.27 | -510 | -594.29 | -526 | -510
2035-06-15 17:00 | 100 | -526 | 431.73 | -510 | -710 | -526 | -510
2035-06-15 18:00 | 700 | -526 | 700 | -510 | -710 | -526 | -510
2035-06-15 19:00 | 700 | -526 | 700 | -510 | -710 | -526 | -510
2035-06-15 20:00 | 700 | -526 | 700 | -510 | -710 | -526 | -510
2035-06-15 21:00 | 700 | -226 | 700 | -210 | -410 | -226 | -210
2035-06-15 22:00 | 700 | 0 | 700 | 90 | -110 | 0 | 0
2035-06-15 23:00 | 700 | 0 | 700 | 390 | 0 | 0 | 0
2035-06-16 | 700 | 0 | 700 | 384.84 | 0 | 0 | 0
2035-06-16 01:00 | 700 | 0 | 700 | 412.54 | 0 | 0 | 0
2035-06-16 02:00 | 700 | 0 | 700 | 239.65 | 0 | 0 | 0
2035-06-16 03:00 | 700 | 0 | 700 | 136.67 | 0 | 0 | 0
2035-06-16 04:00 | 700 | 0 | 700 | 0 | 0 | 0 | 0
2035-06-16 05:00 | 700 | 0 | 700 | 0 | 0 | 0 | 0
2035-06-16 06:00 | 700 | 0 | 700 | -210 | 0 | -173.37 | 0
2035-06-16 07:00 | 700 | -157.61 | 700 | -510 | -119.68 | -473.37 | -300
2035-06-16 08:00 | 100 | -226 | 100 | -510 | 0 | -226 | -203.04
2035-06-16 09:00 | -500 | -526 | -500 | -510 | 0 | -526 | 0
2035-06-16 10:00 | -700 | -526 | -700 | -510 | 0 | -526 | -16.92
2035-06-16 11:00 | -700 | -526 | -700 | -510 | 0 | -526 | -230.77
2035-06-16 12:00 | -700 | -526 | -700 | -510 | 0 | -526 | -481.95
2035-06-16 13:00 | -700 | -526 | -700 | -510 | 0 | -526 | -481.95
2035-06-16 14:00 | -700 | -526 | -700 | -510 | 0 | -526 | -210
2035-06-16 15:00 | -500 | -526 | -570.64 | -510 | -230.98 | -526 | -510
2035-06-16 16:00 | 100 | -526 | 29.36 | -510 | -223.79 | -526 | -510
2035-06-16 17:00 | 700 | -526 | 629.36 | -510 | -318.98 | -526 | -510
2035-06-16 18:00 | 700 | -226 | 700 | -510 | -18.98 | -226 | -210
2035-06-16 19:00 | 700 | 0 | 700 | -510 | 0 | 0 | 0
2035-06-16 20:00 | 700 | 0 | 700 | -510 | 0 | 0 | -139.66
2035-06-16 21:00 | 700 | 0 | 700 | -510 | 0 | 0 | -139.66
2035-06-16 22:00 | 700 | 0 | 700 | -510 | 0 | 0 | 0
2035-06-16 23:00 | 700 | 0 | 700 | -210 | 0 | 0 | 0
2035-06-17 | 700 | 0 | 700 | 90 | 300 | 0 | 213.02
2035-06-17 01:00 | 700 | 0 | 700 | 390 | 600 | 142.73 | 510
2035-06-17 02:00 | 700 | 0 | 700 | 510 | 350.71 | 0 | 510
2035-06-17 03:00 | 700 | 0 | 700 | 510 | 144.31 | 0 | 510
2035-06-17 04:00 | 700 | 0 | 700 | 510 | 0 | 0 | 510
2035-06-17 05:00 | 700 | 0 | 700 | 510 | 0 | 0 | 340.64
2035-06-17 06:00 | 700 | 0 | 700 | 510 | 0 | 0 | 40.64
2035-06-17 07:00 | 467.31 | 0 | 500 | 210 | 0 | 0 | 0
2035-06-17 08:00 | -132.69 | 0 | -100 | 0 | 0 | 0 | 0
2035-06-17 09:00 | -700 | 0 | -700 | -300 | 0 | 0 | 0
2035-06-17 10:00 | -700 | 0 | -700 | -510 | 0 | 0 | 0
2035-06-17 11:00 | -700 | 0 | -700 | -510 | 0 | 0 | 0
2035-06-17 12:00 | -700 | 0 | -700 | -510 | 0 | 0 | -200.39
2035-06-17 13:00 | -700 | 0 | -700 | -510 | -17.32 | -76.09 | -500.39
2035-06-17 14:00 | -700 | -226 | -700 | -429.57 | 0 | -226 | -200.39
2035-06-17 15:00 | -531.87 | -526 | -500 | -510 | 0 | -526 | -500.39
2035-06-17 16:00 | 68.13 | -526 | 100 | -510 | 0 | -526 | -440.85
2035-06-17 17:00 | 668.13 | -526 | 700 | -510 | 0 | -526 | -386.59
2035-06-17 18:00 | 700 | -226 | 700 | -210 | -70.05 | -226 | -210
2035-06-17 19:00 | 700 | -176.59 | 700 | -510 | -370.05 | -526 | -510
2035-06-17 20:00 | 700 | -300 | 700 | -510 | -300 | -300 | -491.98
2035-06-17 21:00 | 700 | 0 | 700 | -210 | 0 | 0 | -191.98
2035-06-17 22:00 | 700 | 0 | 700 | 90 | 247.63 | 0 | 108.02
2035-06-17 23:00 | 700 | 0 | 700 | 390 | 247.63 | 0 | 408.02
2035-06-18 | 700 | 0 | 700 | 510 | 151.52 | 0 | 510
2035-06-18 01:00 | 700 | 0 | 700 | 510 | 0 | 0 | 510
2035-06-18 02:00 | 700 | 0 | 700 | 510 | 33.37 | 0 | 483.81
2035-06-18 03:00 | 700 | 0 | 700 | 510 | 333.37 | 0 | 510
2035-06-18 04:00 | 700 | 0 | 700 | 425.41 | 33.37 | 0 | 210
2035-06-18 05:00 | 700 | 0 | 700 | 268.47 | 0 | 0 | 68.85
2035-06-18 06:00 | 700 | 0 | 700 | -31.53 | 0 | 0 | 0
2035-06-18 07:00 | 700 | -133.27 | 700 | -331.53 | 0 | -226 | 0
2035-06-18 08:00 | 700 | -433.27 | 700 | -510 | 0 | -526 | -299.77
2035-06-18 09:00 | 700 | -526 | 700 | -510 | 0 | -526 | -336.64
2035-06-18 10:00 | 685.39 | -526 | 700 | -510 | 0 | -526 | -269.03
2035-06-18 11:00 | 695.57 | -526 | 700 | -510 | 0 | -526 | -109.95
2035-06-18 12:00 | 700 | -526 | 569.58 | -510 | 0 | -526 | -409.6
2035-06-18 13:00 | 700 | -526 | 569.58 | -510 | 0 | -526 | -115.03
2035-06-18 14:00 | 700 | -526 | 678.75 | -510 | -110 | -526 | -216
2035-06-18 15:00 | 700 | -526 | 700 | -510 | -410 | -526 | -210
2035-06-18 16:00 | 700 | -445.95 | 700 | -510 | -710 | -526 | -510
2035-06-18 17:00 | 700 | -526 | 700 | -510 | -710 | -526 | -510
2035-06-18 18:00 | 700 | -526 | 700 | -510 | 0 | -526 | -510
2035-06-18 19:00 | 700 | -526 | 700 | -510 | 0 | -526 | -510
2035-06-18 20:00 | 700 | -526 | 700 | -510 | 0 | -526 | -510
2035-06-18 21:00 | 700 | -526 | 700 | -510 | 0 | -526 | -510
2035-06-18 22:00 | 700 | -526 | 700 | -510 | 0 | -526 | -510
2035-06-18 23:00 | 700 | -226 | 700 | -210 | 0 | -226 | -210
2035-06-19 | 700 | 0 | 700 | -82.34 | 0 | 0 | 0
2035-06-19 01:00 | 700 | 0 | 700 | -57.04 | 0 | 0 | 0
2035-06-19 02:00 | 700 | 0 | 700 | -94.96 | 0 | 0 | 0
2035-06-19 03:00 | 700 | 0 | 700 | -132.65 | 0 | 0 | 0
2035-06-19 04:00 | 700 | 0 | 700 | -132.55 | 0 | 0 | 0
2035-06-19 05:00 | 700 | 0 | 700 | -369.13 | 0 | 0 | -33.83
2035-06-19 06:00 | 700 | 0 | 700 | -510 | 0 | 0 | -333.83
2035-06-19 07:00 | 700 | 0 | 700 | -300 | 0 | -80.43 | -300
2035-06-19 08:00 | 700 | 0 | 700 | 0 | 0 | 44.44 | 0
2035-06-19 09:00 | 100 | 0 | 375.92 | 0 | 0 | 0 | 0
2035-06-19 10:00 | -62.34 | 0 | 0 | 0 | 0 | 0 | 0
2035-06-19 11:00 | 0 | 0 | 0 | 0 | 0 | 0 | 260.77
2035-06-19 12:00 | 0 | 0 | -29.32 | -77.7 | 0 | 0 | 0
2035-06-19 13:00 | 0 | 0 | -615.97 | -377.7 | 0 | 0 | 0
2035-06-19 14:00 | 0 | -226 | -15.97 | -210 | 0 | -226 | 0
2035-06-19 15:00 | 0 | -526 | 0 | -510 | 0 | -526 | -276.2
2035-06-19 16:00 | 173.06 | -526 | 0 | -510 | 0 | -526 | -510
2035-06-19 17:00 | 700 | -526 | 571.44 | -510 | 0 | -526 | -510
2035-06-19 18:00 | 700 | -226 | 700 | -510 | 0 | -468.32 | -510
2035-06-19 19:00 | 700 | 0 | 700 | -510 | 0 | -168.32 | -510
2035-06-19 20:00 | 700 | 0 | 700 | -510 | 0 | 0 | -510
2035-06-19 21:00 | 700 | 0 | 700 | -510 | 0 | 0 | -380.34
2035-06-19 22:00 | 700 | 0 | 700 | -510 | 0 | 0 | -80.34
2035-06-19 23:00 | 700 | 0 | 700 | -300 | 0 | 0 | -300
2035-06-20 | 700 | 0 | 700 | 0 | 0 | 0 | 0
2035-06-20 01:00 | 700 | 245.93 | 700 | 300 | 0 | 300 | 300
2035-06-20 02:00 | 700 | 247.68 | 700 | 475.63 | 0 | 300 | 320.93
2035-06-20 03:00 | 700 | 0 | 700 | 175.63 | 0 | 0 | 20.93
2035-06-20 04:00 | 700 | 0 | 700 | 0 | 0 | 0 | 0
2035-06-20 05:00 | 700 | -300 | 700 | -300 | 0 | -300 | -300
2035-06-20 06:00 | 139.9 | -526 | 500 | -510 | 0 | -526 | -510
2035-06-20 07:00 | -460.1 | -526 | -100 | -510 | 0 | -526 | -510
2035-06-20 08:00 | -700 | -526 | -700 | -510 | 0 | -526 | -510
2035-06-20 09:00 | -700 | -526 | -700 | -510 | 0 | -526 | -510
2035-06-20 10:00 | -700 | -526 | -700 | -510 | 0 | -526 | -510
2035-06-20 11:00 | -700 | -285.09 | -700 | -510 | 0 | -300 | -510
2035-06-20 12:00 | -700 | 14.91 | -700 | -210 | 0 | 0 | -210
2035-06-20 13:00 | -100 | 314.91 | -100 | 90 | 0 | 145.96 | 0
2035-06-20 14:00 | -100 | 205 | -119.59 | 210 | 0 | 205 | 94.18
2035-06-20 15:00 | -700 | 505 | -639.58 | 510 | 0 | 505 | 394.18
2035-06-20 16:00 | -700 | 505 | -700 | 510 | 0 | 505 | 510
2035-06-20 17:00 | -700 | 505 | -700 | 510 | 0 | 505 | 510
2035-06-20 18:00 | -700 | 505 | -700 | 510 | 300 | 505 | 510
2035-06-20 19:00 | -700 | 505 | -700 | 510 | 600 | 505 | 463.1
2035-06-20 20:00 | -100 | 505 | -100 | 510 | 507.93 | 505 | 510
2035-06-20 21:00 | 0 | 505 | -415.85 | 510 | 710 | 505 | 354.16
2035-06-20 22:00 | 600 | 505 | 184.15 | 303.95 | 710 | 505 | 295.88
2035-06-20 23:00 | 500 | 505 | 481.08 | 510 | 410 | 505 | 506.04
2035-06-21 | -100 | 505 | -100 | 510 | 710 | 505 | 510
2035-06-21 01:00 | -700 | 505 | -700 | 510 | 710 | 505 | 510
2035-06-21 02:00 | -700 | 505 | -700 | 510 | 710 | 505 | 510
2035-06-21 03:00 | -700 | 505 | -700 | 510 | 710 | 505 | 510
2035-06-21 04:00 | -700 | 505 | -700 | 510 | 710 | 505 | 510
2035-06-21 05:00 | -700 | 300 | -700 | 210 | 410 | 288.28 | 210
2035-06-21 06:00 | -700 | 0 | -700 | -90 | 110 | -11.72 | -90
2035-06-21 07:00 | -700 | -300 | -700 | -390 | -190 | -311.72 | -390
2035-06-21 08:00 | -700 | 0 | -700 | -90 | 56.11 | -11.72 | -90
2035-06-21 09:00 | -700 | -300 | -700 | -390 | -243.89 | -311.72 | -390
2035-06-21 10:00 | -100 | 0 | -100 | -90 | 56.11 | -11.72 | -90
2035-06-21 11:00 | -100 | 74 | -100 | 0.49 | -110 | 74 | 90
2035-06-21 12:00 | -700 | -226 | -700 | -299.51 | -410 | -226 | -210
2035-06-21 13:00 | -700 | -526 | -700 | -510 | -710 | -526 | -510
2035-06-21 14:00 | -100 | -226 | -100 | -210 | -410 | -226 | -210
2035-06-21 15:00 | -700 | -526 | -700 | -510 | -710 | -526 | -510
2035-06-21 16:00 | -700 | -526 | -700 | -510 | -410 | -526 | -210
2035-06-21 17:00 | -700 | -526 | -700 | -510 | -532.4 | -526 | -510
2035-06-21 18:00 | -446.17 | -526 | -196.14 | -510 | -472.16 | -526 | -510
2035-06-21 19:00 | 153.83 | -526 | 100 | -510 | -231.94 | -526 | -510
2035-06-21 20:00 | 700 | -526 | 700 | -510 | 0 | -526 | -510
2035-06-21 21:00 | 700 | -526 | 700 | -510 | 0 | -526 | -510
2035-06-21 22:00 | 700 | -526 | 700 | -510 | 0 | -526 | -510
2035-06-21 23:00 | 100 | -526 | 532.41 | -510 | -62.18 | -526 | -510
2035-06-22 | 600 | -526 | 532.41 | -510 | -300 | -526 | -300
2035-06-22 01:00 | 0 | -226 | -61.75 | -210 | 0 | -226 | 0
2035-06-22 02:00 | -600 | 0 | -661.75 | -32.77 | 0 | 0 | 0
2035-06-22 03:00 | -700 | -95 | -700 | -300 | -246.33 | -120.3 | -300
2035-06-22 04:00 | -100 | 205 | -100 | 0 | 53.67 | 179.7 | 0
2035-06-22 05:00 | -700 | 505 | -700 | 300 | 353.67 | 479.7 | 300
2035-06-22 06:00 | -100 | 505 | -100 | 510 | 653.67 | 505 | 510
2035-06-22 07:00 | 458.45 | 205 | 500 | 510 | 710 | 505 | 210
2035-06-22 08:00 | 76.59 | 505 | 500 | 510 | 710 | 505 | 510
2035-06-22 09:00 | -100 | 505 | -100 | 510 | 710 | 505 | 510
2035-06-22 10:00 | -700 | 505 | -700 | 510 | 710 | 505 | 385.79
2035-06-22 11:00 | -700 | 505 | -700 | 510 | 695.19 | 505 | 510
2035-06-22 12:00 | -700 | 505 | -700 | 510 | 710 | 505 | 510
2035-06-22 13:00 | -700 | 505 | -700 | 510 | 710 | 505 | 510
2035-06-22 14:00 | -700 | 505 | -700 | 510 | 710 | 505 | 510
2035-06-22 15:00 | -100 | 505 | -100 | 510 | 710 | 505 | 510
2035-06-22 16:00 | 500 | 283.08 | 500 | 210 | 410 | 505 | 300.84
2035-06-22 17:00 | 700 | 505 | 0 | 510 | 710 | 505 | 0.84
2035-06-22 18:00 | 700 | 505 | 0 | 510 | 710 | 505 | 225.07
2035-06-22 19:00 | 500 | 505 | 500 | 451.73 | 600 | 505 | 349.6
2035-06-22 20:00 | -100 | 300 | -100 | 151.73 | 300 | 252.48 | 49.6
2035-06-22 21:00 | -700 | 0 | -700 | -148.27 | 0 | -47.52 | -250.4
2035-06-22 22:00 | -700 | -95 | -700 | -300 | 0 | -95 | -168.89
2035-06-22 23:00 | -700 | 205 | -700 | 0 | 300 | 205 | 131.11
2035-06-23 | -700 | 505 | -700 | 300 | 600 | 505 | 431.11
2035-06-23 01:00 | -700 | 505 | -700 | 510 | 710 | 505 | 510
2035-06-23 02:00 | -700 | 505 | -700 | 510 | 710 | 505 | 510
2035-06-23 03:00 | -700 | 505 | -700 | 510 | 710 | 505 | 510
2035-06-23 04:00 | -700 | 505 | -700 | 510 | 710 | 505 | 510
2035-06-23 05:00 | -700 | 505 | -700 | 510 | 710 | 505 | 510
2035-06-23 06:00 | -700 | 505 | -700 | 510 | 710 | 505 | 510
2035-06-23 07:00 | -700 | 300 | -700 | 210 | 410 | 300 | 256.76
2035-06-23 08:00 | -700 | 0 | -700 | -90 | 110 | 0 | -43.24
2035-06-23 09:00 | -700 | -91.2 | -700 | -390 | -190 | -300 | -343.24
2035-06-23 10:00 | -700 | 208.8 | -700 | -90 | 110 | 0 | -43.24
2035-06-23 11:00 | -700 | 381.69 | -700 | 210 | 410 | 300 | 256.76
2035-06-23 12:00 | -700 | 505 | -700 | 510 | 710 | 505 | 510
2035-06-23 13:00 | -700 | 505 | -700 | 510 | 710 | 505 | 510
2035-06-23 14:00 | -700 | 505 | -700 | 510 | 710 | 505 | 510
2035-06-23 15:00 | -700 | 378.27 | -700 | 300 | 410 | 300 | 300
2035-06-23 16:00 | -100 | 78.27 | -100 | 0 | 110 | 0 | 0
2035-06-23 17:00 | -700 | -221.73 | -700 | -300 | -190 | -300 | -300
2035-06-23 18:00 | -700 | 78.27 | -700 | 0 | 110 | 0 | 0
2035-06-23 19:00 | -100 | 0 | -100 | 0 | 0 | 0 | 0
2035-06-23 20:00 | 500 | 0 | 500 | 0 | 0 | 0 | 0
2035-06-23 21:00 | 700 | 0 | 700 | 0 | 0 | 0 | 0
2035-06-23 22:00 | 700 | 0 | 700 | 108.04 | 0 | 0 | 0
2035-06-23 23:00 | 700 | 0 | 700 | 408.04 | 0 | 0 | 0
2035-06-24 | 700 | 0 | 700 | 510 | 0 | 0 | 237.34
2035-06-24 01:00 | 700 | 0 | 700 | 510 | 0 | 0 | 510
2035-06-24 02:00 | 700 | 0 | 700 | 510 | 122.15 | 0 | 510
2035-06-24 03:00 | 700 | 0 | 700 | 510 | 422.15 | 0 | 510
2035-06-24 04:00 | 700 | 0 | 700 | 510 | 574.62 | 0 | 510
2035-06-24 05:00 | 700 | 0 | 700 | 300 | 274.62 | 0 | 300
2035-06-24 06:00 | 700 | 0 | 700 | 0 | 0 | 0 | 0
2035-06-24 07:00 | 500 | 0 | 500 | 0 | 0 | 0 | 0
2035-06-24 08:00 | -100 | -226 | -100 | -300 | 0 | -226 | -283.12
2035-06-24 09:00 | -700 | -526 | -700 | -510 | 0 | -526 | -510
2035-06-24 10:00 | -700 | -526 | -700 | -510 | 0 | -526 | -477.09
2035-06-24 11:00 | -700 | -526 | -700 | -510 | 0 | -526 | -463.55
2035-06-24 12:00 | -700 | -526 | -700 | -510 | 0 | -526 | -484.13
2035-06-24 13:00 | -700 | -526 | -700 | -510 | 0 | -526 | -470
2035-06-24 14:00 | -700 | -526 | -700 | -510 | 0 | -526 | -456.39
2035-06-24 15:00 | -661.85 | -526 | -600 | -510 | -300 | -526 | -510
2035-06-24 16:00 | -61.85 | -526 | 0 | -510 | 0 | -526 | -510
2035-06-24 17:00 | 538.15 | -526 | 600 | -510 | -284.26 | -526 | -510
2035-06-24 18:00 | 700 | -526 | 700 | -510 | -55.12 | -526 | -510
2035-06-24 19:00 | 700 | -526 | 700 | -510 | -124.34 | -526 | -510
2035-06-24 20:00 | 700 | -300 | 700 | -510 | -273.46 | -323.47 | -300
2035-06-24 21:00 | 700 | 0 | 700 | -210 | 0 | -23.47 | 0
2035-06-24 22:00 | 700 | 300 | 700 | 90 | 300 | 276.53 | 300
2035-06-24 23:00 | 700 | 0 | 700 | 390 | 600 | 409.5 | 510
2035-06-25 | 700 | 300 | 700 | 510 | 710 | 505 | 510
2035-06-25 01:00 | 700 | 95.33 | 700 | 510 | 710 | 505 | 510
2035-06-25 02:00 | 700 | 300 | 700 | 510 | 710 | 505 | 510
2035-06-25 03:00 | 700 | 0 | 700 | 510 | 710 | 505 | 510
2035-06-25 04:00 | 700 | 0 | 700 | 510 | 710 | 505 | 510
2035-06-25 05:00 | 700 | 15.78 | 700 | 261.99 | 410 | 300 | 470.29
2035-06-25 06:00 | 700 | 0 | 700 | -38.01 | 110 | 0 | 170.29
2035-06-25 07:00 | 700 | -300 | 682.15 | -338.01 | -190 | -300 | -129.71
2035-06-25 08:00 | 100 | -526 | 82.15 | -510 | 0 | -526 | -334.54
2035-06-25 09:00 | -323.65 | -526 | -517.85 | -510 | 0 | -526 | -308.37
2035-06-25 10:00 | -700 | -526 | 0 | -510 | 0 | -526 | -427.02
2035-06-25 11:00 | -700 | -526 | -534.14 | -510 | -78.16 | -526 | -468.04
2035-06-25 12:00 | -700 | -526 | -534.14 | -510 | -378.16 | -526 | -510
2035-06-25 13:00 | -700 | -526 | 0 | -510 | -78.16 | -526 | -394.25
2035-06-25 14:00 | -109.58 | -526 | 0 | -510 | -169.6 | -526 | -510
2035-06-25 15:00 | 100 | -526 | 482.37 | -510 | -410 | -526 | -287.15
2035-06-25 16:00 | 700 | -526 | 700 | -510 | -710 | -526 | -510
2035-06-25 17:00 | 700 | -526 | 700 | -510 | -710 | -526 | -510
2035-06-25 18:00 | 700 | -526 | 700 | -510 | -710 | -526 | -510
2035-06-25 19:00 | 700 | -526 | 700 | -510 | -710 | -526 | -510
2035-06-25 20:00 | 700 | -526 | 700 | -510 | -710 | -526 | -510
2035-06-25 21:00 | 700 | -526 | 700 | -510 | -710 | -526 | -510
2035-06-25 22:00 | 700 | -226 | 700 | -210 | -410 | -226 | -210
2035-06-25 23:00 | 700 | 74 | 700 | 90 | -110 | 74 | 90
2035-06-26 | 700 | 0 | 700 | 390 | 0 | 0 | 87.07
2035-06-26 01:00 | 700 | 0 | 700 | 210 | 247.59 | 0 | 210
2035-06-26 02:00 | 700 | 0 | 700 | 510 | 547.59 | 165.35 | 510
2035-06-26 03:00 | 700 | 0 | 700 | 510 | 710 | 349.04 | 510
2035-06-26 04:00 | 700 | 300 | 700 | 510 | 600 | 505 | 510
2035-06-26 05:00 | 700 | 0 | 700 | 210 | 300 | 205 | 276.77
2035-06-26 06:00 | 700 | 0 | 700 | -90 | 0 | 0 | -23.23
2035-06-26 07:00 | 500 | -226 | 500 | -390 | -300 | -226 | -323.23
2035-06-26 08:00 | -100 | -526 | -100 | -510 | -162.63 | -526 | -510
2035-06-26 09:00 | -700 | -526 | -700 | -510 | -462.63 | -526 | -510
2035-06-26 10:00 | -700 | -526 | -700 | -510 | -323.1 | -526 | -510
2035-06-26 11:00 | -700 | -526 | -700 | -510 | -467.35 | -526 | -510
2035-06-26 12:00 | -700 | -497.59 | -700 | -510 | -288.07 | -526 | -210
2035-06-26 13:00 | -700 | -197.59 | -700 | -210 | 11.93 | -226 | 90
2035-06-26 14:00 | -700 | -33.59 | -700 | -210 | -288.07 | -226 | -210
2035-06-26 15:00 | -700 | -333.59 | -700 | -510 | -588.07 | -526 | -510
2035-06-26 16:00 | -700 | -33.59 | -700 | -510 | -300 | -300 | -417.54
2035-06-26 17:00 | -700 | 266.41 | -700 | -210 | 0 | 0 | -117.54
2035-06-26 18:00 | -700 | 0 | -648.84 | 0 | 0 | 0 | 0
2035-06-26 19:00 | -100 | 0 | -48.84 | 0 | 0 | 0 | 0
2035-06-26 20:00 | 0 | 0 | 0 | -300 | 0 | -48.05 | -281.46
2035-06-26 21:00 | 0 | -300 | 0 | -390 | -190 | -348.05 | -390
2035-06-26 22:00 | 0 | 0 | 0 | -90 | 110 | -48.05 | -90
2035-06-26 23:00 | -100 | 205 | -100 | 210 | 410 | 205 | 210
2035-06-27 | -641.45 | 505 | -700 | 510 | 710 | 505 | 510
2035-06-27 01:00 | -700 | 505 | -553.01 | 510 | 710 | 505 | 510
2035-06-27 02:00 | -600 | 505 | -284.83 | 510 | 710 | 505 | 510
2035-06-27 03:00 | 0 | 205 | -95.96 | 510 | 710 | 205 | 510
2035-06-27 04:00 | -335.38 | 300 | 0 | 510 | 710 | 420.62 | 510
2035-06-27 05:00 | 0 | 0 | 0 | 210 | 410 | 120.62 | 210
2035-06-27 06:00 | 0 | 0 | 0 | 0 | 110 | 0 | 0
2035-06-27 07:00 | 157.55 | 0 | 0 | -210 | -29.48 | 0 | -210
2035-06-27 08:00 | 500 | 0 | 500 | -510 | -329.48 | -287.81 | -510
2035-06-27 09:00 | -100 | 0 | -100 | -510 | -247.46 | -213.79 | -510
2035-06-27 10:00 | -700 | 0 | -700 | -510 | 0 | -276.62 | -385.53
2035-06-27 11:00 | -700 | -226 | -700 | -510 | 0 | -226 | -509.52
2035-06-27 12:00 | -700 | -526 | -700 | -510 | -198.81 | -526 | -510
2035-06-27 13:00 | -700 | -226 | -700 | -210 | 101.19 | -226 | -210
2035-06-27 14:00 | -700 | 74 | -700 | 90 | 401.19 | 74 | 90
2035-06-27 15:00 | -169.77 | 374 | -100 | 390 | 190 | 374 | 390
2035-06-27 16:00 | -700 | 74 | -700 | 90 | -110 | 74 | 90
2035-06-27 17:00 | -700 | -226 | -700 | -210 | -410 | -226 | -210
2035-06-27 18:00 | -700 | -526 | -700 | -510 | -710 | -526 | -510
2035-06-27 19:00 | -700 | -526 | -700 | -510 | -710 | -526 | -510
2035-06-27 20:00 | -700 | -526 | -700 | -510 | -710 | -526 | -510
2035-06-27 21:00 | -700 | -526 | -700 | -510 | -710 | -526 | -510
2035-06-27 22:00 | -700 | -226 | -700 | -210 | -410 | -226 | -210
2035-06-27 23:00 | -700 | 74 | -700 | 90 | -110 | 74 | 90
2035-06-28 | -700 | 374 | -700 | 390 | 190 | 374 | 390
2035-06-28 01:00 | -700 | 505 | -700 | 510 | 490 | 505 | 510
2035-06-28 02:00 | -132.93 | 505 | -700 | 510 | 710 | 505 | 510
2035-06-28 03:00 | -700 | 505 | -700 | 510 | 710 | 505 | 510
2035-06-28 04:00 | -100 | 505 | -100 | 510 | 710 | 505 | 421.78
2035-06-28 05:00 | 25.93 | 205 | 500 | 210 | 410 | 279 | 510
2035-06-28 06:00 | 0 | 505 | 0 | 510 | 710 | -21 | 225.66
2035-06-28 07:00 | 100 | 505 | 100 | 510 | 710 | 279 | 300
2035-06-28 08:00 | 700 | 205 | 700 | 247.63 | 710 | -21 | 0
2035-06-28 09:00 | 700 | 505 | 700 | 210 | 410 | 111.46 | 0
2035-06-28 10:00 | 483.54 | 205 | 100 | 510 | 710 | 364.21 | 210
2035-06-28 11:00 | -116.46 | 505 | 0 | 510 | 448.37 | 505 | 510
2035-06-28 12:00 | 0 | 349.9 | 600 | 510 | 148.37 | 279 | 300
2035-06-28 13:00 | 600 | 233.19 | 0 | 210 | 448.37 | -21 | 0
2035-06-28 14:00 | 700 | 0 | 0 | 510 | 148.37 | 0 | 0
2035-06-28 15:00 | 228.92 | 0 | 600 | 210 | 110 | 300 | 0
2035-06-28 16:00 | 0 | 205 | 500 | -90 | 410 | 505 | 198.02
2035-06-28 17:00 | -100 | 505 | -100 | 210 | 710 | 505 | 321.26
2035-06-28 18:00 | -700 | 505 | -700 | 510 | 710 | 505 | 510
2035-06-28 19:00 | -700 | 505 | -700 | 510 | 710 | 505 | 510
2035-06-28 20:00 | -700 | 505 | -700 | 510 | 710 | 505 | 510
2035-06-28 21:00 | -700 | 505 | -700 | 510 | 710 | 505 | 510
2035-06-28 22:00 | -700 | 505 | -700 | 510 | 710 | 505 | 510
2035-06-28 23:00 | -700 | 505 | -700 | 510 | 710 | 505 | 510
2035-06-29 | -135.29 | 505 | -700 | 510 | 710 | 505 | 510
2035-06-29 01:00 | -700 | 505 | -700 | 510 | 710 | 505 | 510
2035-06-29 02:00 | -100 | 505 | -100 | 510 | 710 | 505 | 510
2035-06-29 03:00 | 500 | 505 | 449.72 | 510 | 710 | 505 | 510
2035-06-29 04:00 | 485.08 | 505 | 0 | 510 | 710 | 505 | 510
2035-06-29 05:00 | -114.92 | 505 | -600 | 510 | 710 | 505 | 510
2035-06-29 06:00 | -700 | 505 | -700 | 510 | 710 | 505 | 510
2035-06-29 07:00 | -700 | 505 | -700 | 510 | 710 | 505 | 510
2035-06-29 08:00 | -100 | 505 | -100 | 510 | 710 | 505 | 510
2035-06-29 09:00 | 500 | 505 | 500 | 510 | 710 | 505 | 510
2035-06-29 10:00 | -100 | 505 | -100 | 510 | 710 | 505 | 510
2035-06-29 11:00 | -700 | 505 | -700 | 510 | 710 | 505 | 510
2035-06-29 12:00 | -700 | 505 | -700 | 510 | 710 | 505 | 510
2035-06-29 13:00 | -700 | 505 | -700 | 510 | 710 | 505 | 510
2035-06-29 14:00 | -700 | 505 | -700 | 510 | 490 | 505 | 510
2035-06-29 15:00 | -700 | 505 | -700 | 390 | 190 | 374 | 390
2035-06-29 16:00 | -700 | 220.1 | -700 | 90 | -110 | 74 | 90
2035-06-29 17:00 | -700 | -79.9 | -700 | -210 | -410 | -226 | -210
2035-06-29 18:00 | -700 | -379.9 | -700 | -510 | -710 | -526 | -510
2035-06-29 19:00 | -587.43 | -79.9 | -700 | -210 | -410 | -226 | -210
2035-06-29 20:00 | -485.55 | 0 | -700 | 0 | -110 | 0 | 0
2035-06-29 21:00 | 0 | 0 | -215.49 | 0 | 0 | 0 | 0
2035-06-29 22:00 | 0 | 0 | 0 | 0 | 0 | 0 | 0
2035-06-29 23:00 | 0 | 0 | 348.06 | 0 | 0 | 0 | 0
2035-06-30 | 600 | 0 | 442.07 | 210 | 0 | 0 | 0
2035-06-30 01:00 | 700 | 0 | 700 | 510 | 0 | 0 | 300
2035-06-30 02:00 | 700 | 0 | 700 | 510 | 184.56 | 0 | 510
2035-06-30 03:00 | 700 | 0 | 700 | 510 | 250.11 | 0 | 510
2035-06-30 04:00 | 700 | 0 | 700 | 510 | 525.5 | 0 | 510
2035-06-30 05:00 | 700 | 0 | 700 | 510 | 608.8 | 0 | 510
2035-06-30 06:00 | 700 | 0 | 700 | 510 | 486.8 | 0 | 510
2035-06-30 07:00 | 700 | 0 | 700 | 390 | 256.87 | 0 | 399.13
2035-06-30 08:00 | 700 | 0 | 700 | 90 | 0 | 0 | 99.13
2035-06-30 09:00 | 472.97 | -35.46 | 700 | -210 | -20.43 | -226 | -200.87
2035-06-30 10:00 | 700 | -335.46 | 700 | -510 | 0 | -526 | -324.9
2035-06-30 11:00 | 700 | -497.71 | 700 | -510 | 0 | -526 | -391.91
2035-06-30 12:00 | 100 | -197.71 | 100 | -510 | 0 | -522.6 | -261.14
2035-06-30 13:00 | -500 | 0 | -500 | -510 | 0 | -281.3 | -330.89
2035-06-30 14:00 | 0 | 0 | -273.25 | -510 | 0 | -226 | -59.96
2035-06-30 15:00 | 600 | -226 | 326.75 | -510 | 0 | -526 | -308.02
2035-06-30 16:00 | 700 | -526 | 697.9 | -510 | -19.19 | -526 | -300
2035-06-30 17:00 | 700 | -226 | 700 | -510 | 0 | -226 | 0
2035-06-30 18:00 | 700 | 0 | 700 | -510 | 0 | 0 | 0
2035-06-30 19:00 | 700 | 0 | 700 | -321.26 | 0 | 0 | 0
2035-06-30 20:00 | 700 | 0 | 700 | -21.26 | 0 | 0 | 0
2035-06-30 21:00 | 700 | 0 | 700 | 0 | 0 | 0 | 0
2035-06-30 22:00 | 700 | 0 | 700 | 300 | 0 | 0 | 3.44
2035-06-30 23:00 | 700 | 0 | 700 | 300 | 297.44 | 0 | 300
2035-07-01 | 700 | 0 | 700 | 0 | 0 | 0 | 0
2035-07-01 01:00 | 700 | 0 | 700 | -300 | 0 | 0 | -245.25
2035-07-01 02:00 | 700 | 0 | 700 | -93.07 | 0 | 0 | -40.18
2035-07-01 03:00 | 700 | 0 | 700 | 206.93 | 0 | 0 | 0
2035-07-01 04:00 | 700 | 0 | 700 | 506.93 | 236.95 | 0 | 300
2035-07-01 05:00 | 700 | 0 | 700 | 309.39 | 81.81 | 0 | 181.66
2035-07-01 06:00 | 700 | 0 | 700 | 510 | 381.81 | 0 | 481.66
2035-07-01 07:00 | 700 | 0 | 700 | 510 | 681.81 | 0 | 510
2035-07-01 08:00 | 700 | 0 | 700 | 390 | 710 | 0 | 510
2035-07-01 09:00 | 700 | 0 | 700 | 90 | 410 | 0 | 377.08
2035-07-01 10:00 | 700 | -142.3 | 700 | -210 | 110 | -226 | 77.08
2035-07-01 11:00 | 700 | -442.3 | 700 | -510 | -190 | -526 | -222.92
2035-07-01 12:00 | 700 | -526 | 700 | -510 | 0 | -526 | -510
2035-07-01 13:00 | 700 | -526 | 700 | -510 | 0 | -526 | -510
2035-07-01 14:00 | 700 | -526 | 700 | -510 | 0 | -526 | -510
2035-07-01 15:00 | 700 | -526 | 700 | -510 | -14.22 | -526 | -510
2035-07-01 16:00 | 700 | -526 | 700 | -510 | -86.85 | -526 | -510
2035-07-01 17:00 | 700 | -250.5 | 700 | -510 | -103.83 | -526 | -510
2035-07-01 18:00 | 700 | 0 | 700 | -510 | 0 | -226 | -510
2035-07-01 19:00 | 700 | 0 | 700 | -510 | 0 | 0 | -510
2035-07-01 20:00 | 700 | 0 | 700 | -510 | 0 | 0 | -510
2035-07-01 21:00 | 700 | 0 | 700 | -510 | -49.8 | 0 | -510
2035-07-01 22:00 | 700 | 0 | 700 | -510 | -49.8 | 0 | -510
2035-07-01 23:00 | 700 | 0 | 700 | -300 | 0 | 0 | -300
2035-07-02 | 700 | 0 | 700 | 0 | 218.96 | 0 | 0
2035-07-02 01:00 | 700 | 0 | 700 | 300 | 518.96 | 0 | 300
2035-07-02 02:00 | 700 | 0 | 700 | 510 | 710 | 0 | 510
2035-07-02 03:00 | 700 | 0 | 700 | 510 | 710 | 0 | 510
2035-07-02 04:00 | 700 | 0 | 700 | 357.86 | 410 | 0 | 454.43
2035-07-02 05:00 | 700 | 0 | 700 | 57.86 | 110 | 0 | 154.43
2035-07-02 06:00 | 700 | 0 | 700 | -242.14 | -190 | 0 | -145.57
2035-07-02 07:00 | 700 | -226 | 700 | -510 | 0 | -226 | -315.39
2035-07-02 08:00 | 100 | -526 | 100 | -510 | 0 | -526 | -385.21
2035-07-02 09:00 | -500 | -526 | -500 | -510 | -110.73 | -526 | -510
2035-07-02 10:00 | -700 | -526 | -700 | -510 | -344.6 | -526 | -510
2035-07-02 11:00 | -700 | -526 | -700 | -510 | -232.36 | -526 | -510
2035-07-02 12:00 | -700 | -526 | -700 | -510 | 0 | -526 | -425.75
2035-07-02 13:00 | -700 | -526 | -700 | -510 | 0 | -526 | -505.45
2035-07-02 14:00 | -700 | -526 | -700 | -510 | 0 | -526 | -431.26
2035-07-02 15:00 | -600 | -526 | -641.26 | -510 | 0 | -526 | -400.5
2035-07-02 16:00 | 0 | -526 | -41.26 | -510 | -110 | -526 | -491.94
2035-07-02 17:00 | 600 | -526 | 558.74 | -510 | -410 | -526 | -285.53
2035-07-02 18:00 | 700 | -526 | 700 | -510 | -710 | -526 | -510
2035-07-02 19:00 | 700 | -526 | 700 | -510 | -710 | -526 | -510
2035-07-02 20:00 | 700 | -526 | 700 | -510 | -474.1 | -526 | -510
2035-07-02 21:00 | 700 | -226 | 700 | -510 | -174.1 | -432.87 | -440.29
2035-07-02 22:00 | 700 | 0 | 700 | -510 | 0 | -300 | -179.65
2035-07-02 23:00 | 100 | 0 | 100 | -446.16 | 0 | 0 | 0
2035-07-03 | -490.48 | 0 | -500 | -210 | 0 | 0 | -210
2035-07-03 01:00 | -700 | -136.05 | -700 | -510 | -300 | -300 | -510
2035-07-03 02:00 | -700 | 163.95 | -700 | -210 | 0 | 0 | -210
2035-07-03 03:00 | -700 | 463.95 | -700 | 90 | 300 | 300 | 90
2035-07-03 04:00 | -700 | 505 | -700 | 390 | 600 | 505 | 390
2035-07-03 05:00 | -100 | 505 | -100 | 510 | 710 | 505 | 510
2035-07-03 06:00 | -700 | 505 | -700 | 510 | 710 | 505 | 510
2035-07-03 07:00 | -700 | 505 | -700 | 510 | 710 | 505 | 510
2035-07-03 08:00 | -700 | 505 | -700 | 510 | 710 | 505 | 510
2035-07-03 09:00 | -700 | 505 | -700 | 510 | 710 | 505 | 510
2035-07-03 10:00 | -700 | 505 | -700 | 510 | 710 | 505 | 510
2035-07-03 11:00 | -700 | 505 | -700 | 510 | 710 | 505 | 510
2035-07-03 12:00 | -700 | 505 | -700 | 510 | 710 | 505 | 510
2035-07-03 13:00 | -700 | 505 | -700 | 510 | 710 | 505 | 510
2035-07-03 14:00 | -700 | 505 | -700 | 510 | 710 | 505 | 510
2035-07-03 15:00 | -700 | 300 | -700 | 510 | 563.28 | 300 | 510
2035-07-03 16:00 | -700 | 0 | -700 | 210 | 263.28 | 0 | 210
2035-07-03 17:00 | -552.92 | 0 | -202.18 | -90 | 0 | 0 | 0
2035-07-03 18:00 | 47.08 | 0 | 397.82 | 0 | 0 | 0 | 0
2035-07-03 19:00 | 647.08 | 0 | 700 | 0 | 0 | 0 | 0
2035-07-03 20:00 | 700 | 0 | 700 | 0 | 0 | 0 | 0
2035-07-03 21:00 | 700 | 0 | 700 | 0 | 0 | 0 | 0
2035-07-03 22:00 | 700 | 0 | 700 | 300 | 0 | 0 | 0
2035-07-03 23:00 | 700 | 0 | 700 | 0 | 0 | 0 | 0
2035-07-04 | 700 | 0 | 700 | 300 | 0 | 0 | 300
2035-07-04 01:00 | 700 | 0 | 700 | 510 | 0 | 0 | 510
2035-07-04 02:00 | 700 | 0 | 700 | 510 | 300 | 0 | 510
2035-07-04 03:00 | 700 | 0 | 700 | 510 | 361.23 | 0 | 510
2035-07-04 04:00 | 700 | 0 | 700 | 390 | 61.23 | 0 | 510
2035-07-04 05:00 | 700 | 0 | 700 | 90 | 361.23 | 0 | 510
2035-07-04 06:00 | 700 | 0 | 700 | -210 | 234.7 | 0 | 210
2035-07-04 07:00 | 700 | -300 | 700 | -510 | -33.97 | -300 | -90
2035-07-04 08:00 | 700 | -226 | 700 | -210 | 0 | -226 | -73.72
2035-07-04 09:00 | 700 | -526 | 700 | -510 | -300 | -526 | -373.72
2035-07-04 10:00 | 500 | -526 | 500 | -510 | 0 | -526 | -141.18
2035-07-04 11:00 | -100 | -226 | -100 | -246.18 | 0 | -226 | 0
2035-07-04 12:00 | -700 | 0 | -700 | -510 | 0 | -143.43 | -76.96
2035-07-04 13:00 | -700 | -226 | -700 | -510 | 0 | -391.12 | -100.58
2035-07-04 14:00 | -700 | -526 | -700 | -510 | 0 | -526 | -103.18
2035-07-04 15:00 | -700 | -386.69 | -700 | -510 | 0 | -526 | -76.49
2035-07-04 16:00 | -700 | -245.42 | -700 | -510 | 0 | -526 | -95.25
2035-07-04 17:00 | -700 | -226 | -700 | -510 | -110 | -507.29 | -67.86
2035-07-04 18:00 | -700 | -526 | -700 | -510 | -410 | -526 | -210
2035-07-04 19:00 | -700 | -526 | -700 | -510 | -710 | -526 | -510
2035-07-04 20:00 | -700 | -226 | -700 | -210 | -410 | -226 | -210
2035-07-04 21:00 | -700 | 74 | -700 | 90 | -110 | 74 | 90
2035-07-04 22:00 | -100 | 374 | -100 | 390 | 190 | 374 | 390
2035-07-04 23:00 | 0 | 505 | 500 | 210 | 25.95 | 505 | 510
2035-07-05 | 600 | 411.61 | -100 | 510 | -64.86 | 205 | 510
2035-07-05 01:00 | 500 | 505 | 0 | 210 | 235.14 | 505 | 210
2035-07-05 02:00 | -100 | 457.88 | -100 | 510 | 429.43 | 205 | 510
2035-07-05 03:00 | -700 | 505 | -700 | 510 | 710 | 505 | 467.17
2035-07-05 04:00 | -100 | 505 | -100 | 510 | 710 | 505 | 510
2035-07-05 05:00 | -700 | 505 | -700 | 510 | 710 | 505 | 462.14
2035-07-05 06:00 | -700 | 505 | -700 | 510 | 710 | 505 | 510
2035-07-05 07:00 | -700 | 505 | -700 | 510 | 710 | 505 | 510
2035-07-05 08:00 | -100 | 505 | -100 | 510 | 710 | 505 | 510
2035-07-05 09:00 | 0 | 300 | 0 | 381.68 | 600 | 205 | 210
2035-07-05 10:00 | 0 | 0 | 0 | 81.68 | 300 | 103.33 | 245.44
2035-07-05 11:00 | 0 | 0 | 0 | 381.68 | 0 | 0 | -54.56
2035-07-05 12:00 | 0 | -27.24 | 0 | 81.68 | 300 | -300 | 0
2035-07-05 13:00 | 0 | 0 | 0 | 284.91 | 0 | 0 | 0
2035-07-05 14:00 | 0 | 0 | 0 | 210 | -184.48 | 205 | 0
2035-07-05 15:00 | 0 | 0 | 40.31 | -90 | 0 | 505 | 0
2035-07-05 16:00 | 0 | -21 | 85.69 | 210 | -47.56 | 505 | 0
2035-07-05 17:00 | 0 | 205 | 0 | 510 | 252.44 | 338.14 | 210
2035-07-05 18:00 | -600 | 505 | -282.98 | 510 | 552.44 | 505 | 510
2035-07-05 19:00 | -100 | 412.55 | -100 | 510 | 607.39 | 505 | 510
2035-07-05 20:00 | -700 | 112.55 | -700 | 210 | 307.39 | 205 | 210
2035-07-05 21:00 | -700 | 412.55 | -700 | 510 | 607.39 | 505 | 510
2035-07-05 22:00 | -700 | 153.45 | -700 | 210 | 410 | 205 | 210
2035-07-05 23:00 | -700 | 453.45 | -700 | 510 | 710 | 505 | 510
2035-07-06 | -700 | 505 | -700 | 510 | 710 | 505 | 510
2035-07-06 01:00 | -700 | 505 | -700 | 510 | 710 | 505 | 510
2035-07-06 02:00 | -700 | 505 | -700 | 510 | 710 | 505 | 510
2035-07-06 03:00 | -700 | 505 | -700 | 510 | 710 | 505 | 510
2035-07-06 04:00 | -700 | 505 | -700 | 510 | 710 | 505 | 510
2035-07-06 05:00 | -700 | 505 | -700 | 510 | 710 | 505 | 510
2035-07-06 06:00 | -700 | 505 | -700 | 510 | 710 | 505 | 510
2035-07-06 07:00 | -700 | 505 | -700 | 510 | 490 | 505 | 510
2035-07-06 08:00 | -700 | 251.21 | -700 | 210 | 190 | 205 | 210
2035-07-06 09:00 | -100 | -48.79 | -100 | -90 | -110 | -95 | -90
2035-07-06 10:00 | -100 | -226 | -100 | -210 | -410 | -226 | -210
2035-07-06 11:00 | -700 | -526 | -700 | -510 | -710 | -526 | -510
2035-07-06 12:00 | -700 | -526 | -700 | -510 | -710 | -526 | -510
2035-07-06 13:00 | -700 | -526 | -700 | -510 | -710 | -526 | -510
2035-07-06 14:00 | -700 | -526 | -700 | -510 | -710 | -526 | -510
2035-07-06 15:00 | -700 | -526 | -700 | -510 | -710 | -526 | -510
2035-07-06 16:00 | -191.66 | -526 | -100 | -510 | -616.9 | -526 | -510
2035-07-06 17:00 | 252.15 | -526 | 500 | -510 | -522.21 | -526 | -510
2035-07-06 18:00 | 700 | -526 | 700 | -510 | -710 | -526 | -510
2035-07-06 19:00 | 700 | -526 | 700 | -510 | -710 | -526 | -510
2035-07-06 20:00 | 700 | -526 | 700 | -510 | -710 | -526 | -510
2035-07-06 21:00 | 700 | -526 | 700 | -510 | -710 | -526 | -510
2035-07-06 22:00 | 700 | -226 | 700 | -210 | -410 | -226 | -210
2035-07-06 23:00 | 700 | 0 | 700 | 90 | -110 | 0 | 90
2035-07-07 | 700 | 0 | 700 | 390 | 0 | 0 | 390
2035-07-07 01:00 | 700 | 0 | 700 | 510 | 0 | 0 | 422.41
2035-07-07 02:00 | 700 | 0 | 700 | 510 | 300 | 0 | 268.76
2035-07-07 03:00 | 700 | 0 | 700 | 510 | 600 | 150.87 | 510
2035-07-07 04:00 | 700 | 71.95 | 700 | 510 | 710 | 450.87 | 510
2035-07-07 05:00 | 700 | 0 | 700 | 457.76 | 410 | 150.87 | 442.66
2035-07-07 06:00 | 700 | 0 | 700 | 157.76 | 126.18 | 0 | 211.51
2035-07-07 07:00 | 700 | 0 | 372.84 | -142.24 | 0 | 0 | -88.49
2035-07-07 08:00 | 154.63 | 0 | 600 | -442.24 | -300 | -139.97 | -388.49
2035-07-07 09:00 | 0 | 0 | 0 | -510 | -93.95 | -439.97 | -510
2035-07-07 10:00 | -600 | 0 | 0 | -510 | -176.08 | -325.93 | -300
2035-07-07 11:00 | -700 | 0 | -294.14 | -210 | 0 | -25.93 | 0
2035-07-07 12:00 | -700 | 0 | -65.79 | 0 | 0 | 0 | 0
2035-07-07 13:00 | -700 | 0 | -665.79 | 0 | 0 | 0 | 0
2035-07-07 14:00 | -700 | 0 | -700 | 0 | 0 | 0 | 0
2035-07-07 15:00 | -600 | 0 | -519.53 | 0 | 0 | 0 | 0
2035-07-07 16:00 | 0 | 0 | -484.68 | 0 | 0 | 0 | 0
2035-07-07 17:00 | 600 | 0 | 115.32 | 0 | 0 | 0 | 0
2035-07-07 18:00 | 700 | -57.83 | 700 | -300 | -300 | -300 | -300
2035-07-07 19:00 | 700 | 0 | 700 | -90 | 0 | 0 | -5.36
2035-07-07 20:00 | 700 | 0 | 700 | 210 | 300 | 193.84 | 294.64
2035-07-07 21:00 | 700 | 0 | 700 | 510 | 0 | 0 | 277.74
2035-07-07 22:00 | 700 | 0 | 700 | 510 | 110 | 0 | 429.02
2035-07-07 23:00 | 700 | 106.52 | 700 | 482.74 | 410 | 300 | 300
2035-07-08 | 700 | 0 | 700 | 202.55 | 110 | 0 | 0
2035-07-08 01:00 | 700 | 280.46 | 700 | 502.55 | 410 | 300 | 300
2035-07-08 02:00 | 700 | 116.05 | 700 | 510 | 710 | 505 | 510
2035-07-08 03:00 | 700 | 116.05 | 700 | 510 | 710 | 505 | 510
2035-07-08 04:00 | 700 | 210.26 | 700 | 510 | 710 | 505 | 510
2035-07-08 05:00 | 700 | 217.24 | 700 | 390 | 600 | 378.49 | 510
2035-07-08 06:00 | 700 | 217.24 | 700 | 90 | 300 | 78.49 | 300
2035-07-08 07:00 | 700 | 0 | 700 | -210 | 0 | -221.51 | 0
2035-07-08 08:00 | 700 | -300 | 700 | -510 | -300 | -521.51 | -300
2035-07-08 09:00 | 700 | -526 | 700 | -510 | -116.91 | -526 | -510
2035-07-08 10:00 | 700 | -526 | 700 | -510 | -61.62 | -526 | -510
2035-07-08 11:00 | 388.17 | -526 | 700 | -510 | 0 | -526 | -452.86
2035-07-08 12:00 | 700 | -526 | 590.28 | -510 | 0 | -526 | -355.44
2035-07-08 13:00 | 638.11 | -526 | 590.28 | -510 | 0 | -526 | -345.77
2035-07-08 14:00 | 638.11 | -526 | 700 | -510 | 0 | -526 | -350
2035-07-08 15:00 | 589.52 | -526 | 700 | -510 | 0 | -526 | -343.48
2035-07-08 16:00 | 700 | -526 | 700 | -510 | 0 | -526 | -291.03
2035-07-08 17:00 | 700 | -526 | 700 | -510 | 0 | -526 | -222.36
2035-07-08 18:00 | 700 | -526 | 700 | -510 | 0 | -526 | -288.9
2035-07-08 19:00 | 700 | -300 | 700 | -510 | -8.46 | -478.47 | -300
2035-07-08 20:00 | 700 | 0 | 700 | -210 | 0 | -178.47 | 0
2035-07-08 21:00 | 700 | 300 | 700 | 90 | 300 | 121.53 | 300
2035-07-08 22:00 | 700 | 0 | 700 | 390 | 0 | 0 | 386.71
2035-07-08 23:00 | 700 | 0 | 700 | 510 | 239.5 | 0 | 510
2035-07-09 | 700 | 0 | 700 | 510 | 0 | 0 | 367
2035-07-09 01:00 | 700 | 0 | 700 | 510 | 0 | 0 | 67
2035-07-09 02:00 | 700 | 0 | 700 | 510 | 0 | 0 | 175.73
2035-07-09 03:00 | 700 | 0 | 700 | 510 | 0 | 0 | 475.73
2035-07-09 04:00 | 700 | 0 | 700 | 510 | 0 | 0 | 301.72
2035-07-09 05:00 | 700 | 0 | 700 | 390 | 0 | 0 | 1.72
2035-07-09 06:00 | 500 | 0 | 500 | 90 | 0 | 0 | 0
2035-07-09 07:00 | -100 | 0 | -100 | -210 | 0 | -64.15 | 1.08
2035-07-09 08:00 | -700 | -300 | -700 | -510 | -184.63 | -364.15 | -298.92
2035-07-09 09:00 | -700 | -526 | -700 | -510 | -110 | -526 | -497.63
2035-07-09 10:00 | -700 | -526 | -700 | -510 | -410 | -526 | -474.03
2035-07-09 11:00 | -700 | -526 | -700 | -510 | -710 | -526 | -510
2035-07-09 12:00 | -700 | -526 | -700 | -510 | -710 | -526 | -510
2035-07-09 13:00 | -700 | -526 | -700 | -510 | -710 | -526 | -510
2035-07-09 14:00 | -700 | -526 | -700 | -510 | -710 | -526 | -510
2035-07-09 15:00 | -700 | -526 | -700 | -510 | -710 | -526 | -510
2035-07-09 16:00 | -600 | -526 | -696.16 | -510 | -710 | -526 | -510
2035-07-09 17:00 | 0 | -526 | -96.16 | -510 | -710 | -526 | -510
2035-07-09 18:00 | 600 | -526 | 503.84 | -510 | -710 | -526 | -510
2035-07-09 19:00 | 700 | -526 | 700 | -510 | -710 | -526 | -510
2035-07-09 20:00 | 700 | -526 | 700 | -510 | -710 | -526 | -510
2035-07-09 21:00 | 700 | -526 | 700 | -510 | -710 | -526 | -510
2035-07-09 22:00 | 700 | -300 | 700 | -510 | -410 | -300 | -376.44
2035-07-09 23:00 | 667.82 | 0 | 700 | -210 | -110 | 0 | -76.44
2035-07-10 | 700 | 0 | 700 | 0 | 0 | 0 | 0
2035-07-10 01:00 | 700 | 0 | 700 | 300 | 0 | 0 | 84.09
2035-07-10 02:00 | 601.15 | 0 | 600 | 210 | 239.94 | 0 | 210
2035-07-10 03:00 | 1.15 | 0 | 0 | 510 | 539.94 | 205 | 510
2035-07-10 04:00 | -598.85 | 300 | -600 | 510 | 710 | 505 | 510
2035-07-10 05:00 | 1.15 | 0 | 0 | 210 | 410 | 205 | 210
2035-07-10 06:00 | 0 | 0 | 33.77 | 0 | 110 | 0 | 0
2035-07-10 07:00 | -600 | -226 | -233.32 | -210 | -65.83 | -226 | -210
2035-07-10 08:00 | -700 | -526 | -700 | -510 | -365.83 | -526 | -510
2035-07-10 09:00 | -100 | -226 | -100 | -510 | -410 | -226 | -453.47
2035-07-10 10:00 | -700 | -526 | -700 | -510 | -710 | -526 | -510
2035-07-10 11:00 | -700 | -526 | -700 | -510 | -710 | -526 | -510
2035-07-10 12:00 | -700 | -526 | -700 | -510 | -710 | -526 | -510
2035-07-10 13:00 | -700 | -526 | -700 | -510 | -710 | -526 | -510
2035-07-10 14:00 | -700 | -526 | -700 | -510 | -710 | -526 | -510
2035-07-10 15:00 | -700 | -526 | -700 | -510 | -710 | -526 | -510
2035-07-10 16:00 | -700 | -526 | -700 | -510 | -710 | -526 | -510
2035-07-10 17:00 | -100 | -526 | -100 | -510 | -710 | -526 | -510
2035-07-10 18:00 | 500 | -226 | 500 | -510 | -710 | -349.88 | -510
2035-07-10 19:00 | 700 | -526 | 700 | -510 | -710 | -526 | -510
2035-07-10 20:00 | 700 | -226 | 700 | -510 | -511.69 | -354.61 | -510
2035-07-10 21:00 | 700 | 0 | 700 | -210 | -211.69 | -173.47 | -210
2035-07-10 22:00 | 700 | 0 | 700 | 90 | 88.31 | 126.53 | 90
2035-07-10 23:00 | 700 | 300 | 700 | 390 | 388.31 | 426.53 | 390
2035-07-11 | 700 | 198.42 | 700 | 510 | 688.31 | 220.16 | 510
2035-07-11 01:00 | 700 | 498.42 | 700 | 510 | 710 | 505 | 510
2035-07-11 02:00 | 700 | 505 | 700 | 510 | 710 | 505 | 510
2035-07-11 03:00 | 700 | 505 | 700 | 510 | 710 | 505 | 510
2035-07-11 04:00 | 700 | 300 | 700 | 510 | 600 | 376.41 | 510
2035-07-11 05:00 | 700 | 0 | 700 | 210 | 300 | 76.41 | 210
2035-07-11 06:00 | 700 | 0 | 700 | 0 | 0 | 0 | 0
2035-07-11 07:00 | 569.16 | -226 | 600 | -300 | -121.58 | -226 | -300
2035-07-11 08:00 | -30.84 | -526 | 0 | -510 | -94.13 | -526 | -510
2035-07-11 09:00 | -630.84 | -526 | -600 | -510 | -177.45 | -526 | -453.15
2035-07-11 10:00 | -700 | -526 | -700 | -510 | 0 | -526 | -153.15
2035-07-11 11:00 | -700 | -526 | -700 | -510 | 0 | -526 | -398.26
2035-07-11 12:00 | -700 | -526 | -700 | -510 | 0 | -526 | -98.26
2035-07-11 13:00 | -700 | -526 | -700 | -510 | 0 | -526 | -224.73
2035-07-11 14:00 | -700 | -526 | -700 | -510 | 0 | -526 | -53.98
2035-07-11 15:00 | -516.71 | -526 | -600 | -510 | 0 | -526 | -353.98
2035-07-11 16:00 | 83.29 | -526 | 0 | -510 | -110 | -526 | -299.49
2035-07-11 17:00 | 683.29 | -526 | 598.59 | -510 | -410 | -526 | -264.56
2035-07-11 18:00 | 700 | -526 | 700 | -510 | -710 | -526 | -510
2035-07-11 19:00 | 700 | -526 | 700 | -510 | -710 | -526 | -510
2035-07-11 20:00 | 700 | -526 | 700 | -510 | -446.32 | -526 | -510
2035-07-11 21:00 | 700 | -226 | 700 | -215.71 | -146.32 | -226 | -210
2035-07-11 22:00 | 700 | 0 | 700 | 0 | 99.41 | 0 | 0
2035-07-11 23:00 | 700 | 0 | 700 | 210 | 399.41 | 0 | 210
2035-07-12 | 700 | 49.71 | 700 | 510 | 699.41 | 300 | 510
2035-07-12 01:00 | 700 | 0 | 700 | 510 | 710 | 224.96 | 510
2035-07-12 02:00 | 700 | 0 | 700 | 510 | 410 | 0 | 510
2035-07-12 03:00 | 700 | 0 | 700 | 510 | 222.24 | 0 | 510
2035-07-12 04:00 | 700 | 0 | 700 | 390 | 522.24 | 36.54 | 510
2035-07-12 05:00 | 700 | 9.66 | 700 | 90 | 222.24 | 74 | 210
2035-07-12 06:00 | 500 | -226 | 500 | -210 | -77.76 | -226 | -90
2035-07-12 07:00 | -100 | -526 | -100 | -510 | -377.76 | -526 | -390
2035-07-12 08:00 | -700 | -526 | -700 | -510 | -677.76 | -526 | -510
2035-07-12 09:00 | -700 | -526 | -700 | -510 | -377.76 | -526 | -211.69
2035-07-12 10:00 | -700 | -526 | -700 | -510 | -337.25 | -526 | -510
2035-07-12 11:00 | -700 | -526 | -700 | -510 | -424.55 | -526 | -510
2035-07-12 12:00 | -700 | -526 | -700 | -510 | -409.25 | -526 | -504.58
2035-07-12 13:00 | -700 | -526 | -700 | -510 | -709.25 | -526 | -510
2035-07-12 14:00 | -700 | -526 | -700 | -510 | -682.46 | -526 | -510
2035-07-12 15:00 | -700 | -526 | -700 | -510 | -710 | -526 | -510
2035-07-12 16:00 | -700 | -226 | -700 | -510 | -574.14 | -226 | -510
2035-07-12 17:00 | -600 | -226 | -700 | -210 | -274.14 | -226 | -210
2035-07-12 18:00 | 0 | -526 | -100 | -510 | -300 | -526 | -444.97
2035-07-12 19:00 | 0 | -226 | -66.45 | -210 | 0 | -226 | -144.97
2035-07-12 20:00 | 0 | 0 | 0 | -460.18 | 0 | 0 | -300
2035-07-12 21:00 | 0 | 0 | -554.57 | -160.18 | 0 | 0 | 0
2035-07-12 22:00 | -600 | 0 | -700 | 0 | 0 | 0 | 0
2035-07-12 23:00 | -586.29 | 0 | -700 | 0 | 0 | 0 | 0
2035-07-13 | -700 | 0 | -100 | 300 | 300 | 95.51 | 300
2035-07-13 01:00 | -700 | 0 | -700 | 510 | 393.47 | 0 | 510
2035-07-13 02:00 | -700 | 0 | -700 | 401.61 | 361.29 | 0 | 210
2035-07-13 03:00 | -624.51 | 0 | -700 | 510 | 661.29 | 224.98 | 510
2035-07-13 04:00 | -24.51 | 0 | -600 | 510 | 361.29 | 300 | 510
2035-07-13 05:00 | 0 | 0 | 0 | 210 | 61.29 | 0 | 210
2035-07-13 06:00 | 0 | 0 | 454.32 | 0 | 0 | 0 | 0
2035-07-13 07:00 | 0 | 0 | 233.09 | 0 | 0 | 0 | 0
2035-07-13 08:00 | -100 | 0 | -68.94 | -195.77 | 0 | 0 | 0
2035-07-13 09:00 | -700 | 0 | -668.94 | 0 | 0 | 0 | 0
2035-07-13 10:00 | -700 | 0 | -700 | -112.35 | 0 | 0 | 0
2035-07-13 11:00 | -700 | 0 | -700 | -210 | -149.81 | 0 | -210
2035-07-13 12:00 | -642.84 | -300 | -700 | -510 | -449.81 | -300 | -510
2035-07-13 13:00 | -642.84 | 0 | -700 | -210 | -149.81 | 0 | -210
2035-07-13 14:00 | -42.84 | -226 | -500 | -510 | 0 | -226 | -477.21
2035-07-13 15:00 | 381.39 | -526 | 100 | -510 | -274.28 | -526 | -510
2035-07-13 16:00 | 667.6 | -526 | 700 | -510 | -574.28 | -526 | -510
2035-07-13 17:00 | 700 | -393.13 | 700 | -510 | -604.87 | -526 | -510
2035-07-13 18:00 | 700 | -101.21 | 700 | -510 | -472.98 | -526 | -510
2035-07-13 19:00 | 700 | -101.21 | 700 | -510 | -675.3 | -526 | -510
2035-07-13 20:00 | 700 | 0 | 700 | -510 | -491.08 | -526 | -510
2035-07-13 21:00 | 700 | 0 | 700 | -510 | -191.08 | -526 | -427.66
2035-07-13 22:00 | 700 | 0 | 700 | -210 | 0 | -226 | -127.66
2035-07-13 23:00 | 700 | 300 | 700 | 90 | 300 | 74 | 172.34
2035-07-14 | 700 | 0 | 700 | 390 | 0 | 0 | 472.34
2035-07-14 01:00 | 700 | 0 | 700 | 510 | 4.4 | 0 | 510
2035-07-14 02:00 | 700 | 0 | 700 | 510 | 0 | 0 | 510
2035-07-14 03:00 | 700 | 0 | 700 | 510 | 35.87 | 0 | 510
2035-07-14 04:00 | 700 | 0 | 700 | 510 | 0 | 0 | 296.05
2035-07-14 05:00 | 700 | 0 | 700 | 472.47 | 0 | 0 | 50.87
2035-07-14 06:00 | 600 | 0 | 616.43 | 172.47 | 0 | 0 | 0
2035-07-14 07:00 | 0 | 0 | 16.43 | 0 | 0 | 0 | 0
2035-07-14 08:00 | -600 | 0 | -583.57 | -300 | -177.36 | -91.63 | -300
2035-07-14 09:00 | -700 | 0 | -700 | -510 | -477.36 | -391.63 | -510
2035-07-14 10:00 | -700 | 0 | -700 | -510 | -177.36 | -339.14 | -416.53
2035-07-14 11:00 | -286.94 | 0 | -700 | -510 | -15.59 | -207.09 | -510
2035-07-14 12:00 | -700 | 0 | -700 | -382.7 | 0 | 0 | -210
2035-07-14 13:00 | -700 | 0 | -700 | -510 | 0 | 0 | -151.01
2035-07-14 14:00 | -700 | 0 | -700 | -510 | 0 | 0 | -314.66
2035-07-14 15:00 | -600 | 0 | -600 | -510 | -2.19 | -213.3 | -510
2035-07-14 16:00 | 0 | -300 | 0 | -510 | -191.12 | -513.3 | -433.36
2035-07-14 17:00 | 0 | 0 | 0 | -210 | 0 | -213.3 | -133.36
2035-07-14 18:00 | 0 | 0 | 23.57 | 0 | 0 | 0 | 0
2035-07-14 19:00 | 600 | 0 | 320.01 | 0 | 0 | 0 | 0
2035-07-14 20:00 | 700 | 0 | 700 | -300 | -250.7 | 0 | -300
2035-07-14 21:00 | 100 | 0 | 392.99 | 0 | 0 | 0 | 0
2035-07-14 22:00 | 0 | 0 | 134.07 | 0 | 0 | 0 | 0
2035-07-14 23:00 | 0 | 0 | -303.34 | 0 | 0 | 0 | 0
2035-07-15 | -600 | 0 | -64.82 | 0 | 0 | 0 | 0
2035-07-15 01:00 | 0 | 0 | 0 | 0 | 0 | 0 | 0
2035-07-15 02:00 | -460.06 | 0 | 0 | 0 | 0 | 0 | 0
2035-07-15 03:00 | 0 | 0 | -331.4 | 0 | 0 | 0 | 0
2035-07-15 04:00 | -151.31 | 0 | -700 | 0 | 0 | 0 | 0
2035-07-15 05:00 | -100 | 0 | -548.9 | 0 | 0 | 0 | 0
2035-07-15 06:00 | -700 | 0 | -648.2 | 0 | -110 | 0 | 0
2035-07-15 07:00 | -700 | -226 | -360.29 | -210 | -410 | -226 | -210
2035-07-15 08:00 | -700 | -526 | -700 | -510 | -710 | -526 | -510
2035-07-15 09:00 | -700 | -526 | -700 | -510 | -710 | -526 | -510
2035-07-15 10:00 | -700 | -526 | -700 | -510 | -710 | -526 | -510
2035-07-15 11:00 | -700 | -526 | -700 | -510 | -710 | -526 | -510
2035-07-15 12:00 | -700 | -526 | -700 | -510 | -710 | -526 | -510
2035-07-15 13:00 | -700 | -526 | -700 | -510 | -710 | -526 | -510
2035-07-15 14:00 | -700 | -526 | -700 | -510 | -710 | -526 | -510
2035-07-15 15:00 | -700 | -526 | -700 | -510 | -530.17 | -526 | -510
2035-07-15 16:00 | -700 | -526 | -700 | -510 | -710 | -526 | -510
2035-07-15 17:00 | -500 | -526 | -525.79 | -510 | -710 | -526 | -510
2035-07-15 18:00 | 100 | -526 | 74.21 | -510 | -710 | -526 | -510
2035-07-15 19:00 | 700 | -526 | 674.21 | -510 | -710 | -526 | -510
2035-07-15 20:00 | 700 | -526 | 700 | -510 | -710 | -526 | -510
2035-07-15 21:00 | 700 | -226 | 700 | -336.87 | -410 | -226 | -300
2035-07-15 22:00 | 700 | 0 | 625.01 | -36.87 | -110 | 0 | 0
2035-07-15 23:00 | 700 | 0 | 268.1 | 0 | 0 | 0 | 0
2035-07-16 | 700 | 0 | 700 | 300 | 167.18 | 0 | 300
2035-07-16 01:00 | 700 | 0 | 700 | 210 | 190.43 | 0 | 210
2035-07-16 02:00 | 700 | 0 | 700 | 510 | 490.43 | 0 | 510
2035-07-16 03:00 | 700 | 0 | 700 | 510 | 710 | 12.44 | 510
2035-07-16 04:00 | 700 | 0 | 700 | 390 | 600 | 300 | 447.21
2035-07-16 05:00 | 700 | 0 | 700 | 90 | 300 | 0 | 147.21
2035-07-16 06:00 | 700 | -300 | 700 | -210 | 0 | -300 | -152.79
2035-07-16 07:00 | 700 | -526 | 700 | -510 | -176.51 | -526 | -452.79
2035-07-16 08:00 | 500 | -526 | 500 | -510 | -102.7 | -526 | -510
2035-07-16 09:00 | -100 | -526 | -100 | -510 | -402.7 | -526 | -510
2035-07-16 10:00 | -700 | -526 | -700 | -510 | -417.6 | -526 | -510
2035-07-16 11:00 | -700 | -526 | -700 | -510 | -117.6 | -526 | -510
2035-07-16 12:00 | -700 | -526 | -700 | -510 | -417.6 | -526 | -510
2035-07-16 13:00 | -700 | -526 | -700 | -510 | -616.18 | -526 | -510
2035-07-16 14:00 | -700 | -526 | -700 | -510 | -710 | -526 | -510
2035-07-16 15:00 | -700 | -526 | -700 | -510 | -449.71 | -526 | -510
2035-07-16 16:00 | -700 | -526 | -700 | -510 | -261.52 | -526 | -210
2035-07-16 17:00 | -325.91 | -526 | -500 | -510 | -561.52 | -526 | -510
2035-07-16 18:00 | 274.09 | -526 | 100 | -510 | -710 | -526 | -510
2035-07-16 19:00 | 700 | -526 | 700 | -510 | -710 | -526 | -510
2035-07-16 20:00 | 700 | -526 | 700 | -510 | -676.87 | -526 | -510
2035-07-16 21:00 | 700 | -526 | 700 | -510 | -376.87 | -526 | -300
2035-07-16 22:00 | 700 | -226 | 700 | -210 | -76.87 | -226 | 0
2035-07-16 23:00 | 592.59 | 0 | 100 | 0 | 0 | 0 | 0
2035-07-17 | 600 | 0 | 124.78 | 0 | 0 | 0 | 0
2035-07-17 01:00 | 0 | 0 | 229.77 | 0 | 0 | 0 | 0
2035-07-17 02:00 | 465.2 | 0 | 100 | 0 | 0 | 0 | 0
2035-07-17 03:00 | 0 | 0 | 700 | 0 | 0 | 0 | 0
2035-07-17 04:00 | 296.66 | 0 | 100 | 0 | 0 | 0 | 0
2035-07-17 05:00 | 0 | 0 | 0 | 0 | 0 | 0 | 0
2035-07-17 06:00 | 0 | 0 | 0 | 0 | 0 | 0 | 0
2035-07-17 07:00 | -100 | 0 | -100 | -64.63 | 0 | 0 | 0
2035-07-17 08:00 | -700 | 0 | -700 | -364.63 | 0 | -51.61 | 0
2035-07-17 09:00 | -700 | 0 | -700 | -510 | 0 | -139.38 | 0
2035-07-17 10:00 | -700 | 0 | -700 | -510 | 0 | -439.38 | 0
2035-07-17 11:00 | -700 | 0 | -700 | -510 | 0 | -139.38 | 0
2035-07-17 12:00 | -700 | 0 | -700 | -510 | 0 | -439.38 | 0
2035-07-17 13:00 | -700 | 0 | -700 | -510 | 0 | -139.38 | 0
2035-07-17 14:00 | -700 | 0 | -700 | -510 | 0 | 0 | 0
2035-07-17 15:00 | -600 | 0 | -600 | -510 | 0 | -199.12 | 0
2035-07-17 16:00 | 0 | 0 | 0 | -510 | 0 | -421.38 | -126.85
2035-07-17 17:00 | 282.36 | -79.24 | 600 | -510 | 0 | -526 | -137.97
2035-07-17 18:00 | 700 | -379.24 | 700 | -510 | 0 | -526 | -437.97
2035-07-17 19:00 | 700 | -526 | 700 | -510 | -93.58 | -526 | -510
2035-07-17 20:00 | 700 | -353.59 | 700 | -510 | 0 | -526 | -510
2035-07-17 21:00 | 700 | -53.59 | 700 | -510 | 0 | -526 | -431.12
2035-07-17 22:00 | 700 | 0 | 700 | -210 | 0 | -269.07 | -131.12
2035-07-17 23:00 | 700 | 300 | 700 | 90 | 300 | 30.93 | 168.88
2035-07-18 | 700 | 441.02 | 700 | 390 | 600 | 330.93 | 468.88
2035-07-18 01:00 | 700 | 441.02 | 700 | 510 | 710 | 505 | 510
2035-07-18 02:00 | 700 | 141.02 | 700 | 510 | 710 | 505 | 510
2035-07-18 03:00 | 700 | 0 | 700 | 510 | 710 | 505 | 510
2035-07-18 04:00 | 700 | 0 | 700 | 390 | 600 | 374 | 510
2035-07-18 05:00 | 700 | 0 | 700 | 90 | 300 | 74 | 210
2035-07-18 06:00 | 700 | -300 | 700 | -210 | 0 | -226 | -90
2035-07-18 07:00 | 700 | -526 | 700 | -510 | -299.26 | -526 | -390
2035-07-18 08:00 | 700 | -526 | 700 | -510 | -410 | -526 | -510
2035-07-18 09:00 | 500 | -526 | 231.02 | -510 | -710 | -526 | -510
2035-07-18 10:00 | -100 | -526 | -368.98 | -510 | -410 | -526 | -510
2035-07-18 11:00 | -700 | -526 | -700 | -510 | -567.64 | -526 | -510
2035-07-18 12:00 | -700 | -526 | -700 | -510 | -267.64 | -526 | -510
2035-07-18 13:00 | -700 | -526 | -700 | -510 | -96.37 | -526 | -510
2035-07-18 14:00 | -700 | -526 | -700 | -510 | -204.14 | -526 | -510
2035-07-18 15:00 | -500 | -526 | -516.35 | -510 | -10.5 | -526 | -510
2035-07-18 16:00 | 100 | -526 | 83.65 | -510 | -310.5 | -526 | -510
2035-07-18 17:00 | 700 | -526 | 536.59 | -510 | -410 | -526 | -418.65
2035-07-18 18:00 | 700 | -526 | 700 | -510 | -710 | -526 | -510
2035-07-18 19:00 | 700 | -526 | 700 | -510 | -710 | -526 | -510
2035-07-18 20:00 | 700 | -526 | 700 | -510 | -710 | -526 | -510
2035-07-18 21:00 | 700 | -416.65 | 700 | -510 | -594.06 | -526 | -510
2035-07-18 22:00 | 700 | -116.65 | 700 | -210 | -294.06 | -226 | -210
2035-07-18 23:00 | 700 | 0 | 700 | 90 | 5.94 | 64.27 | 90
2035-07-19 | 700 | 0 | 700 | 390 | 305.94 | 274.81 | 390
2035-07-19 01:00 | 700 | 0 | 700 | 510 | 605.94 | 0 | 510
2035-07-19 02:00 | 700 | 0 | 700 | 510 | 710 | 0 | 510
2035-07-19 03:00 | 700 | 0 | 700 | 510 | 710 | 0 | 510
2035-07-19 04:00 | 700 | 0 | 700 | 510 | 410 | 0 | 510
2035-07-19 05:00 | 700 | 0 | 700 | 390 | 281.1 | 0 | 300
2035-07-19 06:00 | 600 | 74 | 560.17 | 90 | -5.17 | 21.54 | 0
2035-07-19 07:00 | 0 | -226 | -39.83 | -210 | -305.17 | -278.46 | -300
2035-07-19 08:00 | -600 | -526 | -639.83 | -510 | -605.17 | -526 | -510
2035-07-19 09:00 | -100 | -526 | -100 | -510 | -637.37 | -526 | -510
2035-07-19 10:00 | -700 | -526 | -700 | -510 | -410 | -526 | -380.56
2035-07-19 11:00 | -700 | -526 | -700 | -510 | -710 | -526 | -510
2035-07-19 12:00 | -700 | -526 | -700 | -510 | -710 | -526 | -510
2035-07-19 13:00 | -700 | -526 | -700 | -510 | -710 | -526 | -510
2035-07-19 14:00 | -700 | -526 | -700 | -510 | -710 | -526 | -510
2035-07-19 15:00 | -700 | -526 | -700 | -510 | -710 | -526 | -510
2035-07-19 16:00 | -500 | -526 | -112.41 | -510 | -708.44 | -526 | -510
2035-07-19 17:00 | 100 | -526 | 386.56 | -510 | -677.86 | -526 | -510
2035-07-19 18:00 | 700 | -526 | 700 | -510 | -710 | -526 | -510
2035-07-19 19:00 | 700 | -526 | 700 | -510 | -710 | -526 | -510
2035-07-19 20:00 | 700 | -526 | 700 | -510 | -710 | -526 | -510
2035-07-19 21:00 | 700 | -231.64 | 700 | -300 | -410 | -300 | -300
2035-07-19 22:00 | 700 | 68.36 | 700 | 0 | -110 | 0 | 0
2035-07-19 23:00 | 700 | 0 | 700 | 300 | 184.98 | 0 | 300
2035-07-20 | 700 | 0 | 700 | 510 | 166.24 | 0 | 510
2035-07-20 01:00 | 700 | 205 | 700 | 459.5 | 410 | 205 | 210
2035-07-20 02:00 | 700 | 505 | 700 | 510 | 710 | 505 | 510
2035-07-20 03:00 | 700 | 505 | 700 | 510 | 710 | 505 | 510
2035-07-20 04:00 | 700 | 300 | 700 | 390 | 640.77 | 374 | 510
2035-07-20 05:00 | 700 | 0 | 700 | 90 | 340.77 | 74 | 210
2035-07-20 06:00 | 700 | -133.66 | 700 | -210 | 40.77 | -226 | 0
2035-07-20 07:00 | 540.45 | -433.66 | 600 | -510 | -201.87 | -526 | -300
2035-07-20 08:00 | -59.55 | -526 | 0 | -510 | -146.57 | -526 | -510
2035-07-20 09:00 | -659.55 | -526 | -600 | -510 | -214.87 | -526 | -510
2035-07-20 10:00 | -700 | -526 | -700 | -510 | 0 | -526 | -210
2035-07-20 11:00 | -700 | -526 | -700 | -510 | 0 | -526 | -253.35
2035-07-20 12:00 | -700 | -526 | -700 | -510 | 0 | -526 | -210
2035-07-20 13:00 | -700 | -526 | -700 | -510 | -227.53 | -526 | -510
2035-07-20 14:00 | -700 | -526 | -700 | -510 | -433.69 | -526 | -510
2035-07-20 15:00 | -509.76 | -526 | -600 | -510 | -357.94 | -526 | -510
2035-07-20 16:00 | 90.24 | -526 | 0 | -510 | -142.43 | -526 | -510
2035-07-20 17:00 | 690.24 | -526 | 600 | -510 | -410 | -526 | -235.35
2035-07-20 18:00 | 700 | -526 | 700 | -510 | -710 | -526 | -510
2035-07-20 19:00 | 700 | -526 | 700 | -510 | -710 | -526 | -510
2035-07-20 20:00 | 700 | -526 | 700 | -510 | -710 | -526 | -510
2035-07-20 21:00 | 700 | -226 | 700 | -210 | -410 | -226 | -210
2035-07-20 22:00 | 700 | 0 | 700 | 90 | -110 | 0 | 11.69
2035-07-20 23:00 | 700 | 0 | 700 | 390 | 0 | 0 | 311.69
2035-07-21 | 700 | 0 | 700 | 510 | 0 | 0 | 210
2035-07-21 01:00 | 700 | 0 | 700 | 510 | 0 | 0 | 510
2035-07-21 02:00 | 700 | 0 | 700 | 510 | 0 | 0 | 416.98
2035-07-21 03:00 | 700 | 0 | 700 | 510 | 0 | 0 | 506.95
2035-07-21 04:00 | 700 | 0 | 700 | 510 | 0 | 0 | 206.95
2035-07-21 05:00 | 700 | 0 | 700 | 210 | 0 | 0 | 0
2035-07-21 06:00 | 700 | 0 | 700 | -90 | -13.04 | 0 | -300
2035-07-21 07:00 | 430.6 | 0 | 100 | -210 | 69.29 | -226 | 0
2035-07-21 08:00 | -169.4 | -300 | -500 | -510 | 0 | -526 | 0
2035-07-21 09:00 | -700 | -526 | -700 | -510 | 0 | -526 | 0
2035-07-21 10:00 | -700 | -526 | -700 | -510 | 0 | -526 | -78.11
2035-07-21 11:00 | -700 | -526 | -700 | -510 | 0 | -526 | -250.88
2035-07-21 12:00 | -700 | -526 | -700 | -510 | 0 | -526 | -433.4
2035-07-21 13:00 | -700 | -526 | -700 | -510 | 0 | -526 | -509.28
2035-07-21 14:00 | -700 | -526 | -700 | -510 | 0 | -526 | -509.28
2035-07-21 15:00 | -700 | -526 | -700 | -510 | -0.63 | -526 | -510
2035-07-21 16:00 | -100 | -526 | -100 | -510 | 0 | -526 | -510
2035-07-21 17:00 | 500 | -226 | 500 | -510 | -55.2 | -311.1 | -510
2035-07-21 18:00 | 700 | 0 | 700 | -510 | -55.2 | -11.1 | -510
2035-07-21 19:00 | 700 | 0 | 700 | -510 | -145.63 | 0 | -510
2035-07-21 20:00 | 700 | 0 | 700 | -510 | -151.73 | 0 | -390
2035-07-21 21:00 | 700 | 0 | 700 | -264.45 | -298.23 | 0 | -90
2035-07-21 22:00 | 700 | 0 | 700 | 35.55 | 1.77 | 0 | 210
2035-07-21 23:00 | 700 | 0 | 700 | 335.55 | 301.77 | 141.87 | 510
2035-07-22 | 700 | 0 | 700 | 357.16 | 1.77 | 0 | 210
2035-07-22 01:00 | 700 | 0 | 700 | 510 | 227.52 | 0 | 305.74
2035-07-22 02:00 | 700 | 0 | 700 | 210 | 0 | 0 | 5.74
2035-07-22 03:00 | 700 | 0 | 303.08 | 0 | 0 | 0 | 0
2035-07-22 04:00 | 362.01 | 0 | 700 | 0 | 0 | 0 | 0
2035-07-22 05:00 | 0 | 0 | 488.97 | 0 | 0 | 0 | 0
2035-07-22 06:00 | -600 | 0 | -101.66 | 0 | 0 | 0 | 0
2035-07-22 07:00 | -597.03 | 0 | -100 | -210 | 0 | 0 | 0
2035-07-22 08:00 | -700 | 0 | -700 | -510 | -294.48 | -190.07 | -300
2035-07-22 09:00 | -700 | 0 | -700 | -510 | -594.48 | -490.07 | -510
2035-07-22 10:00 | -700 | -213.17 | -700 | -510 | -294.48 | -526 | -510
2035-07-22 11:00 | -700 | -513.17 | -700 | -510 | 0 | -526 | -510
2035-07-22 12:00 | -700 | -526 | -700 | -510 | 0 | -526 | -510
2035-07-22 13:00 | -700 | -526 | -700 | -510 | 0 | -526 | -510
2035-07-22 14:00 | -700 | -331.51 | -700 | -510 | -229.39 | -526 | -510
2035-07-22 15:00 | -700 | -31.51 | -700 | -510 | 0 | -526 | -510
2035-07-22 16:00 | -476.08 | 0 | -100 | -510 | 0 | -526 | -419.91
2035-07-22 17:00 | 123.92 | -226 | 500 | -510 | 0 | -226 | -346.7
2035-07-22 18:00 | 700 | -526 | 700 | -510 | -300 | -526 | -510
2035-07-22 19:00 | 700 | -526 | 700 | -510 | -398.64 | -526 | -510
2035-07-22 20:00 | 700 | -526 | 700 | -510 | -98.64 | -526 | -510
2035-07-22 21:00 | 700 | -226 | 700 | -235 | -42.94 | -300 | -210
2035-07-22 22:00 | 700 | 74 | 700 | 65 | 257.06 | 0 | 90
2035-07-22 23:00 | 700 | 0 | 700 | 365 | 178.16 | 0 | 390
2035-07-23 | 700 | 0 | 700 | 510 | 352.25 | 0 | 510
2035-07-23 01:00 | 700 | 0 | 700 | 510 | 52.25 | 0 | 438.64
2035-07-23 02:00 | 700 | 0 | 700 | 510 | 156.27 | 0 | 510
2035-07-23 03:00 | 700 | 0 | 700 | 510 | 115.23 | 0 | 510
2035-07-23 04:00 | 700 | 0 | 700 | 510 | 0 | 0 | 262.52
2035-07-23 05:00 | 700 | 0 | 700 | 510 | 0 | 0 | 383.21
2035-07-23 06:00 | 700 | 0 | 700 | 510 | 0 | 0 | 83.21
2035-07-23 07:00 | 700 | 0 | 700 | 510 | 0 | 0 | 0
2035-07-23 08:00 | 700 | 0 | 700 | 300 | 0 | 0 | 0
2035-07-23 09:00 | 700 | 0 | 600 | 0 | 0 | 0 | 0
2035-07-23 10:00 | 700 | 0 | 0 | 0 | 0 | 0 | 0
2035-07-23 11:00 | 700 | 0 | 0 | -210 | 0 | -226 | 0
2035-07-23 12:00 | 700 | -300 | 0 | -510 | -35.77 | -526 | -300
2035-07-23 13:00 | 700 | -526 | 329.17 | -510 | 0 | -526 | -452.88
2035-07-23 14:00 | 700 | -526 | 700 | -510 | -28.44 | -526 | -510
2035-07-23 15:00 | 700 | -526 | 700 | -510 | -234.15 | -526 | -510
2035-07-23 16:00 | 473.03 | -526 | 700 | -510 | -410 | -526 | -222.34
2035-07-23 17:00 | 700 | -526 | 700 | -510 | -710 | -526 | -510
2035-07-23 18:00 | 700 | -526 | 700 | -510 | -710 | -526 | -510
2035-07-23 19:00 | 700 | -526 | 700 | -510 | -710 | -526 | -510
2035-07-23 20:00 | 700 | -526 | 700 | -510 | -710 | -526 | -510
2035-07-23 21:00 | 700 | -526 | 700 | -510 | -710 | -526 | -510
2035-07-23 22:00 | 700 | -226 | 700 | -210 | -410 | -226 | -210
2035-07-23 23:00 | 700 | 74 | 700 | 90 | -110 | 74 | 90
2035-07-24 | 700 | 0 | 700 | 390 | 0 | 0 | 382.11
2035-07-24 01:00 | 700 | 0 | 700 | 510 | 140.73 | 0 | 510
2035-07-24 02:00 | 700 | 0 | 700 | 510 | 178.16 | 0 | 510
2035-07-24 03:00 | 700 | 0 | 700 | 510 | 131.51 | 0 | 510
2035-07-24 04:00 | 700 | 0 | 700 | 510 | 108 | 0 | 510
2035-07-24 05:00 | 700 | 0 | 700 | 390 | 0 | 0 | 423.01
2035-07-24 06:00 | 700 | 0 | 700 | 90 | 0 | 0 | 123.01
2035-07-24 07:00 | 700 | -226 | 700 | -210 | -163.48 | -226 | -176.99
2035-07-24 08:00 | 500 | -526 | 503.29 | -510 | 0 | -526 | -396.24
2035-07-24 09:00 | -100 | -526 | -96.71 | -510 | 0 | -526 | -443.35
2035-07-24 10:00 | -700 | -526 | -696.71 | -510 | -42.3 | -526 | -510
2035-07-24 11:00 | -700 | -526 | -700 | -510 | 0 | -526 | -347.65
2035-07-24 12:00 | -700 | -526 | -700 | -510 | 0 | -526 | -508.65
2035-07-24 13:00 | -700 | -387.79 | -700 | -510 | -224.81 | -526 | -504.32
2035-07-24 14:00 | -700 | -87.79 | -700 | -510 | -524.81 | -366.22 | -510
2035-07-24 15:00 | -700 | 0 | -700 | -510 | -224.81 | -66.22 | -315.3
2035-07-24 16:00 | -700 | 0 | -700 | -510 | -300 | -76.57 | -484.31
2035-07-24 17:00 | -238.81 | 0 | -700 | -210 | 0 | 0 | -184.31
2035-07-24 18:00 | -700 | 0 | -700 | 0 | 0 | 0 | 0
2035-07-24 19:00 | -700 | 0 | -249.86 | 0 | 0 | 0 | 0
2035-07-24 20:00 | -700 | 0 | 0 | 0 | 0 | 0 | 0
2035-07-24 21:00 | -193.63 | 0 | 0 | 0 | 0 | 0 | 0
2035-07-24 22:00 | -585.29 | 0 | -100 | 210 | 243.58 | 0 | 210
2035-07-24 23:00 | -700 | 300 | -700 | 510 | 543.58 | 300 | 510
2035-07-25 | -100 | 505 | -100 | 510 | 710 | 505 | 510
2035-07-25 01:00 | 0 | 505 | -700 | 510 | 710 | 505 | 510
2035-07-25 02:00 | 0 | 505 | -700 | 510 | 710 | 505 | 510
2035-07-25 03:00 | -238.48 | 205 | -100 | 510 | 599.4 | 205 | 510
2035-07-25 04:00 | 0 | 300 | 0 | 300 | 300 | 300 | 300
2035-07-25 05:00 | 0 | 0 | 0 | 0 | 0 | 0 | 0
2035-07-25 06:00 | 0 | 0 | 0 | 0 | 0 | 0 | 0
2035-07-25 07:00 | 584.24 | -226 | 600 | -210 | -110 | -226 | 0
2035-07-25 08:00 | 700 | -526 | 700 | -510 | -410 | -526 | -241.29
2035-07-25 09:00 | 374.51 | -526 | 700 | -510 | -710 | -526 | -510
2035-07-25 10:00 | 28.66 | -526 | 700 | -510 | -437.75 | -526 | -510
2035-07-25 11:00 | 236.22 | -526 | 700 | -510 | -137.75 | -526 | -300.37
2035-07-25 12:00 | 509.25 | -526 | 700 | -510 | 0 | -526 | -155.67
2035-07-25 13:00 | 332.95 | -526 | 700 | -510 | 0 | -526 | -365.72
2035-07-25 14:00 | 687.27 | -526 | 700 | -510 | 0 | -526 | -342.87
2035-07-25 15:00 | 700 | -526 | 700 | -510 | 0 | -526 | -469.56
2035-07-25 16:00 | 700 | -526 | 700 | -510 | 0 | -526 | -369.14
2035-07-25 17:00 | 700 | -526 | 700 | -510 | 0 | -526 | -338.22
2035-07-25 18:00 | 700 | -526 | 700 | -510 | -247.1 | -526 | -510
2035-07-25 19:00 | 700 | -526 | 700 | -510 | 0 | -526 | -281.49
2035-07-25 20:00 | 700 | -433.26 | 700 | -510 | 0 | -526 | -300
2035-07-25 21:00 | 700 | -133.26 | 700 | -210 | 0 | -226 | 0
2035-07-25 22:00 | 700 | 0 | 700 | 90 | 0 | 0 | 259.57
2035-07-25 23:00 | 700 | 0 | 700 | 256.6 | 0 | 0 | 0
2035-07-26 | 677.58 | 0 | 700 | 0 | 0 | 0 | 0
2035-07-26 01:00 | 700 | 0 | 328.33 | 0 | 0 | 0 | 0
2035-07-26 02:00 | 677.9 | 0 | 0 | 0 | 0 | 0 | 0
2035-07-26 03:00 | 86.55 | 0 | 0 | 0 | 0 | 0 | 0
2035-07-26 04:00 | 418.35 | 0 | 0 | 0 | 0 | 0 | 0
2035-07-26 05:00 | 258.06 | 0 | 0 | 0 | 0 | 0 | 0
2035-07-26 06:00 | 0 | 0 | -169.51 | 0 | 0 | 0 | 0
2035-07-26 07:00 | -600 | 0 | -121.34 | 0 | 0 | 0 | 0
2035-07-26 08:00 | -700 | -226 | -700 | -300 | 0 | -226 | 0
2035-07-26 09:00 | -700 | -526 | -700 | -510 | 0 | -526 | -287.58
2035-07-26 10:00 | -700 | -526 | -700 | -510 | 0 | -526 | -312.38
2035-07-26 11:00 | -700 | -526 | -700 | -510 | 0 | -526 | -510
2035-07-26 12:00 | -700 | -526 | -700 | -510 | 0 | -526 | -390.51
2035-07-26 13:00 | -700 | -526 | -700 | -510 | -186.76 | -526 | -445.68
2035-07-26 14:00 | -700 | -526 | -700 | -510 | -486.76 | -526 | -510
2035-07-26 15:00 | -700 | -526 | -700 | -510 | -615.49 | -526 | -510
2035-07-26 16:00 | -251.46 | -526 | -100 | -510 | -315.49 | -526 | -510
2035-07-26 17:00 | 348.54 | -526 | 500 | -510 | -452.04 | -526 | -510
2035-07-26 18:00 | 700 | -526 | 700 | -510 | -152.04 | -526 | -510
2035-07-26 19:00 | 700 | -385.5 | 700 | -510 | 0 | -526 | -510
2035-07-26 20:00 | 700 | -300 | 700 | -362.25 | 0 | -300 | -300
2035-07-26 21:00 | 700 | 0 | 700 | -62.25 | 0 | 0 | 0
2035-07-26 22:00 | 500 | 300 | 500 | 237.75 | 300 | 300 | 300
2035-07-26 23:00 | -100 | 0 | -100 | 510 | 410 | 205 | 347.61
2035-07-27 | -700 | 300 | -700 | 510 | 710 | 505 | 510
2035-07-27 01:00 | -700 | 505 | -700 | 510 | 710 | 505 | 510
2035-07-27 02:00 | -700 | 505 | -700 | 510 | 710 | 505 | 510
2035-07-27 03:00 | -700 | 505 | -700 | 510 | 710 | 505 | 510
2035-07-27 04:00 | -700 | 505 | -700 | 510 | 710 | 505 | 510
2035-07-27 05:00 | -700 | 505 | -700 | 501.89 | 710 | 505 | 510
2035-07-27 06:00 | -700 | 205 | -700 | 201.89 | 423.16 | 205 | 300
2035-07-27 07:00 | -700 | -95 | -700 | -98.11 | 123.16 | -95 | 0
2035-07-27 08:00 | -700 | -395 | -700 | -398.11 | -176.84 | -395 | -300
2035-07-27 09:00 | -700 | -95 | -700 | -98.11 | 123.16 | -95 | 0
2035-07-27 10:00 | -700 | 205 | -700 | 201.89 | 423.16 | 205 | 300
2035-07-27 11:00 | -100 | 505 | -100 | 501.89 | 710 | 505 | 510
2035-07-27 12:00 | 500 | 505 | 500 | 510 | 710 | 505 | 510
2035-07-27 13:00 | 700 | 505 | 700 | 510 | 490 | 505 | 510
2035-07-27 14:00 | 500 | 257.23 | 500 | 210 | 190 | 205 | 210
2035-07-27 15:00 | -100 | -42.77 | -100 | -90 | -110 | -95 | -90
2035-07-27 16:00 | -700 | -342.77 | -700 | -390 | -410 | -395 | -390
2035-07-27 17:00 | -700 | -526 | -700 | -510 | -710 | -526 | -510
2035-07-27 18:00 | -700 | -526 | -700 | -510 | -710 | -526 | -510
2035-07-27 19:00 | -700 | -226 | -700 | -510 | -410 | -226 | -404.84
2035-07-27 20:00 | -700 | -526 | -700 | -510 | -710 | -526 | -510
2035-07-27 21:00 | -700 | -226 | -700 | -510 | -410 | -226 | -210
2035-07-27 22:00 | -700 | 0 | -700 | -510 | -110 | 0 | -112.19
2035-07-27 23:00 | -700 | 0 | -700 | -462.6 | 0 | 0 | 0
2035-07-28 | -700 | 0 | -700 | -162.6 | 0 | 0 | -59.14
2035-07-28 01:00 | -643.17 | 0 | -700 | 0 | 0 | 0 | 0
2035-07-28 02:00 | -700 | 0 | -312.76 | 0 | 0 | 0 | 0
2035-07-28 03:00 | -700 | 0 | -700 | 300 | 275.42 | 66.7 | 215.06
2035-07-28 04:00 | -700 | 0 | -700 | 0 | 0 | 0 | -84.94
2035-07-28 05:00 | -700 | 0 | -700 | -300 | -110 | 0 | -232.66
2035-07-28 06:00 | -700 | -226 | -700 | -263.32 | -410 | -226 | -210
2035-07-28 07:00 | -700 | -526 | -700 | -510 | -710 | -526 | -510
2035-07-28 08:00 | -100 | -226 | -100 | -210 | -410 | -226 | -210
2035-07-28 09:00 | 500 | 74 | 500 | 90 | -110 | 74 | 90
2035-07-28 10:00 | 700 | 374 | 700 | 390 | 190 | 374 | 390
2035-07-28 11:00 | 700 | 505 | 700 | 510 | 490 | 505 | 510
2035-07-28 12:00 | 700 | 505 | 700 | 510 | 490 | 505 | 510
2035-07-28 13:00 | 700 | 374 | 700 | 390 | 190 | 374 | 390
2035-07-28 14:00 | 500 | 74 | 500 | 90 | -110 | 74 | 90
2035-07-28 15:00 | -100 | -226 | -100 | -210 | -410 | -226 | -210
2035-07-28 16:00 | -700 | -526 | -700 | -510 | -710 | -526 | -510
2035-07-28 17:00 | -100 | -226 | -100 | -510 | -653.97 | -226 | -510
2035-07-28 18:00 | 500 | -300 | 500 | -510 | -600 | -526 | -510
2035-07-28 19:00 | 700 | 0 | 700 | -210 | -300 | -226 | -210
2035-07-28 20:00 | 700 | -300 | 700 | -510 | -600 | -526 | -510
2035-07-28 21:00 | 700 | -211.51 | 700 | -210 | -300 | -226 | -210
2035-07-28 22:00 | 700 | 88.49 | 700 | 90 | 0 | 74 | 90
2035-07-28 23:00 | 700 | 89.7 | 700 | 390 | 300 | 374 | 390
2035-07-29 | 700 | 0 | 700 | 510 | 600 | 505 | 510
2035-07-29 01:00 | 700 | 0 | 700 | 510 | 710 | 505 | 510
2035-07-29 02:00 | 700 | 0 | 700 | 510 | 710 | 505 | 510
2035-07-29 03:00 | 700 | 0 | 700 | 510 | 710 | 505 | 510
2035-07-29 04:00 | 700 | 0 | 700 | 510 | 600 | 300 | 510
2035-07-29 05:00 | 700 | 0 | 700 | 210 | 300 | 0 | 243.09
2035-07-29 06:00 | 700 | 0 | 700 | -90 | 0 | 0 | 0
2035-07-29 07:00 | 700 | -226 | 700 | -390 | 0 | -226 | -210
2035-07-29 08:00 | 600 | -526 | 590.98 | -510 | -222.54 | -526 | -510
2035-07-29 09:00 | 0 | -526 | 0 | -510 | -182.92 | -526 | -510
2035-07-29 10:00 | 0 | -526 | 0 | -510 | -162.63 | -526 | -510
2035-07-29 11:00 | 0 | -526 | 0 | -510 | 0 | -526 | -490.79
2035-07-29 12:00 | -80.21 | -526 | 0 | -510 | 0 | -526 | -366.52
2035-07-29 13:00 | 519.79 | -526 | 176.55 | -510 | 0 | -526 | -373.92
2035-07-29 14:00 | 561.11 | -526 | 700 | -510 | 0 | -526 | -376.8
2035-07-29 15:00 | 700 | -526 | 700 | -510 | 0 | -526 | -324.75
2035-07-29 16:00 | 700 | -526 | 700 | -510 | 0 | -526 | -345.32
2035-07-29 17:00 | 700 | -526 | 700 | -510 | 0 | -526 | -312.89
2035-07-29 18:00 | 700 | -526 | 700 | -510 | 0 | -526 | -282.37
2035-07-29 19:00 | 700 | -226 | 700 | -210 | 250.69 | -226 | 17.63
2035-07-29 20:00 | 100 | 0 | 148.56 | 0 | 0 | 0 | 0
2035-07-29 21:00 | 0 | 0 | -185.28 | 0 | 0 | 0 | 0
2035-07-29 22:00 | -149.86 | 0 | -700 | 0 | 0 | 0 | 0
2035-07-29 23:00 | -700 | 300 | -700 | 300 | 300 | 300 | 300
2035-07-30 | -700 | 505 | -700 | 510 | 600 | 505 | 510
2035-07-30 01:00 | -700 | 505 | -700 | 510 | 710 | 505 | 510
2035-07-30 02:00 | -700 | 505 | -700 | 510 | 710 | 505 | 510
2035-07-30 03:00 | -700 | 505 | -700 | 510 | 710 | 505 | 510
2035-07-30 04:00 | -700 | 505 | -700 | 510 | 710 | 505 | 510
2035-07-30 05:00 | -700 | 505 | -700 | 510 | 710 | 505 | 510
2035-07-30 06:00 | -700 | 505 | -700 | 510 | 710 | 505 | 510
2035-07-30 07:00 | -700 | 505 | -700 | 510 | 710 | 505 | 510
2035-07-30 08:00 | -100 | 505 | -100 | 510 | 710 | 505 | 510
2035-07-30 09:00 | -700 | 505 | -700 | 510 | 710 | 505 | 510
2035-07-30 10:00 | -700 | 505 | -700 | 510 | 710 | 505 | 510
2035-07-30 11:00 | -700 | 505 | -700 | 510 | 710 | 505 | 510
2035-07-30 12:00 | -700 | 505 | -700 | 510 | 710 | 505 | 510
2035-07-30 13:00 | -700 | 505 | -700 | 510 | 710 | 505 | 510
2035-07-30 14:00 | -100 | 505 | -100 | 510 | 710 | 505 | 510
2035-07-30 15:00 | 500 | 505 | 500 | 510 | 490 | 505 | 510
2035-07-30 16:00 | 500 | 272.13 | 500 | 210 | 190 | 205 | 210
2035-07-30 17:00 | -100 | -27.87 | -100 | -90 | -110 | -95 | -90
2035-07-30 18:00 | -700 | -327.87 | -700 | -390 | -410 | -395 | -390
2035-07-30 19:00 | -700 | -526 | -700 | -510 | -710 | -526 | -510
2035-07-30 20:00 | -700 | -526 | -700 | -510 | -710 | -526 | -510
2035-07-30 21:00 | -700 | -526 | -700 | -510 | -710 | -526 | -510
2035-07-30 22:00 | -700 | -226 | -700 | -210 | -410 | -226 | -210
2035-07-30 23:00 | -100 | 74 | -100 | 90 | -110 | 74 | 90
2035-07-31 | 500 | 374 | 500 | 390 | 190 | 374 | 390
2035-07-31 01:00 | 288.11 | 505 | 0 | 510 | 490 | 505 | 510
2035-07-31 02:00 | -311.89 | 505 | -600 | 510 | 710 | 505 | 510
2035-07-31 03:00 | -700 | 505 | -700 | 510 | 710 | 505 | 510
2035-07-31 04:00 | -700 | 505 | -700 | 510 | 710 | 505 | 510
2035-07-31 05:00 | -100 | 505 | -100 | 390 | 410 | 505 | 390
2035-07-31 06:00 | -700 | 300 | -700 | 90 | 110 | 244.24 | 90
2035-07-31 07:00 | -700 | 0 | -700 | -210 | -190 | -55.76 | -210
2035-07-31 08:00 | -700 | -101.76 | -700 | -510 | -490 | -355.76 | -510
2035-07-31 09:00 | -700 | -401.76 | -700 | -510 | -710 | -526 | -510
2035-07-31 10:00 | -700 | -101.76 | -700 | -510 | -697.14 | -526 | -510
2035-07-31 11:00 | -700 | 0 | -700 | -510 | -566.45 | -526 | -510
2035-07-31 12:00 | -700 | -300 | -700 | -510 | -266.45 | -526 | -510
2035-07-31 13:00 | -700 | -526 | -700 | -510 | -119.6 | -526 | -510
2035-07-31 14:00 | -700 | -526 | -700 | -510 | -74.98 | -526 | -497.89
2035-07-31 15:00 | -700 | -526 | -700 | -510 | -374.98 | -526 | -510
2035-07-31 16:00 | -700 | -226 | -700 | -510 | -98.46 | -526 | -510
2035-07-31 17:00 | -374.14 | 0 | -100 | -210 | 0 | -226 | -257.18
2035-07-31 18:00 | 225.86 | 0 | 500 | 90 | 0 | 0 | 42.82
2035-07-31 19:00 | 700 | 0 | 700 | 390 | 0 | 0 | 342.82
2035-07-31 20:00 | 700 | 0 | 700 | 510 | 0 | 0 | 510
2035-07-31 21:00 | 700 | 0 | 700 | 510 | 76.64 | 0 | 510
2035-07-31 22:00 | 700 | 0 | 700 | 510 | 0 | 0 | 510
2035-07-31 23:00 | 700 | 0 | 700 | 510 | 0 | 0 | 510
2035-08-01 | 700 | 0 | 700 | 510 | 300 | 243.32 | 510
2035-08-01 01:00 | 700 | 0 | 700 | 510 | 600 | 505 | 510
2035-08-01 02:00 | 700 | 0 | 700 | 510 | 710 | 304.78 | 510
2035-08-01 03:00 | 700 | 0 | 700 | 510 | 710 | 505 | 510
2035-08-01 04:00 | 700 | 0 | 700 | 510 | 710 | 406.72 | 510
2035-08-01 05:00 | 700 | 72.31 | 700 | 300 | 533.15 | 300 | 409.66
2035-08-01 06:00 | 700 | 0 | 700 | 0 | 233.15 | 0 | 109.66
2035-08-01 07:00 | 700 | -300 | 700 | -300 | -66.85 | -300 | -190.34
2035-08-01 08:00 | 600 | -526 | 248.49 | -510 | 0 | -526 | -490.34
2035-08-01 09:00 | 0 | -526 | -349.44 | -510 | 0 | -526 | -396.11
2035-08-01 10:00 | -600 | -526 | -700 | -510 | 0 | -526 | -394.33
2035-08-01 11:00 | 0 | -526 | -695.71 | -510 | 0 | -526 | -280.17
2035-08-01 12:00 | -570.57 | -526 | -700 | -510 | 0 | -526 | -242.43
2035-08-01 13:00 | 0 | -526 | -188.48 | -510 | 0 | -526 | -323.9
2035-08-01 14:00 | 561.22 | -526 | 411.52 | -510 | 0 | -526 | -151.73
2035-08-01 15:00 | 561.22 | -526 | 575.85 | -510 | -7.93 | -526 | -195.28
2035-08-01 16:00 | 700 | -526 | 700 | -510 | -307.93 | -526 | -210
2035-08-01 17:00 | 700 | -526 | 700 | -510 | -607.93 | -526 | -510
2035-08-01 18:00 | 700 | -526 | 700 | -510 | -710 | -526 | -510
2035-08-01 19:00 | 700 | -526 | 700 | -510 | -710 | -526 | -510
2035-08-01 20:00 | 700 | -526 | 700 | -510 | -710 | -526 | -510
2035-08-01 21:00 | 700 | -300 | 700 | -442.52 | -410 | -300 | -270.84
2035-08-01 22:00 | 700 | 0 | 700 | -142.52 | -110 | 0 | 29.16
2035-08-01 23:00 | 700 | 300 | 700 | 157.48 | 190 | 300 | 329.16
2035-08-02 | 700 | 481.95 | 700 | 457.48 | 490 | 505 | 510
2035-08-02 01:00 | 700 | 181.95 | 700 | 510 | 710 | 505 | 510
2035-08-02 02:00 | 700 | 0 | 700 | 510 | 710 | 505 | 510
2035-08-02 03:00 | 700 | 0 | 700 | 510 | 710 | 505 | 510
2035-08-02 04:00 | 700 | 0 | 700 | 510 | 600 | 505 | 510
2035-08-02 05:00 | 700 | 0 | 700 | 217.21 | 300 | 300 | 300
2035-08-02 06:00 | 700 | 0 | 700 | -82.79 | 0 | 0 | 0
2035-08-02 07:00 | 700 | -300 | 700 | -382.79 | -7.57 | -300 | -300
2035-08-02 08:00 | 700 | -526 | 700 | -510 | 0 | -526 | -401.87
2035-08-02 09:00 | 427.89 | -526 | 100 | -510 | 0 | -526 | -407.95
2035-08-02 10:00 | 0 | -526 | 0 | -510 | -126.29 | -526 | -300
2035-08-02 11:00 | 0 | -226 | 0 | -510 | 0 | -453.42 | 0
2035-08-02 12:00 | 0 | -526 | 0 | -510 | -0.48 | -526 | -300
2035-08-02 13:00 | 0 | -526 | 0 | -510 | 0 | -526 | -256.38
2035-08-02 14:00 | 321.73 | -526 | 0 | -510 | 0 | -526 | -307.31
2035-08-02 15:00 | 700 | -526 | 330.89 | -510 | 0 | -526 | -167.68
2035-08-02 16:00 | 700 | -526 | 180.23 | -510 | 0 | -526 | -102.39
2035-08-02 17:00 | 537.28 | -526 | 700 | -510 | -300 | -526 | -402.39
2035-08-02 18:00 | 700 | -526 | 700 | -510 | -539.44 | -526 | -510
2035-08-02 19:00 | 700 | -526 | 700 | -510 | -710 | -526 | -510
2035-08-02 20:00 | 700 | -526 | 700 | -510 | -710 | -526 | -510
2035-08-02 21:00 | 700 | -300 | 700 | -510 | -410 | -428.43 | -210.52
2035-08-02 22:00 | 700 | 0 | 700 | -210 | -110 | -128.43 | 89.48
2035-08-02 23:00 | 700 | 0 | 700 | 90 | 0 | 0 | 276.14
2035-08-03 | 700 | 0 | 700 | 210 | 138.67 | 0 | 210
2035-08-03 01:00 | 700 | 36.15 | 700 | 510 | 438.67 | 248.17 | 510
2035-08-03 02:00 | 700 | 336.15 | 700 | 510 | 710 | 505 | 510
2035-08-03 03:00 | 700 | 382.71 | 700 | 510 | 710 | 505 | 510
2035-08-03 04:00 | 700 | 346.53 | 700 | 510 | 600 | 505 | 510
2035-08-03 05:00 | 700 | 46.53 | 700 | 210 | 300 | 300 | 210
2035-08-03 06:00 | 700 | 0 | 700 | -90 | 0 | 0 | -90
2035-08-03 07:00 | 700 | -226 | 700 | -390 | -300 | -300 | -390
2035-08-03 08:00 | 466.4 | -526 | 100 | -510 | -300 | -526 | -300
2035-08-03 09:00 | -133.6 | -526 | -500 | -510 | 0 | -526 | 0
2035-08-03 10:00 | -700 | -526 | -700 | -510 | 0 | -526 | 0
2035-08-03 11:00 | -700 | -526 | -700 | -510 | 0 | -526 | -269.91
2035-08-03 12:00 | -700 | -526 | -700 | -510 | 0 | -526 | -381.14
2035-08-03 13:00 | -700 | -526 | -700 | -510 | 0 | -526 | -156.64
2035-08-03 14:00 | -700 | -526 | -700 | -510 | 0 | -526 | -427.57
2035-08-03 15:00 | -500 | -526 | -500 | -510 | 0 | -526 | -427.57
2035-08-03 16:00 | 100 | -526 | 100 | -510 | -110 | -526 | -211.19
2035-08-03 17:00 | 700 | -455.64 | 700 | -510 | -410 | -526 | -382.61
2035-08-03 18:00 | 700 | -526 | 700 | -510 | -710 | -526 | -510
2035-08-03 19:00 | 700 | -526 | 700 | -510 | -710 | -526 | -510
2035-08-03 20:00 | 700 | -526 | 700 | -510 | -710 | -526 | -510
2035-08-03 21:00 | 700 | -226 | 700 | -294.59 | -410 | -226 | -210
2035-08-03 22:00 | 700 | 0 | 700 | -156.96 | -110 | 0 | 0
2035-08-03 23:00 | 700 | 0 | 700 | -300 | -57.79 | 0 | -300
2035-08-04 | 391.25 | 0 | 600 | 0 | 0 | 0 | 0
2035-08-04 01:00 | 162.65 | 0 | 0 | 89.98 | 0 | 0 | 0
2035-08-04 02:00 | -437.35 | 0 | -600 | 0 | 0 | 0 | 0
2035-08-04 03:00 | -700 | 300 | -700 | 300 | 300 | 300 | 300
2035-08-04 04:00 | -700 | 505 | -700 | 510 | 600 | 505 | 510
2035-08-04 05:00 | -700 | 505 | -700 | 510 | 674.98 | 505 | 510
2035-08-04 06:00 | -700 | 505 | -700 | 510 | 710 | 505 | 321.2
2035-08-04 07:00 | -100 | 458.65 | -100 | 510 | 710 | 505 | 510
2035-08-04 08:00 | 500 | 505 | 0 | 210 | 600 | 292.11 | 210
2035-08-04 09:00 | 700 | 505 | 600 | -90 | 300 | 472.12 | 0
2035-08-04 10:00 | 700 | 505 | 362.04 | 210 | 0 | 505 | 0
2035-08-04 11:00 | 700 | 205 | 205.16 | 510 | 0 | 205 | 0
2035-08-04 12:00 | 700 | 0 | 0 | 510 | 300 | 0 | 3.45
2035-08-04 13:00 | 700 | 225.29 | 0 | 510 | 0 | 0 | -296.55
2035-08-04 14:00 | 700 | 0 | 0 | 237.82 | 0 | 0 | 0
2035-08-04 15:00 | 149.58 | 0 | 600 | 28.88 | -300 | 279 | 0
2035-08-04 16:00 | 0 | 0 | 700 | 328.88 | 0 | -21 | 0
2035-08-04 17:00 | 576.66 | 0 | 700 | 210 | 300 | -321 | -300
2035-08-04 18:00 | 700 | -95 | 446.15 | 510 | 600 | -95 | -90
2035-08-04 19:00 | 500 | 205 | 87.43 | 510 | 710 | 205 | 210
2035-08-04 20:00 | -100 | 505 | -100 | 510 | 710 | 505 | 510
2035-08-04 21:00 | -700 | 505 | -700 | 510 | 500.87 | 505 | 510
2035-08-04 22:00 | -700 | 505 | -700 | 510 | 710 | 505 | 510
2035-08-04 23:00 | -700 | 505 | -700 | 510 | 705.96 | 505 | 510
2035-08-05 | -700 | 505 | -700 | 510 | 710 | 505 | 510
2035-08-05 01:00 | -700 | 505 | -700 | 510 | 710 | 505 | 510
2035-08-05 02:00 | -700 | 505 | -700 | 510 | 710 | 505 | 510
2035-08-05 03:00 | -700 | 505 | -700 | 510 | 710 | 505 | 510
2035-08-05 04:00 | -700 | 505 | -700 | 510 | 710 | 505 | 510
2035-08-05 05:00 | -700 | 505 | -700 | 510 | 710 | 505 | 510
2035-08-05 06:00 | -700 | 505 | -700 | 510 | 710 | 505 | 510
2035-08-05 07:00 | -700 | 505 | -700 | 510 | 710 | 505 | 510
2035-08-05 08:00 | -700 | 505 | -700 | 510 | 710 | 505 | 510
2035-08-05 09:00 | -700 | 505 | -700 | 510 | 710 | 505 | 510
2035-08-05 10:00 | -700 | 505 | -700 | 510 | 710 | 505 | 510
2035-08-05 11:00 | -700 | 505 | -700 | 510 | 710 | 505 | 510
2035-08-05 12:00 | -700 | 374 | -700 | 390 | 710 | 374 | 510
2035-08-05 13:00 | -700 | 74 | -700 | 90 | 556.18 | 74 | 210
2035-08-05 14:00 | -700 | -226 | -700 | -210 | 256.18 | -226 | -90
2035-08-05 15:00 | -700 | -526 | -700 | -510 | -43.82 | -526 | -390
2035-08-05 16:00 | -100 | -226 | -464.07 | -510 | 0 | -504.94 | -457.95
2035-08-05 17:00 | 500 | -526 | 135.93 | -510 | 0 | -526 | -445.6
2035-08-05 18:00 | 700 | -226 | 700 | -300 | -74.46 | -266.67 | -300
2035-08-05 19:00 | 700 | 0 | 700 | 0 | 0 | 0 | 0
2035-08-05 20:00 | 700 | 0 | 700 | 300 | 0 | 0 | 0
2035-08-05 21:00 | 700 | 0 | 700 | 473.38 | 0 | 0 | 0
2035-08-05 22:00 | 700 | 0 | 700 | 510 | 0 | 0 | 0
2035-08-05 23:00 | 700 | 0 | 700 | 510 | 0 | 0 | 0
2035-08-06 | 700 | 0 | 700 | 510 | 0 | 0 | 0
2035-08-06 01:00 | 700 | 0 | 700 | 454.08 | 0 | 0 | 0
2035-08-06 02:00 | 700 | 0 | 700 | 454.08 | 297.41 | 0 | 210
2035-08-06 03:00 | 700 | 0 | 700 | 510 | 597.41 | 0 | 510
2035-08-06 04:00 | 700 | 0 | 700 | 300 | 300 | 0 | 300
2035-08-06 05:00 | 700 | 0 | 700 | 0 | 0 | 0 | 0
2035-08-06 06:00 | 700 | 0 | 700 | -300 | -105.22 | 0 | -300
2035-08-06 07:00 | 500 | 0 | 500 | -242.45 | 0 | 0 | 0
2035-08-06 08:00 | -100 | -226 | -100 | -510 | -193.26 | -226 | -300
2035-08-06 09:00 | -700 | -526 | -700 | -510 | -296.89 | -526 | -510
2035-08-06 10:00 | -700 | -526 | -700 | -510 | -492.27 | -526 | -510
2035-08-06 11:00 | -700 | -526 | -700 | -510 | -710 | -526 | -510
2035-08-06 12:00 | -700 | -469.87 | -700 | -510 | -710 | -526 | -510
2035-08-06 13:00 | -700 | -169.87 | -700 | -510 | -694.69 | -226 | -510
2035-08-06 14:00 | -700 | -226 | -700 | -210 | -410 | -226 | -210
2035-08-06 15:00 | -700 | -526 | -700 | -510 | -710 | -526 | -510
2035-08-06 16:00 | -700 | -526 | -700 | -510 | -443.4 | -526 | -510
2035-08-06 17:00 | -700 | -226 | -700 | -510 | -143.4 | -226 | -469.86
2035-08-06 18:00 | -700 | 0 | -700 | -356.58 | 0 | 0 | -300
2035-08-06 19:00 | -700 | 0 | -700 | -56.58 | 0 | 0 | 0
2035-08-06 20:00 | -100 | 0 | -100 | 0 | 0 | 0 | 0
2035-08-06 21:00 | -700 | 0 | -100 | 0 | 0 | 0 | 0
2035-08-06 22:00 | -283.84 | 0 | -700 | 0 | 0 | 0 | 0
2035-08-06 23:00 | -700 | 0 | -700 | 0 | 0 | 0 | 0
2035-08-07 | -323.47 | 0 | -100 | 0 | 0 | 0 | 0
2035-08-07 01:00 | 0 | 0 | -179.35 | 0 | 0 | 0 | 0
2035-08-07 02:00 | 0 | 0 | -321.05 | 0 | 0 | 0 | 0
2035-08-07 03:00 | 0 | 0 | -163.74 | 0 | 0 | 0 | 0
2035-08-07 04:00 | 0 | 0 | 82.78 | 0 | 0 | 0 | 0
2035-08-07 05:00 | 0 | 0 | 308.56 | 0 | 0 | 0 | 0
2035-08-07 06:00 | -173.03 | 0 | 0 | 0 | 0 | 0 | 0
2035-08-07 07:00 | 0 | 0 | -83.44 | 0 | 0 | 0 | 0
2035-08-07 08:00 | -600 | 0 | -253.5 | -210 | 0 | 0 | 0
2035-08-07 09:00 | -700 | 0 | -700 | -510 | 0 | 0 | -300
2035-08-07 10:00 | -700 | 0 | -700 | -510 | -6.63 | 0 | -510
2035-08-07 11:00 | -700 | 0 | -700 | -510 | 0 | 0 | -510
2035-08-07 12:00 | -700 | 0 | -700 | -510 | 0 | 0 | -510
2035-08-07 13:00 | -700 | 0 | -700 | -510 | 0 | 0 | -510
2035-08-07 14:00 | -600 | 0 | -600 | -510 | 0 | 0 | -510
2035-08-07 15:00 | 0 | 0 | 0 | -510 | 0 | -181.88 | -506.87
2035-08-07 16:00 | 600 | -192.51 | 600 | -510 | -110 | -481.88 | -206.87
2035-08-07 17:00 | 700 | -492.51 | 700 | -510 | -410 | -526 | -277.96
2035-08-07 18:00 | 700 | -526 | 700 | -510 | -710 | -526 | -510
2035-08-07 19:00 | 700 | -526 | 700 | -510 | -710 | -526 | -510
2035-08-07 20:00 | 700 | -526 | 700 | -510 | -710 | -526 | -510
2035-08-07 21:00 | 700 | -226 | 700 | -234.55 | -410 | -226 | -210
2035-08-07 22:00 | 700 | 74 | 700 | 65.45 | -110 | 74 | 90
2035-08-07 23:00 | 700 | 0 | 700 | 306.02 | 190 | 0 | 210
2035-08-08 | 700 | 0 | 700 | 510 | 413.63 | 205 | 510
2035-08-08 01:00 | 700 | 179.42 | 700 | 510 | 710 | 505 | 510
2035-08-08 02:00 | 700 | 0 | 700 | 510 | 710 | 205 | 510
2035-08-08 03:00 | 700 | 157.55 | 700 | 510 | 710 | 205 | 510
2035-08-08 04:00 | 700 | 457.55 | 700 | 510 | 600 | 505 | 510
2035-08-08 05:00 | 700 | 157.55 | 700 | 300 | 300 | 300 | 300
2035-08-08 06:00 | 700 | 0 | 700 | 0 | 0 | 0 | 0
2035-08-08 07:00 | 500 | -226 | 500 | -300 | -74.13 | -226 | -300
2035-08-08 08:00 | -100 | -526 | -100 | -510 | 0 | -526 | -273.07
2035-08-08 09:00 | -700 | -526 | -700 | -510 | 0 | -526 | -72.65
2035-08-08 10:00 | -700 | -526 | -700 | -510 | 0 | -526 | 0
2035-08-08 11:00 | -700 | -526 | -700 | -510 | 0 | -526 | -78.26
2035-08-08 12:00 | -700 | -526 | -700 | -510 | 0 | -526 | -57.31
2035-08-08 13:00 | -700 | -526 | -700 | -510 | 0 | -526 | -114.3
2035-08-08 14:00 | -700 | -526 | -700 | -510 | 0 | -526 | -414.3
2035-08-08 15:00 | -700 | -526 | -700 | -510 | 0 | -526 | -126.73
2035-08-08 16:00 | -100 | -526 | -308.63 | -510 | 0 | -526 | -276.69
2035-08-08 17:00 | 500 | -526 | 291.37 | -510 | -212.43 | -526 | -365.81
2035-08-08 18:00 | 700 | -526 | 700 | -510 | -512.43 | -526 | -510
2035-08-08 19:00 | 700 | -526 | 700 | -510 | -710 | -526 | -510
2035-08-08 20:00 | 700 | -526 | 700 | -510 | -520.77 | -526 | -510
2035-08-08 21:00 | 700 | -290.4 | 700 | -300 | -220.77 | -300 | -300
2035-08-08 22:00 | 700 | 0 | 700 | 0 | 79.23 | 0 | 0
2035-08-08 23:00 | 700 | 300 | 700 | 300 | 379.23 | 300 | 300
2035-08-09 | 700 | 505 | 700 | 510 | 679.23 | 505 | 510
2035-08-09 01:00 | 700 | 269.78 | 700 | 510 | 710 | 505 | 510
2035-08-09 02:00 | 700 | 41.31 | 700 | 510 | 710 | 505 | 510
2035-08-09 03:00 | 700 | 41.31 | 700 | 510 | 600 | 505 | 510
2035-08-09 04:00 | 700 | 232.58 | 700 | 300 | 300 | 300 | 300
2035-08-09 05:00 | 700 | 0 | 700 | 0 | 0 | 0 | 0
2035-08-09 06:00 | 700 | 0 | 700 | -211.89 | 0 | 0 | 0
2035-08-09 07:00 | 700 | -226 | 700 | -210 | -105.08 | -226 | -210
2035-08-09 08:00 | 489.36 | -526 | 500 | -510 | -405.08 | -526 | -510
2035-08-09 09:00 | -110.64 | -526 | -100 | -510 | -105.08 | -526 | -253.25
2035-08-09 10:00 | -700 | -526 | -700 | -510 | 0 | -526 | -394.63
2035-08-09 11:00 | -700 | -526 | -700 | -510 | 0 | -526 | -494.67
2035-08-09 12:00 | -700 | -526 | -700 | -510 | 0 | -526 | -456.86
2035-08-09 13:00 | -700 | -526 | -700 | -510 | 0 | -526 | -353.45
2035-08-09 14:00 | -700 | -526 | -700 | -510 | 0 | -526 | -390.73
2035-08-09 15:00 | -500 | -526 | -500 | -510 | -2.78 | -526 | -320.89
2035-08-09 16:00 | 100 | -526 | 100 | -510 | -302.78 | -526 | -210
2035-08-09 17:00 | 700 | -526 | 700 | -510 | -602.78 | -526 | -510
2035-08-09 18:00 | 700 | -526 | 700 | -510 | -710 | -526 | -510
2035-08-09 19:00 | 700 | -526 | 700 | -510 | -710 | -526 | -510
2035-08-09 20:00 | 700 | -526 | 700 | -510 | -710 | -526 | -510
2035-08-09 21:00 | 700 | -300 | 700 | -250.39 | -410 | -300 | -300
2035-08-09 22:00 | 700 | 0 | 700 | 49.61 | -110 | 0 | 0
2035-08-09 23:00 | 700 | 0 | 700 | 349.61 | 190 | 102.81 | 300
2035-08-10 | 700 | 0 | 700 | 300 | 0 | 0 | 20.5
2035-08-10 01:00 | 700 | 0 | 700 | 0 | 0 | 0 | -9.85
2035-08-10 02:00 | 700 | 300 | 700 | 300 | 300 | 300 | 290.15
2035-08-10 03:00 | 700 | 0 | 700 | 510 | 600 | 505 | 510
2035-08-10 04:00 | 700 | 0 | 700 | 510 | 600 | 505 | 510
2035-08-10 05:00 | 700 | 25.18 | 700 | 300 | 300 | 300 | 300
2035-08-10 06:00 | 700 | 0 | 700 | 0 | 0 | 0 | 0
2035-08-10 07:00 | 700 | 0 | 700 | -300 | 0 | -226 | -121.84
2035-08-10 08:00 | 700 | -258.67 | 700 | -510 | 0 | -526 | -162.15
2035-08-10 09:00 | 600 | -300 | 502.46 | -510 | 0 | -526 | -163.36
2035-08-10 10:00 | 0 | 0 | 0 | -213.14 | 0 | -226 | 0
2035-08-10 11:00 | 0 | 0 | 0 | 0 | 0 | 0 | 0
2035-08-10 12:00 | 0 | 0 | 0 | 0 | 0 | 0 | 0
2035-08-10 13:00 | 0 | 0 | 0 | 0 | 0 | 0 | 0
2035-08-10 14:00 | -73.79 | 0 | 0 | 0 | 0 | 0 | 0
2035-08-10 15:00 | 440.21 | 0 | 32.76 | 0 | 0 | 0 | 0
2035-08-10 16:00 | 700 | 0 | 632.76 | 0 | 0 | 0 | 0
2035-08-10 17:00 | 700 | 0 | 700 | -90 | 0 | 0 | -23.67
2035-08-10 18:00 | 700 | 0 | 700 | 210 | 49.72 | 0 | 210
2035-08-10 19:00 | 700 | -300 | 700 | -90 | -130.92 | -300 | -90
2035-08-10 20:00 | 700 | 0 | 700 | 210 | 169.08 | 0 | 210
2035-08-10 21:00 | 700 | 300 | 700 | 510 | 469.08 | 300 | 510
2035-08-10 22:00 | 700 | 0 | 700 | 510 | 710 | 462.4 | 510
2035-08-10 23:00 | 700 | 0 | 700 | 510 | 710 | 457.03 | 510
2035-08-11 | 700 | 84.86 | 700 | 510 | 710 | 505 | 510
2035-08-11 01:00 | 700 | 289.69 | 700 | 510 | 710 | 505 | 510
2035-08-11 02:00 | 700 | 407.94 | 700 | 510 | 710 | 505 | 510
2035-08-11 03:00 | 700 | 505 | 700 | 510 | 710 | 505 | 510
2035-08-11 04:00 | 700 | 505 | 700 | 510 | 710 | 505 | 510
2035-08-11 05:00 | 700 | 505 | 700 | 510 | 710 | 505 | 510
2035-08-11 06:00 | 700 | 252.97 | 700 | 390 | 710 | 374 | 510
2035-08-11 07:00 | 500 | 74 | 500 | 90 | 410 | 74 | 363.19
2035-08-11 08:00 | -100 | -226 | -100 | -210 | 110 | -226 | 63.19
2035-08-11 09:00 | -700 | -526 | -700 | -510 | 0 | -526 | -236.81
2035-08-11 10:00 | -700 | -526 | -700 | -510 | 0 | -526 | -510
2035-08-11 11:00 | -700 | -526 | -700 | -510 | 0 | -526 | -410.61
2035-08-11 12:00 | -700 | -526 | -700 | -510 | 0 | -526 | -510
2035-08-11 13:00 | -700 | -526 | -700 | -510 | 0 | -526 | -210
2035-08-11 14:00 | -700 | -526 | -700 | -510 | 0 | -526 | -3.16
2035-08-11 15:00 | -500 | -226 | -500 | -510 | 0 | -518.33 | -303.16
2035-08-11 16:00 | 100 | -526 | 100 | -510 | -117.07 | -526 | -250.12
2035-08-11 17:00 | 700 | -226 | 700 | -210 | 0 | -226 | 49.88
2035-08-11 18:00 | 700 | 0 | 700 | 90 | 0 | 0 | 349.88
2035-08-11 19:00 | 700 | 0 | 700 | 390 | 0 | 0 | 188.54
2035-08-11 20:00 | 700 | 0 | 700 | 161.35 | 0 | 0 | 0
2035-08-11 21:00 | 700 | 0 | 700 | 461.35 | 0 | 0 | 300
2035-08-11 22:00 | 700 | 0 | 700 | 510 | 0 | 0 | 510
2035-08-11 23:00 | 700 | 0 | 700 | 510 | 95.12 | 0 | 510
2035-08-12 | 700 | 0 | 700 | 510 | 110 | 0 | 498.56
2035-08-12 01:00 | 700 | 0 | 700 | 510 | 410 | 86.68 | 503.56
2035-08-12 02:00 | 700 | 0 | 700 | 510 | 710 | 386.68 | 510
2035-08-12 03:00 | 700 | 153.8 | 700 | 510 | 710 | 505 | 510
2035-08-12 04:00 | 700 | 67.08 | 700 | 510 | 710 | 505 | 510
2035-08-12 05:00 | 700 | 0 | 700 | 510 | 710 | 458.54 | 510
2035-08-12 06:00 | 700 | 0 | 700 | 510 | 600 | 194.68 | 510
2035-08-12 07:00 | 100 | 0 | 517.9 | 210 | 300 | 0 | 210
2035-08-12 08:00 | -500 | -300 | -82.1 | -90 | 0 | -300 | -90
2035-08-12 09:00 | 0 | 0 | 0 | -390 | 174.5 | -424.72 | 90
2035-08-12 10:00 | -100 | -226 | -100 | -210 | -47.29 | -226 | -210
2035-08-12 11:00 | -700 | -526 | -700 | -510 | -347.29 | -526 | -510
2035-08-12 12:00 | -700 | -526 | -700 | -510 | -409.46 | -526 | -510
2035-08-12 13:00 | -700 | -526 | -700 | -510 | -357.51 | -526 | -510
2035-08-12 14:00 | -700 | -526 | -700 | -510 | -386 | -526 | -510
2035-08-12 15:00 | -700 | -414.66 | -700 | -510 | -510.77 | -526 | -510
2035-08-12 16:00 | -447.12 | -114.66 | -700 | -210 | -210.77 | -226 | -210
2035-08-12 17:00 | 0 | 0 | -151.34 | 0 | 0 | 0 | 0
2035-08-12 18:00 | 0 | 0 | 0 | 0 | 0 | 0 | 0
2035-08-12 19:00 | 0 | 0 | 0 | 0 | 0 | 0 | 0
2035-08-12 20:00 | 0 | 0 | 224.88 | 0 | 0 | 0 | 0
2035-08-12 21:00 | 544.16 | 0 | 0 | 0 | 110 | 0 | 0
2035-08-12 22:00 | 0 | 0 | 0 | 210 | 410 | 0 | 210
2035-08-12 23:00 | -600 | 278 | -600 | 510 | 710 | 300 | 510
2035-08-13 | 0 | 505 | 0 | 510 | 710 | 505 | 510
2035-08-13 01:00 | 0 | 505 | 600 | 510 | 710 | 505 | 510
2035-08-13 02:00 | 600 | 505 | 160.31 | 510 | 710 | 505 | 510
2035-08-13 03:00 | 700 | 205 | 700 | 308.36 | 410 | 205 | 210
2035-08-13 04:00 | 700 | 0 | 700 | 390 | 110 | 0 | 355.67
2035-08-13 05:00 | 700 | 0 | 700 | 90 | 0 | 0 | 88.45
2035-08-13 06:00 | 700 | 0 | 700 | -210 | 0 | -18 | 0
2035-08-13 07:00 | 700 | -300 | 700 | -510 | -40.92 | -318 | -300
2035-08-13 08:00 | 700 | -526 | 700 | -510 | -75.41 | -526 | -510
2035-08-13 09:00 | 460.08 | -526 | 100 | -510 | -105.4 | -526 | -448.52
2035-08-13 10:00 | 0 | -526 | 0 | -510 | 0 | -526 | -148.52
2035-08-13 11:00 | 0 | -526 | 0 | -510 | 0 | -526 | -448.52
2035-08-13 12:00 | 0 | -526 | 0 | -510 | 0 | -526 | -510
2035-08-13 13:00 | 0 | -526 | 0 | -510 | -86.58 | -526 | -510
2035-08-13 14:00 | 0 | -526 | 0 | -510 | -248.06 | -526 | -510
2035-08-13 15:00 | 0 | -526 | 0 | -510 | -423.29 | -526 | -510
2035-08-13 16:00 | 304.27 | -526 | 100 | -510 | -218 | -526 | -510
2035-08-13 17:00 | 700 | -226 | 700 | -510 | 0 | -458.43 | -510
2035-08-13 18:00 | 700 | 0 | 700 | -510 | 0 | -158.43 | -510
2035-08-13 19:00 | 700 | 0 | 700 | -510 | 0 | 0 | -510
2035-08-13 20:00 | 700 | 0 | 700 | -510 | 0 | 0 | -510
2035-08-13 21:00 | 700 | 0 | 700 | -300 | 0 | 0 | -213.76
2035-08-13 22:00 | 700 | 0 | 700 | 0 | 0 | 0 | 0
2035-08-13 23:00 | 700 | 0 | 700 | 300 | 300 | 239.18 | 300
2035-08-14 | 700 | 237.06 | 700 | 510 | 600 | 505 | 510
2035-08-14 01:00 | 700 | 0 | 700 | 510 | 710 | 505 | 510
2035-08-14 02:00 | 700 | 36.26 | 700 | 510 | 710 | 505 | 510
2035-08-14 03:00 | 700 | 0 | 700 | 510 | 710 | 505 | 510
2035-08-14 04:00 | 700 | 250.99 | 700 | 510 | 600 | 505 | 510
2035-08-14 05:00 | 700 | 300 | 700 | 210 | 300 | 216.79 | 210
2035-08-14 06:00 | 700 | 0 | 700 | -90 | 0 | -83.21 | -90
2035-08-14 07:00 | 700 | -300 | 700 | -390 | -300 | -383.21 | -390
2035-08-14 08:00 | 700 | -370.78 | 700 | -510 | -374.13 | -526 | -510
2035-08-14 09:00 | 100 | -70.78 | 100 | -510 | -74.13 | -526 | -210
2035-08-14 10:00 | -500 | 0 | -500 | -510 | 214.53 | -226 | 90
2035-08-14 11:00 | -700 | -226 | -700 | -237.55 | 300 | -226 | 43.73
2035-08-14 12:00 | -700 | -526 | -700 | -510 | 0 | -526 | -256.27
2035-08-14 13:00 | -700 | -526 | -700 | -510 | 0 | -526 | 0
2035-08-14 14:00 | -584.02 | -526 | -700 | -510 | 0 | -526 | -23.64
2035-08-14 15:00 | 0 | -526 | -297.01 | -510 | 0 | -526 | -286.2
2035-08-14 16:00 | 600 | -526 | 302.99 | -510 | -110 | -526 | -105.51
2035-08-14 17:00 | 700 | -226 | 700 | -510 | -410 | -388.61 | -405.51
2035-08-14 18:00 | 700 | -526 | 700 | -510 | -710 | -526 | -510
2035-08-14 19:00 | 700 | -526 | 700 | -510 | -710 | -526 | -510
2035-08-14 20:00 | 700 | -526 | 700 | -510 | -710 | -526 | -510
2035-08-14 21:00 | 700 | -226 | 700 | -210 | -410 | -226 | -210
2035-08-14 22:00 | 700 | 74 | 700 | 90 | -110 | 74 | 90
2035-08-14 23:00 | 700 | 0 | 700 | 390 | 190 | 9.03 | 390
2035-08-15 | 700 | 0 | 700 | 510 | 0 | 0 | 115.98
2035-08-15 01:00 | 700 | 0 | 700 | 510 | 0 | 0 | 111.69
2035-08-15 02:00 | 700 | 0 | 700 | 481.6 | 0 | 0 | 0
2035-08-15 03:00 | 700 | 0 | 700 | 510 | 0 | 0 | 20.31
2035-08-15 04:00 | 700 | 0 | 700 | 300 | 0 | 0 | 18.62
2035-08-15 05:00 | 700 | 0 | 700 | 0 | 0 | 0 | 0
2035-08-15 06:00 | 700 | 0 | 700 | -177.59 | 0 | 0 | 0
2035-08-15 07:00 | 700 | -185.38 | 700 | -477.59 | 0 | -226 | -109.63
2035-08-15 08:00 | 700 | -485.38 | 700 | -510 | -300 | -526 | -409.63
2035-08-15 09:00 | 700 | -526 | 292.4 | -510 | -600 | -526 | -510
2035-08-15 10:00 | 100 | -526 | 239.78 | -510 | -332.78 | -526 | -510
2035-08-15 11:00 | 0 | -526 | 0 | -510 | -632.78 | -526 | -510
2035-08-15 12:00 | 440.4 | -526 | 0 | -510 | -441.66 | -526 | -510
2035-08-15 13:00 | 700 | -526 | 100 | -510 | -485.57 | -526 | -510
2035-08-15 14:00 | 700 | -526 | 700 | -510 | -266.77 | -526 | -510
2035-08-15 15:00 | 700 | -526 | 700 | -510 | -410 | -526 | -510
2035-08-15 16:00 | 700 | -526 | 700 | -510 | -710 | -526 | -510
2035-08-15 17:00 | 700 | -526 | 700 | -510 | -710 | -526 | -510
2035-08-15 18:00 | 700 | -526 | 700 | -510 | -710 | -526 | -510
2035-08-15 19:00 | 700 | -526 | 700 | -510 | -710 | -526 | -510
2035-08-15 20:00 | 700 | -300 | 700 | -483.81 | -410 | -300 | -300
2035-08-15 21:00 | 700 | 0 | 700 | -183.81 | -110 | 0 | 0
2035-08-15 22:00 | 700 | 0 | 700 | 116.19 | 190 | 216.72 | 300
2035-08-15 23:00 | 700 | 0 | 700 | 349.82 | 0 | 0 | 0
2035-08-16 | 700 | 0 | 700 | 243.62 | 110 | 0 | 0
2035-08-16 01:00 | 700 | 201.62 | 700 | 484.38 | 410 | 205 | 210
2035-08-16 02:00 | 700 | 501.62 | 700 | 510 | 710 | 505 | 510
2035-08-16 03:00 | 700 | 505 | 700 | 510 | 710 | 505 | 510
2035-08-16 04:00 | 700 | 300 | 700 | 390 | 410 | 300 | 495.83
2035-08-16 05:00 | 700 | 0 | 700 | 90 | 110 | 0 | 195.83
2035-08-16 06:00 | 700 | 0 | 700 | -210 | -190 | -188.74 | -104.17
2035-08-16 07:00 | 700 | 0 | 700 | -510 | 0 | 0 | -267.65
2035-08-16 08:00 | 700 | 0 | 700 | -510 | -141.87 | 0 | -510
2035-08-16 09:00 | 700 | 0 | 700 | -510 | -362.21 | -224.36 | -326.95
2035-08-16 10:00 | 700 | 0 | 700 | -510 | -662.21 | -524.36 | -510
2035-08-16 11:00 | 700 | -190.8 | 700 | -510 | -710 | -526 | -510
2035-08-16 12:00 | 700 | 0 | 700 | -510 | -565.79 | -526 | -510
2035-08-16 13:00 | 700 | 0 | 700 | -510 | -658.22 | -526 | -510
2035-08-16 14:00 | 700 | 0 | 700 | -510 | -563.24 | -526 | -510
2035-08-16 15:00 | 700 | -244.47 | 700 | -510 | -503.08 | -526 | -510
2035-08-16 16:00 | 700 | -526 | 700 | -510 | -710 | -526 | -510
2035-08-16 17:00 | 700 | -526 | 700 | -510 | -710 | -526 | -510
2035-08-16 18:00 | 700 | -526 | 700 | -510 | -710 | -526 | -510
2035-08-16 19:00 | 700 | -526 | 700 | -510 | -710 | -526 | -510
2035-08-16 20:00 | 700 | -526 | 700 | -510 | -710 | -526 | -510
2035-08-16 21:00 | 700 | -226 | 700 | -210 | -410 | -226 | -210
2035-08-16 22:00 | 700 | 74 | 700 | 90 | -110 | 74 | 90
2035-08-16 23:00 | 700 | 0 | 700 | 390 | 190 | 236.5 | 390
2035-08-17 | 700 | 300 | 700 | 510 | 488.18 | 505 | 510
2035-08-17 01:00 | 700 | 462.55 | 700 | 510 | 710 | 505 | 510
2035-08-17 02:00 | 700 | 462.55 | 700 | 510 | 529.38 | 505 | 510
2035-08-17 03:00 | 700 | 505 | 700 | 510 | 710 | 505 | 510
2035-08-17 04:00 | 700 | 372.72 | 700 | 510 | 410 | 505 | 510
2035-08-17 05:00 | 700 | 227.44 | 700 | 390 | 300 | 374 | 300
2035-08-17 06:00 | 700 | 300 | 700 | 90 | 0 | 74 | 0
2035-08-17 07:00 | 700 | 0 | 700 | -210 | -300 | -226 | -300
2035-08-17 08:00 | 700 | 0 | 700 | -510 | -600 | -526 | -510
2035-08-17 09:00 | 700 | 0 | 700 | -510 | -710 | -526 | -510
2035-08-17 10:00 | 700 | 0 | 700 | -510 | -710 | -526 | -510
2035-08-17 11:00 | 700 | 0 | 700 | -510 | -676.69 | -526 | -510
2035-08-17 12:00 | 700 | -79.87 | 700 | -300 | -376.69 | -300 | -300
2035-08-17 13:00 | 700 | 0 | 700 | 0 | -76.69 | 0 | 0
2035-08-17 14:00 | 700 | 0 | 700 | 90 | 0 | 0 | 20.38
2035-08-17 15:00 | 700 | 0 | 700 | -210 | -110 | 0 | -134.85
2035-08-17 16:00 | 700 | -32.6 | 700 | -510 | -410 | -300 | -434.85
2035-08-17 17:00 | 700 | -226 | 700 | -510 | -710 | -526 | -510
2035-08-17 18:00 | 700 | -526 | 700 | -510 | -710 | -526 | -510
2035-08-17 19:00 | 700 | -526 | 700 | -510 | -710 | -526 | -510
2035-08-17 20:00 | 700 | -226 | 700 | -210 | -410 | -226 | -210
2035-08-17 21:00 | 700 | 74 | 700 | 90 | -110 | 74 | 90
2035-08-17 22:00 | 700 | 0 | 700 | 390 | 108.79 | 0 | 390
2035-08-17 23:00 | 700 | 0 | 700 | 444.97 | 0 | 0 | 90
2035-08-18 | 700 | 0 | 700 | 210 | 110 | 0 | 170.97
2035-08-18 01:00 | 700 | 100.02 | 700 | 510 | 410 | 274.64 | 470.97
2035-08-18 02:00 | 700 | 400.02 | 700 | 510 | 710 | 505 | 510
2035-08-18 03:00 | 700 | 278.55 | 700 | 510 | 710 | 505 | 510
2035-08-18 04:00 | 700 | 0 | 700 | 510 | 710 | 505 | 510
2035-08-18 05:00 | 700 | 0 | 700 | 510 | 710 | 424.61 | 510
2035-08-18 06:00 | 700 | 0 | 700 | 510 | 710 | 286.83 | 510
2035-08-18 07:00 | 700 | 0 | 700 | 510 | 580.27 | 0 | 510
2035-08-18 08:00 | 700 | 0 | 584.36 | 210 | 280.27 | 0 | 210
2035-08-18 09:00 | 485.62 | 0 | 0 | 0 | 0 | 0 | 0
2035-08-18 10:00 | 0 | 0 | -575.52 | 0 | 0 | 0 | 0
2035-08-18 11:00 | -100.84 | 0 | -700 | -210 | 0 | 0 | 0
2035-08-18 12:00 | -700 | 0 | -700 | -510 | 0 | -162.42 | -183.96
2035-08-18 13:00 | -700 | 0 | -700 | -510 | 0 | -81.81 | -266.35
2035-08-18 14:00 | -700 | 0 | -700 | -510 | 0 | -180.29 | -294.04
2035-08-18 15:00 | -700 | 0 | -700 | -510 | 0 | 0 | -54.29
2035-08-18 16:00 | -160.91 | 0 | -100 | -215.09 | 0 | 0 | -274.56
2035-08-18 17:00 | 439.09 | 0 | 500 | 84.91 | 110 | 0 | 0
2035-08-18 18:00 | 700 | 0 | 700 | 384.91 | 410 | 62.55 | 210
2035-08-18 19:00 | 700 | 0 | 700 | 510 | 710 | 362.55 | 510
2035-08-18 20:00 | 700 | 235.89 | 700 | 510 | 710 | 505 | 510
2035-08-18 21:00 | 700 | 476.34 | 700 | 510 | 710 | 505 | 510
2035-08-18 22:00 | 700 | 505 | 700 | 510 | 710 | 505 | 510
2035-08-18 23:00 | 700 | 421.52 | 700 | 510 | 710 | 505 | 510
2035-08-19 | 700 | 419.76 | 700 | 510 | 710 | 505 | 510
2035-08-19 01:00 | 700 | 495.27 | 700 | 510 | 710 | 505 | 510
2035-08-19 02:00 | 700 | 437.39 | 700 | 510 | 710 | 505 | 510
2035-08-19 03:00 | 700 | 322.17 | 700 | 510 | 710 | 505 | 510
2035-08-19 04:00 | 700 | 167.76 | 700 | 510 | 710 | 505 | 510
2035-08-19 05:00 | 700 | 0 | 700 | 510 | 710 | 377.25 | 510
2035-08-19 06:00 | 700 | 0 | 533.85 | 210 | 410 | 77.25 | 210
2035-08-19 07:00 | 500 | 0 | 305.15 | 0 | 110 | 0 | 0
2035-08-19 08:00 | -100 | 0 | -294.85 | -294.48 | 0 | 0 | -90
2035-08-19 09:00 | -700 | -95 | -700 | -467.83 | -190 | -300 | -390
2035-08-19 10:00 | -700 | 205 | -700 | -167.83 | 110 | 0 | -90
2035-08-19 11:00 | -700 | 505 | -700 | 132.17 | 410 | 300 | 210
2035-08-19 12:00 | -700 | 505 | -700 | 432.17 | 710 | 505 | 510
2035-08-19 13:00 | -700 | 505 | -700 | 510 | 710 | 505 | 395.23
2035-08-19 14:00 | -100 | 505 | -100 | 510 | 710 | 505 | 196.03
2035-08-19 15:00 | 500 | 505 | 500 | 510 | 710 | 505 | 147.69
2035-08-19 16:00 | 500 | 505 | 499.95 | 510 | 710 | 505 | 0
2035-08-19 17:00 | -100 | 505 | -100 | 510 | 710 | 505 | 187.57
2035-08-19 18:00 | -700 | 505 | -700 | 510 | 410 | 505 | 375.23
2035-08-19 19:00 | -700 | 505 | -700 | 510 | 710 | 505 | 92.98
2035-08-19 20:00 | -700 | 505 | -700 | 510 | 710 | 505 | 71.75
2035-08-19 21:00 | -278.83 | 505 | -600 | 510 | 710 | 505 | 271.11
2035-08-19 22:00 | -269.78 | 505 | 0 | 510 | 706.94 | 505 | 510
2035-08-19 23:00 | 0 | 505 | 0 | 463.59 | 406.94 | 505 | 210
2035-08-20 | 500 | 505 | 105.77 | 163.59 | 312.35 | 505 | -90
2035-08-20 01:00 | -100 | 505 | -432.11 | 210 | 612.35 | 505 | 210
2035-08-20 02:00 | -700 | 505 | -700 | 510 | 565.92 | 505 | 235.95
2035-08-20 03:00 | -100 | 505 | -222.31 | 210 | 265.92 | 374 | 510
2035-08-20 04:00 | -143.2 | 505 | 0 | -90 | 565.92 | 74 | 224.34
2035-08-20 05:00 | 255.62 | 205 | 100 | 210 | 410 | -226 | 0
2035-08-20 06:00 | 0 | 205 | 700 | 47.07 | 710 | -526 | 0
2035-08-20 07:00 | 0 | 505 | 700 | -151.74 | 710 | -256.34 | 0
2035-08-20 08:00 | 0 | 205 | 700 | 148.26 | 626.25 | -21 | 0
2035-08-20 09:00 | 0 | 205 | 100 | 448.26 | 484.73 | -95 | 210
2035-08-20 10:00 | -100 | 505 | -312.58 | 210 | 184.73 | 205 | 510
2035-08-20 11:00 | -700 | 505 | -700 | 510 | 484.73 | 505 | 510
2035-08-20 12:00 | -100 | 233.01 | -100 | 510 | 710 | 205 | 210
2035-08-20 13:00 | -28.66 | 505 | 0 | 510 | 410 | 505 | 0
2035-08-20 14:00 | 495.42 | 205 | 0 | 210 | 110 | 205 | 0
2035-08-20 15:00 | 0 | 0 | 0 | 325.96 | 410 | 505 | 0
2035-08-20 16:00 | 0 | 255.44 | 0 | 210 | 710 | 505 | 300
2035-08-20 17:00 | -100 | 505 | -100 | 510 | 562.04 | 505 | 510
2035-08-20 18:00 | -700 | 205 | -700 | 210 | 262.04 | 205 | 210
2035-08-20 19:00 | -700 | 505 | -700 | 510 | 530.68 | 505 | 510
2035-08-20 20:00 | -100 | 505 | -100 | 510 | 493.6 | 505 | 510
2035-08-20 21:00 | 500 | 505 | 0 | 476.78 | 410 | 505 | 300
2035-08-20 22:00 | 0 | 205 | 548.77 | 510 | 710 | 505 | 0
2035-08-20 23:00 | 0 | 505 | 500 | 210 | 710 | 505 | 72.03
2035-08-21 | -100 | 505 | -100 | 510 | 710 | 505 | 372.03
2035-08-21 01:00 | -700 | 505 | -700 | 510 | 710 | 505 | 510
2035-08-21 02:00 | -100 | 505 | -100 | 510 | 710 | 505 | 510
2035-08-21 03:00 | 224.43 | 505 | 500 | 510 | 710 | 505 | 510
2035-08-21 04:00 | -375.57 | 505 | -100 | 510 | 710 | 505 | 510
2035-08-21 05:00 | -700 | 505 | -700 | 510 | 710 | 505 | 510
2035-08-21 06:00 | -100 | 505 | -100 | 510 | 710 | 505 | 510
2035-08-21 07:00 | -700 | 505 | -700 | 510 | 710 | 505 | 510
2035-08-21 08:00 | -700 | 505 | -700 | 510 | 710 | 505 | 510
2035-08-21 09:00 | -100 | 505 | -100 | 510 | 710 | 505 | 510
2035-08-21 10:00 | 500 | 505 | 500 | 510 | 710 | 505 | 510
2035-08-21 11:00 | 482.41 | 505 | 700 | 510 | 710 | 505 | 510
2035-08-21 12:00 | 700 | 505 | 700 | 510 | 710 | 505 | 510
2035-08-21 13:00 | 700 | 505 | 700 | 510 | 710 | 505 | 510
2035-08-21 14:00 | 700 | 505 | 700 | 510 | 710 | 505 | 510
2035-08-21 15:00 | 500 | 505 | 500 | 510 | 490 | 505 | 510
2035-08-21 16:00 | -100 | 374 | -100 | 390 | 190 | 374 | 390
2035-08-21 17:00 | -700 | 74 | -700 | 90 | -110 | 74 | 90
2035-08-21 18:00 | -700 | -226 | -700 | -210 | -410 | -226 | -210
2035-08-21 19:00 | -700 | -526 | -700 | -510 | -710 | -526 | -510
2035-08-21 20:00 | -700 | -526 | -700 | -510 | -710 | -526 | -510
2035-08-21 21:00 | -700 | -526 | -700 | -510 | -710 | -526 | -510
2035-08-21 22:00 | -700 | -395 | -700 | -408.83 | -410 | -395 | -390
2035-08-21 23:00 | -700 | -95 | -700 | -108.83 | -110 | -95 | -90
2035-08-22 | -700 | 205 | -700 | 191.17 | 190 | 205 | 210
2035-08-22 01:00 | -700 | 505 | -700 | 491.17 | 490 | 505 | 510
2035-08-22 02:00 | -700 | 505 | -700 | 510 | 710 | 505 | 510
2035-08-22 03:00 | -700 | 505 | -700 | 510 | 490 | 505 | 510
2035-08-22 04:00 | -700 | 374 | -700 | 300 | 190 | 374 | 323.78
2035-08-22 05:00 | -700 | 74 | -700 | 0 | -110 | 74 | 23.78
2035-08-22 06:00 | -700 | -226 | -700 | -300 | -410 | -226 | -276.22
2035-08-22 07:00 | -700 | -526 | -700 | -510 | -710 | -526 | -510
2035-08-22 08:00 | -700 | -526 | -700 | -510 | -599.21 | -526 | -510
2035-08-22 09:00 | -700 | -226 | -700 | -210 | -299.21 | -226 | -210
2035-08-22 10:00 | -700 | 74 | -700 | 90 | 0.79 | 74 | 90
2035-08-22 11:00 | -700 | 374 | -700 | 390 | 300.79 | 374 | 390
2035-08-22 12:00 | -700 | 505 | -700 | 510 | 600.79 | 505 | 510
2035-08-22 13:00 | -700 | 505 | -700 | 510 | 710 | 505 | 510
2035-08-22 14:00 | -700 | 374 | -700 | 390 | 710 | 374 | 510
2035-08-22 15:00 | -700 | 74 | -700 | 90 | 600 | 74 | 508.13
2035-08-22 16:00 | -700 | -226 | -700 | -210 | 300 | -226 | 208.13
2035-08-22 17:00 | -700 | -526 | -700 | -510 | 0 | -526 | -91.87
2035-08-22 18:00 | -700 | -226 | -700 | -210.9 | 0 | -226 | 0
2035-08-22 19:00 | -700 | 0 | -700 | -167.84 | 0 | 0 | 0
2035-08-22 20:00 | -603.48 | 0 | -600 | 0 | 0 | 0 | 0
2035-08-22 21:00 | -700 | 0 | 0 | 0 | 0 | 0 | 0
2035-08-22 22:00 | -100 | 0 | -600 | 0 | 0 | 0 | 0
2035-08-22 23:00 | 0 | 0 | 0 | 0 | 0 | 0 | 0
2035-08-23 | 600 | 0 | 0 | 0 | 0 | 0 | 0
2035-08-23 01:00 | 557.47 | 0 | 0 | 0 | 0 | 0 | 0
2035-08-23 02:00 | 700 | 0 | 600 | 0 | 0 | 0 | 0
2035-08-23 03:00 | 700 | 0 | 5.17 | 0 | 0 | 0 | 0
2035-08-23 04:00 | 700 | 0 | 5.17 | 0 | 0 | 0 | 0
2035-08-23 05:00 | 544.14 | 0 | 600 | 0 | 0 | 0 | 0
2035-08-23 06:00 | 319.28 | 0 | 0 | 0 | 0 | 0 | 0
2035-08-23 07:00 | 500 | 0 | 0 | 0 | 0 | 0 | 0
2035-08-23 08:00 | -100 | -226 | -100 | -210 | 0 | -226 | 0
2035-08-23 09:00 | -700 | -526 | -700 | -510 | 0 | -526 | -259.96
2035-08-23 10:00 | -700 | -526 | -700 | -510 | 0 | -526 | -111.36
2035-08-23 11:00 | -700 | -526 | -700 | -510 | 0 | -526 | -131.58
2035-08-23 12:00 | -700 | -526 | -700 | -510 | 0 | -526 | 0
2035-08-23 13:00 | -700 | -526 | -700 | -510 | 0 | -526 | 0
2035-08-23 14:00 | -700 | -526 | -700 | -510 | 0 | -526 | 0
2035-08-23 15:00 | -700 | -526 | -700 | -510 | 0 | -526 | -51.94
2035-08-23 16:00 | -500 | -229.26 | -500 | -510 | 0 | -526 | -230.36
2035-08-23 17:00 | 100 | -103.23 | 100 | -510 | 0 | -226 | -103.25
2035-08-23 18:00 | 700 | -403.23 | 700 | -510 | 0 | -526 | -277.24
2035-08-23 19:00 | 700 | -103.23 | 700 | -210 | 0 | -226 | 0
2035-08-23 20:00 | 700 | 0 | 700 | 90 | 0 | 0 | 0
2035-08-23 21:00 | 700 | 0 | 700 | 390 | 0 | 0 | 210
2035-08-23 22:00 | 700 | 0 | 700 | 510 | 0 | 0 | 510
2035-08-23 23:00 | 700 | 0 | 700 | 510 | 0 | 0 | 210
2035-08-24 | 700 | 0 | 700 | 510 | 300 | 86.97 | 510
2035-08-24 01:00 | 700 | 0 | 700 | 510 | 600 | 86.97 | 510
2035-08-24 02:00 | 700 | 0 | 700 | 510 | 710 | 270.93 | 510
2035-08-24 03:00 | 700 | 0 | 700 | 510 | 584.62 | 193.64 | 510
2035-08-24 04:00 | 700 | 0 | 700 | 390 | 284.62 | 0 | 390
2035-08-24 05:00 | 700 | 0 | 700 | 90 | -15.38 | 0 | 90
2035-08-24 06:00 | 700 | -226 | 700 | -210 | -315.38 | -226 | -210
2035-08-24 07:00 | 700 | -526 | 700 | -510 | -615.38 | -526 | -510
2035-08-24 08:00 | 700 | -526 | 700 | -510 | -710 | -526 | -510
2035-08-24 09:00 | 100 | -526 | 100 | -510 | -410 | -526 | -210
2035-08-24 10:00 | -31.55 | -526 | 0 | -510 | -110 | -526 | -135.28
2035-08-24 11:00 | -31.55 | -526 | -205.51 | -510 | 0 | -526 | -216.75
2035-08-24 12:00 | -31.55 | -526 | 0 | -510 | 0 | -526 | -200.22
2035-08-24 13:00 | -313.28 | -526 | 0 | -510 | 0 | -526 | -237.89
2035-08-24 14:00 | 0 | -526 | -23.78 | -510 | 0 | -526 | -240.39
2035-08-24 15:00 | 0 | -526 | 67.57 | -510 | 0 | -526 | -340.19
2035-08-24 16:00 | 600 | -526 | 667.57 | -510 | 0 | -526 | -238.15
2035-08-24 17:00 | 700 | -526 | 700 | -510 | 0 | -526 | -238.3
2035-08-24 18:00 | 700 | -526 | 700 | -510 | 0 | -526 | -224.96
2035-08-24 19:00 | 700 | -526 | 700 | -510 | 0 | -526 | -259.23
2035-08-24 20:00 | 600 | -226 | 657.5 | -464.24 | -192.71 | -226 | -300
2035-08-24 21:00 | 0 | 0 | 57.5 | -164.24 | -110 | 0 | 0
2035-08-24 22:00 | -600 | 0 | -299.13 | -210 | -410 | -165.93 | -210
2035-08-24 23:00 | -700 | -300 | -700 | -510 | -710 | -465.93 | -510
2035-08-25 | -700 | 0 | -700 | -210 | -410 | -165.93 | -210
2035-08-25 01:00 | -700 | 300 | -700 | 90 | -110 | 134.07 | 90
2035-08-25 02:00 | -100 | 505 | -100 | 390 | 190 | 434.07 | 390
2035-08-25 03:00 | 231.02 | 505 | 500 | 510 | -110 | 134.07 | 90
2035-08-25 04:00 | 700 | 300 | 600 | 210 | -410 | 148.06 | -210
2035-08-25 05:00 | 371.75 | 0 | 0 | 510 | -110 | 448.06 | -211.84
2035-08-25 06:00 | -228.25 | 0 | 0 | 510 | 0 | 505 | 0
2035-08-25 07:00 | -100 | 300 | -100 | 210 | 124.61 | 505 | 0
2035-08-25 08:00 | -700 | 505 | -700 | 510 | 412.44 | 505 | 300
2035-08-25 09:00 | -700 | 505 | -700 | 510 | 710 | 505 | 77.3
2035-08-25 10:00 | -700 | 505 | -700 | 510 | 710 | 505 | 110.07
2035-08-25 11:00 | -700 | 505 | -700 | 510 | 710 | 505 | 156.86
2035-08-25 12:00 | -700 | 505 | -700 | 510 | 447.44 | 505 | 421.27
2035-08-25 13:00 | -700 | 505 | -700 | 510 | 710 | 505 | 121.27
2035-08-25 14:00 | -700 | 505 | -700 | 510 | 710 | 505 | 105.3
2035-08-25 15:00 | -250.76 | 505 | -496.83 | 510 | 410 | 505 | 0
2035-08-25 16:00 | 349.24 | 205 | 0 | 210 | 110 | 505 | 300
2035-08-25 17:00 | 0 | 505 | 68.52 | 510 | 410 | 505 | 300
2035-08-25 18:00 | 0 | 205 | 551.7 | 510 | 710 | 505 | 0
2035-08-25 19:00 | 500 | 205 | 0 | 510 | 710 | 505 | 234.23
2035-08-25 20:00 | -100 | 505 | -100 | 510 | 710 | 505 | 495.19
2035-08-25 21:00 | -700 | 505 | -700 | 510 | 710 | 505 | 510
2035-08-25 22:00 | -700 | 505 | -700 | 510 | 710 | 505 | 510
2035-08-25 23:00 | -700 | 505 | -700 | 510 | 710 | 505 | 510
2035-08-26 | -700 | 505 | -700 | 510 | 710 | 505 | 510
2035-08-26 01:00 | -700 | 505 | -700 | 510 | 710 | 505 | 510
2035-08-26 02:00 | -700 | 505 | -700 | 510 | 710 | 505 | 510
2035-08-26 03:00 | -700 | 505 | -700 | 510 | 710 | 505 | 510
2035-08-26 04:00 | -700 | 505 | -700 | 510 | 600 | 505 | 510
2035-08-26 05:00 | -700 | 300 | -700 | 300 | 300 | 300 | 300
2035-08-26 06:00 | -100 | 0 | -700 | 0 | 0 | 0 | 0
2035-08-26 07:00 | -89.4 | 0 | -539.55 | 0 | 0 | 0 | 0
2035-08-26 08:00 | -689.4 | -13.94 | -700 | -210 | 0 | -226 | -14.3
2035-08-26 09:00 | -700 | -313.94 | -700 | -510 | -300 | -526 | -314.3
2035-08-26 10:00 | -700 | -526 | -700 | -510 | -72.54 | -526 | -510
2035-08-26 11:00 | -700 | -526 | -700 | -510 | -1.32 | -526 | -510
2035-08-26 12:00 | -700 | -526 | -700 | -510 | 0 | -526 | -475.5
2035-08-26 13:00 | -700 | -526 | -700 | -510 | 0 | -526 | -357.64
2035-08-26 14:00 | -700 | -526 | -700 | -510 | 0 | -526 | -448.3
2035-08-26 15:00 | -500 | -271.48 | -500 | -510 | 0 | -526 | -427.41
2035-08-26 16:00 | 100 | -526 | 100 | -510 | 0 | -526 | -294.37
2035-08-26 17:00 | 700 | -466.26 | 700 | -510 | 0 | -526 | -203.85
2035-08-26 18:00 | 700 | -166.26 | 700 | -210 | 0 | -226 | 0
2035-08-26 19:00 | 700 | 0 | 700 | 0 | 0 | 0 | 0
2035-08-26 20:00 | 700 | 0 | 700 | 0 | 0 | 0 | 0
2035-08-26 21:00 | 700 | 0 | 700 | 0 | 0 | 0 | 0
2035-08-26 22:00 | 700 | 0 | 700 | 300 | 0 | 0 | 97.33
2035-08-26 23:00 | 700 | 0 | 700 | 510 | 300 | 0 | 397.33
2035-08-27 | 700 | 0 | 700 | 510 | 0 | 0 | 97.33
2035-08-27 01:00 | 700 | 0 | 700 | 510 | 0 | 0 | 0
2035-08-27 02:00 | 700 | 0 | 700 | 510 | 0 | 0 | 0
2035-08-27 03:00 | 700 | 0 | 700 | 510 | 0 | 0 | 0
2035-08-27 04:00 | 700 | 0 | 700 | 510 | 0 | 0 | 0
2035-08-27 05:00 | 700 | 0 | 700 | 300.16 | 0 | 0 | 0
2035-08-27 06:00 | 700 | 0 | 700 | 444.41 | 0 | 0 | 0
2035-08-27 07:00 | 700 | 0 | 700 | 466.58 | 0 | 0 | 0
2035-08-27 08:00 | 700 | 0 | 700 | 510 | 0 | 0 | 0
2035-08-27 09:00 | 700 | 0 | 700 | 510 | 0 | 0 | 0
2035-08-27 10:00 | 700 | 0 | 700 | 372.98 | 110 | 0 | 0
2035-08-27 11:00 | 622.31 | 0 | 600 | 210 | 410 | 205 | 210
2035-08-27 12:00 | 22.31 | 300 | 0 | 510 | 710 | 505 | 510
2035-08-27 13:00 | 0 | 300 | 543.38 | 510 | 710 | 505 | 510
2035-08-27 14:00 | 100 | 0 | 0 | 310.77 | 410 | 205 | 300
2035-08-27 15:00 | 700 | 0 | 467.39 | 10.77 | 110 | 0 | 0
2035-08-27 16:00 | 700 | 0 | 598.12 | 0 | -110 | 0 | 90
2035-08-27 17:00 | 700 | -226 | 700 | -210 | -410 | -226 | -210
2035-08-27 18:00 | 700 | -526 | 700 | -510 | -710 | -526 | -510
2035-08-27 19:00 | 700 | -526 | 700 | -510 | -710 | -526 | -510
2035-08-27 20:00 | 700 | -526 | 700 | -510 | -710 | -526 | -510
2035-08-27 21:00 | 700 | -226 | 700 | -510 | -502.88 | -226 | -510
2035-08-27 22:00 | 700 | 0 | 700 | -244.58 | -202.88 | 0 | -263.43
2035-08-27 23:00 | 700 | 0 | 700 | 55.42 | 0 | 0 | 0
2035-08-28 | 700 | 0 | 700 | 355.42 | 300 | 197.86 | 300
2035-08-28 01:00 | 531.11 | 0 | 100 | 55.42 | 0 | 0 | 0
2035-08-28 02:00 | -68.89 | 0 | -500 | -244.58 | 0 | 0 | -279.46
2035-08-28 03:00 | -625.25 | 0 | -700 | 0 | -58.08 | 0 | -510
2035-08-28 04:00 | -700 | 0 | -700 | -114.77 | 0 | 0 | -210
2035-08-28 05:00 | -700 | 74 | -700 | 90 | -110 | 74 | 90
2035-08-28 06:00 | -700 | -226 | -700 | -210 | -410 | -226 | -210
2035-08-28 07:00 | -700 | -526 | -700 | -510 | -710 | -526 | -510
2035-08-28 08:00 | -700 | -226 | -700 | -210 | -410 | -226 | -210
2035-08-28 09:00 | -700 | 74 | -700 | 90 | -110 | 74 | 90
2035-08-28 10:00 | -700 | 374 | -700 | 390 | 190 | 374 | 390
2035-08-28 11:00 | -700 | 505 | -700 | 510 | 490 | 505 | 510
2035-08-28 12:00 | -700 | 505 | -700 | 510 | 710 | 505 | 510
2035-08-28 13:00 | -700 | 505 | -700 | 510 | 710 | 505 | 510
2035-08-28 14:00 | -700 | 505 | -700 | 510 | 710 | 505 | 510
2035-08-28 15:00 | -700 | 505 | -700 | 510 | 490 | 505 | 510
2035-08-28 16:00 | -700 | 505 | -700 | 210 | 190 | 300.11 | 210
2035-08-28 17:00 | -700 | 300 | -700 | -90 | -110 | 0.11 | -90
2035-08-28 18:00 | -700 | 0 | -700 | -390 | -410 | -299.89 | -390
2035-08-28 19:00 | -700 | -92.34 | -700 | -510 | -710 | -526 | -510
2035-08-28 20:00 | -700 | 0 | -700 | -510 | -642.66 | -526 | -510
2035-08-28 21:00 | -700 | -300 | -700 | -510 | -590.05 | -526 | -510
2035-08-28 22:00 | -700 | -286.32 | -700 | -300 | -290.05 | -300 | -300
2035-08-28 23:00 | -700 | 13.68 | -700 | 0 | 9.95 | 0 | 0
2035-08-29 | -700 | 313.68 | -700 | 300 | 309.95 | 300 | 300
2035-08-29 01:00 | -700 | 505 | -700 | 510 | 609.95 | 505 | 510
2035-08-29 02:00 | -700 | 505 | -700 | 510 | 710 | 505 | 510
2035-08-29 03:00 | -700 | 505 | -700 | 510 | 710 | 505 | 510
2035-08-29 04:00 | -700 | 505 | -700 | 510 | 710 | 505 | 510
2035-08-29 05:00 | -700 | 505 | -700 | 510 | 710 | 505 | 510
2035-08-29 06:00 | -700 | 205 | -700 | 510 | 597.75 | 205 | 510
2035-08-29 07:00 | -700 | 383.7 | -700 | 510 | 710 | 505 | 510
2035-08-29 08:00 | -700 | 83.7 | -700 | 210 | 410 | 205 | 210
2035-08-29 09:00 | -100 | 383.7 | -100 | 510 | 710 | 505 | 510
2035-08-29 10:00 | 500 | 505 | 500 | 510 | 710 | 505 | 510
2035-08-29 11:00 | -100 | 505 | -100 | 510 | 490 | 505 | 510
2035-08-29 12:00 | -700 | 374 | -700 | 390 | 190 | 374 | 390
2035-08-29 13:00 | -100 | 74 | -100 | 90 | -110 | 74 | 90
2035-08-29 14:00 | -100 | -226 | -100 | -210 | -410 | -226 | -210
2035-08-29 15:00 | -700 | -526 | -700 | -510 | -710 | -526 | -510
2035-08-29 16:00 | -700 | -526 | -700 | -510 | -710 | -526 | -510
2035-08-29 17:00 | -100 | -226 | -100 | -510 | -710 | -308.25 | -510
2035-08-29 18:00 | 500 | -226 | 500 | -210 | -410 | -226 | -210
2035-08-29 19:00 | 700 | -526 | 700 | -510 | -710 | -526 | -510
2035-08-29 20:00 | 700 | -300 | 700 | -463.97 | -410 | -300 | -300
2035-08-29 21:00 | 700 | 0 | 700 | -163.97 | -110 | 0 | 0
2035-08-29 22:00 | 700 | 300 | 700 | 136.03 | 190 | 300 | 300
2035-08-29 23:00 | 700 | 0 | 700 | 436.03 | 159.76 | 0 | 438.11
2035-08-30 | 700 | 300 | 700 | 510 | 459.76 | 300 | 510
2035-08-30 01:00 | 700 | 505 | 700 | 510 | 710 | 505 | 510
2035-08-30 02:00 | 700 | 505 | 700 | 510 | 710 | 505 | 510
2035-08-30 03:00 | 700 | 505 | 700 | 510 | 710 | 505 | 510
2035-08-30 04:00 | 700 | 505 | 700 | 510 | 710 | 505 | 510
2035-08-30 05:00 | 700 | 300 | 700 | 300 | 410 | 300 | 300
2035-08-30 06:00 | 700 | 0 | 700 | 0 | 110 | 0 | 0
2035-08-30 07:00 | 700 | 0 | 700 | -238.91 | 0 | -126.53 | 0
2035-08-30 08:00 | 700 | -226 | 700 | -510 | 0 | -426.53 | -195.97
2035-08-30 09:00 | 100 | -526 | 102.92 | -510 | 0 | -526 | -313.69
2035-08-30 10:00 | 51.27 | -526 | 0 | -510 | 0 | -526 | -357.89
2035-08-30 11:00 | 0 | -526 | 0 | -510 | 0 | -526 | -318.44
2035-08-30 12:00 | 0 | -526 | 0 | -510 | 0 | -526 | -285.65
2035-08-30 13:00 | 0 | -526 | 52.63 | -510 | 0 | -526 | -301.42
2035-08-30 14:00 | 293.57 | -526 | 652.63 | -510 | -82.37 | -526 | -415.21
2035-08-30 15:00 | 660.27 | -526 | 700 | -510 | -382.37 | -526 | -210
2035-08-30 16:00 | 700 | -526 | 700 | -510 | -682.37 | -526 | -510
2035-08-30 17:00 | 700 | -526 | 700 | -510 | -710 | -526 | -510
2035-08-30 18:00 | 700 | -526 | 700 | -510 | -710 | -526 | -510
2035-08-30 19:00 | 700 | -526 | 700 | -510 | -710 | -526 | -510
2035-08-30 20:00 | 700 | -526 | 700 | -510 | -710 | -526 | -510
2035-08-30 21:00 | 700 | -226 | 700 | -210 | -410 | -226 | -210
2035-08-30 22:00 | 700 | 74 | 700 | 90 | -110 | 74 | 90
2035-08-30 23:00 | 700 | 139.61 | 700 | 390 | 190 | 374 | 390
2035-08-31 | 700 | 0 | 700 | 510 | 306.72 | 74 | 510
2035-08-31 01:00 | 700 | 0 | 700 | 396.52 | 410 | 205 | 210
2035-08-31 02:00 | 700 | 300 | 700 | 510 | 710 | 505 | 510
2035-08-31 03:00 | 700 | 0 | 700 | 510 | 710 | 206.36 | 510
2035-08-31 04:00 | 700 | 0 | 700 | 510 | 410 | 277.67 | 390.96
2035-08-31 05:00 | 700 | 0 | 700 | 210 | 110 | 0 | 90.96
2035-08-31 06:00 | 700 | 0 | 700 | 90 | 0 | 0 | 325.41
2035-08-31 07:00 | 500 | -9.66 | 500 | -210 | 0 | -226 | 25.41
2035-08-31 08:00 | -100 | -309.66 | -100 | -510 | -223.78 | -526 | -274.59
2035-08-31 09:00 | -700 | -526 | -700 | -510 | -218.06 | -526 | -510
2035-08-31 10:00 | -700 | -526 | -700 | -510 | -384.53 | -526 | -510
2035-08-31 11:00 | -700 | -526 | -700 | -510 | -478.57 | -526 | -510
2035-08-31 12:00 | -700 | -526 | -700 | -510 | -710 | -526 | -510
2035-08-31 13:00 | -700 | -526 | -700 | -510 | -710 | -526 | -510
2035-08-31 14:00 | -700 | -526 | -700 | -510 | -545.05 | -526 | -510
2035-08-31 15:00 | -700 | -526 | -700 | -510 | -300 | -526 | -510
2035-08-31 16:00 | -600 | -226 | -674.76 | -510 | 0 | -226 | -212.15
2035-08-31 17:00 | 0 | -226 | -74.76 | -210 | 0 | -226 | -40.9
2035-08-31 18:00 | 600 | -526 | 525.24 | -510 | -300 | -526 | -340.9
2035-08-31 19:00 | 700 | -526 | 700 | -510 | -567.82 | -526 | -510
2035-08-31 20:00 | 700 | -226 | 700 | -217.6 | -267.82 | -226 | -210
2035-08-31 21:00 | 700 | -300 | 700 | -300 | -31.28 | -300 | -300
2035-08-31 22:00 | 700 | 0 | 700 | 0 | 0 | 0 | 0
2035-08-31 23:00 | 700 | 0 | 700 | 0 | 0 | 0 | 0
2035-09-01 | 700 | 0 | 650.54 | 0 | 0 | 0 | 0
2035-09-01 01:00 | 415.52 | 0 | 700 | 0 | 0 | 0 | 0
2035-09-01 02:00 | 700 | 0 | 700 | 0 | 0 | 0 | 0
2035-09-01 03:00 | 700 | 0 | 559.89 | 0 | 0 | 0 | 0
2035-09-01 04:00 | 700 | 0 | 700 | 0 | 0 | 0 | 0
2035-09-01 05:00 | 700 | 0 | 310.56 | 0 | 0 | 0 | 0
2035-09-01 06:00 | 172.05 | 0 | 700 | 0 | 0 | 0 | 0
2035-09-01 07:00 | 0 | 0 | 324.12 | 0 | 0 | 0 | 0
2035-09-01 08:00 | -100 | 0 | -100 | -210 | -133.24 | -179.03 | -210
2035-09-01 09:00 | -700 | -300 | -700 | -510 | -433.24 | -479.03 | -510
2035-09-01 10:00 | -700 | -300 | -700 | -390 | -338.94 | -300 | -390
2035-09-01 11:00 | -700 | 0 | -700 | -90 | -38.94 | 0 | -90
2035-09-01 12:00 | -700 | 300 | -700 | 210 | 261.06 | 300 | 210
2035-09-01 13:00 | -100 | 505 | -100 | 510 | 490 | 505 | 510
2035-09-01 14:00 | -100 | 374 | -359.39 | 286.22 | 190 | 300 | 300
2035-09-01 15:00 | -700 | 74 | -700 | -13.78 | -110 | 0 | 0
2035-09-01 16:00 | -700 | -226 | -700 | -313.78 | -410 | -300 | -300
2035-09-01 17:00 | -700 | -526 | -700 | -510 | -710 | -526 | -510
2035-09-01 18:00 | -700 | -526 | -700 | -510 | -710 | -526 | -510
2035-09-01 19:00 | -700 | -226 | -700 | -510 | -710 | -470.6 | -510
2035-09-01 20:00 | -700 | -395 | -700 | -510 | -481.61 | -395 | -510
2035-09-01 21:00 | -700 | -95 | -700 | -210 | -181.61 | -95 | -210
2035-09-01 22:00 | -700 | 205 | -700 | 90 | 118.39 | 205 | 90
2035-09-01 23:00 | -700 | 505 | -700 | 390 | 418.39 | 505 | 390
2035-09-02 | -700 | 505 | -700 | 510 | 710 | 505 | 510
2035-09-02 01:00 | -700 | 505 | -700 | 510 | 710 | 505 | 510
2035-09-02 02:00 | -700 | 505 | -700 | 510 | 710 | 505 | 510
2035-09-02 03:00 | -700 | 505 | -700 | 510 | 710 | 505 | 510
2035-09-02 04:00 | -154.79 | 505 | -100 | 510 | 710 | 505 | 510
2035-09-02 05:00 | 445.21 | 505 | 500 | 510 | 710 | 505 | 510
2035-09-02 06:00 | 700 | 505 | 700 | 510 | 710 | 505 | 510
2035-09-02 07:00 | 700 | 505 | 700 | 510 | 710 | 505 | 510
2035-09-02 08:00 | 500 | 505 | 500 | 510 | 710 | 505 | 510
2035-09-02 09:00 | -100 | 505 | -100 | 510 | 710 | 505 | 510
2035-09-02 10:00 | -700 | 505 | -700 | 510 | 710 | 505 | 510
2035-09-02 11:00 | -700 | 505 | -700 | 510 | 710 | 505 | 510
2035-09-02 12:00 | -700 | 505 | -700 | 510 | 710 | 505 | 510
2035-09-02 13:00 | -700 | 505 | -700 | 510 | 710 | 505 | 510
2035-09-02 14:00 | -700 | 505 | -700 | 510 | 710 | 505 | 510
2035-09-02 15:00 | -700 | 505 | -261.95 | 510 | 710 | 505 | 510
2035-09-02 16:00 | -700 | 505 | -700 | 510 | 710 | 505 | 510
2035-09-02 17:00 | -100 | 505 | -100 | 510 | 710 | 505 | 510
2035-09-02 18:00 | -700 | 505 | -700 | 510 | 710 | 505 | 510
2035-09-02 19:00 | -700 | 505 | -700 | 510 | 710 | 505 | 510
2035-09-02 20:00 | -700 | 505 | -700 | 510 | 710 | 505 | 510
2035-09-02 21:00 | -700 | 505 | -700 | 510 | 710 | 505 | 510
2035-09-02 22:00 | -700 | 505 | -700 | 510 | 710 | 505 | 510
2035-09-02 23:00 | -700 | 505 | -700 | 510 | 710 | 505 | 510
2035-09-03 | -700 | 505 | -700 | 510 | 710 | 505 | 510
2035-09-03 01:00 | -700 | 505 | -700 | 510 | 600 | 505 | 510
2035-09-03 02:00 | -700 | 300 | -700 | 214.62 | 300 | 300 | 300
2035-09-03 03:00 | -700 | 0 | -700 | -85.38 | 0 | 0 | 0
2035-09-03 04:00 | -700 | 0 | -700 | 0 | 0 | 0 | 0
2035-09-03 05:00 | -700 | 0 | -700 | -300 | -300 | -300 | -300
2035-09-03 06:00 | -700 | 0 | -700 | -510 | -600 | -151.02 | -510
2035-09-03 07:00 | -700 | 0 | -700 | -510 | -710 | -451.02 | -510
2035-09-03 08:00 | -700 | -226 | -700 | -510 | -710 | -526 | -510
2035-09-03 09:00 | -700 | -526 | -700 | -510 | -710 | -526 | -510
2035-09-03 10:00 | -700 | -526 | -700 | -510 | -710 | -526 | -510
2035-09-03 11:00 | -700 | -226 | -700 | -510 | -455.98 | -226 | -510
2035-09-03 12:00 | -700 | -226 | -700 | -210 | -410 | -226 | -210
2035-09-03 13:00 | -700 | -526 | -700 | -510 | -710 | -526 | -510
2035-09-03 14:00 | -700 | -526 | -700 | -510 | -710 | -526 | -510
2035-09-03 15:00 | -700 | -526 | -700 | -510 | -710 | -526 | -510
2035-09-03 16:00 | -700 | -526 | -700 | -510 | -710 | -526 | -510
2035-09-03 17:00 | -600 | -226 | -600 | -510 | -710 | -526 | -510
2035-09-03 18:00 | 0 | -526 | 0 | -510 | -710 | -526 | -510
2035-09-03 19:00 | 600 | -526 | 600 | -510 | -710 | -526 | -510
2035-09-03 20:00 | 700 | -526 | 700 | -510 | -710 | -526 | -510
2035-09-03 21:00 | 700 | -300 | 175.67 | -510 | -546.81 | -300 | -510
2035-09-03 22:00 | 100 | 0 | 0 | -210 | -246.81 | 0 | -210
2035-09-03 23:00 | -344.54 | 0 | 0 | 0 | 0 | 0 | 0
2035-09-04 | 0 | 0 | -220.89 | 0 | 0 | 0 | 0
2035-09-04 01:00 | -209.72 | 0 | 0 | 0 | 0 | 0 | 0
2035-09-04 02:00 | -583.1 | 0 | 0 | 0 | 0 | 0 | 0
2035-09-04 03:00 | -81.34 | 0 | 0 | 0 | 0 | 0 | 0
2035-09-04 04:00 | 0 | 0 | -229.99 | 0 | 0 | 0 | 0
2035-09-04 05:00 | 180.17 | 0 | 0 | 0 | 0 | 0 | 0
2035-09-04 06:00 | 76.85 | 0 | 0 | -210 | -300 | 0 | -210
2035-09-04 07:00 | 600 | 0 | 511.21 | -510 | -600 | -300 | -510
2035-09-04 08:00 | 0 | 0 | -88.79 | -510 | -710 | -162.1 | -510
2035-09-04 09:00 | -600 | -226 | -688.79 | -510 | -410 | -226 | -500.99
2035-09-04 10:00 | -700 | -526 | -700 | -510 | -710 | -526 | -510
2035-09-04 11:00 | -700 | -526 | -700 | -510 | -710 | -526 | -510
2035-09-04 12:00 | -700 | -526 | -700 | -510 | -710 | -526 | -510
2035-09-04 13:00 | -700 | -526 | -700 | -510 | -710 | -526 | -510
2035-09-04 14:00 | -700 | -526 | -700 | -510 | -710 | -526 | -510
2035-09-04 15:00 | -700 | -526 | -700 | -510 | -710 | -526 | -510
2035-09-04 16:00 | -700 | -526 | -700 | -510 | -710 | -526 | -510
2035-09-04 17:00 | -700 | -526 | -634.69 | -510 | -710 | -526 | -510
2035-09-04 18:00 | -100 | -526 | -34.69 | -510 | -710 | -526 | -510
2035-09-04 19:00 | 0 | -526 | 0 | -510 | -710 | -526 | -510
2035-09-04 20:00 | 71.16 | -526 | 0 | -510 | -710 | -526 | -510
2035-09-04 21:00 | 0 | -526 | 600 | -510 | -710 | -526 | -510
2035-09-04 22:00 | 0 | -226 | 0 | -210 | -410 | -226 | -210
2035-09-04 23:00 | -354.16 | 0 | -600 | 0 | -110 | 0 | 0
2035-09-05 | 0 | 0 | -413.64 | 0 | 0 | 0 | 0
2035-09-05 01:00 | -533.56 | 0 | 0 | 0 | 0 | 0 | 0
2035-09-05 02:00 | 0 | 0 | -256.46 | 0 | 0 | 0 | 0
2035-09-05 03:00 | -100 | 0 | -170.58 | 0 | 0 | 0 | 0
2035-09-05 04:00 | -700 | 300 | -700 | 300 | 300 | 300 | 300
2035-09-05 05:00 | -700 | 0 | -241.88 | 0 | 0 | 0 | 0
2035-09-05 06:00 | -538.7 | 0 | -197.2 | 0 | 0 | 0 | 0
2035-09-05 07:00 | 61.3 | 0 | 0 | 0 | 0 | 0 | 0
2035-09-05 08:00 | -424.59 | -226 | -600 | -210 | 0 | -226 | 0
2035-09-05 09:00 | -700 | -526 | -700 | -510 | -183.54 | -526 | -300
2035-09-05 10:00 | -700 | -526 | -700 | -510 | -483.54 | -526 | -510
2035-09-05 11:00 | -700 | -526 | -700 | -510 | -590.63 | -526 | -510
2035-09-05 12:00 | -700 | -526 | -700 | -510 | -290.63 | -526 | -510
2035-09-05 13:00 | -700 | -526 | -700 | -510 | -505.02 | -526 | -510
2035-09-05 14:00 | -700 | -526 | -700 | -510 | -383.19 | -526 | -510
2035-09-05 15:00 | -364.84 | -526 | -100 | -510 | -110 | -526 | -324.18
2035-09-05 16:00 | 235.16 | -526 | 500 | -510 | -410 | -526 | -210
2035-09-05 17:00 | 700 | -526 | 700 | -510 | -710 | -526 | -510
2035-09-05 18:00 | 700 | -526 | 700 | -510 | -710 | -526 | -510
2035-09-05 19:00 | 700 | -526 | 700 | -510 | -710 | -526 | -510
2035-09-05 20:00 | 700 | -526 | 700 | -510 | -410 | -526 | -210
2035-09-05 21:00 | 700 | -264.93 | 700 | -210 | -227.44 | -300 | -90
2035-09-05 22:00 | 700 | 35.07 | 700 | 90 | 72.56 | 0 | 210
2035-09-05 23:00 | 700 | 0 | 700 | 390 | 372.56 | 0 | 510
2035-09-06 | 700 | 0 | 700 | 210 | 410 | 0 | 210
2035-09-06 01:00 | 700 | 300 | 700 | 510 | 710 | 300 | 510
2035-09-06 02:00 | 700 | 505 | 700 | 510 | 710 | 505 | 510
2035-09-06 03:00 | 700 | 505 | 700 | 510 | 710 | 505 | 510
2035-09-06 04:00 | 700 | 505 | 700 | 510 | 710 | 505 | 510
2035-09-06 05:00 | 700 | 234.5 | 700 | 300 | 410 | 300 | 323.55
2035-09-06 06:00 | 700 | 0 | 700 | 0 | 110 | 0 | 23.55
2035-09-06 07:00 | 700 | -300 | 700 | -300 | 0 | -300 | -250.62
2035-09-06 08:00 | 700 | -526 | 700 | -510 | 0 | -526 | -348.52
2035-09-06 09:00 | 657.61 | -526 | 700 | -510 | 0 | -526 | -197.1
2035-09-06 10:00 | 100 | -526 | 506.09 | -510 | -4.97 | -526 | -300
2035-09-06 11:00 | 700 | -424.35 | 700 | -510 | 0 | -526 | 0
2035-09-06 12:00 | 576.48 | -526 | 700 | -510 | 0 | -526 | -199.19
2035-09-06 13:00 | 460.27 | -526 | 700 | -510 | 0 | -526 | -290.93
2035-09-06 14:00 | 700 | -526 | 700 | -510 | -104.14 | -526 | -207.07
2035-09-06 15:00 | 700 | -526 | 700 | -510 | -404.14 | -526 | -210
2035-09-06 16:00 | 700 | -526 | 700 | -510 | -704.14 | -526 | -510
2035-09-06 17:00 | 700 | -526 | 700 | -510 | -710 | -526 | -510
2035-09-06 18:00 | 700 | -526 | 700 | -510 | -710 | -526 | -510
2035-09-06 19:00 | 700 | -526 | 700 | -510 | -710 | -526 | -510
2035-09-06 20:00 | 700 | -526 | 700 | -510 | -710 | -526 | -510
2035-09-06 21:00 | 700 | -300 | 700 | -510 | -710 | -455.94 | -510
2035-09-06 22:00 | 700 | 0 | 700 | -210 | -410 | -155.94 | -210
2035-09-06 23:00 | 700 | 0 | 700 | -206.72 | -110 | 0 | 0
2035-09-07 | 700 | 0 | 700 | -300 | 0 | 0 | -116.89
2035-09-07 01:00 | 700 | 0 | 700 | 0 | 0 | 0 | 122.86
2035-09-07 02:00 | 600 | 0 | 439.1 | 0 | 0 | 0 | 0
2035-09-07 03:00 | 0 | 0 | 14.32 | 0 | 0 | 0 | 0
2035-09-07 04:00 | -221.56 | 0 | -585.68 | 0 | 0 | 0 | 0
2035-09-07 05:00 | -700 | 0 | -432.95 | -10.58 | 0 | 0 | 0
2035-09-07 06:00 | -700 | 0 | -700 | -310.58 | 0 | 0 | -300
2035-09-07 07:00 | -700 | 0 | -700 | -412.09 | 0 | 0 | 0
2035-09-07 08:00 | -700 | -76.42 | -700 | -380.76 | 0 | -226 | -44.39
2035-09-07 09:00 | -700 | -376.42 | -700 | -510 | -300 | -526 | -344.39
2035-09-07 10:00 | -700 | -526 | -700 | -510 | -396.39 | -526 | -510
2035-09-07 11:00 | -700 | -226 | -700 | -210 | -96.39 | -226 | -210
2035-09-07 12:00 | -700 | 0 | -700 | -210 | 1.57 | -65.74 | 0
2035-09-07 13:00 | -700 | -300 | -700 | -510 | -298.43 | -365.74 | -300
2035-09-07 14:00 | -700 | -526 | -700 | -510 | -288.87 | -526 | -510
2035-09-07 15:00 | -700 | -526 | -700 | -510 | -171.91 | -526 | -510
2035-09-07 16:00 | -500 | -226 | -520.08 | -510 | 0 | -226 | -222.68
2035-09-07 17:00 | 100 | -226 | 79.92 | -210 | -213.42 | -226 | -210
2035-09-07 18:00 | 700 | -526 | 679.92 | -510 | -513.42 | -526 | -510
2035-09-07 19:00 | 700 | -526 | 700 | -510 | -710 | -526 | -510
2035-09-07 20:00 | 700 | -526 | 700 | -510 | -410 | -526 | -510
2035-09-07 21:00 | 700 | -226 | 700 | -210 | -110 | -226 | -210
2035-09-07 22:00 | 700 | 0 | 357.75 | 0 | 0 | 0 | 0
2035-09-07 23:00 | 655.29 | 0 | 0 | 0 | 0 | 0 | 0
2035-09-08 | 700 | 0 | 59.81 | 0 | 0 | 0 | 0
2035-09-08 01:00 | 700 | 0 | 659.81 | 0 | 0 | 0 | 0
2035-09-08 02:00 | 700 | 0 | 700 | 0 | 0 | 0 | 0
2035-09-08 03:00 | 700 | 0 | 700 | 0 | 0 | 0 | 0
2035-09-08 04:00 | 700 | 0 | 600 | 0 | 0 | 0 | 0
2035-09-08 05:00 | 100 | 0 | 600 | 0 | 0 | 0 | 0
2035-09-08 06:00 | 303.97 | 0 | 0 | 0 | 0 | 0 | 0
2035-09-08 07:00 | 700 | 0 | 600 | 0 | 0 | 0 | 0
2035-09-08 08:00 | 327.5 | 0 | 0 | 0 | 0 | 0 | 0
2035-09-08 09:00 | -272.5 | -215.72 | -337.27 | -210 | 0 | -226 | 0
2035-09-08 10:00 | -700 | -515.72 | -700 | -510 | -17.54 | -526 | -300
2035-09-08 11:00 | -700 | -526 | -700 | -510 | 0 | -526 | -322.81
2035-09-08 12:00 | -700 | -526 | -700 | -510 | 0 | -526 | -337.05
2035-09-08 13:00 | -700 | -526 | -700 | -510 | 0 | -526 | -430.62
2035-09-08 14:00 | -700 | -526 | -700 | -510 | -217.82 | -526 | -510
2035-09-08 15:00 | -700 | -526 | -700 | -510 | -449.02 | -526 | -510
2035-09-08 16:00 | -700 | -226 | -700 | -510 | -250.01 | -226 | -510
2035-09-08 17:00 | -700 | 0 | -700 | -510 | -71.75 | 0 | -510
2035-09-08 18:00 | -700 | 0 | -700 | -510 | -371.75 | -41.54 | -510
2035-09-08 19:00 | -700 | 0 | -451.95 | -210 | -71.75 | 0 | -210
2035-09-08 20:00 | -700 | 0 | -700 | -300 | -197.01 | 0 | -300
2035-09-08 21:00 | -700 | 0 | -700 | 0 | 45.34 | 0 | 0
2035-09-08 22:00 | -700 | 0 | -409.16 | 0 | 0 | 0 | 0
2035-09-08 23:00 | -700 | 0 | -264.69 | 0 | 0 | 0 | 0
2035-09-09 | -600 | 0 | -600 | 100.87 | 0 | 0 | 0
2035-09-09 01:00 | 0 | 0 | 0 | 0 | 0 | 0 | 0
2035-09-09 02:00 | 0 | 0 | 234.97 | 0 | 0 | 0 | 0
2035-09-09 03:00 | 113.43 | 0 | 0 | 0 | 0 | 0 | 0
2035-09-09 04:00 | 0 | 0 | 0 | 0 | 0 | 0 | 0
2035-09-09 05:00 | 0 | 0 | 0 | 0 | 0 | 0 | 0
2035-09-09 06:00 | 0 | 0 | 0 | 0 | 0 | 0 | 0
2035-09-09 07:00 | -54.45 | 0 | 0 | 0 | -110 | 0 | 0
2035-09-09 08:00 | -654.45 | -273.92 | -600 | -300 | -410 | -300 | -300
2035-09-09 09:00 | -700 | -526 | -700 | -510 | -710 | -526 | -510
2035-09-09 10:00 | -700 | -526 | -700 | -510 | -710 | -526 | -510
2035-09-09 11:00 | -100 | -226 | -100 | -510 | -710 | -289.08 | -510
2035-09-09 12:00 | -100 | -226 | -100 | -210 | -410 | -226 | -210
2035-09-09 13:00 | -700 | -526 | -700 | -510 | -710 | -526 | -510
2035-09-09 14:00 | -100 | -526 | -100 | -510 | -710 | -526 | -510
2035-09-09 15:00 | -700 | -526 | -700 | -510 | -710 | -526 | -510
2035-09-09 16:00 | -100 | -526 | -100 | -510 | -710 | -526 | -510
2035-09-09 17:00 | 500 | -300 | 500 | -510 | -552.17 | -409.5 | -510
2035-09-09 18:00 | 700 | 0 | 700 | -210 | -252.17 | -109.5 | -210
2035-09-09 19:00 | 700 | -300 | 700 | -510 | -353.32 | -300 | -510
2035-09-09 20:00 | 700 | 0 | 700 | -210 | -53.32 | 0 | -210
2035-09-09 21:00 | 700 | 0 | 700 | 90 | 0 | 0 | 90
2035-09-09 22:00 | 700 | 0 | 700 | 390 | 273.47 | 0 | 390
2035-09-09 23:00 | 700 | 0 | 700 | 510 | 234.76 | 0 | 510
2035-09-10 | 700 | 0 | 700 | 510 | 110 | 0 | 492.94
2035-09-10 01:00 | 700 | 205 | 700 | 335.51 | 410 | 205 | 210
2035-09-10 02:00 | 700 | 505 | 700 | 510 | 710 | 505 | 510
2035-09-10 03:00 | 700 | 205 | 700 | 510 | 410 | 205 | 210
2035-09-10 04:00 | 700 | 0 | 700 | 210 | 110 | 0 | 0
2035-09-10 05:00 | 700 | 0 | 700 | 0 | 0 | 0 | 0
2035-09-10 06:00 | 700 | -226 | 700 | -210 | -262.54 | -226 | -210
2035-09-10 07:00 | 700 | -526 | 700 | -510 | -562.54 | -526 | -510
2035-09-10 08:00 | 700 | -273.51 | 700 | -510 | -262.54 | -526 | -210
2035-09-10 09:00 | 100 | -526 | 100 | -510 | 0 | -526 | -251.98
2035-09-10 10:00 | 0 | -526 | 0 | -510 | -34.62 | -526 | -414.08
2035-09-10 11:00 | 0 | -226 | 0 | -510 | 0 | -226 | -114.08
2035-09-10 12:00 | 0 | -185.47 | 0 | -510 | -300 | -526 | -343.23
2035-09-10 13:00 | 0 | 0 | -446.15 | -210 | 0 | -226 | -43.23
2035-09-10 14:00 | 0 | -300 | -446.15 | -510 | -300 | -526 | -343.23
2035-09-10 15:00 | 0 | -226 | 0 | -210 | 0 | -226 | -43.23
2035-09-10 16:00 | 600 | -526 | 397.06 | -510 | -110 | -526 | -235.02
2035-09-10 17:00 | 700 | -526 | 700 | -510 | -410 | -526 | -291.13
2035-09-10 18:00 | 700 | -526 | 700 | -510 | -710 | -526 | -510
2035-09-10 19:00 | 700 | -526 | 700 | -510 | -710 | -526 | -510
2035-09-10 20:00 | 700 | -526 | 700 | -510 | -410 | -526 | -251.33
2035-09-10 21:00 | 700 | -300 | 700 | -472.33 | -300 | -300 | -300
2035-09-10 22:00 | 600 | 0 | 355.44 | -172.33 | 0 | 0 | 0
2035-09-10 23:00 | 0 | 0 | -244.56 | -126.94 | 0 | 0 | 0
2035-09-11 | -600 | 0 | -231.99 | 0 | 0 | 0 | 0
2035-09-11 01:00 | -700 | 0 | -700 | -300 | 0 | 0 | -240.47
2035-09-11 02:00 | -700 | 0 | -700 | 0 | 277.65 | 0 | 59.53
2035-09-11 03:00 | -700 | 300 | -700 | 300 | 577.65 | 300 | 359.53
2035-09-11 04:00 | -100 | 505 | -100 | 510 | 710 | 505 | 510
2035-09-11 05:00 | -100 | 505 | -100 | 510 | 710 | 505 | 510
2035-09-11 06:00 | -700 | 505 | -700 | 510 | 710 | 505 | 510
2035-09-11 07:00 | -700 | 505 | -700 | 510 | 710 | 505 | 510
2035-09-11 08:00 | -100 | 505 | -100 | 510 | 710 | 505 | 510
2035-09-11 09:00 | -100 | 505 | -100 | 510 | 710 | 505 | 510
2035-09-11 10:00 | -700 | 456.94 | -700 | 510 | 490 | 505 | 510
2035-09-11 11:00 | -700 | 156.94 | -700 | 210 | 190 | 205 | 210
2035-09-11 12:00 | -700 | 74 | -700 | 90 | -110 | 74 | 90
2035-09-11 13:00 | -700 | -226 | -700 | -210 | -410 | -226 | -210
2035-09-11 14:00 | -700 | -526 | -700 | -510 | -710 | -526 | -510
2035-09-11 15:00 | -700 | -526 | -700 | -510 | -710 | -526 | -510
2035-09-11 16:00 | -100 | -454.32 | -100 | -510 | -410 | -526 | -503.09
2035-09-11 17:00 | 500 | -526 | 500 | -510 | -710 | -526 | -510
2035-09-11 18:00 | 700 | -526 | 700 | -510 | -710 | -526 | -510
2035-09-11 19:00 | 700 | -300 | 700 | -510 | -710 | -526 | -510
2035-09-11 20:00 | 700 | 0 | 700 | -510 | -656.07 | -526 | -510
2035-09-11 21:00 | 700 | -233.74 | 700 | -300 | -356.07 | -300 | -300
2035-09-11 22:00 | 596.48 | 0 | 198.46 | 0 | -56.07 | 0 | 0
2035-09-11 23:00 | -3.52 | 0 | 0 | 0 | 0 | 0 | 0
2035-09-12 | 0 | 0 | -600 | 0 | 0 | 0 | 0
2035-09-12 01:00 | -562.79 | 0 | -700 | 0 | 0 | 0 | 0
2035-09-12 02:00 | -700 | 0 | -517.59 | 0 | 0 | 0 | 0
2035-09-12 03:00 | -700 | 0 | -700 | -81.54 | 0 | 0 | 0
2035-09-12 04:00 | -267.58 | 0 | -700 | 0 | 0 | 0 | 0
2035-09-12 05:00 | -622.07 | 0 | -177.07 | 0 | 0 | 0 | 0
2035-09-12 06:00 | -22.07 | 0 | -100 | -210 | 0 | -12.91 | -86.33
2035-09-12 07:00 | 500 | 0 | 500 | -510 | -300 | -312.91 | -386.33
2035-09-12 08:00 | -100 | -260.34 | -100 | -510 | -413.97 | -526 | -510
2035-09-12 09:00 | -700 | -526 | -700 | -510 | -410 | -526 | -455.58
2035-09-12 10:00 | -700 | -526 | -700 | -510 | -710 | -526 | -510
2035-09-12 11:00 | -700 | -526 | -700 | -510 | -710 | -526 | -510
2035-09-12 12:00 | -700 | -526 | -700 | -510 | -710 | -526 | -510
2035-09-12 13:00 | -700 | -526 | -700 | -510 | -651.96 | -526 | -510
2035-09-12 14:00 | -100 | -226 | -100 | -510 | -351.96 | -332.11 | -210
2035-09-12 15:00 | -700 | -526 | -700 | -510 | -651.96 | -526 | -510
2035-09-12 16:00 | -700 | -526 | -700 | -510 | -710 | -526 | -510
2035-09-12 17:00 | -700 | -526 | -700 | -510 | -710 | -526 | -510
2035-09-12 18:00 | -700 | -526 | -700 | -510 | -710 | -526 | -510
2035-09-12 19:00 | -600 | -226 | -630.03 | -210 | -410 | -226 | -210
2035-09-12 20:00 | 0 | 74 | -30.03 | 90 | -110 | 74 | 90
2035-09-12 21:00 | 600 | 374 | 569.97 | 390 | 190 | 374 | 390
2035-09-12 22:00 | 700 | 505 | 228.11 | 90 | 490 | 505 | 300
2035-09-12 23:00 | 700 | 226.44 | 0 | 210 | 710 | 505 | 0
2035-09-13 | 700 | 505 | 600 | 510 | 710 | 505 | 300
2035-09-13 01:00 | 500 | 505 | 500 | 510 | 710 | 505 | 510
2035-09-13 02:00 | -100 | 505 | -100 | 300 | 710 | 505 | 510
2035-09-13 03:00 | -700 | 505 | -700 | 0 | 710 | 505 | 510
2035-09-13 04:00 | -700 | 505 | -700 | 0 | 710 | 505 | 510
2035-09-13 05:00 | -700 | 505 | -700 | 0 | 710 | 505 | 510
2035-09-13 06:00 | -700 | 505 | -700 | 0 | 710 | 505 | 510
2035-09-13 07:00 | -700 | 505 | -700 | 0 | 710 | 505 | 510
2035-09-13 08:00 | -100 | 505 | -100 | 0 | 710 | 505 | 510
2035-09-13 09:00 | 500 | 505 | 500 | 0 | 710 | 505 | 510
2035-09-13 10:00 | 700 | 505 | 700 | 0 | 710 | 505 | 510
2035-09-13 11:00 | 700 | 505 | 700 | 0 | 710 | 505 | 510
2035-09-13 12:00 | 700 | 505 | 700 | 0 | 710 | 505 | 510
2035-09-13 13:00 | 700 | 505 | 700 | 0 | 710 | 505 | 510
2035-09-13 14:00 | 700 | 374 | 700 | 0 | 430.31 | 374 | 390
2035-09-13 15:00 | 500 | 74 | 500 | 0 | 130.31 | 74 | 90
2035-09-13 16:00 | -100 | -226 | -100 | 0 | -169.69 | -226 | -210
2035-09-13 17:00 | -700 | -526 | -700 | 0 | -469.69 | -526 | -510
2035-09-13 18:00 | -700 | -226 | -700 | 0 | -192.59 | -226 | -300
2035-09-13 19:00 | -581.25 | 0 | -600 | 0 | 0 | 0 | 0
2035-09-13 20:00 | 0 | 0 | 0 | 0 | 0 | 0 | 0
2035-09-13 21:00 | 0 | 0 | 0 | 0 | 0 | 0 | 0
2035-09-13 22:00 | 0 | 0 | 22.94 | 0 | 0 | 0 | 0
2035-09-13 23:00 | 0 | 0 | 124.54 | 0 | 0 | 0 | 0
2035-09-14 | 600 | 0 | 700 | 0 | 0 | 0 | 15.75
2035-09-14 01:00 | 700 | 0 | 700 | 0 | 0 | 0 | 315.75
2035-09-14 02:00 | 700 | 0 | 700 | 0 | 0 | 0 | 510
2035-09-14 03:00 | 700 | 0 | 700 | 0 | 0 | 0 | 510
2035-09-14 04:00 | 700 | 0 | 700 | 0 | 15.79 | 0 | 510
2035-09-14 05:00 | 700 | 48 | 700 | 0 | 121.75 | 300 | 210
2035-09-14 06:00 | 700 | 0 | 700 | 0 | -178.25 | 0 | -90
2035-09-14 07:00 | 700 | -226 | 700 | 0 | -410 | -300 | -210
2035-09-14 08:00 | 700 | -526 | 700 | 0 | -710 | -526 | -510
2035-09-14 09:00 | 700 | -526 | 700 | 0 | -710 | -526 | -510
2035-09-14 10:00 | 700 | -526 | 700 | 0 | -411.83 | -526 | -510
2035-09-14 11:00 | 700 | -526 | 700 | 0 | -213.98 | -526 | -510
2035-09-14 12:00 | 700 | -526 | 700 | 0 | -222.81 | -526 | -510
2035-09-14 13:00 | 700 | -526 | 700 | 0 | -308.44 | -526 | -510
2035-09-14 14:00 | 700 | -526 | 700 | 0 | -308.44 | -526 | -510
2035-09-14 15:00 | 700 | -526 | 700 | 0 | -447.96 | -526 | -510
2035-09-14 16:00 | 700 | -526 | 700 | 0 | -710 | -526 | -510
2035-09-14 17:00 | 700 | -526 | 700 | 0 | -710 | -526 | -510
2035-09-14 18:00 | 700 | -526 | 700 | 0 | -710 | -526 | -510
2035-09-14 19:00 | 700 | -526 | 700 | 0 | -710 | -526 | -510
2035-09-14 20:00 | 700 | -526 | 700 | 0 | -710 | -526 | -510
2035-09-14 21:00 | 700 | -226 | 700 | 0 | -410 | -526 | -459.54
2035-09-14 22:00 | 700 | 0 | 700 | 0 | -110 | -262.24 | -159.54
2035-09-14 23:00 | 700 | -86.45 | 700 | 0 | 0 | -239.74 | -90
2035-09-15 | 700 | 0 | 700 | 0 | 300 | 0 | 210
2035-09-15 01:00 | 700 | 0 | 700 | 0 | 378.09 | 0 | 510
2035-09-15 02:00 | 700 | 0 | 700 | 0 | 388.67 | 0 | 510
2035-09-15 03:00 | 700 | 0 | 700 | 300 | 88.67 | 0 | 510
2035-09-15 04:00 | 700 | 0 | 700 | 510 | 0 | 0 | 510
2035-09-15 05:00 | 700 | 0 | 700 | 510 | 0 | 0 | 510
2035-09-15 06:00 | 700 | 0 | 700 | 390 | 256.05 | 0 | 510
2035-09-15 07:00 | 700 | 74 | 700 | 90 | 396.36 | 74 | 390
2035-09-15 08:00 | 700 | -226 | 700 | -210 | 96.36 | -226 | 90
2035-09-15 09:00 | 100 | -526 | 100 | -510 | -203.64 | -526 | -210
2035-09-15 10:00 | 0 | -526 | 0 | -510 | -38.29 | -526 | -510
2035-09-15 11:00 | -21.75 | -526 | 0 | -510 | -94.55 | -526 | -510
2035-09-15 12:00 | 0 | -526 | 0 | -510 | 0 | -526 | -412.42
2035-09-15 13:00 | -323.76 | -526 | 0 | -510 | 0 | -526 | -396.34
2035-09-15 14:00 | -294.62 | -526 | 0 | -510 | 0 | -526 | -355.58
2035-09-15 15:00 | 100 | -526 | 100 | -510 | -110 | -526 | -189.22
2035-09-15 16:00 | 700 | -526 | 700 | -510 | -410 | -526 | -489.22
2035-09-15 17:00 | 700 | -526 | 700 | -510 | -710 | -526 | -510
2035-09-15 18:00 | 700 | -526 | 700 | -510 | -710 | -526 | -510
2035-09-15 19:00 | 700 | -526 | 700 | -510 | -710 | -526 | -510
2035-09-15 20:00 | 700 | -300 | 700 | -474.72 | -410 | -300 | -315.16
2035-09-15 21:00 | 700 | 0 | 700 | -174.72 | -110 | 0 | -15.16
2035-09-15 22:00 | 700 | 0 | 700 | 125.28 | 190 | 202.68 | 284.84
2035-09-15 23:00 | 700 | 0 | 700 | 425.28 | 0 | 0 | 300
2035-09-16 | 700 | 0 | 700 | 378.95 | 0 | 0 | 0
2035-09-16 01:00 | 700 | 0 | 700 | 233.33 | 40.88 | 0 | 0
2035-09-16 02:00 | 700 | 0 | 700 | 210 | 340.88 | 0 | 210
2035-09-16 03:00 | 700 | 300 | 700 | 510 | 640.88 | 300 | 510
2035-09-16 04:00 | 700 | 399.66 | 700 | 510 | 600 | 505 | 510
2035-09-16 05:00 | 700 | 194.49 | 700 | 300 | 300 | 300 | 300
2035-09-16 06:00 | 700 | 0 | 700 | 0 | 0 | 0 | 0
2035-09-16 07:00 | 700 | 0 | 700 | -17.69 | 0 | 0 | 0
2035-09-16 08:00 | 700 | 0 | 700 | -317.69 | -300 | -153.32 | -300
2035-09-16 09:00 | 188.93 | 0 | 600 | -510 | -600 | -453.32 | -510
2035-09-16 10:00 | 0 | -193.04 | 0 | -510 | -300 | -526 | -424.59
2035-09-16 11:00 | 0 | -493.04 | 0 | -510 | -226.39 | -526 | -510
2035-09-16 12:00 | 0 | -526 | 0 | -510 | -146.18 | -526 | -510
2035-09-16 13:00 | 0 | -526 | 0 | -510 | -169.12 | -526 | -497.26
2035-09-16 14:00 | 0 | -226 | 0 | -510 | 0 | -526 | -197.26
2035-09-16 15:00 | 0 | 0 | 0 | -210 | 0 | -226 | -33.84
2035-09-16 16:00 | 323.42 | -300 | 600 | -510 | -300 | -526 | -333.84
2035-09-16 17:00 | 700 | -526 | 700 | -510 | -600 | -526 | -510
2035-09-16 18:00 | 700 | -526 | 700 | -510 | -657.83 | -526 | -510
2035-09-16 19:00 | 700 | -424.03 | 700 | -510 | -357.83 | -526 | -439.57
2035-09-16 20:00 | 700 | -124.03 | 700 | -210 | -57.83 | -226 | -139.57
2035-09-16 21:00 | 700 | 175.97 | 700 | 90 | 242.17 | 74 | 160.43
2035-09-16 22:00 | 700 | 0 | 700 | 246.57 | 0 | 0 | 0
2035-09-16 23:00 | 700 | 0 | 700 | 494.26 | 0 | 0 | 0
2035-09-17 | 700 | 0 | 700 | 210 | 300 | 205 | 210
2035-09-17 01:00 | 561.15 | 300 | 700 | 510 | 600 | 505 | 510
2035-09-17 02:00 | 100 | 300 | 700 | 510 | 710 | 505 | 510
2035-09-17 03:00 | 700 | 0 | 700 | 210 | 410 | 205 | 210
2035-09-17 04:00 | 700 | 0 | 700 | 390 | 154.66 | 0 | 303.17
2035-09-17 05:00 | 700 | 300 | 700 | 90 | 0 | 300 | 3.17
2035-09-17 06:00 | 700 | 0 | 700 | -210 | -300 | 0 | -296.83
2035-09-17 07:00 | 700 | -300 | 700 | -510 | -576.94 | -300 | -510
2035-09-17 08:00 | 700 | 0 | 700 | -210 | -276.94 | 0 | -210
2035-09-17 09:00 | 100 | 0 | 100 | 0 | 0 | 0 | 0
2035-09-17 10:00 | -500 | 0 | -447.23 | -210 | 0 | -226 | 0
2035-09-17 11:00 | -100 | -300 | -447.23 | -510 | 0 | -526 | -264.82
2035-09-17 12:00 | -700 | -526 | 0 | -510 | 0 | -526 | 0
2035-09-17 13:00 | -461.93 | -526 | 0 | -510 | -105.93 | -526 | -300
2035-09-17 14:00 | 0 | -526 | 0 | -510 | -106.82 | -526 | -245.99
2035-09-17 15:00 | 0 | -526 | 13.98 | -510 | -406.82 | -526 | -296.41
2035-09-17 16:00 | 123.29 | -526 | 613.98 | -510 | -706.82 | -526 | -510
2035-09-17 17:00 | 700 | -526 | 700 | -510 | -710 | -526 | -510
2035-09-17 18:00 | 700 | -526 | 700 | -510 | -710 | -526 | -510
2035-09-17 19:00 | 700 | -526 | 700 | -510 | -710 | -526 | -510
2035-09-17 20:00 | 700 | -526 | 700 | -510 | -710 | -526 | -510
2035-09-17 21:00 | 700 | -226 | 700 | -210 | -410 | -226 | -210
2035-09-17 22:00 | 700 | 0 | 700 | -4.37 | -110 | 0 | 0
2035-09-17 23:00 | 700 | 0 | 700 | 295.63 | 190 | 219.67 | 300
2035-09-18 | 700 | 0 | 700 | 210 | 136.41 | 0 | 210
2035-09-18 01:00 | 700 | 0 | 700 | 510 | 436.41 | 300 | 510
2035-09-18 02:00 | 700 | 0 | 700 | 510 | 710 | 505 | 510
2035-09-18 03:00 | 700 | 0 | 700 | 510 | 710 | 505 | 510
2035-09-18 04:00 | 700 | 0 | 700 | 510 | 591.66 | 300 | 510
2035-09-18 05:00 | 700 | 0 | 700 | 210 | 291.66 | 0 | 210
2035-09-18 06:00 | 700 | -300 | 700 | -90 | -8.34 | -300 | -90
2035-09-18 07:00 | 500 | 0 | 500 | -210 | -105.91 | -89.93 | -210
2035-09-18 08:00 | -100 | -300 | -100 | -510 | -405.91 | -389.93 | -510
2035-09-18 09:00 | -700 | -526 | -700 | -510 | -105.91 | -526 | -210
2035-09-18 10:00 | -700 | -526 | -700 | -510 | 0 | -526 | -493.77
2035-09-18 11:00 | -700 | -526 | -700 | -510 | 0 | -526 | -380.05
2035-09-18 12:00 | -700 | -526 | -700 | -510 | 0 | -526 | -354.75
2035-09-18 13:00 | -700 | -526 | -700 | -510 | 0 | -526 | -325.08
2035-09-18 14:00 | -700 | -526 | -700 | -510 | 0 | -526 | -499.48
2035-09-18 15:00 | -700 | -526 | -700 | -510 | 0 | -526 | -385
2035-09-18 16:00 | -700 | -526 | -700 | -510 | 0 | -526 | -186.3
2035-09-18 17:00 | -600 | -226 | -600 | -510 | 0 | -226 | -37.79
2035-09-18 18:00 | 0 | -173.31 | 0 | -510 | 0 | -526 | -40.54
2035-09-18 19:00 | 600 | -300 | 600 | -300 | 0 | -300 | -228.45
2035-09-18 20:00 | 104.88 | 0 | 0 | 0 | 0 | 0 | 0
2035-09-18 21:00 | 700 | 0 | 0 | 0 | 0 | 0 | 0
2035-09-18 22:00 | 155.73 | 0 | 0 | 0 | 0 | 0 | 0
2035-09-18 23:00 | 0 | 0 | 0 | 0 | 0 | 0 | 0
2035-09-19 | -100 | 0 | 0 | 0 | 110 | 0 | 0
2035-09-19 01:00 | -700 | 205 | -586.97 | 210 | 410 | 205 | 210
2035-09-19 02:00 | -700 | 505 | -700 | 510 | 710 | 505 | 510
2035-09-19 03:00 | -600 | 205 | -600 | 510 | 410 | 263.59 | 363.78
2035-09-19 04:00 | 0 | 0 | 0 | 210 | 110 | 0 | 63.78
2035-09-19 05:00 | 0 | 0 | -2.48 | 0 | 0 | 0 | 0
2035-09-19 06:00 | 0 | 0 | 199.19 | 0 | 0 | 0 | 0
2035-09-19 07:00 | 0 | 0 | 475.73 | 0 | 0 | 0 | 0
2035-09-19 08:00 | -160.33 | -226 | -100 | -210 | 0 | -226 | -186.59
2035-09-19 09:00 | -700 | -526 | -700 | -510 | -300 | -526 | -486.59
2035-09-19 10:00 | -700 | -526 | -700 | -510 | 0 | -526 | -404.63
2035-09-19 11:00 | -700 | -526 | -700 | -510 | 0 | -526 | -469.43
2035-09-19 12:00 | -700 | -526 | -700 | -510 | 0 | -526 | -445.78
2035-09-19 13:00 | -700 | -526 | -700 | -510 | 0 | -526 | -446.33
2035-09-19 14:00 | -700 | -526 | -700 | -510 | 0 | -526 | -237.28
2035-09-19 15:00 | -700 | -526 | -700 | -510 | 0 | -526 | -271.85
2035-09-19 16:00 | -100 | -526 | -444.8 | -510 | 0 | -526 | -109.24
2035-09-19 17:00 | 500 | -226 | 155.2 | -210 | 0 | -226 | -15.97
2035-09-19 18:00 | 700 | -526 | 700 | -510 | -300 | -526 | -315.97
2035-09-19 19:00 | 700 | -300 | 700 | -510 | -300 | -470.74 | -300
2035-09-19 20:00 | 700 | 0 | 700 | -210 | 0 | -170.74 | 0
2035-09-19 21:00 | 700 | 263.28 | 700 | 90 | 300 | 129.26 | 300
2035-09-19 22:00 | 700 | 0 | 700 | 390 | 0 | 0 | 438.76
2035-09-19 23:00 | 395.09 | 0 | 700 | 510 | 0 | 0 | 189.29
2035-09-20 | 700 | 0 | 700 | 510 | 300 | 215.42 | 489.29
2035-09-20 01:00 | 700 | 0 | 700 | 510 | 600 | 0 | 510
2035-09-20 02:00 | 700 | 0 | 700 | 510 | 710 | 0 | 510
2035-09-20 03:00 | 700 | 0 | 700 | 510 | 710 | 300 | 510
2035-09-20 04:00 | 700 | 0 | 700 | 510 | 710 | 0 | 510
2035-09-20 05:00 | 700 | 0 | 700 | 390 | 461.81 | 0 | 510
2035-09-20 06:00 | 700 | 0 | 700 | 90 | 161.81 | 0 | 210
2035-09-20 07:00 | 700 | -300 | 700 | -210 | -138.19 | -300 | -90
2035-09-20 08:00 | 700 | -526 | 700 | -510 | -300 | -526 | -364.23
2035-09-20 09:00 | 100 | -339.2 | 100 | -510 | 0 | -526 | -64.23
2035-09-20 10:00 | -413.48 | -39.2 | -500 | -210 | 300 | -226 | 235.77
2035-09-20 11:00 | -587.92 | -226 | -700 | -210 | 300 | -226 | 131.31
2035-09-20 12:00 | 0 | -526 | -628.98 | -510 | 0 | -526 | -168.69
2035-09-20 13:00 | -600 | -526 | -640.42 | -510 | 0 | -526 | -117.23
2035-09-20 14:00 | 0 | -526 | -66.27 | -510 | 0 | -526 | 0
2035-09-20 15:00 | 68.27 | -526 | 0 | -510 | 0 | -526 | -242.92
2035-09-20 16:00 | 642.76 | -526 | 600 | -510 | -256.09 | -526 | -210
2035-09-20 17:00 | 700 | -388.87 | 700 | -510 | -556.09 | -526 | -510
2035-09-20 18:00 | 700 | -526 | 700 | -510 | -710 | -526 | -510
2035-09-20 19:00 | 700 | -526 | 700 | -510 | -710 | -526 | -510
2035-09-20 20:00 | 700 | -526 | 700 | -510 | -710 | -526 | -510
2035-09-20 21:00 | 700 | -226 | 700 | -464.09 | -410 | -226 | -300
2035-09-20 22:00 | 700 | 0 | 700 | -164.09 | -110 | 0 | 0
2035-09-20 23:00 | 700 | 0 | 700 | 135.91 | 190 | 261.83 | 300
2035-09-21 | 700 | 0 | 700 | 435.91 | 0 | 0 | 300
2035-09-21 01:00 | 700 | 0 | 700 | 510 | 0 | 0 | 229.39
2035-09-21 02:00 | 700 | 0 | 700 | 510 | 0 | 0 | 75.46
2035-09-21 03:00 | 700 | 0 | 700 | 510 | 0 | 0 | 0
2035-09-21 04:00 | 700 | 0 | 700 | 303.71 | 0 | 0 | 0
2035-09-21 05:00 | 700 | 0 | 700 | 390 | 0 | 0 | 0
2035-09-21 06:00 | 700 | 0 | 700 | 90 | 0 | 0 | 0
2035-09-21 07:00 | 700 | 0 | 700 | -210 | -300 | -171.26 | -210
2035-09-21 08:00 | 700 | -300 | 700 | -510 | -600 | -471.26 | -510
2035-09-21 09:00 | 553.36 | -526 | 100 | -510 | -324.73 | -526 | -510
2035-09-21 10:00 | 0 | -526 | -229.81 | -510 | -441.85 | -526 | -510
2035-09-21 11:00 | -472.23 | -526 | -700 | -510 | -141.85 | -526 | -510
2035-09-21 12:00 | 0 | -526 | -700 | -510 | -441.85 | -526 | -510
2035-09-21 13:00 | -600 | -526 | -700 | -510 | -583.03 | -526 | -510
2035-09-21 14:00 | -600 | -526 | -472.49 | -510 | -702.78 | -526 | -510
2035-09-21 15:00 | 0 | -526 | -68.97 | -510 | -584.81 | -526 | -510
2035-09-21 16:00 | 600 | -526 | 531.03 | -510 | -410 | -526 | -510
2035-09-21 17:00 | 700 | -526 | 700 | -510 | -710 | -526 | -510
2035-09-21 18:00 | 700 | -526 | 700 | -510 | -710 | -526 | -510
2035-09-21 19:00 | 700 | -526 | 700 | -510 | -710 | -526 | -510
2035-09-21 20:00 | 700 | -300 | 700 | -323.16 | -410 | -300 | -300
2035-09-21 21:00 | 700 | 0 | 700 | -23.16 | -110 | 0 | 0
2035-09-21 22:00 | 700 | 0 | 700 | 276.84 | 0 | 0 | 103.6
2035-09-21 23:00 | 700 | 0 | 700 | 292.08 | 0 | 0 | 0
2035-09-22 | 700 | 0 | 700 | 432.41 | 227.09 | 0 | 210
2035-09-22 01:00 | 700 | 0 | 700 | 510 | 527.09 | 0 | 510
2035-09-22 02:00 | 700 | 0 | 700 | 510 | 291.22 | 0 | 300
2035-09-22 03:00 | 700 | 0 | 114.34 | 210 | 0 | 0 | 0
2035-09-22 04:00 | 276.59 | 0 | 0 | 0 | 0 | 0 | 0
2035-09-22 05:00 | -100 | 0 | -250.83 | 0 | 0 | 0 | 0
2035-09-22 06:00 | -700 | 0 | -700 | -300 | 0 | 0 | -147.09
2035-09-22 07:00 | -700 | 0 | -700 | -210 | -164.46 | 0 | -210
2035-09-22 08:00 | -700 | -226 | -700 | -510 | -464.46 | -226 | -510
2035-09-22 09:00 | -700 | -526 | -700 | -510 | -710 | -526 | -510
2035-09-22 10:00 | -100 | -226 | -100 | -210 | -410 | -226 | -210
2035-09-22 11:00 | -100 | 74 | -100 | 90 | -110 | 74 | 90
2035-09-22 12:00 | -700 | 374 | -700 | 390 | 190 | 374 | 390
2035-09-22 13:00 | -100 | 505 | -100 | 510 | 490 | 505 | 510
2035-09-22 14:00 | 500 | 505 | 500 | 510 | 710 | 505 | 510
2035-09-22 15:00 | -100 | 505 | -100 | 510 | 600 | 505 | 510
2035-09-22 16:00 | -700 | 300 | -700 | 210 | 300 | 300 | 279.47
2035-09-22 17:00 | -600 | 0 | -600 | -90 | 0 | 0 | -20.53
2035-09-22 18:00 | 0 | 0 | 0 | 0 | 0 | 0 | 0
2035-09-22 19:00 | 0 | 0 | 100 | 0 | 0 | 0 | 0
2035-09-22 20:00 | 572.89 | 0 | 700 | 0 | 0 | 0 | 0
2035-09-22 21:00 | 121.07 | 0 | 700 | 0 | 0 | 0 | 0
2035-09-22 22:00 | 668.04 | 0 | 261.79 | 0 | 0 | 0 | 0
2035-09-22 23:00 | 68.04 | 0 | 700 | 0 | 0 | 0 | 0
2035-09-23 | 668.04 | 0 | 700 | 300 | 24.31 | 0 | 300
2035-09-23 01:00 | 700 | 0 | 700 | 510 | 324.31 | 0 | 510
2035-09-23 02:00 | 700 | 0 | 700 | 510 | 347.67 | 0 | 510
2035-09-23 03:00 | 700 | 0 | 700 | 510 | 529.41 | 0 | 510
2035-09-23 04:00 | 700 | 0 | 700 | 510 | 669.67 | 0 | 510
2035-09-23 05:00 | 700 | 0 | 700 | 510 | 410 | 48.07 | 510
2035-09-23 06:00 | 700 | 0 | 700 | 510 | 710 | 348.07 | 510
2035-09-23 07:00 | 700 | 58.48 | 700 | 510 | 710 | 505 | 510
2035-09-23 08:00 | 700 | 0 | 700 | 510 | 600 | 213.78 | 510
2035-09-23 09:00 | 700 | 0 | 700 | 218.87 | 300 | 0 | 210
2035-09-23 10:00 | 700 | 0 | 700 | 0 | 0 | 0 | 0
2035-09-23 11:00 | 700 | 0 | 700 | 0 | 0 | 0 | 0
2035-09-23 12:00 | 700 | 0 | 100 | 0 | 0 | 0 | 0
2035-09-23 13:00 | 589.95 | -226 | 700 | -210 | 0 | -226 | 0
2035-09-23 14:00 | 589.95 | -526 | 518.62 | -510 | -64.78 | -526 | -300
2035-09-23 15:00 | 700 | -526 | 700 | -510 | -110 | -526 | -172.04
2035-09-23 16:00 | 700 | -226 | 700 | -355.72 | -410 | -226 | -210
2035-09-23 17:00 | 700 | -526 | 700 | -510 | -710 | -526 | -510
2035-09-23 18:00 | 700 | -526 | 700 | -510 | -710 | -526 | -510
2035-09-23 19:00 | 700 | -526 | 700 | -510 | -710 | -526 | -510
2035-09-23 20:00 | 700 | -226 | 700 | -211 | -410 | -226 | -210
2035-09-23 21:00 | 700 | 0 | 700 | -352.31 | -110 | -6.75 | 0
2035-09-23 22:00 | 700 | -300 | 700 | -510 | -4.79 | -306.75 | -300
2035-09-23 23:00 | 700 | 0 | 437.27 | -210 | 0 | -6.75 | 0
2035-09-24 | 100 | 160.7 | -100 | 90 | 300 | 293.25 | 300
2035-09-24 01:00 | -500 | 0 | -700 | 210 | 190 | 76.87 | 210
2035-09-24 02:00 | -700 | 300 | -700 | 510 | 490 | 376.87 | 510
2035-09-24 03:00 | -700 | 374 | -700 | 368.22 | 190 | 374 | 390
2035-09-24 04:00 | -700 | 74 | -700 | 68.22 | -110 | 74 | 90
2035-09-24 05:00 | -700 | -226 | -700 | -231.78 | -410 | -226 | -210
2035-09-24 06:00 | -700 | -526 | -700 | -510 | -710 | -526 | -510
2035-09-24 07:00 | -700 | -226 | -700 | -210 | -410 | -226 | -210
2035-09-24 08:00 | -700 | -526 | -700 | -510 | -710 | -526 | -510
2035-09-24 09:00 | -700 | -526 | -700 | -510 | -710 | -526 | -510
2035-09-24 10:00 | -700 | -226 | -700 | -210 | -410 | -226 | -210
2035-09-24 11:00 | -700 | -226 | -700 | -210 | -410 | -226 | -210
2035-09-24 12:00 | -700 | -526 | -700 | -510 | -710 | -526 | -510
2035-09-24 13:00 | -700 | -526 | -700 | -510 | -710 | -526 | -510
2035-09-24 14:00 | -700 | -526 | -700 | -510 | -710 | -526 | -510
2035-09-24 15:00 | -700 | -526 | -700 | -510 | -710 | -526 | -510
2035-09-24 16:00 | -700 | -526 | -700 | -510 | -710 | -526 | -510
2035-09-24 17:00 | -700 | -526 | -700 | -510 | -410 | -526 | -339.06
2035-09-24 18:00 | -700 | -526 | -700 | -510 | -638.58 | -526 | -510
2035-09-24 19:00 | -700 | -526 | -700 | -510 | -488.36 | -526 | -510
2035-09-24 20:00 | -700 | -317.53 | -700 | -510 | -188.36 | -526 | -510
2035-09-24 21:00 | -700 | -17.53 | -700 | -390 | 0 | -226 | -244.14
2035-09-24 22:00 | -700 | 282.47 | -700 | -90 | 300 | 74 | 55.86
2035-09-24 23:00 | -700 | 505 | -700 | 210 | 600 | 374 | 355.86
2035-09-25 | -700 | 505 | -700 | 510 | 710 | 505 | 510
2035-09-25 01:00 | -700 | 505 | -700 | 510 | 710 | 505 | 510
2035-09-25 02:00 | -700 | 505 | -700 | 510 | 710 | 505 | 510
2035-09-25 03:00 | -700 | 374 | -700 | 390 | 490 | 374 | 465.89
2035-09-25 04:00 | -700 | 74 | -700 | 90 | 190 | 74 | 165.89
2035-09-25 05:00 | -700 | -226 | -700 | -210 | -110 | -226 | -134.11
2035-09-25 06:00 | -700 | -526 | -700 | -510 | -410 | -526 | -434.11
2035-09-25 07:00 | -700 | -526 | -700 | -510 | -710 | -526 | -510
2035-09-25 08:00 | -700 | -526 | -700 | -510 | -410 | -526 | -510
2035-09-25 09:00 | -700 | -226 | -700 | -210 | -110 | -226 | -210
2035-09-25 10:00 | -700 | 74 | -700 | 90 | 190 | 74 | 90
2035-09-25 11:00 | -700 | 374 | -700 | 390 | 490 | 374 | 390
2035-09-25 12:00 | -700 | 505 | -700 | 510 | 710 | 505 | 510
2035-09-25 13:00 | -700 | 505 | -700 | 510 | 710 | 505 | 510
2035-09-25 14:00 | -100 | 505 | -100 | 510 | 600 | 505 | 510
2035-09-25 15:00 | -100 | 492.49 | -100 | 244.89 | 300 | 300 | 300
2035-09-25 16:00 | -700 | 192.49 | -700 | -55.11 | 0 | 0 | 0
2035-09-25 17:00 | -700 | -107.51 | -700 | -355.11 | -300 | -300 | -300
2035-09-25 18:00 | -100 | 0 | -100 | -55.11 | 0 | 0 | 0
2035-09-25 19:00 | -210.17 | 0 | 0 | 0 | 0 | 0 | -87.34
2035-09-25 20:00 | 0 | 0 | 0 | 0 | 0 | 0 | 0
2035-09-25 21:00 | 600 | 0 | 595.17 | 0 | 0 | 0 | 0
2035-09-25 22:00 | 0 | 0 | 700 | 0 | 0 | 0 | 0
2035-09-25 23:00 | 0 | 0 | 454.26 | 0 | 110 | 0 | 0
2035-09-26 | 61.23 | 0 | 700 | 300 | 410 | 104.62 | 257.79
2035-09-26 01:00 | 0 | 300 | 200.39 | 510 | 710 | 404.62 | 510
2035-09-26 02:00 | 100 | 0 | 396.19 | 210 | 410 | 104.62 | 210
2035-09-26 03:00 | 700 | 0 | 700 | 0 | 110 | 0 | 0
2035-09-26 04:00 | 100 | 0 | 700 | 0 | 0 | 0 | 0
2035-09-26 05:00 | 39.6 | 0 | 700 | 0 | 0 | 0 | 0
2035-09-26 06:00 | 254.89 | 0 | 600 | 0 | 0 | 0 | 0
2035-09-26 07:00 | 500 | 0 | 0 | 0 | -110 | 0 | 0
2035-09-26 08:00 | -100 | -226 | -100 | -210 | -410 | -226 | -210
2035-09-26 09:00 | -700 | -526 | -700 | -510 | -710 | -526 | -510
2035-09-26 10:00 | -700 | -468 | -700 | -510 | -410 | -526 | -510
2035-09-26 11:00 | -515.58 | -168 | -100 | -210 | -110 | -226 | -210
2035-09-26 12:00 | -700 | -226 | -700 | -210 | 190 | -226 | -164.67
2035-09-26 13:00 | -700 | -526 | -700 | -510 | -110 | -526 | -464.67
2035-09-26 14:00 | -700 | -526 | -700 | -510 | -36.56 | -526 | -510
2035-09-26 15:00 | -500 | -226 | -500 | -510 | -54.17 | -232.93 | -510
2035-09-26 16:00 | 100 | 0 | 100 | -510 | -110 | -0.23 | -279.56
2035-09-26 17:00 | 700 | -226 | 700 | -510 | -410 | -300.23 | -210
2035-09-26 18:00 | 700 | -526 | 700 | -510 | -710 | -526 | -510
2035-09-26 19:00 | 700 | -300 | 700 | -510 | -440.52 | -300 | -510
2035-09-26 20:00 | 700 | 0 | 700 | -210 | -140.52 | 0 | -210
2035-09-26 21:00 | 700 | 300 | 700 | 90 | 159.48 | 300 | 90
2035-09-26 22:00 | 700 | 0 | 700 | 390 | 410 | 58.03 | 265.68
2035-09-26 23:00 | 700 | 205 | 700 | 510 | 710 | 358.03 | 510
2035-09-27 | 700 | 505 | 700 | 510 | 710 | 505 | 510
2035-09-27 01:00 | 700 | 505 | 700 | 510 | 710 | 505 | 510
2035-09-27 02:00 | 700 | 505 | 700 | 510 | 710 | 505 | 510
2035-09-27 03:00 | 700 | 505 | 700 | 510 | 710 | 505 | 510
2035-09-27 04:00 | 700 | 300 | 700 | 510 | 710 | 301.26 | 510
2035-09-27 05:00 | 700 | 0 | 700 | 210 | 410 | 1.26 | 210
2035-09-27 06:00 | 700 | 0 | 700 | 390 | 110 | 0 | 370.47
2035-09-27 07:00 | 700 | 0 | 700 | 90 | 319.55 | 25.73 | 510
2035-09-27 08:00 | 700 | -226 | 700 | -210 | 19.55 | -226 | 210
2035-09-27 09:00 | 424.18 | -526 | 650.93 | -510 | -280.45 | -526 | -90
2035-09-27 10:00 | 0 | -526 | 50.93 | -510 | -93.55 | -526 | -390
2035-09-27 11:00 | 0 | -526 | 0 | -510 | -1.84 | -526 | -510
2035-09-27 12:00 | 0 | -526 | 0 | -510 | -60.96 | -526 | -510
2035-09-27 13:00 | 0 | -526 | 0 | -510 | -88.3 | -526 | -510
2035-09-27 14:00 | 0 | -526 | 0 | -510 | -60.11 | -526 | -510
2035-09-27 15:00 | 388.1 | -526 | 100 | -510 | -276.13 | -526 | -210
2035-09-27 16:00 | 700 | -526 | 700 | -510 | -576.13 | -526 | -510
2035-09-27 17:00 | 700 | -526 | 700 | -510 | -710 | -526 | -510
2035-09-27 18:00 | 700 | -526 | 700 | -510 | -710 | -526 | -510
2035-09-27 19:00 | 700 | -526 | 700 | -510 | -710 | -526 | -510
2035-09-27 20:00 | 700 | -526 | 700 | -510 | -710 | -526 | -510
2035-09-27 21:00 | 700 | -300 | 700 | -510 | -410 | -300 | -346.03
2035-09-27 22:00 | 700 | 0 | 700 | -210 | -110 | 0 | -46.03
2035-09-27 23:00 | 700 | 0 | 700 | -452.08 | -300 | -68.66 | -300
2035-09-28 | 700 | 0 | 700 | -152.08 | 0 | 211.5 | 0
2035-09-28 01:00 | 562.09 | 0 | 700 | 0 | 0 | 0 | 0
2035-09-28 02:00 | 0 | 0 | 401.73 | 0 | 0 | 0 | 0
2035-09-28 03:00 | 600 | 0 | 700 | 0 | 0 | 0 | 0
2035-09-28 04:00 | 385.53 | 0 | 700 | 0 | 0 | 0 | 0
2035-09-28 05:00 | 487.03 | 0 | 700 | 0 | 0 | 0 | 0
2035-09-28 06:00 | 700 | 0 | 100 | 0 | 0 | 0 | 0
2035-09-28 07:00 | 700 | 0 | 700 | -210 | 0 | 0 | -198.91
2035-09-28 08:00 | 700 | -300 | 700 | -510 | -300 | -300 | -498.91
2035-09-28 09:00 | 600 | -351.97 | 600 | -510 | 0 | -526 | -248.07
2035-09-28 10:00 | 0 | -51.97 | 0 | -267.71 | 0 | -226 | 0
2035-09-28 11:00 | -600 | 0 | -600 | -86.99 | 0 | 0 | 0
2035-09-28 12:00 | -700 | 0 | -700 | -386.99 | 0 | 0 | 0
2035-09-28 13:00 | -700 | 0 | -700 | -510 | 0 | 0 | 0
2035-09-28 14:00 | -700 | -226 | -700 | -510 | -64.8 | -226 | -210
2035-09-28 15:00 | -187.69 | -526 | -100 | -510 | -364.8 | -526 | -510
2035-09-28 16:00 | 412.31 | -526 | 500 | -510 | -112.22 | -526 | -510
2035-09-28 17:00 | 700 | -226 | 700 | -315.08 | -410 | -226 | -210
2035-09-28 18:00 | 700 | -526 | 700 | -510 | -710 | -526 | -510
2035-09-28 19:00 | 700 | -526 | 700 | -510 | -710 | -526 | -510
2035-09-28 20:00 | 700 | -300 | 700 | -510 | -600 | -452.2 | -510
2035-09-28 21:00 | 700 | 0 | 700 | -210 | -300 | -152.2 | -210
2035-09-28 22:00 | 700 | 236.57 | 700 | 90 | 0 | 147.8 | 90
2035-09-28 23:00 | 700 | 0 | 700 | 390 | 0 | 0 | 307.43
2035-09-29 | 700 | 0 | 700 | 510 | 0 | 0 | 215.38
2035-09-29 01:00 | 700 | 0 | 700 | 510 | 217.41 | 0 | 215.38
2035-09-29 02:00 | 700 | 0 | 700 | 510 | 517.41 | 0 | 510
2035-09-29 03:00 | 700 | 0 | 700 | 510 | 217.41 | 0 | 393.71
2035-09-29 04:00 | 700 | 0 | 700 | 510 | 360.48 | 0 | 510
2035-09-29 05:00 | 700 | 0 | 700 | 510 | 60.48 | 0 | 210
2035-09-29 06:00 | 700 | 0 | 700 | 390 | 0 | 0 | 210
2035-09-29 07:00 | 700 | 0 | 700 | 90 | 0 | 0 | 188.8
2035-09-29 08:00 | 700 | -226 | 700 | -210 | 0 | -226 | -37.67
2035-09-29 09:00 | 100 | -526 | 100 | -510 | 0 | -526 | -284.32
2035-09-29 10:00 | -463.83 | -526 | -500 | -510 | 0 | -526 | -352.33
2035-09-29 11:00 | -700 | -526 | -700 | -510 | 0 | -526 | -446.72
2035-09-29 12:00 | -700 | -526 | -700 | -510 | 0 | -526 | -461.52
2035-09-29 13:00 | -700 | -226 | -700 | -510 | -79.68 | -522.14 | -510
2035-09-29 14:00 | -700 | 0 | -700 | -510 | -244.27 | -402.73 | -510
2035-09-29 15:00 | -700 | 0 | -700 | -510 | -282.46 | -102.73 | -510
2035-09-29 16:00 | -700 | 0 | -700 | -510 | -51.91 | -105.87 | -510
2035-09-29 17:00 | -700 | 0 | -700 | -510 | -261.42 | -187.38 | -510
2035-09-29 18:00 | -700 | -226 | -700 | -510 | -327.1 | -487.38 | -510
2035-09-29 19:00 | -700 | -526 | -700 | -510 | -282.72 | -526 | -510
2035-09-29 20:00 | -700 | -226 | -700 | -210 | 17.28 | -226 | -210
2035-09-29 21:00 | -700 | 74 | -700 | 90 | 317.28 | 74 | 90
2035-09-29 22:00 | -700 | 374 | -700 | 390 | 617.28 | 374 | 390
2035-09-29 23:00 | -128.88 | 505 | -100 | 510 | 710 | 264.54 | 510
2035-09-30 | 471.12 | 505 | 500 | 510 | 710 | 505 | 510
2035-09-30 01:00 | 700 | 505 | 700 | 510 | 710 | 505 | 510
2035-09-30 02:00 | 700 | 505 | 700 | 510 | 710 | 505 | 510
2035-09-30 03:00 | 500 | 505 | 500 | 510 | 710 | 505 | 510
2035-09-30 04:00 | -100 | 505 | -100 | 510 | 710 | 505 | 510
2035-09-30 05:00 | -700 | 505 | -700 | 510 | 710 | 505 | 510
2035-09-30 06:00 | -700 | 505 | -700 | 510 | 710 | 505 | 510
2035-09-30 07:00 | -700 | 439.54 | -700 | 390 | 600 | 374 | 510
2035-09-30 08:00 | -700 | 139.54 | -700 | 90 | 300 | 74 | 326.21
2035-09-30 09:00 | -100 | -160.46 | -100 | -210 | 0 | -226 | 26.21
2035-09-30 10:00 | 500 | -460.46 | 500 | -510 | -300 | -526 | -273.79
2035-09-30 11:00 | 624.3 | -526 | 0 | -510 | -600 | -526 | -510
2035-09-30 12:00 | 100 | -226 | 559.88 | -210 | -300 | -226 | -210
2035-09-30 13:00 | 700 | -526 | 593.37 | -510 | -449.99 | -526 | -510
2035-09-30 14:00 | 700 | -226 | 212.28 | -299.1 | -410 | -226 | -210
2035-09-30 15:00 | 700 | -526 | 700 | -510 | -710 | -526 | -510
2035-09-30 16:00 | 151.53 | -226 | 700 | -210 | -410 | -226 | -210
2035-09-30 17:00 | 700 | -89.24 | 700 | -210 | -300 | -226 | -210
2035-09-30 18:00 | 700 | -389.24 | 700 | -510 | -600 | -526 | -510
2035-09-30 19:00 | 700 | -300 | 700 | -510 | -300 | -401.33 | -300
2035-09-30 20:00 | 700 | 0 | 700 | -210 | 0 | -101.33 | 0
2035-09-30 21:00 | 700 | 300 | 700 | 90 | 300 | 198.67 | 300
2035-09-30 22:00 | 700 | 0 | 700 | 390 | 600 | 40.4 | 510
2035-09-30 23:00 | 700 | 0 | 700 | 510 | 507.92 | 47.8 | 510
2035-10-01 | 700 | 0 | 700 | 510 | 710 | 347.8 | 510
2035-10-01 01:00 | 700 | 205 | 700 | 510 | 710 | 505 | 510
2035-10-01 02:00 | 700 | 505 | 700 | 510 | 710 | 505 | 510
2035-10-01 03:00 | 700 | 505 | 700 | 510 | 490 | 505 | 510
2035-10-01 04:00 | 700 | 300 | 700 | 210 | 190 | 283.95 | 210
2035-10-01 05:00 | 700 | 0 | 700 | -90 | -110 | -16.05 | -90
2035-10-01 06:00 | 700 | -226 | 700 | -390 | -410 | -226 | -210
2035-10-01 07:00 | 700 | -526 | 700 | -510 | -710 | -526 | -510
2035-10-01 08:00 | 700 | -526 | 700 | -510 | -710 | -526 | -510
2035-10-01 09:00 | 700 | -526 | 700 | -510 | -710 | -526 | -510
2035-10-01 10:00 | 700 | -526 | 700 | -510 | -410 | -526 | -210
2035-10-01 11:00 | 549.96 | -526 | 600 | -510 | -410 | -526 | -210
2035-10-01 12:00 | -50.04 | -526 | 0 | -510 | -710 | -526 | -510
2035-10-01 13:00 | 549.96 | -526 | 600 | -510 | -410 | -526 | -210
2035-10-01 14:00 | 700 | -526 | 700 | -510 | -410 | -526 | -210
2035-10-01 15:00 | 700 | -526 | 700 | -510 | -710 | -526 | -510
2035-10-01 16:00 | 700 | -526 | 700 | -510 | -710 | -526 | -510
2035-10-01 17:00 | 700 | -526 | 700 | -510 | -710 | -526 | -510
2035-10-01 18:00 | 700 | -526 | 700 | -510 | -710 | -526 | -510
2035-10-01 19:00 | 700 | -226 | 700 | -340.2 | -410 | -226 | -210
2035-10-01 20:00 | 700 | 0 | 700 | -40.2 | -110 | 0 | 0
2035-10-01 21:00 | 700 | 0 | 700 | -53.24 | 0 | 0 | 0
2035-10-01 22:00 | 500 | 0 | 500 | 246.76 | 300 | 185.73 | 300
2035-10-01 23:00 | -100 | 0 | -100 | 510 | 110 | 0 | 484.79
2035-10-02 | -641.14 | 0 | -700 | 253.57 | 410 | 205 | 210
2035-10-02 01:00 | -700 | 300 | -700 | 510 | 710 | 505 | 510
2035-10-02 02:00 | -700 | 505 | -700 | 510 | 710 | 505 | 510
2035-10-02 03:00 | -700 | 505 | -700 | 510 | 710 | 505 | 510
2035-10-02 04:00 | -700 | 374 | -700 | 390 | 710 | 374 | 510
2035-10-02 05:00 | -700 | 74 | -700 | 90 | 586.64 | 74 | 390
2035-10-02 06:00 | -700 | -226 | -700 | -210 | 286.64 | -226 | 90
2035-10-02 07:00 | -700 | -526 | -700 | -510 | -13.36 | -526 | -210
2035-10-02 08:00 | -700 | -526 | -700 | -510 | -313.36 | -526 | -510
2035-10-02 09:00 | -700 | -526 | -700 | -510 | -13.36 | -526 | -300
2035-10-02 10:00 | -700 | -226 | -700 | -210 | 286.64 | -226 | 0
2035-10-02 11:00 | -700 | 74 | -700 | 0 | 462.87 | 0 | 300
2035-10-02 12:00 | -700 | -226 | -700 | -300 | 162.87 | -300 | 0
2035-10-02 13:00 | -700 | -199.34 | -700 | -510 | 0 | -226 | 21.32
2035-10-02 14:00 | -700 | -499.34 | -700 | -510 | 0 | -526 | -65.9
2035-10-02 15:00 | -700 | -526 | -700 | -510 | 0 | -526 | -221.59
2035-10-02 16:00 | -700 | -526 | -700 | -510 | 0 | -526 | -91.73
2035-10-02 17:00 | -700 | -226 | -700 | -210 | 0 | -226 | -210
2035-10-02 18:00 | -600 | 0 | -700 | -510 | -300 | -122.93 | -510
2035-10-02 19:00 | 0 | 0 | -700 | -210 | 0 | 0 | -210
2035-10-02 20:00 | 0 | 0 | -700 | 0 | 0 | 0 | 0
2035-10-02 21:00 | 0 | 0 | -185.49 | 0 | 0 | 0 | 0
2035-10-02 22:00 | -600 | 0 | -700 | 0 | 0 | 0 | 0
2035-10-02 23:00 | -700 | 0 | -700 | 210 | 300 | 118.44 | 210
2035-10-03 | -700 | 300 | -700 | 510 | 600 | 418.44 | 510
2035-10-03 01:00 | -700 | 505 | -700 | 510 | 710 | 505 | 510
2035-10-03 02:00 | -700 | 505 | -700 | 510 | 710 | 505 | 510
2035-10-03 03:00 | -700 | 505 | -700 | 510 | 710 | 505 | 510
2035-10-03 04:00 | -700 | 505 | -700 | 510 | 710 | 505 | 510
2035-10-03 05:00 | -700 | 505 | -700 | 510 | 710 | 505 | 510
2035-10-03 06:00 | -700 | 205 | -700 | 210 | 410 | 205 | 210
2035-10-03 07:00 | -700 | -92.93 | -700 | -90 | 110 | -95 | -90
2035-10-03 08:00 | -700 | -392.93 | -700 | -390 | -190 | -395 | -390
2035-10-03 09:00 | -700 | -92.93 | -700 | -510 | 0 | -95 | -503.6
2035-10-03 10:00 | -700 | 207.07 | -700 | -210 | 300 | 205 | -203.6
2035-10-03 11:00 | -700 | 505 | -700 | 90 | 600 | 505 | 96.4
2035-10-03 12:00 | -700 | 505 | -700 | 390 | 468.17 | 388.86 | 390
2035-10-03 13:00 | -700 | 300 | -700 | 90 | 168.17 | 88.86 | 90
2035-10-03 14:00 | -700 | 0 | -700 | -210 | -131.83 | -211.14 | -210
2035-10-03 15:00 | -700 | -300 | -700 | -510 | -431.83 | -511.14 | -510
2035-10-03 16:00 | -700 | 0 | -700 | -510 | -131.83 | -211.14 | -310.5
2035-10-03 17:00 | -700 | 0 | -700 | -510 | 0 | 0 | -87.57
2035-10-03 18:00 | -700 | 0 | -700 | -510 | 0 | 0 | 0
2035-10-03 19:00 | -700 | 0 | -700 | -510 | 0 | 0 | -38.04
2035-10-03 20:00 | -700 | 0 | -700 | -510 | 0 | 0 | -338.04
2035-10-03 21:00 | -700 | 0 | -700 | -390 | 0 | 0 | -510
2035-10-03 22:00 | -700 | 0 | -700 | -90 | -106.31 | -48.81 | -300
2035-10-03 23:00 | -700 | 300 | -700 | 210 | 193.69 | 251.19 | 0
2035-10-04 | -353.09 | 505 | -500 | 510 | 493.69 | 505 | 300
2035-10-04 01:00 | 246.91 | 505 | 100 | 510 | 710 | 505 | 510
2035-10-04 02:00 | 700 | 505 | 700 | 510 | 710 | 505 | 510
2035-10-04 03:00 | 700 | 505 | 700 | 510 | 710 | 505 | 510
2035-10-04 04:00 | 600 | 505 | 700 | 246.59 | 710 | 505 | 510
2035-10-04 05:00 | 0 | 505 | 700 | 510 | 661.87 | 505 | 510
2035-10-04 06:00 | 0 | 505 | 438.65 | 510 | 710 | 505 | 510
2035-10-04 07:00 | -600 | 505 | -161.35 | 510 | 710 | 505 | 510
2035-10-04 08:00 | -325.06 | 505 | -600 | 510 | 710 | 505 | 510
2035-10-04 09:00 | 274.94 | 505 | 0 | 510 | 710 | 505 | 510
2035-10-04 10:00 | -100 | 505 | -100 | 390 | 710 | 374.3 | 510
2035-10-04 11:00 | -700 | 205 | -700 | 90 | 600 | 74.3 | 500.95
2035-10-04 12:00 | -700 | -95 | -700 | -210 | 300 | -225.7 | 200.95
2035-10-04 13:00 | -700 | -395 | -700 | -510 | 0 | -525.7 | -99.05
2035-10-04 14:00 | -700 | -526 | -700 | -510 | 0 | -526 | -51.83
2035-10-04 15:00 | -700 | -526 | -700 | -510 | 0 | -526 | -75.79
2035-10-04 16:00 | -591.79 | -526 | -325.77 | -510 | 0 | -526 | -329.97
2035-10-04 17:00 | 8.21 | -526 | 0 | -510 | 0 | -526 | -510
2035-10-04 18:00 | 0 | -526 | 0 | -510 | 0 | -526 | -510
2035-10-04 19:00 | 522.81 | -526 | 0 | -510 | 0 | -526 | -510
2035-10-04 20:00 | 40.6 | -526 | 0 | -510 | 0 | -526 | -510
2035-10-04 21:00 | 0 | -526 | 490.51 | -510 | 0 | -526 | -510
2035-10-04 22:00 | 0 | -526 | 0 | -510 | 0 | -526 | -267.68
2035-10-04 23:00 | -381.14 | -226 | -600 | -210 | 0 | -226 | 0
2035-10-05 | -638.9 | 0 | -700 | -210 | 0 | 0 | -155.48
2035-10-05 01:00 | -700 | 0 | -700 | -510 | 0 | 0 | -455.48
2035-10-05 02:00 | -700 | -226 | -700 | -510 | 0 | -226 | -510
2035-10-05 03:00 | -700 | -526 | -700 | -510 | 0 | -526 | -510
2035-10-05 04:00 | -700 | -226 | -700 | -210 | 0 | -226 | -210
2035-10-05 05:00 | -700 | 0 | -700 | -510 | 0 | 0 | -209.37
2035-10-05 06:00 | -700 | -226 | -700 | -210 | 0 | -226 | -210
2035-10-05 07:00 | -700 | -526 | -700 | -510 | 0 | -526 | -510
2035-10-05 08:00 | -700 | -526 | -700 | -510 | 0 | -526 | -510
2035-10-05 09:00 | -700 | -526 | -700 | -510 | 0 | -526 | -510
2035-10-05 10:00 | -700 | -226 | -700 | -210 | 0 | -226 | -210
2035-10-05 11:00 | -700 | -385.21 | -700 | -510 | 0 | -526 | -510
2035-10-05 12:00 | -700 | -226 | -700 | -210 | 0 | -226 | -210
2035-10-05 13:00 | -700 | -526 | -700 | -510 | 0 | -526 | -510
2035-10-05 14:00 | -700 | -526 | -700 | -510 | 0 | -526 | -510
2035-10-05 15:00 | -100 | -226 | -351.94 | -510 | 0 | -226 | -510
2035-10-05 16:00 | 500 | -526 | 248.06 | -510 | 0 | -526 | -510
2035-10-05 17:00 | 700 | -526 | 700 | -510 | 0 | -526 | -510
2035-10-05 18:00 | 700 | -526 | 700 | -510 | 0 | -526 | -510
2035-10-05 19:00 | 700 | -526 | 700 | -510 | 0 | -526 | -510
2035-10-05 20:00 | 700 | -526 | 700 | -510 | 0 | -526 | -510
2035-10-05 21:00 | 700 | -526 | 700 | -510 | 0 | -526 | -510
2035-10-05 22:00 | 500 | -526 | 500 | -510 | 0 | -526 | -510
2035-10-05 23:00 | -100 | -226 | -100 | -268.96 | 0 | -226 | -210
2035-10-06 | -700 | 0 | -700 | -510 | 0 | 0 | -12.85
2035-10-06 01:00 | -700 | 0 | -700 | -332.9 | 0 | -226 | -90
2035-10-06 02:00 | -700 | 300 | -700 | -32.9 | 0 | 74 | 210
2035-10-06 03:00 | -700 | 399.21 | -700 | 267.1 | 0 | 374 | 510
2035-10-06 04:00 | -700 | 99.21 | -700 | 90 | 0 | 74 | 355.81
2035-10-06 05:00 | -700 | -200.79 | -700 | -210 | 0 | -226 | 55.81
2035-10-06 06:00 | -700 | -500.79 | -700 | -510 | 0 | -526 | -244.19
2035-10-06 07:00 | -700 | -526 | -700 | -510 | 0 | -526 | -510
2035-10-06 08:00 | -700 | -226 | -700 | -494.45 | 0 | -248.96 | -281.39
2035-10-06 09:00 | -700 | -185.96 | -700 | -194.45 | 0 | -95 | -90
2035-10-06 10:00 | -700 | 0 | -700 | 105.55 | 0 | 205 | 210
2035-10-06 11:00 | -700 | 300 | -700 | 405.55 | 0 | 505 | 510
2035-10-06 12:00 | -700 | 505 | -700 | 510 | 0 | 505 | 510
2035-10-06 13:00 | -700 | 300 | -700 | 510 | 0 | 300 | 369.36
2035-10-06 14:00 | -700 | 0 | -700 | 210 | 0 | 0 | 69.36
2035-10-06 15:00 | -100 | 74 | -100 | 90 | -110 | 74 | 90
2035-10-06 16:00 | -700 | -226 | -700 | -210 | -410 | -226 | -210
2035-10-06 17:00 | -700 | -526 | -700 | -510 | -710 | -526 | -510
2035-10-06 18:00 | -700 | -526 | -700 | -510 | -710 | -526 | -510
2035-10-06 19:00 | -700 | -526 | -700 | -510 | -710 | -526 | -510
2035-10-06 20:00 | -700 | -226 | -700 | -210 | -410 | -226 | -210
2035-10-06 21:00 | -700 | 74 | -700 | 90 | -110 | 74 | 90
2035-10-06 22:00 | -700 | 374 | -700 | 390 | 190 | 374 | 390
2035-10-06 23:00 | -700 | 222.64 | -700 | 90 | 0 | 74 | 90
2035-10-07 | -700 | -77.36 | -700 | -118.61 | -300 | -226 | -210
2035-10-07 01:00 | -700 | 222.64 | -700 | 181.39 | 0 | 74 | 90
2035-10-07 02:00 | -700 | 505 | -700 | 481.39 | 300 | 374 | 390
2035-10-07 03:00 | -700 | 205 | -289.33 | 430.46 | 0 | 74 | 90
2035-10-07 04:00 | -252.73 | 0 | -600 | 387.05 | 300 | 194.03 | 300
2035-10-07 05:00 | 0 | 0 | 0 | 87.05 | 0 | 0 | 0
2035-10-07 06:00 | 0 | 0 | 449.95 | 0 | 0 | 0 | 0
2035-10-07 07:00 | 364.85 | 0 | 700 | 0 | 0 | 0 | 0
2035-10-07 08:00 | 654.59 | 0 | 600 | 211.32 | 0 | 0 | 0
2035-10-07 09:00 | 54.59 | 0 | 0 | 0 | 0 | 0 | 0
2035-10-07 10:00 | 0 | 0 | 34.03 | -210 | -135.2 | -132.06 | -210
2035-10-07 11:00 | 600 | -300 | 634.03 | -510 | -435.2 | -432.06 | -510
2035-10-07 12:00 | 444.04 | -526 | 700 | -510 | -194.78 | -526 | -510
2035-10-07 13:00 | 700 | -226 | 700 | -510 | 0 | -507.89 | -510
2035-10-07 14:00 | 700 | 0 | 700 | -510 | 0 | -300 | -510
2035-10-07 15:00 | 700 | 0 | 700 | -510 | 0 | 0 | -356.36
2035-10-07 16:00 | 700 | 0 | 700 | -510 | 0 | 0 | -483.6
2035-10-07 17:00 | 700 | 0 | 700 | -510 | 0 | -147.23 | -331.87
2035-10-07 18:00 | 700 | 0 | 700 | -510 | 0 | 0 | -31.87
2035-10-07 19:00 | 700 | 0 | 700 | -367.19 | 0 | 0 | -300
2035-10-07 20:00 | 700 | 0 | 700 | -67.19 | 0 | 0 | 0
2035-10-07 21:00 | 700 | 300 | 700 | 232.81 | 300 | 300 | 300
2035-10-07 22:00 | 700 | 0 | 700 | 510 | 0 | 0 | 389.25
2035-10-07 23:00 | 700 | 0 | 700 | 510 | 0 | 0 | 186.17
2035-10-08 | 600 | 0 | 125.33 | 210 | 300 | 0 | 210
2035-10-08 01:00 | 0 | 300 | 0 | 510 | 600 | 300 | 510
2035-10-08 02:00 | 0 | 0 | 600 | 210 | 300 | 0 | 210
2035-10-08 03:00 | 164.14 | 0 | 600 | 0 | 0 | 0 | 0
2035-10-08 04:00 | 0 | 0 | 0 | 0 | 0 | 0 | 0
2035-10-08 05:00 | 0 | 0 | 0 | 0 | 0 | 0 | 0
2035-10-08 06:00 | 600 | 0 | 453.56 | 0 | 0 | 0 | 0
2035-10-08 07:00 | 700 | 0 | 700 | 136.79 | 0 | 0 | 0
2035-10-08 08:00 | 700 | 0 | 700 | 300 | 129.37 | 0 | 300
2035-10-08 09:00 | 700 | 0 | 652.56 | 0 | 0 | 0 | 0
2035-10-08 10:00 | 100 | 0 | 52.56 | -260.3 | 0 | 0 | 0
2035-10-08 11:00 | 0 | 0 | 0 | 0 | 0 | 0 | 0
2035-10-08 12:00 | 0 | 0 | 0 | -294.22 | 0 | 0 | 0
2035-10-08 13:00 | 0 | 0 | 0 | 0 | -21.28 | 0 | 0
2035-10-08 14:00 | 0 | -226 | 0 | -210 | -321.28 | -226 | -210
2035-10-08 15:00 | 600 | -526 | 146.9 | -510 | -621.28 | -526 | -510
2035-10-08 16:00 | 700 | -346.23 | 700 | -510 | -321.28 | -526 | -390.08
2035-10-08 17:00 | 700 | -526 | 700 | -510 | -562.96 | -526 | -510
2035-10-08 18:00 | 700 | -526 | 700 | -510 | -710 | -526 | -510
2035-10-08 19:00 | 700 | -526 | 700 | -510 | -710 | -526 | -510
2035-10-08 20:00 | 700 | -526 | 700 | -510 | -710 | -526 | -510
2035-10-08 21:00 | 700 | -300 | 700 | -510 | -524.76 | -455.81 | -510
2035-10-08 22:00 | 100 | 0 | 100 | -210 | -224.76 | -155.81 | -210
2035-10-08 23:00 | -174.49 | 0 | -500 | -75.91 | 0 | 0 | 0
2035-10-09 | -700 | 0 | -700 | -375.91 | 0 | 0 | -250.62
2035-10-09 01:00 | -700 | 0 | -700 | -451.09 | -296.15 | 0 | -300
2035-10-09 02:00 | -700 | 0 | -700 | -151.09 | 0 | 0 | 0
2035-10-09 03:00 | -700 | 300 | -700 | 148.91 | 300 | 300 | 300
2035-10-09 04:00 | -700 | 300 | -700 | 368.78 | 190 | 300 | 300
2035-10-09 05:00 | -500 | 0 | -500 | 68.78 | -110 | 0 | 0
2035-10-09 06:00 | 100 | -300 | 100 | -231.22 | -410 | -300 | -300
2035-10-09 07:00 | 700 | -526 | 700 | -510 | -710 | -526 | -510
2035-10-09 08:00 | 700 | -526 | 700 | -510 | -710 | -526 | -510
2035-10-09 09:00 | 100 | -226 | 100 | -210 | -410 | -226 | -210
2035-10-09 10:00 | -500 | -226 | -500 | -510 | -710 | -426.27 | -510
2035-10-09 11:00 | -700 | -526 | -700 | -510 | -710 | -526 | -510
2035-10-09 12:00 | -700 | -526 | -700 | -510 | -710 | -526 | -510
2035-10-09 13:00 | -700 | -526 | -700 | -510 | -710 | -526 | -510
2035-10-09 14:00 | -700 | -526 | -700 | -510 | -710 | -526 | -510
2035-10-09 15:00 | -700 | -526 | -700 | -510 | -710 | -526 | -510
2035-10-09 16:00 | -600 | -226 | -600 | -510 | -410 | -226 | -258.66
2035-10-09 17:00 | 0 | -526 | 0 | -510 | -710 | -526 | -510
2035-10-09 18:00 | 273.68 | -526 | 0 | -510 | -696.73 | -526 | -510
2035-10-09 19:00 | 600 | -526 | 600 | -510 | -600 | -526 | -510
2035-10-09 20:00 | 0 | -300 | 0 | -311.21 | -300 | -300 | -300
2035-10-09 21:00 | 0 | 0 | 0 | -11.21 | 0 | 0 | 0
2035-10-09 22:00 | -100 | 0 | -464.88 | 0 | 0 | 0 | 0
2035-10-09 23:00 | -700 | 0 | -523.95 | 0 | 0 | 0 | 0
2035-10-10 | -700 | 0 | -700 | -252.65 | 0 | 0 | 0
2035-10-10 01:00 | -700 | 0 | -700 | -510 | -217.78 | 0 | -300
2035-10-10 02:00 | -700 | 300 | -700 | -210 | 82.22 | 300 | 0
2035-10-10 03:00 | -700 | 197.41 | -700 | 90 | -110 | 74 | 90
2035-10-10 04:00 | -700 | -102.59 | -700 | -210 | -410 | -226 | -210
2035-10-10 05:00 | -700 | -402.59 | -700 | -510 | -710 | -526 | -510
2035-10-10 06:00 | -700 | -526 | -700 | -510 | -710 | -526 | -510
2035-10-10 07:00 | -700 | -526 | -700 | -510 | -710 | -526 | -510
2035-10-10 08:00 | -700 | -526 | -700 | -510 | -710 | -526 | -510
2035-10-10 09:00 | -700 | -526 | -700 | -510 | -710 | -526 | -510
2035-10-10 10:00 | -700 | -526 | -700 | -510 | -710 | -526 | -510
2035-10-10 11:00 | -700 | -226 | -700 | -210 | -410 | -226 | -210
2035-10-10 12:00 | -700 | -226 | -700 | -210 | -410 | -226 | -210
2035-10-10 13:00 | -700 | -526 | -700 | -510 | -710 | -526 | -510
2035-10-10 14:00 | -700 | -526 | -700 | -510 | -582.11 | -526 | -510
2035-10-10 15:00 | -700 | -226 | -700 | -510 | -710 | -389.79 | -510
2035-10-10 16:00 | -600 | -226 | -111.19 | -210 | -410 | -226 | -210
2035-10-10 17:00 | 0 | -526 | 488.81 | -510 | -710 | -526 | -510
2035-10-10 18:00 | 599.9 | -526 | 700 | -510 | -710 | -526 | -510
2035-10-10 19:00 | 700 | -526 | 700 | -510 | -527.1 | -526 | -510
2035-10-10 20:00 | 700 | -526 | 700 | -510 | -300 | -526 | -300
2035-10-10 21:00 | 629.97 | -226 | 700 | -210 | 0 | -226 | 0
2035-10-10 22:00 | 50.55 | 0 | 515.62 | 0 | 0 | 0 | 0
2035-10-10 23:00 | 0 | 0 | -84.38 | 0 | 0 | 0 | 0
2035-10-11 | 600 | 0 | 515.62 | 300 | 215.93 | 0 | 300
2035-10-11 01:00 | 700 | 0 | 700 | 510 | 357.38 | 0 | 510
2035-10-11 02:00 | 700 | 0 | 700 | 510 | 657.38 | 0 | 510
2035-10-11 03:00 | 700 | 0 | 700 | 510 | 357.38 | 0 | 510
2035-10-11 04:00 | 700 | 0 | 700 | 510 | 57.38 | 0 | 510
2035-10-11 05:00 | 700 | 0 | 700 | 510 | 285.41 | 0 | 510
2035-10-11 06:00 | 700 | 0 | 700 | 390 | 0 | 0 | 510
2035-10-11 07:00 | 700 | 300 | 700 | 90 | 0 | 206.35 | 210
2035-10-11 08:00 | 700 | 0 | 700 | -210 | -300 | -93.65 | -90
2035-10-11 09:00 | 700 | -300 | 700 | -510 | -300 | -300 | -350.29
2035-10-11 10:00 | 700 | 0 | 700 | -210 | 0 | 0 | -50.29
2035-10-11 11:00 | 700 | -226 | 700 | -210 | 0 | -226 | 0
2035-10-11 12:00 | 700 | -526 | 700 | -510 | -34.38 | -526 | -300
2035-10-11 13:00 | 700 | -526 | 700 | -510 | -87.46 | -526 | -206.07
2035-10-11 14:00 | 700 | -526 | 700 | -510 | -387.46 | -526 | -210
2035-10-11 15:00 | 700 | -526 | 700 | -510 | -687.46 | -526 | -510
2035-10-11 16:00 | 700 | -526 | 700 | -510 | -710 | -526 | -510
2035-10-11 17:00 | 700 | -526 | 700 | -510 | -710 | -526 | -510
2035-10-11 18:00 | 700 | -526 | 700 | -510 | -710 | -526 | -510
2035-10-11 19:00 | 700 | -526 | 700 | -510 | -710 | -526 | -510
2035-10-11 20:00 | 700 | -526 | 700 | -510 | -710 | -526 | -510
2035-10-11 21:00 | 700 | -526 | 700 | -510 | -710 | -526 | -510
2035-10-11 22:00 | 700 | -226 | 700 | -210 | -410 | -226 | -210
2035-10-11 23:00 | 700 | 0 | 700 | -269.57 | -110 | 0 | 0
2035-10-12 | 700 | -49.71 | 700 | -300 | -134.49 | -300 | -300
2035-10-12 01:00 | 700 | 108.11 | 700 | 0 | 165.51 | 0 | 0
2035-10-12 02:00 | 571.59 | 0 | 515.5 | 0 | 0 | 0 | 0
2035-10-12 03:00 | -28.41 | 0 | 0 | 0 | 0 | 0 | 0
2035-10-12 04:00 | -628.41 | 0 | -600 | -300 | -169.75 | 0 | -300
2035-10-12 05:00 | -700 | 0 | -700 | -510 | -455.71 | -71.32 | -510
2035-10-12 06:00 | -700 | 0 | -700 | -510 | -185.89 | 0 | -510
2035-10-12 07:00 | -428.42 | -226 | -700 | -210 | -410 | -226 | -210
2035-10-12 08:00 | -100 | -526 | -100 | -510 | -710 | -526 | -510
2035-10-12 09:00 | -700 | -526 | -700 | -510 | -710 | -526 | -510
2035-10-12 10:00 | -700 | -226 | -700 | -210 | -410 | -226 | -210
2035-10-12 11:00 | -700 | 74 | -700 | 90 | -110 | 74 | 90
2035-10-12 12:00 | -700 | 74 | -700 | 90 | -110 | 74 | 90
2035-10-12 13:00 | -700 | -226 | -700 | -210 | -410 | -226 | -210
2035-10-12 14:00 | -700 | -526 | -700 | -510 | -710 | -526 | -510
2035-10-12 15:00 | -700 | -526 | -700 | -510 | -710 | -526 | -510
2035-10-12 16:00 | -700 | -526 | -700 | -510 | -710 | -526 | -510
2035-10-12 17:00 | -700 | -226 | -700 | -510 | -710 | -526 | -510
2035-10-12 18:00 | -700 | 0 | -700 | -510 | -538.78 | -526 | -510
2035-10-12 19:00 | -700 | 0 | -700 | -510 | -238.78 | -510.26 | -510
2035-10-12 20:00 | -700 | 0 | -700 | -510 | -252.01 | -526 | -510
2035-10-12 21:00 | -700 | 0 | -700 | -510 | -448.51 | -526 | -510
2035-10-12 22:00 | -700 | 0 | -700 | -510 | -148.51 | -226 | -510
2035-10-12 23:00 | -700 | 0 | -700 | -510 | -331.42 | -395 | -510
2035-10-13 | -700 | -25 | -700 | -510 | -110 | -95 | -406.03
2035-10-13 01:00 | -700 | 275 | -700 | -210 | 190 | 205 | -106.03
2035-10-13 02:00 | -700 | 505 | -700 | 90 | 490 | 505 | 193.97
2035-10-13 03:00 | -700 | 374 | -700 | 390 | 190 | 374 | 390
2035-10-13 04:00 | -700 | 74 | -700 | 90 | -110 | 74 | 90
2035-10-13 05:00 | -700 | -226 | -700 | -210 | -410 | -226 | -210
2035-10-13 06:00 | -700 | -526 | -700 | -510 | -710 | -526 | -510
2035-10-13 07:00 | -700 | -526 | -700 | -510 | -710 | -526 | -510
2035-10-13 08:00 | -700 | -526 | -700 | -510 | -710 | -526 | -510
2035-10-13 09:00 | -700 | -526 | -700 | -510 | -710 | -526 | -510
2035-10-13 10:00 | -700 | -526 | -700 | -510 | -710 | -526 | -510
2035-10-13 11:00 | -700 | -226 | -700 | -216.85 | -410 | -226 | -210
2035-10-13 12:00 | -700 | 74 | -700 | 83.15 | -110 | 74 | 90
2035-10-13 13:00 | -700 | 374 | -700 | 383.15 | 190 | 374 | 390
2035-10-13 14:00 | -700 | 374 | -700 | 390 | 190 | 374 | 390
2035-10-13 15:00 | -616.72 | 74 | -700 | 90 | -110 | 74 | 90
2035-10-13 16:00 | -700 | -226 | -700 | -210 | -410 | -226 | -210
2035-10-13 17:00 | -700 | -526 | -700 | -510 | -710 | -526 | -510
2035-10-13 18:00 | -700 | -526 | -700 | -510 | -710 | -526 | -510
2035-10-13 19:00 | -700 | -526 | -700 | -510 | -710 | -526 | -510
2035-10-13 20:00 | -700 | -226 | -700 | -210 | -410 | -226 | -210
2035-10-13 21:00 | -700 | 74 | -700 | 90 | -110 | 74 | 90
2035-10-13 22:00 | -700 | 374 | -700 | 390 | 190 | 374 | 390
2035-10-13 23:00 | -700 | 505 | -700 | 510 | 490 | 505 | 510
2035-10-14 | -700 | 505 | -700 | 510 | 710 | 505 | 510
2035-10-14 01:00 | -700 | 505 | -700 | 510 | 710 | 505 | 510
2035-10-14 02:00 | -700 | 505 | -700 | 510 | 710 | 505 | 510
2035-10-14 03:00 | -700 | 505 | -700 | 294.98 | 600 | 505 | 510
2035-10-14 04:00 | -700 | 300 | -700 | -5.02 | 300 | 205 | 210
2035-10-14 05:00 | -700 | 0 | -700 | -305.02 | 0 | -95 | -90
2035-10-14 06:00 | -700 | 0 | -700 | -300 | 0 | 0 | -299.39
2035-10-14 07:00 | -100 | 0 | -527.44 | 0 | 0 | 0 | -35.37
2035-10-14 08:00 | -202.84 | 0 | 0 | 0 | 0 | 0 | 0
2035-10-14 09:00 | -700 | 0 | -327.16 | 0 | 0 | 0 | 0
2035-10-14 10:00 | -535.41 | 0 | -700 | 0 | 0 | 0 | 0
2035-10-14 11:00 | -700 | 0 | -700 | -300 | 0 | 0 | -218.07
2035-10-14 12:00 | -700 | 0 | -700 | -510 | 0 | 0 | -176.12
2035-10-14 13:00 | -700 | 0 | -700 | -455.51 | 0 | 0 | 0
2035-10-14 14:00 | -500 | 0 | -500 | -257.53 | 0 | 0 | 0
2035-10-14 15:00 | 100 | 0 | 100 | -510 | -110 | -257.06 | -180.44
2035-10-14 16:00 | 700 | 0 | 700 | -510 | -410 | -526 | -480.44
2035-10-14 17:00 | 700 | 0 | 700 | -510 | -710 | -526 | -510
2035-10-14 18:00 | 700 | 0 | 700 | -510 | -710 | -526 | -510
2035-10-14 19:00 | 700 | 0 | 700 | -482.55 | -410 | -364.08 | -390
2035-10-14 20:00 | 700 | 0 | 700 | -182.55 | -110 | -64.08 | -90
2035-10-14 21:00 | 700 | 195.4 | 700 | 117.45 | 190 | 235.92 | 210
2035-10-14 22:00 | 700 | 0 | 700 | 417.45 | 490 | 505 | 510
2035-10-14 23:00 | 700 | 0 | 700 | 510 | 710 | 505 | 510
2035-10-15 | 700 | 205 | 700 | 510 | 463.41 | 205 | 510
2035-10-15 01:00 | 700 | 505 | 700 | 510 | 710 | 505 | 510
2035-10-15 02:00 | 700 | 505 | 700 | 510 | 710 | 505 | 510
2035-10-15 03:00 | 700 | 505 | 700 | 510 | 493.82 | 505 | 510
2035-10-15 04:00 | 700 | 374 | 700 | 390 | 193.82 | 374 | 390
2035-10-15 05:00 | 700 | 74 | 700 | 90 | -106.18 | 74 | 90
2035-10-15 06:00 | 700 | -226 | 700 | -210 | -406.18 | -226 | -210
2035-10-15 07:00 | 700 | -526 | 700 | -510 | -706.18 | -526 | -510
2035-10-15 08:00 | 700 | -526 | 700 | -510 | -710 | -526 | -510
2035-10-15 09:00 | 700 | -526 | 700 | -510 | -710 | -526 | -510
2035-10-15 10:00 | 700 | -226 | 700 | -510 | -410 | -464.49 | -510
2035-10-15 11:00 | 700 | 0 | 700 | -510 | -110 | -526 | -510
2035-10-15 12:00 | 700 | 0 | 700 | -510 | 0 | -491.38 | -510
2035-10-15 13:00 | 700 | 0 | 700 | -510 | 0 | -526 | -510
2035-10-15 14:00 | 700 | -226 | 700 | -510 | -269.42 | -279.85 | -510
2035-10-15 15:00 | 700 | -526 | 700 | -510 | -469.44 | -526 | -510
2035-10-15 16:00 | 700 | -526 | 700 | -510 | -710 | -526 | -510
2035-10-15 17:00 | 700 | -526 | 700 | -510 | -710 | -526 | -510
2035-10-15 18:00 | 700 | -526 | 700 | -510 | -710 | -526 | -510
2035-10-15 19:00 | 700 | -526 | 700 | -510 | -710 | -526 | -510
2035-10-15 20:00 | 700 | -526 | 700 | -510 | -710 | -526 | -510
2035-10-15 21:00 | 700 | -226 | 700 | -475.73 | -410 | -226 | -210
2035-10-15 22:00 | 700 | 0 | 700 | -176.54 | -110 | 0 | 0
2035-10-15 23:00 | 700 | 0 | 700 | -14.25 | 0 | 0 | 0
2035-10-16 | 700 | 0 | 700 | 0 | 35.94 | 0 | 0
2035-10-16 01:00 | 700 | 300 | 700 | 300 | 335.94 | 300 | 300
2035-10-16 02:00 | 700 | 329.98 | 700 | 510 | 635.94 | 505 | 510
2035-10-16 03:00 | 700 | 29.98 | 700 | 510 | 600 | 505 | 510
2035-10-16 04:00 | 700 | 237.16 | 700 | 210 | 300 | 205 | 210
2035-10-16 05:00 | 700 | -62.84 | 700 | -90 | 0 | -95 | -90
2035-10-16 06:00 | 700 | 0 | 700 | -390 | 0 | 0 | -186.44
2035-10-16 07:00 | 700 | -203.27 | 700 | -210 | 0 | -226 | 0
2035-10-16 08:00 | 700 | -503.27 | 700 | -510 | 0 | -526 | -234.59
2035-10-16 09:00 | 700 | -226 | 700 | -510 | 0 | -299.11 | -304.81
2035-10-16 10:00 | 700 | -526 | 700 | -510 | 0 | -526 | -466.64
2035-10-16 11:00 | 700 | -526 | 700 | -510 | 0 | -526 | -383.65
2035-10-16 12:00 | 700 | -526 | 700 | -510 | 0 | -526 | -381.05
2035-10-16 13:00 | 700 | -526 | 700 | -510 | 0 | -526 | -376.56
2035-10-16 14:00 | 640.32 | -526 | 700 | -510 | -110 | -526 | -358.38
2035-10-16 15:00 | 700 | -526 | 700 | -510 | -410 | -526 | -293.2
2035-10-16 16:00 | 700 | -526 | 700 | -510 | -710 | -526 | -510
2035-10-16 17:00 | 700 | -526 | 700 | -510 | -710 | -526 | -510
2035-10-16 18:00 | 700 | -526 | 700 | -510 | -710 | -526 | -510
2035-10-16 19:00 | 700 | -526 | 700 | -510 | -710 | -526 | -510
2035-10-16 20:00 | 700 | -526 | 700 | -510 | -710 | -526 | -510
2035-10-16 21:00 | 700 | -300 | 700 | -510 | -410 | -300 | -343.34
2035-10-16 22:00 | 700 | 0 | 700 | -210 | -110 | 0 | -43.34
2035-10-16 23:00 | 700 | 0 | 569.24 | 0 | 0 | 0 | 0
2035-10-17 | 700 | 0 | 700 | 300 | 300 | 300 | 300
2035-10-17 01:00 | 700 | 0 | 700 | 510 | 600 | 505 | 510
2035-10-17 02:00 | 700 | 0 | 700 | 510 | 710 | 505 | 510
2035-10-17 03:00 | 700 | 0 | 700 | 510 | 710 | 247.95 | 510
2035-10-17 04:00 | 700 | 0 | 700 | 390 | 497.88 | 0 | 510
2035-10-17 05:00 | 700 | 0 | 700 | 90 | 197.88 | 0 | 210
2035-10-17 06:00 | 700 | -226 | 700 | -210 | -102.12 | -300 | -90
2035-10-17 07:00 | 700 | -526 | 700 | -510 | 0 | -526 | -169.71
2035-10-17 08:00 | 700 | -526 | 700 | -510 | 0 | -526 | -438.2
2035-10-17 09:00 | 700 | -526 | 700 | -510 | 0 | -526 | -178.56
2035-10-17 10:00 | 700 | -526 | 700 | -510 | 0 | -526 | -117.75
2035-10-17 11:00 | 700 | -526 | 700 | -510 | 0 | -526 | -312.79
2035-10-17 12:00 | 700 | -526 | 700 | -510 | 0 | -526 | -143.75
2035-10-17 13:00 | 700 | -526 | 700 | -510 | 0 | -526 | -175.14
2035-10-17 14:00 | 700 | -526 | 700 | -510 | -255.09 | -526 | -321.74
2035-10-17 15:00 | 700 | -526 | 700 | -510 | -555.09 | -526 | -510
2035-10-17 16:00 | 700 | -526 | 700 | -510 | -710 | -526 | -510
2035-10-17 17:00 | 700 | -526 | 700 | -510 | -710 | -526 | -510
2035-10-17 18:00 | 700 | -526 | 700 | -510 | -710 | -526 | -510
2035-10-17 19:00 | 700 | -526 | 700 | -510 | -710 | -526 | -510
2035-10-17 20:00 | 700 | -526 | 700 | -510 | -710 | -526 | -510
2035-10-17 21:00 | 700 | -526 | 700 | -510 | -616.48 | -526 | -510
2035-10-17 22:00 | 700 | -226 | 700 | -328.69 | -316.48 | -226 | -210
2035-10-17 23:00 | 700 | 0 | 700 | -510 | -16.48 | 0 | -123.79
2035-10-18 | 700 | 0 | 700 | -210 | 0 | 0 | 0
2035-10-18 01:00 | 700 | 0 | 700 | 0 | 0 | 0 | 0
2035-10-18 02:00 | 700 | 0 | 700 | 0 | 0 | 0 | 0
2035-10-18 03:00 | 700 | 0 | 700 | 0 | 0 | 0 | 0
2035-10-18 04:00 | 700 | 0 | 700 | 0 | 0 | 0 | 0
2035-10-18 05:00 | 700 | 0 | 700 | -83.55 | -110 | 0 | 0
2035-10-18 06:00 | 700 | -300 | 700 | -383.55 | -410 | -300 | -300
2035-10-18 07:00 | 700 | -526 | 700 | -510 | -710 | -526 | -510
2035-10-18 08:00 | 700 | -526 | 700 | -510 | -710 | -526 | -510
2035-10-18 09:00 | 700 | -526 | 700 | -510 | -710 | -526 | -510
2035-10-18 10:00 | 700 | -526 | 700 | -510 | -410 | -526 | -336.18
2035-10-18 11:00 | 700 | -526 | 700 | -510 | -110 | -526 | -210
2035-10-18 12:00 | 700 | -526 | 700 | -510 | 0 | -526 | -510
2035-10-18 13:00 | 700 | -526 | 700 | -510 | 0 | -526 | -319.8
2035-10-18 14:00 | 700 | -526 | 700 | -510 | 0 | -526 | -132.23
2035-10-18 15:00 | 700 | -526 | 700 | -510 | 0 | -526 | -286.84
2035-10-18 16:00 | 700 | -226 | 700 | -510 | -102.88 | -526 | -300.6
2035-10-18 17:00 | 700 | -526 | 700 | -510 | -402.88 | -526 | -510
2035-10-18 18:00 | 700 | -526 | 700 | -510 | -702.88 | -526 | -510
2035-10-18 19:00 | 700 | -526 | 700 | -510 | -406.23 | -526 | -510
2035-10-18 20:00 | 700 | -226 | 700 | -510 | -106.23 | -526 | -510
2035-10-18 21:00 | 700 | -300 | 700 | -420.76 | 0 | -300 | -287.65
2035-10-18 22:00 | 431.48 | 0 | 100 | -120.76 | 300 | 0 | 12.35
2035-10-18 23:00 | -168.52 | 0 | -500 | -336.11 | 0 | -95 | -90
2035-10-19 | -700 | 300 | -700 | -36.11 | 300 | 205 | 210
2035-10-19 01:00 | -700 | 505 | -700 | 263.89 | 600 | 505 | 510
2035-10-19 02:00 | -700 | 505 | -700 | 510 | 710 | 505 | 510
2035-10-19 03:00 | -700 | 505 | -700 | 510 | 710 | 505 | 510
2035-10-19 04:00 | -700 | 505 | -700 | 510 | 710 | 505 | 510
2035-10-19 05:00 | -700 | 505 | -700 | 510 | 710 | 505 | 510
2035-10-19 06:00 | -700 | 505 | -700 | 510 | 710 | 505 | 510
2035-10-19 07:00 | -700 | 505 | -700 | 510 | 710 | 505 | 510
2035-10-19 08:00 | -700 | 505 | -700 | 510 | 710 | 505 | 510
2035-10-19 09:00 | -700 | 505 | -700 | 510 | 710 | 505 | 510
2035-10-19 10:00 | -700 | 505 | -700 | 510 | 710 | 505 | 510
2035-10-19 11:00 | -700 | 505 | -700 | 510 | 710 | 505 | 510
2035-10-19 12:00 | -700 | 505 | -700 | 510 | 710 | 505 | 510
2035-10-19 13:00 | -700 | 505 | -700 | 510 | 490 | 505 | 510
2035-10-19 14:00 | -700 | 374 | -700 | 390 | 190 | 374 | 390
2035-10-19 15:00 | -700 | 74 | -700 | 90 | -110 | 74 | 90
2035-10-19 16:00 | -700 | -226 | -700 | -210 | -410 | -226 | -210
2035-10-19 17:00 | -700 | -526 | -700 | -510 | -710 | -526 | -510
2035-10-19 18:00 | -700 | -526 | -700 | -510 | -710 | -526 | -510
2035-10-19 19:00 | -700 | -526 | -700 | -510 | -710 | -526 | -510
2035-10-19 20:00 | -700 | -526 | -700 | -510 | -710 | -526 | -510
2035-10-19 21:00 | -700 | -226 | -700 | -210 | -410 | -226 | -210
2035-10-19 22:00 | -700 | 74 | -700 | 90 | -110 | 74 | 90
2035-10-19 23:00 | -700 | 374 | -700 | 390 | 190 | 374 | 390
2035-10-20 | -100 | 505 | -100 | 510 | 490 | 505 | 510
2035-10-20 01:00 | 500 | 505 | 500 | 510 | 710 | 505 | 510
2035-10-20 02:00 | -100 | 505 | -100 | 510 | 710 | 505 | 510
2035-10-20 03:00 | -700 | 505 | -700 | 510 | 710 | 505 | 510
2035-10-20 04:00 | -700 | 505 | -700 | 510 | 710 | 505 | 510
2035-10-20 05:00 | -700 | 505 | -700 | 510 | 710 | 505 | 510
2035-10-20 06:00 | -700 | 505 | -700 | 510 | 710 | 505 | 510
2035-10-20 07:00 | -700 | 505 | -700 | 510 | 710 | 505 | 510
2035-10-20 08:00 | -100 | 505 | -298.96 | 510 | 710 | 505 | 510
2035-10-20 09:00 | 0 | 505 | 91.77 | 510 | 710 | 505 | 510
2035-10-20 10:00 | -600 | 505 | -508.23 | 510 | 710 | 505 | 510
2035-10-20 11:00 | -700 | 505 | -700 | 510 | 710 | 505 | 510
2035-10-20 12:00 | -700 | 505 | -700 | 510 | 710 | 505 | 510
2035-10-20 13:00 | -700 | 505 | -700 | 510 | 710 | 505 | 510
2035-10-20 14:00 | -700 | 505 | -700 | 510 | 710 | 505 | 510
2035-10-20 15:00 | -700 | 505 | -700 | 510 | 710 | 505 | 510
2035-10-20 16:00 | -100 | 505 | -529.31 | 510 | 710 | 505 | 510
2035-10-20 17:00 | -700 | 505 | -700 | 510 | 710 | 505 | 510
2035-10-20 18:00 | -700 | 505 | -700 | 510 | 710 | 505 | 510
2035-10-20 19:00 | -700 | 505 | -700 | 510 | 710 | 505 | 510
2035-10-20 20:00 | -539.69 | 505 | -100 | 510 | 710 | 505 | 510
2035-10-20 21:00 | -700 | 505 | -700 | 510 | 710 | 505 | 510
2035-10-20 22:00 | -700 | 505 | -700 | 510 | 710 | 505 | 510
2035-10-20 23:00 | -700 | 505 | -700 | 510 | 710 | 505 | 510
2035-10-21 | -700 | 205 | -700 | 220.95 | 410 | 205 | 210
2035-10-21 01:00 | -600 | 0 | -600 | 510 | 110 | 193.92 | 294.76
2035-10-21 02:00 | 0 | 0 | 0 | 210 | 0 | 0 | 0
2035-10-21 03:00 | 0 | 0 | 0 | 0 | 0 | 0 | 0
2035-10-21 04:00 | 0 | 0 | 0 | 0 | 0 | 0 | 0
2035-10-21 05:00 | 0 | 0 | 0 | 0 | 0 | 0 | 0
2035-10-21 06:00 | 0 | 0 | 0 | 0 | 0 | 0 | 0
2035-10-21 07:00 | 0 | -226 | 0 | -210 | -190.4 | -226 | -210
2035-10-21 08:00 | 253.71 | -526 | 0 | -510 | -490.4 | -526 | -510
2035-10-21 09:00 | 0 | -526 | 0 | -510 | -710 | -526 | -510
2035-10-21 10:00 | 0 | -526 | 0 | -510 | -710 | -526 | -510
2035-10-21 11:00 | -295.58 | -526 | -52.02 | -510 | -710 | -526 | -510
2035-10-21 12:00 | -700 | -526 | -652.02 | -510 | -510.12 | -526 | -510
2035-10-21 13:00 | -700 | -526 | -700 | -510 | -445.06 | -526 | -510
2035-10-21 14:00 | -700 | -526 | -700 | -510 | -710 | -526 | -510
2035-10-21 15:00 | -700 | -526 | -700 | -510 | -710 | -526 | -510
2035-10-21 16:00 | -700 | -526 | -700 | -510 | -710 | -526 | -510
2035-10-21 17:00 | -700 | -526 | -700 | -510 | -710 | -526 | -510
2035-10-21 18:00 | -700 | -398.49 | -700 | -510 | -710 | -526 | -510
2035-10-21 19:00 | -700 | -98.49 | -700 | -509.38 | -410 | -226 | -210
2035-10-21 20:00 | -700 | 0 | -700 | -509.38 | -110 | 0 | -343.2
2035-10-21 21:00 | -700 | 0 | -700 | -509.38 | -92.48 | 0 | -510
2035-10-21 22:00 | -700 | 0 | -700 | -510 | -300 | 0 | -415.71
2035-10-21 23:00 | -700 | 0 | -700 | -510 | -600 | -36.87 | -510
2035-10-22 | -110.24 | 205 | -600 | -210 | -300 | 205 | -210
2035-10-22 01:00 | 489.76 | 505 | 0 | 90 | 0 | 505 | 90
2035-10-22 02:00 | -110.24 | 205 | -600 | -210 | 0 | 205 | -210
2035-10-22 03:00 | -700 | 0 | -700 | -149.7 | 0 | 0 | -68.32
2035-10-22 04:00 | -700 | 300 | -700 | 90 | 0 | 137.15 | 90
2035-10-22 05:00 | -100 | 0 | -176.9 | -210 | -300 | -162.85 | -210
2035-10-22 06:00 | 500 | -300 | 423.1 | -510 | -600 | -462.85 | -510
2035-10-22 07:00 | 700 | -526 | 700 | -510 | -710 | -526 | -510
2035-10-22 08:00 | 700 | -526 | 700 | -510 | -710 | -526 | -510
2035-10-22 09:00 | 700 | -526 | 700 | -510 | -410 | -526 | -491.31
2035-10-22 10:00 | 409.45 | -526 | 700 | -510 | -312.06 | -526 | -510
2035-10-22 11:00 | 207.67 | -526 | 700 | -510 | -114.88 | -526 | -510
2035-10-22 12:00 | 77.3 | -526 | 700 | -510 | -313.83 | -526 | -510
2035-10-22 13:00 | 272.59 | -526 | 700 | -510 | -152.92 | -526 | -510
2035-10-22 14:00 | 700 | -526 | 700 | -510 | -399.1 | -526 | -210
2035-10-22 15:00 | 700 | -526 | 700 | -510 | -699.1 | -526 | -510
2035-10-22 16:00 | 700 | -526 | 700 | -510 | -710 | -526 | -510
2035-10-22 17:00 | 700 | -526 | 700 | -510 | -710 | -526 | -510
2035-10-22 18:00 | 700 | -526 | 700 | -510 | -710 | -526 | -510
2035-10-22 19:00 | 700 | -526 | 700 | -510 | -710 | -526 | -510
2035-10-22 20:00 | 690.79 | -526 | 700 | -510 | -572.2 | -526 | -510
2035-10-22 21:00 | 147.16 | -526 | 500 | -510 | -272.2 | -526 | -327.7
2035-10-22 22:00 | -452.84 | -226 | -100 | -510 | -294.38 | -226 | -325.34
2035-10-22 23:00 | -700 | -526 | -700 | -510 | -594.38 | -526 | -510
2035-10-23 | -700 | -226 | -700 | -210 | -294.38 | -226 | -210
2035-10-23 01:00 | -700 | 74 | -700 | 90 | 5.62 | 74 | 90
2035-10-23 02:00 | -700 | 374 | -700 | 390 | 305.62 | 374 | 390
2035-10-23 03:00 | -700 | 505 | -700 | 90 | 215 | 505 | 90
2035-10-23 04:00 | -700 | 300 | -700 | -210 | -85 | 205 | -210
2035-10-23 05:00 | -700 | 0 | -700 | -510 | -385 | -95 | -510
2035-10-23 06:00 | -600 | 0 | -600 | -288.78 | -85 | 0 | -210
2035-10-23 07:00 | 0 | -226 | 0 | -210 | -99.74 | -226 | -210
2035-10-23 08:00 | 600 | -526 | 600 | -510 | -399.74 | -526 | -510
2035-10-23 09:00 | 0 | -526 | 0 | -510 | -418.85 | -526 | -510
2035-10-23 10:00 | -600 | -226 | -600 | -353.22 | -118.85 | -226 | -210
2035-10-23 11:00 | -700 | -241.45 | -700 | -510 | 0 | -526 | -346.36
2035-10-23 12:00 | -700 | -368.7 | -700 | -510 | 0 | -526 | -346.36
2035-10-23 13:00 | -700 | -478.52 | -700 | -510 | 0 | -526 | -510
2035-10-23 14:00 | -600 | -226 | -600 | -510 | -201.75 | -296.4 | -510
2035-10-23 15:00 | 0 | -526 | 0 | -510 | -126.5 | -526 | -510
2035-10-23 16:00 | 600 | -526 | 600 | -510 | -67.94 | -526 | -326.62
2035-10-23 17:00 | 110.04 | -526 | 402.72 | -510 | -367.94 | -526 | -210
2035-10-23 18:00 | 110.04 | -526 | 0 | -510 | -667.94 | -526 | -510
2035-10-23 19:00 | -100 | -526 | -100 | -510 | -367.94 | -526 | -210
2035-10-23 20:00 | -700 | -526 | -700 | -510 | -196.32 | -526 | -510
2035-10-23 21:00 | -700 | -226 | -700 | -210 | 103.68 | -226 | -210
2035-10-23 22:00 | -100 | 74 | -100 | 90 | 403.68 | 74 | 90
2035-10-23 23:00 | 500 | -21 | 0 | 210 | 280.18 | 374 | 390
2035-10-24 | 700 | 279 | 600 | 510 | 580.18 | 505 | 210
2035-10-24 01:00 | 379.37 | 505 | 700 | 510 | 710 | 505 | 510
2035-10-24 02:00 | 500 | 505 | 500 | 510 | 710 | 505 | 510
2035-10-24 03:00 | -100 | 505 | -100 | 510 | 490 | 505 | 510
2035-10-24 04:00 | -700 | 374 | -700 | 390 | 190 | 374 | 390
2035-10-24 05:00 | -700 | 74 | -700 | 90 | -110 | 74 | 90
2035-10-24 06:00 | -700 | -226 | -700 | -210 | -410 | -226 | -210
2035-10-24 07:00 | -700 | -526 | -700 | -510 | -710 | -526 | -510
2035-10-24 08:00 | -700 | -526 | -700 | -510 | -710 | -526 | -510
2035-10-24 09:00 | -700 | -526 | -700 | -510 | -710 | -526 | -510
2035-10-24 10:00 | -700 | -226 | -700 | -210 | -410 | -226 | -210
2035-10-24 11:00 | -700 | 74 | -700 | 90 | -110 | 74 | 90
2035-10-24 12:00 | -700 | -226 | -700 | -210 | -410 | -226 | -210
2035-10-24 13:00 | -700 | -526 | -700 | -510 | -710 | -526 | -510
2035-10-24 14:00 | -700 | -526 | -700 | -510 | -710 | -526 | -510
2035-10-24 15:00 | -700 | -526 | -700 | -510 | -710 | -526 | -510
2035-10-24 16:00 | -700 | -526 | -700 | -510 | -619.93 | -526 | -510
2035-10-24 17:00 | -700 | -526 | -700 | -510 | -710 | -526 | -510
2035-10-24 18:00 | -700 | -526 | -700 | -510 | -416.42 | -526 | -510
2035-10-24 19:00 | -700 | -526 | -700 | -510 | -710 | -526 | -510
2035-10-24 20:00 | -700 | -526 | -700 | -510 | -645.93 | -526 | -510
2035-10-24 21:00 | -700 | -526 | -700 | -510 | -710 | -526 | -510
2035-10-24 22:00 | -700 | -526 | -700 | -510 | -710 | -526 | -510
2035-10-24 23:00 | -700 | -226 | -700 | -210 | -410 | -226 | -210
2035-10-25 | -700 | 74 | -700 | 90 | -110 | 74 | 90
2035-10-25 01:00 | -700 | 374 | -700 | 390 | 190 | 374 | 390
2035-10-25 02:00 | -700 | 505 | -700 | 510 | 490 | 505 | 510
2035-10-25 03:00 | -700 | 505 | -700 | 510 | 710 | 505 | 510
2035-10-25 04:00 | -700 | 505 | -700 | 510 | 490 | 505 | 510
2035-10-25 05:00 | -700 | 374 | -700 | 390 | 190 | 374 | 390
2035-10-25 06:00 | -700 | 74 | -700 | 90 | -110 | 74 | 90
2035-10-25 07:00 | -700 | -226 | -700 | -210 | -410 | -226 | -210
2035-10-25 08:00 | -700 | -526 | -700 | -510 | -710 | -526 | -510
2035-10-25 09:00 | -700 | -361.37 | -700 | -510 | -710 | -526 | -510
2035-10-25 10:00 | -700 | -61.37 | -700 | -210 | -410 | -226 | -210
2035-10-25 11:00 | -100 | -226 | -100 | -210 | -410 | -226 | -210
2035-10-25 12:00 | -700 | -526 | -700 | -510 | -710 | -526 | -510
2035-10-25 13:00 | -700 | -526 | -700 | -510 | -710 | -526 | -510
2035-10-25 14:00 | -700 | -526 | -700 | -510 | -710 | -526 | -510
2035-10-25 15:00 | -700 | -526 | -700 | -510 | -710 | -526 | -510
2035-10-25 16:00 | -700 | -526 | -700 | -510 | -710 | -526 | -510
2035-10-25 17:00 | -700 | -526 | -700 | -510 | -710 | -526 | -510
2035-10-25 18:00 | -700 | -526 | -700 | -510 | -710 | -526 | -510
2035-10-25 19:00 | -700 | -526 | -700 | -510 | -710 | -526 | -510
2035-10-25 20:00 | -700 | -526 | -700 | -510 | -710 | -526 | -510
2035-10-25 21:00 | -700 | -526 | -700 | -510 | -710 | -526 | -510
2035-10-25 22:00 | -700 | -526 | -700 | -510 | -710 | -526 | -510
2035-10-25 23:00 | -700 | -226 | -700 | -210 | -410 | -226 | -210
2035-10-26 | -700 | 74 | -700 | 90 | -110 | 74 | 90
2035-10-26 01:00 | -700 | 374 | -700 | 390 | 190 | 374 | 390
2035-10-26 02:00 | -700 | 505 | -700 | 510 | 490 | 505 | 510
2035-10-26 03:00 | -700 | 505 | -700 | 510 | 490 | 505 | 510
2035-10-26 04:00 | -700 | 374 | -700 | 390 | 190 | 374 | 390
2035-10-26 05:00 | -700 | 74 | -700 | 90 | -110 | 74 | 90
2035-10-26 06:00 | -700 | -226 | -700 | -210 | -410 | -226 | -210
2035-10-26 07:00 | -700 | -526 | -700 | -510 | -710 | -526 | -510
2035-10-26 08:00 | -700 | -526 | -700 | -510 | -710 | -526 | -510
2035-10-26 09:00 | -700 | -526 | -700 | -510 | -710 | -526 | -510
2035-10-26 10:00 | -700 | -526 | -700 | -510 | -710 | -526 | -510
2035-10-26 11:00 | -700 | -300 | -700 | -510 | -710 | -501.39 | -510
2035-10-26 12:00 | -700 | 0 | -700 | -210 | -410 | -201.39 | -210
2035-10-26 13:00 | -700 | -226 | -700 | -210 | -410 | -226 | -210
2035-10-26 14:00 | -700 | -526 | -700 | -510 | -710 | -526 | -510
2035-10-26 15:00 | -700 | -526 | -700 | -510 | -710 | -526 | -510
2035-10-26 16:00 | -500 | -226 | -488.78 | -510 | -710 | -226 | -510
2035-10-26 17:00 | 100 | -526 | 111.22 | -510 | -710 | -526 | -510
2035-10-26 18:00 | 700 | -526 | 700 | -510 | -656.09 | -526 | -510
2035-10-26 19:00 | 700 | -526 | 700 | -510 | -710 | -526 | -510
2035-10-26 20:00 | 700 | -526 | 700 | -510 | -710 | -526 | -510
2035-10-26 21:00 | 700 | -526 | 700 | -510 | -599.27 | -526 | -510
2035-10-26 22:00 | 700 | -526 | 700 | -510 | -299.27 | -526 | -510
2035-10-26 23:00 | 600 | -300 | 600 | -510 | -190.94 | -526 | -510
2035-10-27 | 0 | 0 | 0 | -343.33 | 0 | -226 | -210
2035-10-27 01:00 | 0 | 0 | 0 | -510 | 0 | -311.55 | -445.59
2035-10-27 02:00 | -600 | 0 | -600 | -510 | 0 | -11.55 | -252.8
2035-10-27 03:00 | -700 | 0 | -700 | -510 | 0 | 0 | -243.53
2035-10-27 04:00 | -700 | 0 | -700 | -210 | 124.61 | 0 | 56.47
2035-10-27 05:00 | -700 | 300 | -700 | 90 | 424.61 | 300 | 356.47
2035-10-27 06:00 | -100 | 374 | -100 | 390 | 190 | 374 | 390
2035-10-27 07:00 | -700 | 74 | -700 | 90 | -110 | 74 | 90
2035-10-27 08:00 | -700 | -226 | -700 | -210 | -410 | -226 | -210
2035-10-27 09:00 | -700 | -526 | -700 | -510 | -710 | -526 | -510
2035-10-27 10:00 | -700 | -526 | -700 | -510 | -710 | -526 | -510
2035-10-27 11:00 | -700 | -226 | -700 | -210 | -410 | -226 | -210
2035-10-27 12:00 | -700 | 74 | -700 | 90 | -110 | 74 | 90
2035-10-27 13:00 | -700 | 74 | -700 | 90 | -110 | 74 | 90
2035-10-27 14:00 | -700 | -226 | -700 | -210 | -410 | -226 | -210
2035-10-27 15:00 | -700 | -526 | -700 | -510 | -710 | -526 | -510
2035-10-27 16:00 | -700 | -526 | -700 | -510 | -710 | -526 | -510
2035-10-27 17:00 | -700 | -526 | -700 | -510 | -710 | -526 | -510
2035-10-27 18:00 | -700 | -526 | -700 | -510 | -474.32 | -526 | -510
2035-10-27 19:00 | -700 | -300 | -700 | -390 | -190 | -384.95 | -390
2035-10-27 20:00 | -700 | 0 | -700 | -90 | 110 | -84.95 | -90
2035-10-27 21:00 | -700 | 300 | -700 | 210 | 410 | 215.05 | 210
2035-10-27 22:00 | -700 | 505 | -700 | 510 | 710 | 505 | 510
2035-10-27 23:00 | -700 | 505 | -700 | 510 | 710 | 505 | 510
2035-10-28 | -100 | 505 | -100 | 510 | 710 | 505 | 510
2035-10-28 01:00 | -100 | 505 | -100 | 510 | 710 | 505 | 510
2035-10-28 02:00 | -700 | 505 | -700 | 510 | 710 | 505 | 510
2035-10-28 03:00 | -100 | 505 | -100 | 510 | 710 | 505 | 510
2035-10-28 04:00 | -700 | 505 | -700 | 510 | 710 | 505 | 510
2035-10-28 05:00 | -700 | 505 | -700 | 510 | 710 | 505 | 510
2035-10-28 06:00 | -100 | 505 | -100 | 510 | 710 | 505 | 510
2035-10-28 07:00 | -700 | 505 | -700 | 510 | 710 | 505 | 510
2035-10-28 08:00 | -700 | 505 | -700 | 510 | 710 | 505 | 510
2035-10-28 09:00 | -700 | 505 | -700 | 510 | 710 | 505 | 510
2035-10-28 10:00 | -596.66 | 505 | -700 | 510 | 710 | 505 | 510
2035-10-28 11:00 | -100 | 505 | -100 | 510 | 710 | 505 | 510
2035-10-28 12:00 | -700 | 475.69 | -700 | 390 | 410 | 374 | 390
2035-10-28 13:00 | -431.33 | 175.69 | -700 | 90 | 110 | 74 | 90
2035-10-28 14:00 | -700 | -124.31 | -700 | -210 | -190 | -226 | -210
2035-10-28 15:00 | -700 | -424.31 | -700 | -510 | -490 | -526 | -510
2035-10-28 16:00 | -700 | -526 | -700 | -510 | -710 | -526 | -510
2035-10-28 17:00 | -700 | -526 | -700 | -510 | -710 | -526 | -510
2035-10-28 18:00 | -700 | -526 | -700 | -510 | -710 | -526 | -510
2035-10-28 19:00 | -700 | -226 | -700 | -510 | -696.55 | -226 | -510
2035-10-28 20:00 | -700 | -526 | -700 | -510 | -710 | -526 | -510
2035-10-28 21:00 | -700 | -226 | -700 | -210 | -410 | -226 | -210
2035-10-28 22:00 | -700 | 0 | -700 | 12.62 | -110 | 0 | 0
2035-10-28 23:00 | -700 | 74 | -700 | 0 | -110 | 74 | 85.8
2035-10-29 | -700 | -226 | -700 | -300 | -410 | -226 | -214.2
2035-10-29 01:00 | -700 | -526 | -700 | -510 | -710 | -526 | -510
2035-10-29 02:00 | -700 | -526 | -700 | -510 | -710 | -526 | -510
2035-10-29 03:00 | -700 | -526 | -700 | -510 | -710 | -526 | -510
2035-10-29 04:00 | -700 | -526 | -700 | -510 | -710 | -526 | -510
2035-10-29 05:00 | -700 | -526 | -700 | -510 | -410 | -526 | -497.36
2035-10-29 06:00 | -700 | -226 | -700 | -210 | -110 | -226 | -197.36
2035-10-29 07:00 | -700 | 74 | -700 | 90 | 190 | 74 | 102.64
2035-10-29 08:00 | -700 | -33.24 | -700 | -90 | 110 | -95 | -90
2035-10-29 09:00 | -700 | -333.24 | -700 | -390 | -190 | -395 | -390
2035-10-29 10:00 | -700 | -33.24 | -700 | -90 | 110 | -95 | -90
2035-10-29 11:00 | -700 | 266.76 | -700 | 210 | 410 | 205 | 210
2035-10-29 12:00 | -700 | 505 | -700 | 510 | 710 | 505 | 510
2035-10-29 13:00 | -700 | 505 | -700 | 510 | 490 | 505 | 510
2035-10-29 14:00 | -700 | 374 | -700 | 390 | 190 | 374 | 390
2035-10-29 15:00 | -700 | 74 | -700 | 90 | -110 | 74 | 90
2035-10-29 16:00 | -700 | -226 | -700 | -210 | -410 | -226 | -210
2035-10-29 17:00 | -700 | -526 | -700 | -510 | -710 | -526 | -510
2035-10-29 18:00 | -700 | -526 | -700 | -510 | -710 | -526 | -510
2035-10-29 19:00 | -700 | -526 | -700 | -510 | -710 | -526 | -510
2035-10-29 20:00 | -700 | -226 | -700 | -210 | -410 | -226 | -210
2035-10-29 21:00 | -700 | 74 | -700 | 90 | -110 | 74 | 90
2035-10-29 22:00 | -700 | 374 | -700 | 390 | 190 | 374 | 390
2035-10-29 23:00 | -240.67 | 505 | -700 | 510 | 490 | 505 | 510
2035-10-30 | -700 | 505 | -700 | 510 | 710 | 505 | 510
2035-10-30 01:00 | -700 | 505 | -700 | 510 | 710 | 505 | 510
2035-10-30 02:00 | -700 | 505 | -700 | 510 | 600 | 505 | 510
2035-10-30 03:00 | -700 | 300 | -700 | 300 | 300 | 300 | 300
2035-10-30 04:00 | -100 | 0 | -434.66 | 0 | 0 | 0 | 0
2035-10-30 05:00 | 100 | -67.47 | 100 | -210 | -110 | -226 | -116.87
2035-10-30 06:00 | 700 | -367.47 | 700 | -510 | -410 | -526 | -416.87
2035-10-30 07:00 | 700 | -526 | 700 | -510 | -710 | -526 | -510
2035-10-30 08:00 | 700 | -526 | 700 | -510 | -710 | -526 | -510
2035-10-30 09:00 | 700 | -526 | 700 | -510 | -710 | -526 | -510
2035-10-30 10:00 | 700 | -526 | 700 | -510 | -710 | -526 | -510
2035-10-30 11:00 | 700 | -526 | 700 | -510 | -710 | -526 | -510
2035-10-30 12:00 | 700 | -526 | 700 | -510 | -710 | -526 | -510
2035-10-30 13:00 | 700 | -526 | 700 | -510 | -710 | -526 | -510
2035-10-30 14:00 | 700 | -526 | 700 | -510 | -710 | -526 | -510
2035-10-30 15:00 | 238.81 | -526 | 700 | -510 | -710 | -526 | -510
2035-10-30 16:00 | 238.81 | -526 | 140.14 | -510 | -710 | -526 | -510
2035-10-30 17:00 | 700 | -526 | 700 | -510 | -710 | -526 | -510
2035-10-30 18:00 | 700 | -526 | 700 | -510 | -710 | -526 | -510
2035-10-30 19:00 | 555.72 | -526 | 700 | -510 | -604.87 | -526 | -510
2035-10-30 20:00 | 500 | -526 | 145.86 | -510 | -304.87 | -526 | -438.13
2035-10-30 21:00 | -100 | -226 | -454.14 | -510 | -4.87 | -434.66 | -138.13
2035-10-30 22:00 | -700 | -485.55 | -700 | -510 | -304.87 | -526 | -438.13
2035-10-30 23:00 | -700 | -185.55 | -700 | -210 | -4.87 | -226 | -138.13
2035-10-31 | -100 | 114.45 | -100 | 0 | 295.13 | 74 | 161.87
2035-10-31 01:00 | 500 | 345.82 | 500 | 0 | 595.13 | 205 | 461.87
2035-10-31 02:00 | 700 | 505 | 700 | 0 | 410 | 505 | 161.87
2035-10-31 03:00 | 274.46 | 505 | 251.65 | 0 | 710 | 205 | 318.23
2035-10-31 04:00 | -100 | 505 | -348.35 | 0 | 710 | 505 | 18.23
2035-10-31 05:00 | -700 | 505 | -700 | 0 | 710 | 505 | 318.23
2035-10-31 06:00 | -700 | 505 | -700 | 0 | 710 | 505 | 510
2035-10-31 07:00 | -700 | 300 | -700 | 0 | 410 | 300 | 269.76
2035-10-31 08:00 | -700 | 0 | -700 | 0 | 110 | 0 | -30.24
2035-10-31 09:00 | -700 | 271.35 | -700 | 0 | 410 | 300 | 269.76
2035-10-31 10:00 | -700 | 505 | -700 | 0 | 710 | 505 | 510
2035-10-31 11:00 | -700 | 505 | -700 | 0 | 710 | 505 | 510
2035-10-31 12:00 | -700 | 505 | -700 | 0 | 710 | 505 | 510
2035-10-31 13:00 | -700 | 505 | -700 | 0 | 490 | 505 | 510
2035-10-31 14:00 | -700 | 374 | -700 | 0 | 190 | 374 | 390
2035-10-31 15:00 | -700 | 74 | -700 | 0 | -110 | 74 | 90
2035-10-31 16:00 | -700 | -226 | -700 | 0 | -410 | -226 | -210
2035-10-31 17:00 | -700 | -526 | -700 | 0 | -710 | -526 | -510
2035-10-31 18:00 | -700 | -526 | -700 | 0 | -710 | -526 | -510
2035-10-31 19:00 | -700 | -526 | -700 | 0 | -710 | -526 | -510
2035-10-31 20:00 | -700 | -526 | -700 | 0 | -710 | -526 | -510
2035-10-31 21:00 | -700 | -526 | -700 | 0 | -710 | -526 | -510
2035-10-31 22:00 | -700 | -226 | -700 | 0 | -410 | -226 | -210
2035-10-31 23:00 | -700 | 74 | -700 | 0 | -110 | 74 | 90
2035-11-01 | -100 | 374 | -100 | 0 | 190 | 374 | 390
2035-11-01 01:00 | -700 | 505 | -700 | 0 | 490 | 505 | 510
2035-11-01 02:00 | -700 | 505 | -700 | 0 | 710 | 505 | 510
2035-11-01 03:00 | -700 | 505 | -700 | 0 | 710 | 505 | 510
2035-11-01 04:00 | -700 | 505 | -700 | 0 | 710 | 505 | 510
2035-11-01 05:00 | -100 | 505 | -100 | 0 | 710 | 505 | 510
2035-11-01 06:00 | -700 | 474.07 | -700 | 0 | 410 | 300 | 210
2035-11-01 07:00 | -700 | 174.07 | -700 | 0 | 110 | 0 | -90
2035-11-01 08:00 | -700 | -125.93 | -700 | 0 | -190 | -300 | -390
2035-11-01 09:00 | -700 | -95 | -700 | 0 | 0 | -95 | -118.8
2035-11-01 10:00 | -700 | 205 | -700 | 0 | 300 | 205 | 181.2
2035-11-01 11:00 | -700 | 505 | -700 | 0 | 600 | 505 | 481.2
2035-11-01 12:00 | -700 | 505 | -700 | 0 | 490 | 505 | 510
2035-11-01 13:00 | -700 | 321.71 | -700 | 0 | 190 | 300 | 210
2035-11-01 14:00 | -700 | 21.71 | -700 | 0 | -110 | 0 | -90
2035-11-01 15:00 | -700 | -278.29 | -700 | 0 | -410 | -300 | -390
2035-11-01 16:00 | -700 | -526 | -700 | 0 | -710 | -526 | -510
2035-11-01 17:00 | -700 | -526 | -700 | 0 | -710 | -526 | -510
2035-11-01 18:00 | -700 | -526 | -700 | 0 | -549.25 | -526 | -510
2035-11-01 19:00 | -485.67 | -226 | -700 | 0 | -249.25 | -226 | -210
2035-11-01 20:00 | -700 | 0 | -700 | 0 | 0 | 0 | -205.98
2035-11-01 21:00 | -100 | 0 | -100 | 0 | 0 | 0 | 16.5
2035-11-01 22:00 | 0 | 0 | -496.17 | 0 | 0 | 0 | 0
2035-11-01 23:00 | 0 | 0 | 0 | 0 | 0 | 0 | 0
2035-11-02 | 0 | 0 | 0 | 0 | 0 | 0 | 0
2035-11-02 01:00 | 0 | 0 | -480.26 | 0 | 0 | 0 | 0
2035-11-02 02:00 | -600 | 0 | -586.96 | 0 | 0 | 0 | 0
2035-11-02 03:00 | -700 | 0 | -700 | 0 | 0 | 0 | 0
2035-11-02 04:00 | -700 | 0 | -700 | -188.93 | 0 | 0 | 0
2035-11-02 05:00 | -700 | 0 | -700 | -488.93 | 0 | 0 | -300
2035-11-02 06:00 | -700 | 0 | -700 | -510 | 0 | 0 | -510
2035-11-02 07:00 | -700 | 0 | -700 | -510 | 0 | 0 | -254.46
2035-11-02 08:00 | -700 | 0 | -700 | -510 | 0 | 0 | -364.77
2035-11-02 09:00 | -700 | -226 | -700 | -510 | 0 | -226 | -249.12
2035-11-02 10:00 | -700 | -526 | -700 | -510 | 0 | -526 | -154.66
2035-11-02 11:00 | -700 | -526 | -700 | -510 | 0 | -526 | -43.71
2035-11-02 12:00 | -700 | -526 | -700 | -510 | 0 | -526 | 68.7
2035-11-02 13:00 | -700 | -526 | -700 | -510 | 0 | -526 | 36.18
2035-11-02 14:00 | -700 | -526 | -700 | -510 | 0 | -526 | -121.78
2035-11-02 15:00 | -700 | -526 | -700 | -510 | 0 | -526 | -173.72
2035-11-02 16:00 | -700 | -526 | -700 | -510 | 0 | -526 | -320.96
2035-11-02 17:00 | -700 | -526 | -700 | -510 | 0 | -526 | -405.04
2035-11-02 18:00 | -700 | -526 | -700 | -510 | -110 | -526 | -392.67
2035-11-02 19:00 | -700 | -526 | -700 | -510 | -410 | -526 | -210
2035-11-02 20:00 | -700 | -526 | -700 | -510 | -710 | -526 | -510
2035-11-02 21:00 | -700 | -526 | -700 | -510 | -710 | -526 | -510
2035-11-02 22:00 | -700 | -526 | -700 | -510 | -710 | -526 | -510
2035-11-02 23:00 | -700 | -526 | -700 | -510 | -710 | -526 | -510
2035-11-03 | -700 | -526 | -700 | -510 | -710 | -526 | -510
2035-11-03 01:00 | -700 | -526 | -700 | -510 | -697.68 | -526 | -510
2035-11-03 02:00 | -700 | -226 | -700 | -210 | -397.68 | -226 | -210
2035-11-03 03:00 | -700 | 74 | -700 | -191.56 | -97.68 | 0 | 90
2035-11-03 04:00 | -700 | -226 | -700 | -491.56 | 0 | -300 | -73.98
2035-11-03 05:00 | -700 | -526 | -700 | -510 | -278.86 | -526 | -300
2035-11-03 06:00 | -700 | -226 | -700 | -210 | 21.14 | -226 | 0
2035-11-03 07:00 | -700 | -526 | -700 | -510 | -278.86 | -526 | -300
2035-11-03 08:00 | -700 | -226 | -700 | -210 | 21.14 | -226 | 0
2035-11-03 09:00 | -700 | -526 | -700 | -510 | -101.63 | -526 | -300
2035-11-03 10:00 | -700 | -526 | -700 | -510 | -118.98 | -526 | -445.89
2035-11-03 11:00 | -700 | -526 | -700 | -510 | -418.98 | -526 | -510
2035-11-03 12:00 | -700 | -526 | -700 | -510 | -237.54 | -526 | -510
2035-11-03 13:00 | -700 | -526 | -700 | -510 | -482.45 | -526 | -510
2035-11-03 14:00 | -500 | -524.13 | -500 | -510 | -182.45 | -526 | -210
2035-11-03 15:00 | 100 | -226 | 100 | -510 | 0 | -226 | -360.22
2035-11-03 16:00 | 700 | -526 | 700 | -510 | 0 | -526 | -510
2035-11-03 17:00 | 700 | -526 | 700 | -510 | 0 | -526 | -429.76
2035-11-03 18:00 | 700 | -526 | 700 | -510 | 0 | -526 | -463.22
2035-11-03 19:00 | 700 | -488.32 | 700 | -510 | 0 | -526 | -163.22
2035-11-03 20:00 | 700 | -188.32 | 700 | -210 | 0 | -226 | 34.47
2035-11-03 21:00 | 700 | 0 | 700 | 90 | 25.67 | 0 | 334.47
2035-11-03 22:00 | 700 | 0 | 700 | 390 | 9.72 | 0 | 300
2035-11-03 23:00 | 700 | 0 | 700 | 144.08 | 0 | 0 | 0
2035-11-04 | 700 | 0 | 700 | 117.44 | 0 | 0 | 0
2035-11-04 01:00 | 700 | 0 | 700 | 210 | 48.75 | 0 | 0
2035-11-04 02:00 | 700 | 0 | 700 | 510 | 348.75 | 133.97 | 300
2035-11-04 03:00 | 700 | 0 | 700 | 510 | 648.75 | 300 | 510
2035-11-04 04:00 | 700 | 0 | 700 | 510 | 600 | 0 | 510
2035-11-04 05:00 | 700 | 0 | 700 | 300 | 300 | 0 | 300
2035-11-04 06:00 | 700 | 0 | 700 | 0 | 0 | 0 | 0
2035-11-04 07:00 | 700 | -300 | 700 | -300 | -300 | -300 | -300
2035-11-04 08:00 | 700 | -526 | 700 | -510 | -153.9 | -526 | -465.72
2035-11-04 09:00 | 700 | -526 | 700 | 0 | -453.9 | -526 | -510
2035-11-04 10:00 | 700 | -526 | 700 | 0 | -153.9 | -526 | -467.13
2035-11-04 11:00 | 700 | -526 | 700 | 0 | -160.77 | -526 | -510
2035-11-04 12:00 | 700 | -526 | 700 | 0 | -319.55 | -526 | -510
2035-11-04 13:00 | 700 | -526 | 700 | 0 | -110 | -526 | -429.12
2035-11-04 14:00 | 700 | -526 | 700 | 0 | -410 | -526 | -260.87
2035-11-04 15:00 | 700 | -526 | 700 | 0 | -710 | -526 | -510
2035-11-04 16:00 | 700 | -526 | 700 | 0 | -710 | -526 | -510
2035-11-04 17:00 | 700 | -526 | 700 | 0 | -710 | -526 | -510
2035-11-04 18:00 | 700 | -526 | 700 | 0 | -710 | -526 | -510
2035-11-04 19:00 | 700 | -526 | 700 | 0 | -710 | -526 | -510
2035-11-04 20:00 | 700 | -526 | 700 | 0 | -710 | -526 | -510
2035-11-04 21:00 | 700 | -526 | 700 | 0 | -710 | -526 | -510
2035-11-04 22:00 | 700 | -226 | 700 | 0 | -410 | -226 | -215.68
2035-11-04 23:00 | 700 | 0 | 700 | 0 | -110 | 0 | -82.4
2035-11-05 | 700 | 0 | 700 | 0 | 190 | 0 | 217.6
2035-11-05 01:00 | 700 | 0 | 700 | 0 | 56.73 | 0 | 510
2035-11-05 02:00 | 700 | 0 | 700 | 0 | 56.73 | 0 | 510
2035-11-05 03:00 | 700 | 0 | 700 | 0 | 0 | 0 | 390
2035-11-05 04:00 | 700 | 0 | 700 | 0 | -110 | 0 | 90
2035-11-05 05:00 | 700 | -226 | 700 | 0 | -410 | -226 | -210
2035-11-05 06:00 | 700 | -526 | 700 | 0 | -710 | -526 | -510
2035-11-05 07:00 | 700 | -526 | 700 | 0 | -710 | -526 | -510
2035-11-05 08:00 | 700 | -526 | 700 | 0 | -710 | -526 | -510
2035-11-05 09:00 | 700 | -526 | 700 | 0 | -710 | -526 | -510
2035-11-05 10:00 | 700 | -526 | 700 | 0 | -710 | -526 | -510
2035-11-05 11:00 | 700 | -526 | 700 | 0 | -710 | -526 | -510
2035-11-05 12:00 | 700 | -526 | 700 | 0 | -710 | -526 | -510
2035-11-05 13:00 | 700 | -526 | 700 | 0 | -710 | -526 | -510
2035-11-05 14:00 | 700 | -526 | 700 | 0 | -710 | -526 | -510
2035-11-05 15:00 | 700 | -526 | 700 | 0 | -710 | -526 | -510
2035-11-05 16:00 | 649.26 | -526 | 600 | 0 | -710 | -526 | -510
2035-11-05 17:00 | 49.26 | -526 | 0 | 0 | -710 | -526 | -510
2035-11-05 18:00 | 182.7 | -526 | 100 | 0 | -710 | -526 | -510
2035-11-05 19:00 | 700 | -526 | 700 | 0 | -710 | -526 | -510
2035-11-05 20:00 | 700 | -526 | 700 | 0 | -710 | -526 | -510
2035-11-05 21:00 | 700 | -526 | 700 | 0 | -710 | -526 | -510
2035-11-05 22:00 | 700 | -526 | 700 | 0 | -710 | -526 | -510
2035-11-05 23:00 | 700 | -526 | 700 | 0 | -710 | -526 | -510
2035-11-06 | 700 | -226 | 700 | 0 | -410 | -226 | -218.05
2035-11-06 01:00 | 700 | 0 | 700 | 0 | -584.69 | 0 | -510
2035-11-06 02:00 | 700 | 0 | 700 | 0 | -284.69 | 0 | -284.29
2035-11-06 03:00 | 700 | 0 | 700 | 0 | 0 | 0 | 0
2035-11-06 04:00 | 700 | 0 | 700 | 0 | -46.23 | 0 | 0
2035-11-06 05:00 | 374.04 | 0 | 700 | 0 | -346.23 | -226 | -210
2035-11-06 06:00 | 676.68 | -262.77 | 100 | 0 | -646.23 | -526 | -510
2035-11-06 07:00 | 279.66 | -526 | 700 | 0 | -710 | -526 | -510
2035-11-06 08:00 | 468.81 | -526 | 700 | 0 | -710 | -526 | -510
2035-11-06 09:00 | 700 | -526 | 700 | -510 | -710 | -526 | -510
2035-11-06 10:00 | 700 | -526 | 700 | -510 | -410 | -526 | -353.02
2035-11-06 11:00 | 700 | -526 | 700 | -510 | -110 | -526 | -510
2035-11-06 12:00 | 700 | -526 | 700 | -510 | 0 | -526 | -510
2035-11-06 13:00 | 700 | -526 | 662.66 | -510 | -295.94 | -526 | -510
2035-11-06 14:00 | 700 | -526 | 700 | -510 | -326.28 | -526 | -510
2035-11-06 15:00 | 242.83 | -526 | 700 | -510 | -533.83 | -526 | -510
2035-11-06 16:00 | 593.19 | -526 | 100 | -510 | -710 | -526 | -510
2035-11-06 17:00 | 100 | -526 | 100 | -510 | -710 | -526 | -510
2035-11-06 18:00 | 700 | -526 | 700 | -510 | -710 | -526 | -510
2035-11-06 19:00 | 700 | -526 | 700 | -510 | -710 | -526 | -510
2035-11-06 20:00 | 700 | -526 | 700 | -510 | -710 | -526 | -510
2035-11-06 21:00 | 700 | -526 | 700 | -510 | -710 | -526 | -510
2035-11-06 22:00 | 700 | -226 | 700 | -210 | -410 | -226 | -210
2035-11-06 23:00 | 700 | 0 | 700 | -510 | -123.26 | -59.62 | -300
2035-11-07 | 700 | 0 | 700 | -210 | 18.92 | 0 | 0
2035-11-07 01:00 | 700 | 0 | 700 | 0 | 0 | 0 | 0
2035-11-07 02:00 | 700 | 0 | 700 | 149.77 | 0 | 0 | 0
2035-11-07 03:00 | 700 | 0 | 700 | 0 | 0 | 0 | 0
2035-11-07 04:00 | 700 | 0 | 700 | 0 | 0 | 0 | 0
2035-11-07 05:00 | 178.91 | 0 | 700 | 0 | -110 | 0 | 0
2035-11-07 06:00 | 611.38 | -226 | 700 | -210 | -410 | -226 | -210
2035-11-07 07:00 | 700 | -526 | 700 | -510 | -710 | -526 | -510
2035-11-07 08:00 | 700 | -526 | 700 | -510 | -710 | -526 | -510
2035-11-07 09:00 | 700 | -526 | 700 | -510 | -710 | -526 | -510
2035-11-07 10:00 | 417.11 | -526 | 100 | -510 | -710 | -526 | -510
2035-11-07 11:00 | 417.11 | -526 | 0 | -510 | -606.7 | -526 | -510
2035-11-07 12:00 | 0 | -526 | 0 | -510 | -710 | -526 | -510
2035-11-07 13:00 | 0 | -526 | 116.39 | -510 | -710 | -526 | -510
2035-11-07 14:00 | 0 | -526 | 0 | -510 | -710 | -526 | -510
2035-11-07 15:00 | 327.36 | -526 | 0 | -510 | -710 | -526 | -510
2035-11-07 16:00 | 645.85 | -526 | 100 | -510 | -710 | -526 | -510
2035-11-07 17:00 | 697.27 | -526 | 100 | -510 | -710 | -526 | -510
2035-11-07 18:00 | 700 | -526 | 700 | -510 | -710 | -526 | -510
2035-11-07 19:00 | 700 | -526 | 700 | -510 | -710 | -526 | -510
2035-11-07 20:00 | 700 | -526 | 700 | -510 | -710 | -526 | -510
2035-11-07 21:00 | 700 | -526 | 700 | -510 | -710 | -526 | -510
2035-11-07 22:00 | 700 | -300 | 700 | -510 | -410 | -300 | -453.52
2035-11-07 23:00 | 700 | 0 | 700 | -210 | -110 | 0 | -153.52
2035-11-08 | 700 | 0 | 700 | 90 | 0 | 0 | 146.48
2035-11-08 01:00 | 700 | 0 | 700 | 390 | 200.29 | 0 | 446.48
2035-11-08 02:00 | 700 | 0 | 700 | 510 | 500.29 | 0 | 510
2035-11-08 03:00 | 700 | 0 | 700 | 510 | 469.51 | 0 | 510
2035-11-08 04:00 | 700 | 0 | 700 | 390 | 469.51 | 0 | 482.89
2035-11-08 05:00 | 700 | 0 | 700 | 90 | 169.51 | 0 | 182.89
2035-11-08 06:00 | 700 | -226 | 700 | -210 | 0 | -226 | -117.11
2035-11-08 07:00 | 700 | -526 | 700 | -510 | -300 | -526 | -417.11
2035-11-08 08:00 | 700 | -526 | 700 | -510 | -496.55 | -526 | -510
2035-11-08 09:00 | 700 | -526 | 700 | -510 | -196.55 | -526 | -398.02
2035-11-08 10:00 | 100 | -526 | 100 | -510 | 0 | -526 | -426.38
2035-11-08 11:00 | -500 | -526 | -500 | -510 | 0 | -526 | -364.64
2035-11-08 12:00 | 0 | -526 | 0 | -510 | 0 | -526 | -359.96
2035-11-08 13:00 | -189.63 | -526 | -600 | -510 | 0 | -526 | -349.68
2035-11-08 14:00 | 0 | -526 | 0 | -510 | 0 | -526 | -188.38
2035-11-08 15:00 | 600 | -526 | 600 | -510 | -110 | -526 | -54.31
2035-11-08 16:00 | 117.9 | -526 | 700 | -510 | -410 | -526 | -354.31
2035-11-08 17:00 | 100 | -526 | 100 | -510 | -710 | -526 | -510
2035-11-08 18:00 | 700 | -526 | 700 | -510 | -710 | -526 | -510
2035-11-08 19:00 | 603.68 | -526 | 700 | -510 | -710 | -526 | -510
2035-11-08 20:00 | 700 | -526 | 700 | -510 | -410 | -526 | -446.8
2035-11-08 21:00 | 700 | -526 | 356.34 | -510 | -110 | -526 | -146.8
2035-11-08 22:00 | 700 | -526 | 567.56 | -510 | 0 | -526 | -281.18
2035-11-08 23:00 | 331.52 | -226 | 91.82 | -210 | 0 | -226 | 0
2035-11-09 | 0 | 0 | 0 | 0 | 0 | 0 | 0
2035-11-09 01:00 | 0 | 0 | 0 | 0 | 0 | 0 | 0
2035-11-09 02:00 | 0 | 0 | 0 | 210 | 0 | 0 | 0
2035-11-09 03:00 | 0 | 178.54 | 0 | 510 | 300 | 300 | 300
2035-11-09 04:00 | 0 | 0 | 0 | 499.55 | 0 | 0 | 176.47
2035-11-09 05:00 | 0 | 300 | 0 | 390 | 300 | 300 | 476.47
2035-11-09 06:00 | 0 | 0 | 0 | 90 | 0 | 0 | 176.47
2035-11-09 07:00 | 0 | -226 | 0 | -210 | -38.7 | -226 | -123.53
2035-11-09 08:00 | 432.86 | -526 | 600 | -510 | -338.7 | -526 | -423.53
2035-11-09 09:00 | 700 | -526 | 700 | -510 | -572.58 | -526 | -510
2035-11-09 10:00 | 282.02 | -324 | 700 | -510 | -272.58 | -526 | -210
2035-11-09 11:00 | 0 | -24 | 700 | -210 | 27.42 | -226 | 90
2035-11-09 12:00 | 550.64 | -226 | 100 | -510 | 0 | -376.05 | 0
2035-11-09 13:00 | 480.18 | -526 | 700 | -510 | -160.48 | -526 | -300
2035-11-09 14:00 | 700 | -358.83 | 700 | -510 | -110 | -526 | -409.52
2035-11-09 15:00 | 700 | -311.37 | 700 | -510 | -410 | -526 | -295.71
2035-11-09 16:00 | 700 | -269.61 | 700 | -510 | -710 | -526 | -510
2035-11-09 17:00 | 700 | -526 | 700 | -510 | -710 | -526 | -510
2035-11-09 18:00 | 700 | -526 | 700 | -510 | -710 | -526 | -510
2035-11-09 19:00 | 700 | -526 | 700 | -510 | -710 | -526 | -510
2035-11-09 20:00 | 700 | -526 | 700 | -510 | -710 | -526 | -510
2035-11-09 21:00 | 700 | -526 | 700 | -510 | -710 | -526 | -510
2035-11-09 22:00 | 700 | -463.25 | 700 | -510 | -710 | -526 | -510
2035-11-09 23:00 | 700 | -163.25 | 700 | -510 | -417.56 | -226 | -510
2035-11-10 | 700 | 0 | 700 | -510 | -273.4 | 0 | -510
2035-11-10 01:00 | 700 | 0 | 700 | -510 | -395.04 | 0 | -510
2035-11-10 02:00 | 700 | 0 | 700 | -358.88 | -95.04 | 0 | -210
2035-11-10 03:00 | 700 | 0 | 700 | -58.88 | 0 | 0 | 0
2035-11-10 04:00 | 700 | 0 | 700 | 0 | 0 | 0 | 0
2035-11-10 05:00 | 700 | 0 | 700 | 0 | -110 | 0 | 0
2035-11-10 06:00 | 700 | -226 | 700 | -215.18 | -410 | -226 | -210
2035-11-10 07:00 | 700 | -526 | 700 | -510 | -710 | -526 | -510
2035-11-10 08:00 | 700 | -526 | 700 | -510 | -710 | -526 | -510
2035-11-10 09:00 | 700 | -526 | 700 | -510 | -710 | -526 | -510
2035-11-10 10:00 | 700 | -526 | 700 | -510 | -710 | -526 | -510
2035-11-10 11:00 | 600 | -526 | 548.24 | -510 | -710 | -526 | -510
2035-11-10 12:00 | 0 | -526 | 272.41 | -510 | -410 | -526 | -349.15
2035-11-10 13:00 | -113.68 | -526 | 0 | -510 | -110 | -526 | -480.72
2035-11-10 14:00 | -277.39 | -526 | 0 | -510 | -99.08 | -526 | -510
2035-11-10 15:00 | -100 | -526 | -31.43 | -510 | -329.21 | -526 | -510
2035-11-10 16:00 | -700 | -526 | -259.29 | -510 | -488.14 | -526 | -510
2035-11-10 17:00 | -700 | -526 | -700 | -510 | -710 | -526 | -510
2035-11-10 18:00 | -700 | -526 | -700 | -510 | -410 | -526 | -493.92
2035-11-10 19:00 | -700 | -526 | -700 | -510 | -594.81 | -526 | -510
2035-11-10 20:00 | -700 | -526 | -700 | -510 | -680.01 | -526 | -510
2035-11-10 21:00 | -700 | -526 | -700 | -510 | -710 | -526 | -510
2035-11-10 22:00 | -700 | -226 | -700 | -210 | -410 | -226 | -210
2035-11-10 23:00 | -700 | 74 | -700 | 90 | -110 | 74 | 90
2035-11-11 | -700 | 374 | -700 | 390 | 190 | 374 | 390
2035-11-11 01:00 | -700 | 505 | -700 | 510 | 490 | 505 | 510
2035-11-11 02:00 | -700 | 505 | -700 | 510 | 710 | 505 | 510
2035-11-11 03:00 | -700 | 505 | -700 | 510 | 710 | 505 | 510
2035-11-11 04:00 | -700 | 505 | -700 | 510 | 710 | 505 | 510
2035-11-11 05:00 | -700 | 505 | -700 | 510 | 710 | 505 | 510
2035-11-11 06:00 | -700 | 505 | -700 | 510 | 710 | 505 | 510
2035-11-11 07:00 | -700 | 505 | -700 | 510 | 710 | 505 | 510
2035-11-11 08:00 | -700 | 505 | -700 | 510 | 710 | 505 | 510
2035-11-11 09:00 | -700 | 505 | -700 | 510 | 694.12 | 505 | 510
2035-11-11 10:00 | -700 | 505 | -700 | 510 | 710 | 505 | 510
2035-11-11 11:00 | -700 | 505 | -700 | 510 | 710 | 505 | 510
2035-11-11 12:00 | -700 | 505 | -700 | 510 | 710 | 505 | 510
2035-11-11 13:00 | -700 | 505 | -700 | 510 | 699.61 | 505 | 510
2035-11-11 14:00 | -700 | 374 | -700 | 390 | 399.61 | 374 | 390
2035-11-11 15:00 | -700 | 74 | -700 | 90 | 99.61 | 74 | 90
2035-11-11 16:00 | -700 | -226 | -700 | -210 | -200.39 | -226 | -210
2035-11-11 17:00 | -700 | -526 | -700 | -510 | -500.39 | -526 | -510
2035-11-11 18:00 | -700 | -226 | -700 | -510 | -410 | -226 | -300.84
2035-11-11 19:00 | -700 | -526 | -700 | -510 | -710 | -526 | -510
2035-11-11 20:00 | -700 | -526 | -700 | -510 | -710 | -526 | -510
2035-11-11 21:00 | -700 | -526 | -700 | -510 | -710 | -526 | -510
2035-11-11 22:00 | -700 | -300 | -700 | -510 | -410 | -300 | -313.92
2035-11-11 23:00 | -700 | 0 | -700 | -210 | -110 | 0 | -13.92
2035-11-12 | -700 | 300 | -700 | 90 | 190 | 300 | 286.08
2035-11-12 01:00 | -700 | 0 | -700 | -171.88 | 0 | 0 | 0
2035-11-12 02:00 | -700 | 300 | -700 | 90 | 190 | 300 | 149.71
2035-11-12 03:00 | -700 | 0 | -700 | -210 | -110 | 0 | -150.29
2035-11-12 04:00 | -700 | 0 | -700 | -510 | -410 | -248.66 | -450.29
2035-11-12 05:00 | -700 | 0 | -700 | -510 | -710 | -526 | -510
2035-11-12 06:00 | -700 | -226 | -700 | -510 | -410 | -526 | -510
2035-11-12 07:00 | -700 | -526 | -700 | -510 | -710 | -526 | -510
2035-11-12 08:00 | -700 | -526 | -700 | -510 | -710 | -526 | -510
2035-11-12 09:00 | -700 | -526 | -700 | -510 | -410 | -526 | -277.01
2035-11-12 10:00 | -700 | -526 | -700 | -510 | -270.58 | -526 | -394.39
2035-11-12 11:00 | -700 | -526 | -700 | -510 | -570.58 | -526 | -510
2035-11-12 12:00 | -700 | -526 | -700 | -510 | -710 | -526 | -510
2035-11-12 13:00 | -700 | -300 | -700 | -510 | -710 | -319.96 | -510
2035-11-12 14:00 | -700 | 0 | -700 | -210 | -410 | -19.96 | -210
2035-11-12 15:00 | -700 | -226 | -700 | -210 | -410 | -226 | -210
2035-11-12 16:00 | -700 | -526 | -700 | -510 | -710 | -526 | -510
2035-11-12 17:00 | -700 | -526 | -700 | -510 | -710 | -526 | -510
2035-11-12 18:00 | -700 | -526 | -700 | -510 | -710 | -526 | -510
2035-11-12 19:00 | -700 | -526 | -700 | -510 | -710 | -526 | -510
2035-11-12 20:00 | -700 | -526 | -700 | -510 | -710 | -526 | -510
2035-11-12 21:00 | -700 | -226 | -700 | -210 | -410 | -226 | -210
2035-11-12 22:00 | -700 | -526 | -700 | -510 | -710 | -526 | -510
2035-11-12 23:00 | -700 | -226 | -700 | -210 | -410 | -226 | -210
2035-11-13 | -700 | 0 | -700 | -300 | -253.54 | 0 | -300
2035-11-13 01:00 | -700 | 300 | -700 | 0 | 46.46 | 300 | 0
2035-11-13 02:00 | -700 | 244.48 | -700 | 0 | 190 | 300 | 102.15
2035-11-13 03:00 | -700 | 0 | -700 | -300 | -110 | 0 | -197.85
2035-11-13 04:00 | -700 | 300 | -700 | 0 | 190 | 300 | 102.15
2035-11-13 05:00 | -700 | 74 | -700 | 90 | -110 | 74 | 90
2035-11-13 06:00 | -700 | -226 | -700 | -210 | -410 | -226 | -210
2035-11-13 07:00 | -700 | -526 | -700 | -510 | -710 | -526 | -510
2035-11-13 08:00 | -700 | -526 | -700 | -510 | -710 | -526 | -510
2035-11-13 09:00 | -700 | -526 | -700 | -510 | -710 | -526 | -510
2035-11-13 10:00 | -700 | -526 | -700 | -510 | -710 | -526 | -510
2035-11-13 11:00 | -700 | -226 | -700 | -510 | -410 | -226 | -240.57
2035-11-13 12:00 | -700 | -526 | -700 | -510 | -710 | -526 | -510
2035-11-13 13:00 | -700 | -526 | -700 | -510 | -710 | -526 | -510
2035-11-13 14:00 | -700 | -278.49 | -700 | -510 | -410 | -526 | -477.22
2035-11-13 15:00 | -700 | -226 | -700 | -210 | -410 | -226 | -210
2035-11-13 16:00 | -401.86 | -526 | -600 | -510 | -710 | -526 | -510
2035-11-13 17:00 | 0 | -526 | 0 | -510 | -710 | -526 | -510
2035-11-13 18:00 | -329.76 | -526 | -600 | -510 | -710 | -526 | -510
2035-11-13 19:00 | -644.61 | -526 | -100 | -510 | -494.08 | -526 | -510
2035-11-13 20:00 | -700 | -226 | -700 | -210 | -194.08 | -226 | -210
2035-11-13 21:00 | -700 | 0 | -700 | -510 | -246.77 | 0 | -510
2035-11-13 22:00 | -700 | -226 | -700 | -510 | -347.24 | -226 | -510
2035-11-13 23:00 | -700 | -526 | -700 | -510 | -586.32 | -526 | -510
2035-11-14 | -700 | -226 | -700 | -210 | -286.32 | -226 | -210
2035-11-14 01:00 | -700 | 74 | -700 | 90 | 13.68 | 74 | 90
2035-11-14 02:00 | -700 | 374 | -700 | 390 | 313.68 | 374 | 390
2035-11-14 03:00 | -700 | 505 | -700 | 510 | 490 | 505 | 510
2035-11-14 04:00 | -700 | 374 | -700 | 390 | 190 | 374 | 390
2035-11-14 05:00 | -700 | 74 | -700 | 90 | -110 | 74 | 90
2035-11-14 06:00 | -700 | -226 | -700 | -210 | -410 | -226 | -210
2035-11-14 07:00 | -700 | -526 | -700 | -510 | -710 | -526 | -510
2035-11-14 08:00 | -700 | -526 | -700 | -510 | -683.8 | -526 | -510
2035-11-14 09:00 | -700 | -526 | -700 | -510 | -710 | -526 | -510
2035-11-14 10:00 | -700 | -526 | -700 | -510 | -690.1 | -526 | -510
2035-11-14 11:00 | -700 | -226 | -700 | -210 | -390.1 | -226 | -210
2035-11-14 12:00 | -700 | 74 | -700 | 90 | -90.1 | 74 | 90
2035-11-14 13:00 | -700 | 374 | -700 | 390 | 190 | 374 | 390
2035-11-14 14:00 | -700 | 74 | -700 | 90 | -110 | 74 | 90
2035-11-14 15:00 | -700 | -226 | -700 | -210 | -410 | -226 | -210
2035-11-14 16:00 | -700 | -526 | -700 | -510 | -710 | -526 | -510
2035-11-14 17:00 | -700 | -526 | -700 | -510 | -710 | -526 | -510
2035-11-14 18:00 | -700 | -526 | -700 | -510 | -710 | -526 | -510
2035-11-14 19:00 | -700 | -526 | -700 | -510 | -710 | -526 | -510
2035-11-14 20:00 | -700 | -526 | -700 | -510 | -710 | -526 | -510
2035-11-14 21:00 | -700 | -226 | -700 | -210 | -410 | -226 | -210
2035-11-14 22:00 | -700 | 74 | -700 | 90 | -110 | 74 | 90
2035-11-14 23:00 | -700 | 374 | -700 | 390 | 190 | 374 | 390
2035-11-15 | -700 | 505 | -700 | 510 | 490 | 505 | 510
2035-11-15 01:00 | -700 | 505 | -700 | 510 | 710 | 505 | 510
2035-11-15 02:00 | -700 | 505 | -700 | 510 | 710 | 505 | 510
2035-11-15 03:00 | -700 | 374 | -700 | 390 | 710 | 374 | 510
2035-11-15 04:00 | -700 | 74 | -700 | 90 | 496.55 | 74 | 210
2035-11-15 05:00 | -700 | -226 | -700 | -210 | 196.55 | -226 | -90
2035-11-15 06:00 | -700 | -526 | -700 | -510 | -103.45 | -526 | -390
2035-11-15 07:00 | -700 | -526 | -700 | -510 | 0 | -526 | -319.14
2035-11-15 08:00 | -700 | -526 | -700 | -510 | 0 | -526 | -117.93
2035-11-15 09:00 | -700 | -526 | -700 | -510 | 0 | -526 | 58.16
2035-11-15 10:00 | -700 | -526 | -700 | -510 | 0 | -526 | 32.58
2035-11-15 11:00 | -700 | -526 | -700 | -510 | 0 | -526 | -150.76
2035-11-15 12:00 | -700 | -526 | -700 | -510 | 0 | -526 | -287.76
2035-11-15 13:00 | -700 | -526 | -700 | -510 | -168.29 | -526 | -413.88
2035-11-15 14:00 | -700 | -526 | -700 | -510 | -468.29 | -526 | -510
2035-11-15 15:00 | -700 | -526 | -700 | -510 | -175.31 | -526 | -210
2035-11-15 16:00 | -700 | -526 | -700 | -510 | -475.31 | -526 | -510
2035-11-15 17:00 | -700 | -526 | -700 | -510 | -395.45 | -526 | -510
2035-11-15 18:00 | -700 | -526 | -700 | -510 | -695.45 | -526 | -510
2035-11-15 19:00 | -700 | -526 | -700 | -510 | -395.45 | -526 | -510
2035-11-15 20:00 | -700 | -526 | -700 | -510 | -410 | -526 | -485.96
2035-11-15 21:00 | -700 | -526 | -700 | -510 | -710 | -526 | -510
2035-11-15 22:00 | -700 | -526 | -700 | -510 | -710 | -526 | -510
2035-11-15 23:00 | -700 | -226 | -700 | -210 | -410 | -226 | -210
2035-11-16 | -482.16 | 74 | -700 | 90 | -110 | 74 | 90
2035-11-16 01:00 | -591.08 | 374 | -700 | 390 | 190 | 374 | 390
2035-11-16 02:00 | -100 | 505 | -100 | 510 | 490 | 505 | 510
2035-11-16 03:00 | -700 | 505 | -700 | 510 | 604.45 | 505 | 510
2035-11-16 04:00 | -700 | 374 | -700 | 390 | 304.45 | 374 | 390
2035-11-16 05:00 | -700 | 74 | -700 | 90 | 4.45 | 74 | 90
2035-11-16 06:00 | -700 | -226 | -700 | -210 | -295.55 | -226 | -210
2035-11-16 07:00 | -700 | -526 | -100 | -510 | -595.55 | -526 | -510
2035-11-16 08:00 | -700 | -526 | 0 | -510 | -670.48 | -526 | -510
2035-11-16 09:00 | -454.68 | -526 | 0 | -510 | -370.48 | -526 | -510
2035-11-16 10:00 | -700 | -526 | 0 | -510 | -70.48 | -526 | -510
2035-11-16 11:00 | -700 | -526 | -600 | -510 | -340.63 | -526 | -510
2035-11-16 12:00 | -700 | -443.61 | -700 | -510 | -56.22 | -526 | -510
2035-11-16 13:00 | -700 | -526 | -700 | -510 | 0 | -526 | -488.34
2035-11-16 14:00 | -700 | -526 | -700 | -510 | -99.53 | -526 | -510
2035-11-16 15:00 | -700 | -526 | -700 | -510 | -237.18 | -526 | -510
2035-11-16 16:00 | -700 | -526 | -700 | -510 | 0 | -526 | -505.58
2035-11-16 17:00 | -700 | -526 | -700 | -510 | 0 | -526 | -489.63
2035-11-16 18:00 | -700 | -526 | -700 | -510 | 0 | -526 | -428.17
2035-11-16 19:00 | -700 | -526 | -700 | -510 | -224.54 | -526 | -510
2035-11-16 20:00 | -700 | -526 | -700 | -510 | -206.47 | -526 | -510
2035-11-16 21:00 | -700 | -526 | -700 | -510 | -224.46 | -526 | -510
2035-11-16 22:00 | -700 | -226 | -700 | -210 | 75.54 | -226 | -210
2035-11-16 23:00 | -700 | 74 | -700 | 90 | 375.54 | 74 | 90
2035-11-17 | -100 | 374 | -622.19 | 390 | 675.54 | 374 | 390
2035-11-17 01:00 | -700 | 505 | -700 | 510 | 710 | 505 | 510
2035-11-17 02:00 | -700 | 505 | -700 | 510 | 710 | 505 | 510
2035-11-17 03:00 | -700 | 505 | -700 | 510 | 710 | 505 | 510
2035-11-17 04:00 | -552.95 | 505 | -700 | 510 | 710 | 505 | 510
2035-11-17 05:00 | -700 | 505 | -700 | 510 | 710 | 505 | 510
2035-11-17 06:00 | -700 | 505 | -700 | 510 | 710 | 505 | 510
2035-11-17 07:00 | -700 | 505 | -700 | 510 | 710 | 505 | 510
2035-11-17 08:00 | -700 | 505 | -700 | 510 | 710 | 505 | 510
2035-11-17 09:00 | -700 | 505 | -700 | 510 | 710 | 505 | 510
2035-11-17 10:00 | -700 | 505 | -700 | 510 | 710 | 505 | 510
2035-11-17 11:00 | -700 | 505 | -700 | 510 | 710 | 505 | 510
2035-11-17 12:00 | -700 | 505 | -700 | 510 | 710 | 505 | 510
2035-11-17 13:00 | -700 | 349.35 | -700 | 390 | 490 | 374 | 510
2035-11-17 14:00 | -700 | 49.35 | -700 | 90 | 190 | 74 | 210
2035-11-17 15:00 | -700 | -226 | -700 | -210 | -110 | -226 | 23.5
2035-11-17 16:00 | -700 | -526 | -700 | -510 | -410 | -526 | -276.5
2035-11-17 17:00 | -700 | -526 | -700 | -510 | -710 | -526 | -510
2035-11-17 18:00 | -700 | -526 | -700 | -510 | -490 | -526 | -510
2035-11-17 19:00 | -700 | -502.42 | -700 | -510 | -190 | -526 | -301.23
2035-11-17 20:00 | -700 | -202.42 | -700 | -210 | 110 | -226 | -1.23
2035-11-17 21:00 | -700 | 97.58 | -700 | 90 | 410 | 74 | 298.77
2035-11-17 22:00 | -700 | 397.58 | -700 | 390 | 710 | 374 | 510
2035-11-17 23:00 | -700 | 505 | -700 | 510 | 710 | 505 | 510
2035-11-18 | -700 | 505 | -700 | 510 | 710 | 505 | 510
2035-11-18 01:00 | -700 | 505 | -700 | 510 | 710 | 505 | 510
2035-11-18 02:00 | -700 | 505 | -700 | 510 | 710 | 505 | 510
2035-11-18 03:00 | -700 | 505 | -700 | 510 | 710 | 505 | 510
2035-11-18 04:00 | -700 | 505 | -700 | 510 | 710 | 505 | 510
2035-11-18 05:00 | -700 | 505 | -700 | 510 | 710 | 505 | 510
2035-11-18 06:00 | -700 | 505 | -700 | 510 | 710 | 505 | 510
2035-11-18 07:00 | -700 | 505 | -700 | 300 | 490 | 505 | 325.98
2035-11-18 08:00 | -700 | 205 | -700 | 0 | 190 | 205 | 25.98
2035-11-18 09:00 | -700 | -95 | -700 | -300 | -110 | -95 | -274.02
2035-11-18 10:00 | -700 | -226 | -700 | -210 | -410 | -226 | -210
2035-11-18 11:00 | -700 | -526 | -700 | -510 | -710 | -526 | -510
2035-11-18 12:00 | -700 | -226 | -700 | -210 | -410 | -226 | -210
2035-11-18 13:00 | -700 | 74 | -700 | 90 | -110 | 74 | 90
2035-11-18 14:00 | -700 | -226 | -700 | -210 | -410 | -226 | -210
2035-11-18 15:00 | -700 | -526 | -700 | -510 | -710 | -526 | -510
2035-11-18 16:00 | -700 | -526 | -700 | -510 | -710 | -526 | -510
2035-11-18 17:00 | -700 | -526 | -700 | -510 | -710 | -526 | -510
2035-11-18 18:00 | -700 | -526 | -700 | -510 | -710 | -526 | -510
2035-11-18 19:00 | -700 | -526 | -700 | -510 | -710 | -526 | -510
2035-11-18 20:00 | -700 | -526 | -700 | -510 | -710 | -526 | -510
2035-11-18 21:00 | -700 | -526 | -700 | -510 | -710 | -526 | -510
2035-11-18 22:00 | -700 | -226 | -700 | -210 | -410 | -226 | -210
2035-11-18 23:00 | -700 | 74 | -700 | 90 | -110 | 74 | 90
2035-11-19 | -700 | 374 | -700 | 390 | 190 | 374 | 390
2035-11-19 01:00 | -700 | 505 | -700 | 510 | 490 | 505 | 510
2035-11-19 02:00 | -700 | 505 | -700 | 510 | 710 | 505 | 510
2035-11-19 03:00 | -700 | 505 | -700 | 390 | 410 | 374 | 390
2035-11-19 04:00 | -700 | 485.27 | -700 | 90 | 110 | 74 | 90
2035-11-19 05:00 | -700 | 185.27 | -700 | -210 | -190 | -226 | -210
2035-11-19 06:00 | -648.09 | -114.73 | -600 | -510 | -490 | -526 | -510
2035-11-19 07:00 | -48.09 | -226 | 0 | -510 | -297.02 | -505.18 | -510
2035-11-19 08:00 | 551.91 | -526 | 600 | -510 | 0 | -526 | -253.49
2035-11-19 09:00 | 669.25 | -526 | 627.9 | -510 | 0 | -526 | -73.43
2035-11-19 10:00 | 69.25 | -226 | 27.9 | -430.61 | -110 | -226 | 0
2035-11-19 11:00 | 69.25 | -226 | 0 | -210 | -410 | -226 | -210
2035-11-19 12:00 | -143.6 | -526 | -100 | -510 | -710 | -526 | -510
2035-11-19 13:00 | -458.57 | -526 | -100 | -510 | -710 | -526 | -510
2035-11-19 14:00 | -700 | -526 | -700 | -510 | -710 | -526 | -510
2035-11-19 15:00 | -700 | -526 | -700 | -510 | -710 | -526 | -510
2035-11-19 16:00 | -700 | -526 | -700 | -510 | -710 | -526 | -510
2035-11-19 17:00 | -700 | -526 | -700 | -510 | -710 | -526 | -510
2035-11-19 18:00 | -247.95 | -526 | -100 | -510 | -710 | -526 | -510
2035-11-19 19:00 | 352.05 | -526 | 500 | -510 | -710 | -526 | -510
2035-11-19 20:00 | 649.52 | -526 | 700 | -510 | -710 | -526 | -510
2035-11-19 21:00 | 700 | -526 | 578.97 | -510 | -710 | -526 | -510
2035-11-19 22:00 | 700 | -526 | 621.95 | -510 | -710 | -526 | -510
2035-11-19 23:00 | 362.23 | -526 | 600 | -510 | -410 | -526 | -210
2035-11-20 | 0 | -226 | 30.89 | -210 | -110 | -226 | 21.8
2035-11-20 01:00 | -600 | 0 | -569.11 | -510 | -160.2 | 0 | -278.2
2035-11-20 02:00 | -700 | -155.51 | -700 | -210 | 139.8 | -226 | 21.8
2035-11-20 03:00 | -700 | -455.51 | -700 | -510 | -128.16 | -526 | -278.2
2035-11-20 04:00 | -700 | -155.51 | -700 | -210 | 171.84 | -226 | 21.8
2035-11-20 05:00 | -700 | -226 | -700 | -210 | 0 | -226 | -173.35
2035-11-20 06:00 | -700 | -526 | -700 | -510 | -300 | -526 | -473.35
2035-11-20 07:00 | -700 | -526 | -700 | -510 | -211.89 | -526 | -510
2035-11-20 08:00 | -700 | -526 | -700 | -510 | -374.09 | -526 | -510
2035-11-20 09:00 | -700 | -526 | -700 | -510 | -674.09 | -526 | -510
2035-11-20 10:00 | -700 | -526 | -700 | -510 | -374.09 | -526 | -510
2035-11-20 11:00 | -700 | -526 | -700 | -510 | -83.94 | -526 | -510
2035-11-20 12:00 | -700 | -526 | -700 | -510 | -128.54 | -526 | -510
2035-11-20 13:00 | -700 | -526 | -700 | -510 | -428.54 | -526 | -510
2035-11-20 14:00 | -700 | -526 | -700 | -510 | -644.42 | -526 | -510
2035-11-20 15:00 | -700 | -526 | -700 | -510 | -710 | -526 | -510
2035-11-20 16:00 | -700 | -526 | -700 | -510 | -710 | -526 | -510
2035-11-20 17:00 | -700 | -526 | -700 | -510 | -710 | -526 | -510
2035-11-20 18:00 | -700 | -526 | -700 | -510 | -710 | -526 | -510
2035-11-20 19:00 | -700 | -526 | -700 | -510 | -710 | -526 | -510
2035-11-20 20:00 | -700 | -526 | -700 | -510 | -710 | -526 | -510
2035-11-20 21:00 | -700 | -526 | -700 | -510 | -710 | -526 | -510
2035-11-20 22:00 | -700 | -526 | -700 | -510 | -695.08 | -526 | -510
2035-11-20 23:00 | -700 | -226 | -700 | -210 | -395.08 | -226 | -210
2035-11-21 | -700 | 74 | -700 | 90 | -95.08 | 74 | 90
2035-11-21 01:00 | -700 | 374 | -700 | 390 | 204.92 | 374 | 390
2035-11-21 02:00 | -700 | 505 | -700 | 510 | 504.92 | 505 | 510
2035-11-21 03:00 | -700 | 505 | -700 | 510 | 710 | 505 | 510
2035-11-21 04:00 | -700 | 505 | -700 | 390 | 710 | 505 | 510
2035-11-21 05:00 | -700 | 441.99 | -700 | 90 | 453.4 | 205 | 288.12
2035-11-21 06:00 | -700 | 141.99 | -700 | -210 | 153.4 | -95 | -11.88
2035-11-21 07:00 | -700 | -158.01 | -700 | -510 | -146.6 | -395 | -311.88
2035-11-21 08:00 | -700 | 0 | -700 | -300 | 0 | -95 | -11.88
2035-11-21 09:00 | -700 | 0 | -631.7 | 0 | 0 | 0 | 0
2035-11-21 10:00 | -190.32 | 0 | -31.7 | 0 | -16.86 | 0 | 0
2035-11-21 11:00 | 0 | 0 | 187.7 | -210 | -316.86 | -33.37 | -210
2035-11-21 12:00 | 0 | -300 | 0 | -510 | -616.86 | -333.37 | -510
2035-11-21 13:00 | 600 | -526 | 600 | -510 | -710 | -526 | -510
2035-11-21 14:00 | 700 | -526 | 700 | -510 | -426.96 | -526 | -510
2035-11-21 15:00 | 700 | -363.57 | 700 | -510 | -410 | -526 | -396.95
2035-11-21 16:00 | 700 | -526 | 700 | -510 | -710 | -526 | -510
2035-11-21 17:00 | 700 | -526 | 700 | -510 | -710 | -526 | -510
2035-11-21 18:00 | 700 | -526 | 700 | -510 | -710 | -526 | -510
2035-11-21 19:00 | 700 | -526 | 700 | -510 | -710 | -526 | -510
2035-11-21 20:00 | 700 | -526 | 700 | -510 | -710 | -526 | -510
2035-11-21 21:00 | 700 | -226 | 700 | -510 | -410 | -520.16 | -510
2035-11-21 22:00 | 700 | 0 | 700 | -510 | -110 | -526 | -510
2035-11-21 23:00 | 700 | -300 | 700 | -510 | -300 | -300 | -375.41
2035-11-22 | 700 | 0 | 700 | -210 | 0 | 0 | -75.41
2035-11-22 01:00 | 700 | 0 | 700 | 90 | 300 | 53.18 | 210
2035-11-22 02:00 | 700 | 300 | 700 | 390 | 600 | 353.18 | 510
2035-11-22 03:00 | 700 | 169.38 | 700 | 510 | 600 | 505 | 510
2035-11-22 04:00 | 700 | 300 | 700 | 214.35 | 300 | 300 | 300
2035-11-22 05:00 | 700 | 0 | 700 | -85.65 | 0 | 0 | 0
2035-11-22 06:00 | 700 | -300 | 700 | -385.65 | -300 | -300 | -300
2035-11-22 07:00 | 100 | -226 | 425.57 | -210 | -410 | -226 | -210
2035-11-22 08:00 | 700 | -526 | 700 | -510 | -710 | -526 | -510
2035-11-22 09:00 | 700 | -526 | 700 | -510 | -710 | -526 | -510
2035-11-22 10:00 | 700 | -226 | 700 | -510 | -410 | -455.7 | -336.81
2035-11-22 11:00 | 700 | -526 | 700 | -510 | -304.93 | -526 | -510
2035-11-22 12:00 | 700 | -526 | 700 | -510 | -559.53 | -526 | -510
2035-11-22 13:00 | 700 | -526 | 700 | -510 | -658.73 | -526 | -510
2035-11-22 14:00 | 700 | -226 | 215.03 | -510 | -710 | -278.29 | -510
2035-11-22 15:00 | 700 | -526 | 700 | -510 | -710 | -526 | -510
2035-11-22 16:00 | 700 | -526 | 700 | -510 | -710 | -526 | -510
2035-11-22 17:00 | 700 | -526 | 700 | -510 | -710 | -526 | -510
2035-11-22 18:00 | 700 | -526 | 700 | -510 | -710 | -526 | -510
2035-11-22 19:00 | 700 | -526 | 700 | -510 | -710 | -526 | -510
2035-11-22 20:00 | 700 | -526 | 700 | -510 | -710 | -526 | -510
2035-11-22 21:00 | 700 | -526 | 700 | -510 | -710 | -526 | -510
2035-11-22 22:00 | 700 | -526 | 700 | -510 | -617.83 | -526 | -510
2035-11-22 23:00 | 700 | -226 | 700 | -300 | -317.83 | -258.06 | -210
2035-11-23 | 700 | 0 | 700 | 0 | -17.83 | 32.97 | 90
2035-11-23 01:00 | 700 | 0 | 537.01 | 0 | 0 | 0 | 0
2035-11-23 02:00 | 700 | 0 | 612.67 | -300 | 0 | 0 | -267.43
2035-11-23 03:00 | 100 | 0 | 12.67 | 0 | 0 | 0 | 0
2035-11-23 04:00 | -202.94 | 0 | -587.33 | -210 | -18.51 | 0 | -210
2035-11-23 05:00 | -700 | -80.65 | -700 | -510 | -318.51 | -226 | -510
2035-11-23 06:00 | -700 | -380.65 | -700 | -510 | -506.47 | -526 | -510
2035-11-23 07:00 | -700 | -526 | -700 | -510 | -710 | -526 | -510
2035-11-23 08:00 | -700 | -526 | -700 | -510 | -710 | -526 | -510
2035-11-23 09:00 | -700 | -526 | -700 | -510 | -486.63 | -526 | -510
2035-11-23 10:00 | -700 | -526 | -700 | -510 | -626.14 | -526 | -510
2035-11-23 11:00 | -700 | -511.71 | -700 | -510 | -710 | -526 | -510
2035-11-23 12:00 | -700 | -211.71 | -700 | -210 | -410 | -226 | -210
2035-11-23 13:00 | -700 | 88.29 | -700 | 90 | -110 | 74 | 90
2035-11-23 14:00 | -700 | 74 | -700 | 90 | -110 | 74 | 90
2035-11-23 15:00 | -700 | -226 | -700 | -210 | -410 | -226 | -210
2035-11-23 16:00 | -700 | -526 | -700 | -510 | -710 | -526 | -510
2035-11-23 17:00 | -700 | -526 | -700 | -510 | -710 | -526 | -510
2035-11-23 18:00 | -700 | -526 | -700 | -510 | -710 | -526 | -510
2035-11-23 19:00 | -700 | -526 | -700 | -510 | -710 | -526 | -510
2035-11-23 20:00 | -700 | -277.24 | -700 | -390 | -410 | -300 | -390
2035-11-23 21:00 | -700 | 22.76 | -700 | -90 | -110 | 0 | -90
2035-11-23 22:00 | -700 | 322.76 | -700 | 210 | 190 | 300 | 210
2035-11-23 23:00 | -700 | 505 | -700 | 510 | 490 | 505 | 510
2035-11-24 | -700 | 505 | -700 | 510 | 710 | 505 | 510
2035-11-24 01:00 | -700 | 505 | -700 | 510 | 710 | 505 | 510
2035-11-24 02:00 | -700 | 505 | -700 | 510 | 710 | 505 | 510
2035-11-24 03:00 | -700 | 505 | -700 | 510 | 710 | 505 | 510
2035-11-24 04:00 | -700 | 505 | -700 | 510 | 710 | 505 | 510
2035-11-24 05:00 | -700 | 505 | -700 | 510 | 710 | 505 | 510
2035-11-24 06:00 | -700 | 505 | -700 | 510 | 710 | 505 | 510
2035-11-24 07:00 | -700 | 505 | -700 | 510 | 710 | 505 | 510
2035-11-24 08:00 | -700 | 505 | -700 | 510 | 710 | 505 | 510
2035-11-24 09:00 | -700 | 505 | -700 | 510 | 710 | 505 | 510
2035-11-24 10:00 | -700 | 505 | -700 | 510 | 710 | 505 | 510
2035-11-24 11:00 | -700 | 505 | -700 | 510 | 710 | 505 | 510
2035-11-24 12:00 | -700 | 505 | -700 | 210 | 600 | 505 | 334.83
2035-11-24 13:00 | -700 | 300 | -700 | -90 | 300 | 205 | 34.83
2035-11-24 14:00 | -700 | 0 | -700 | -390 | 0 | -95 | -265.17
2035-11-24 15:00 | -557.53 | 0 | -500 | -510 | 0 | 0 | -99.42
2035-11-24 16:00 | 42.47 | 0 | 100 | -402 | 0 | 0 | 0
2035-11-24 17:00 | 642.47 | -226 | 700 | -210 | -172.62 | -226 | -210
2035-11-24 18:00 | 700 | -526 | 700 | -510 | -472.62 | -526 | -510
2035-11-24 19:00 | 700 | -526 | 700 | -510 | -400.13 | -526 | -510
2035-11-24 20:00 | 700 | -226 | 700 | -510 | -100.13 | -226 | -210
2035-11-24 21:00 | 700 | 0 | 700 | -378.43 | 0 | 0 | 0
2035-11-24 22:00 | 700 | 0 | 700 | -78.43 | 0 | 0 | 0
2035-11-24 23:00 | 700 | 0 | 700 | -378.43 | 0 | 0 | 0
2035-11-25 | 700 | 0 | 700 | -78.43 | 0 | 0 | 276.95
2035-11-25 01:00 | 700 | 0 | 700 | 42.91 | 0 | 0 | 0
2035-11-25 02:00 | 700 | 0 | 700 | -9.76 | 0 | 0 | 26.04
2035-11-25 03:00 | 700 | 300 | 700 | 290.24 | 0 | 300 | 326.04
2035-11-25 04:00 | 700 | 0 | 700 | 0 | 0 | 0 | 26.04
2035-11-25 05:00 | 700 | 0 | 700 | -258.15 | 0 | 0 | 0
2035-11-25 06:00 | 700 | 87.96 | 700 | 0 | 0 | 0 | 300
2035-11-25 07:00 | 700 | -212.04 | 700 | -300 | 0 | -300 | 0
2035-11-25 08:00 | 700 | 0 | 700 | -510 | 0 | -24.05 | -300
2035-11-25 09:00 | 700 | 0 | 700 | -336.73 | 0 | 0 | 0
2035-11-25 10:00 | 700 | -16.48 | 700 | -427.84 | 0 | -226 | 0
2035-11-25 11:00 | 700 | -316.48 | 700 | -510 | 0 | -526 | -83.44
2035-11-25 12:00 | 700 | -526 | 700 | -510 | 0 | -526 | -171.79
2035-11-25 13:00 | 700 | -526 | 700 | -510 | 0 | -526 | -218.73
2035-11-25 14:00 | 700 | -526 | 700 | -510 | 0 | -526 | -388.39
2035-11-25 15:00 | 700 | -526 | 700 | -510 | 0 | -526 | -510
2035-11-25 16:00 | 700 | -526 | 700 | -510 | 0 | -526 | -510
2035-11-25 17:00 | 700 | -526 | 700 | -510 | 0 | -526 | -510
2035-11-25 18:00 | 700 | -526 | 700 | -510 | 0 | -526 | -510
2035-11-25 19:00 | 700 | -526 | 700 | -510 | 0 | -526 | -510
2035-11-25 20:00 | 700 | -526 | 700 | -510 | 0 | -526 | -510
2035-11-25 21:00 | 700 | -226 | 700 | -210 | 0 | -226 | -210
2035-11-25 22:00 | 700 | 0 | 700 | -300 | 0 | 0 | -113.65
2035-11-25 23:00 | 700 | 300 | 700 | 0 | 0 | 300 | 186.35
2035-11-26 | 700 | 0 | 700 | 300 | 0 | 318.52 | 486.35
2035-11-26 01:00 | 700 | 0 | 700 | 510 | 0 | 318.52 | 510
2035-11-26 02:00 | 700 | 0 | 700 | 510 | 0 | 318.52 | 510
2035-11-26 03:00 | 700 | 0 | 700 | 510 | 0 | 18.52 | 510
2035-11-26 04:00 | 700 | 0 | 700 | 390 | 0 | 237.45 | 390
2035-11-26 05:00 | 700 | 0 | 700 | 90 | 0 | 74 | 90
2035-11-26 06:00 | 700 | -226 | 700 | -210 | 0 | -226 | -210
2035-11-26 07:00 | 638.12 | -526 | 700 | -510 | 0 | -526 | -510
2035-11-26 08:00 | 700 | -526 | 422.38 | -510 | 0 | -526 | -510
2035-11-26 09:00 | 266.31 | -526 | 0 | -510 | 0 | -526 | -510
2035-11-26 10:00 | 0 | -526 | -372.27 | -510 | 0 | -526 | -510
2035-11-26 11:00 | -7.54 | -526 | -700 | -510 | 0 | -526 | -510
2035-11-26 12:00 | -607.54 | -526 | -349.11 | -510 | 0 | -526 | -510
2035-11-26 13:00 | -700 | -526 | -700 | -510 | 0 | -526 | -510
2035-11-26 14:00 | -700 | -526 | -700 | -510 | 0 | -526 | -510
2035-11-26 15:00 | -700 | -526 | -330.84 | -510 | 0 | -526 | -510
2035-11-26 16:00 | -700 | -526 | -700 | -510 | 0 | -526 | -510
2035-11-26 17:00 | -500 | -526 | -204.36 | -510 | 0 | -526 | -510
2035-11-26 18:00 | 100 | -526 | 395.64 | -510 | 0 | -526 | -510
2035-11-26 19:00 | 700 | -526 | 700 | -510 | 0 | -526 | -510
2035-11-26 20:00 | 700 | -526 | 700 | -510 | 0 | -526 | -510
2035-11-26 21:00 | 700 | -526 | 700 | -510 | 0 | -526 | -510
2035-11-26 22:00 | 700 | -526 | 700 | -510 | 0 | -526 | -510
2035-11-26 23:00 | 700 | -526 | 700 | -510 | 0 | -526 | -510
2035-11-27 | 700 | -226 | 700 | -214.88 | 0 | -226 | -210
2035-11-27 01:00 | 700 | 0 | 700 | 0 | 0 | 0 | 0
2035-11-27 02:00 | 700 | 0 | 700 | 0 | 0 | 0 | 0
2035-11-27 03:00 | 700 | 49.38 | 700 | 300 | 190 | 300 | 300
2035-11-27 04:00 | 700 | 74 | 700 | 90 | -110 | 74 | 90
2035-11-27 05:00 | 700 | -226 | 700 | -210 | -410 | -226 | -210
2035-11-27 06:00 | 329.9 | -526 | 700 | -510 | -710 | -526 | -510
2035-11-27 07:00 | 490.79 | -526 | 700 | -510 | -710 | -526 | -510
2035-11-27 08:00 | 666.96 | -526 | 700 | -510 | -710 | -526 | -510
2035-11-27 09:00 | 600 | -526 | 129.11 | -510 | -710 | -526 | -510
2035-11-27 10:00 | 0 | -226 | -470.89 | -510 | -710 | -526 | -510
2035-11-27 11:00 | 0 | -471.96 | 0 | -510 | -710 | -526 | -510
2035-11-27 12:00 | -270.83 | -526 | -100 | -510 | -710 | -526 | -510
2035-11-27 13:00 | -700 | -376.1 | -700 | -510 | -710 | -526 | -510
2035-11-27 14:00 | -700 | -76.1 | -700 | -510 | -710 | -526 | -510
2035-11-27 15:00 | -700 | 0 | -700 | -510 | -710 | -526 | -510
2035-11-27 16:00 | -500 | 0 | -500 | -510 | -710 | -526 | -510
2035-11-27 17:00 | 100 | 0 | 100 | -510 | -710 | -526 | -510
2035-11-27 18:00 | 700 | -226 | 700 | -510 | -710 | -526 | -510
2035-11-27 19:00 | 700 | -526 | 700 | -510 | -710 | -526 | -510
2035-11-27 20:00 | 700 | -526 | 700 | -510 | -710 | -526 | -510
2035-11-27 21:00 | 700 | -526 | 700 | -510 | -710 | -526 | -510
2035-11-27 22:00 | 700 | -226 | 700 | -510 | -442.18 | -226 | -510
2035-11-27 23:00 | 700 | 0 | 700 | -228.35 | -142.18 | -226 | -210
2035-11-28 | 700 | -52.82 | 700 | -510 | 0 | -526 | -248.9
2035-11-28 01:00 | 700 | 0 | 700 | -509.46 | 0 | -226 | -133.86
2035-11-28 02:00 | 700 | -300 | 700 | -209.46 | 0 | -95 | -90
2035-11-28 03:00 | 700 | 0 | 700 | 90.54 | 300 | 205 | 210
2035-11-28 04:00 | 700 | 300 | 700 | 390.54 | 600 | 505 | 510
2035-11-28 05:00 | 700 | 300 | 700 | 390 | 300 | 300 | 489.71
2035-11-28 06:00 | 700 | 0 | 700 | 90 | 0 | 0 | 189.71
2035-11-28 07:00 | 700 | -300 | 700 | -210 | -300 | -300 | -110.29
2035-11-28 08:00 | 512.61 | -226 | 700 | -510 | -410 | -272.44 | -365.53
2035-11-28 09:00 | 564.09 | -526 | 700 | -510 | -710 | -526 | -510
2035-11-28 10:00 | 700 | -526 | 668.72 | -510 | -710 | -526 | -510
2035-11-28 11:00 | 100 | -370.08 | 68.72 | -510 | -710 | -526 | -510
2035-11-28 12:00 | 0 | -526 | -141.43 | -510 | -710 | -526 | -510
2035-11-28 13:00 | -423.33 | -526 | 0 | -510 | -710 | -526 | -510
2035-11-28 14:00 | 100 | -526 | 8.92 | -510 | -710 | -526 | -510
2035-11-28 15:00 | 700 | -526 | 153.41 | -510 | -710 | -526 | -510
2035-11-28 16:00 | 127.69 | -526 | 700 | -510 | -710 | -526 | -510
2035-11-28 17:00 | 700 | -526 | 700 | -510 | -710 | -526 | -510
2035-11-28 18:00 | 700 | -526 | 700 | -510 | -710 | -526 | -510
2035-11-28 19:00 | 700 | -526 | 700 | -510 | -710 | -526 | -510
2035-11-28 20:00 | 700 | -526 | 700 | 0 | -710 | -526 | -510
2035-11-28 21:00 | 700 | -526 | 700 | 0 | -710 | -526 | -510
2035-11-28 22:00 | 700 | -526 | 700 | 0 | -710 | -526 | -510
2035-11-28 23:00 | 700 | -526 | 700 | 0 | -710 | -526 | -510
2035-11-29 | 700 | -226 | 700 | 0 | -410 | -226 | -210
2035-11-29 01:00 | 700 | 74 | 700 | 0 | -110 | 74 | 90
2035-11-29 02:00 | 700 | 374 | 700 | 0 | 190 | 374 | 390
2035-11-29 03:00 | 700 | 505 | 700 | 0 | 490 | 505 | 510
2035-11-29 04:00 | 700 | 374 | 700 | 0 | 190 | 374 | 390
2035-11-29 05:00 | 700 | 74 | 700 | 0 | -110 | 74 | 90
2035-11-29 06:00 | 100 | -226 | 375.61 | 0 | -410 | -226 | -210
2035-11-29 07:00 | 504.1 | -526 | 700 | 0 | -710 | -526 | -510
2035-11-29 08:00 | 700 | -526 | 657.51 | 0 | -710 | -526 | -510
2035-11-29 09:00 | 700 | -526 | 700 | 0 | -710 | -526 | -510
2035-11-29 10:00 | 142.8 | -526 | 100 | 0 | -710 | -526 | -510
2035-11-29 11:00 | -190.78 | -526 | -500 | 0 | -710 | -526 | -510
2035-11-29 12:00 | 0 | -526 | 0 | 0 | -710 | -526 | -510
2035-11-29 13:00 | 0 | -522.55 | 0 | 0 | -710 | -526 | -510
2035-11-29 14:00 | 67.69 | -526 | 600 | 0 | -710 | -526 | -510
2035-11-29 15:00 | 0 | -526 | 443.12 | 0 | -710 | -526 | -510
2035-11-29 16:00 | 0 | -526 | 0 | 0 | -710 | -526 | -510
2035-11-29 17:00 | 100 | -513.9 | 100 | 0 | -710 | -526 | -510
2035-11-29 18:00 | 700 | -526 | 700 | 0 | -710 | -526 | -510
2035-11-29 19:00 | 700 | -526 | 700 | 0 | -710 | -526 | -510
2035-11-29 20:00 | 700 | -526 | 700 | 0 | -710 | -526 | -510
2035-11-29 21:00 | 700 | -526 | 700 | 0 | -710 | -526 | -510
2035-11-29 22:00 | 700 | -526 | 700 | 0 | -710 | -526 | -510
2035-11-29 23:00 | 700 | -269.88 | 700 | 0 | -710 | -526 | -510
2035-11-30 | 700 | 0 | 700 | 0 | -410 | -226 | -490.6
2035-11-30 01:00 | 700 | -184.39 | 700 | 0 | -110 | -459.8 | -192.76
2035-11-30 02:00 | 700 | 0 | 639.15 | 0 | 0 | -159.8 | 0
2035-11-30 03:00 | 100 | 0 | 39.15 | 0 | 0 | 0 | 0
2035-11-30 04:00 | -500 | 0 | -518.91 | 0 | -300 | 0 | -210
2035-11-30 05:00 | -700 | 0 | -700 | 0 | -600 | -37.04 | -510
2035-11-30 06:00 | -700 | 0 | -700 | 0 | -710 | 0 | -510
2035-11-30 07:00 | -700 | 0 | -700 | 0 | -710 | -226 | -510
2035-11-30 08:00 | -700 | -300 | -700 | 0 | -710 | -526 | -510
2035-11-30 09:00 | -700 | 0 | -700 | 0 | -710 | -343.32 | -510
2035-11-30 10:00 | -700 | 0 | -700 | 0 | -710 | -144.23 | -510
2035-11-30 11:00 | -700 | 0 | -700 | 0 | -710 | 0 | -510
2035-11-30 12:00 | -700 | 0 | -700 | 0 | -710 | -29.66 | -510
2035-11-30 13:00 | -700 | 0 | -700 | 0 | -710 | -244.58 | -510
2035-11-30 14:00 | -600 | 0 | -658.15 | 0 | -574.93 | -25.2 | -510
2035-11-30 15:00 | 0 | -226 | -58.15 | 0 | -540.43 | -226 | -510
2035-11-30 16:00 | 600 | -526 | 541.85 | 0 | -240.43 | -526 | -368.97
2035-11-30 17:00 | 700 | -428.93 | 700 | 0 | -410 | -526 | -348.9
2035-11-30 18:00 | 700 | -526 | 700 | 0 | -710 | -526 | -510
2035-11-30 19:00 | 700 | -526 | 700 | 0 | -710 | -526 | -510
2035-11-30 20:00 | 700 | -526 | 700 | -510 | -710 | -526 | -510
2035-11-30 21:00 | 700 | -226 | 700 | -227.69 | -410 | -226 | -210
2035-11-30 22:00 | 700 | 0 | 700 | -227.69 | -110 | 0 | 0
2035-11-30 23:00 | 700 | 0 | 700 | -277.6 | 0 | 0 | 0
2035-12-01 | 700 | 0 | 700 | 22.4 | 0 | 0 | 0
2035-12-01 01:00 | 700 | 0 | 700 | 322.4 | 0 | 0 | 0
2035-12-01 02:00 | 700 | 0 | 700 | 510 | 0 | 0 | 0
2035-12-01 03:00 | 700 | 0 | 700 | 510 | 0 | 0 | 0
2035-12-01 04:00 | 700 | 0 | 700 | 510 | 0 | 0 | 0
2035-12-01 05:00 | 700 | 0 | 700 | 378.58 | 0 | 0 | 0
2035-12-01 06:00 | 700 | 0 | 700 | 78.58 | -110 | 0 | 0
2035-12-01 07:00 | 700 | -226 | 700 | -210 | -410 | -226 | -210
2035-12-01 08:00 | 467.85 | -526 | 700 | -510 | -710 | -526 | -510
2035-12-01 09:00 | 700 | -526 | 700 | -510 | -710 | -526 | -510
2035-12-01 10:00 | 700 | -526 | 604.26 | -510 | -710 | -526 | -510
2035-12-01 11:00 | 700 | -526 | 604.26 | -510 | -710 | -526 | -510
2035-12-01 12:00 | 700 | -526 | 652.26 | -510 | -710 | -526 | -510
2035-12-01 13:00 | 700 | -526 | 700 | -510 | -710 | -526 | -510
2035-12-01 14:00 | 700 | -526 | 700 | -510 | -710 | -526 | -510
2035-12-01 15:00 | 700 | -526 | 700 | -510 | -710 | -526 | -510
2035-12-01 16:00 | 700 | -526 | 700 | -510 | -710 | -526 | -510
2035-12-01 17:00 | 700 | -526 | 700 | -510 | -710 | -526 | -510
2035-12-01 18:00 | 700 | -526 | 700 | -510 | -710 | -526 | -510
2035-12-01 19:00 | 700 | -526 | 700 | -510 | -710 | -526 | -510
2035-12-01 20:00 | 700 | -526 | 700 | -510 | -710 | -526 | -510
2035-12-01 21:00 | 700 | -226 | 700 | -510 | -410.64 | -246.04 | -510
2035-12-01 22:00 | 700 | -9.05 | 689.26 | -510 | -110.64 | -526 | -229.6
2035-12-01 23:00 | 700 | -64.24 | 700 | -510 | -9.1 | -431.29 | -300
2035-12-02 | 610.73 | 0 | 700 | -300 | 0 | -131.29 | -186.85
2035-12-02 01:00 | 405.93 | 0 | 100 | 0 | 0 | 0 | 0
2035-12-02 02:00 | 0 | 0 | -38.76 | 0 | 0 | 0 | 0
2035-12-02 03:00 | 0 | 0 | -25.83 | 0 | -110 | 0 | 0
2035-12-02 04:00 | -411.24 | 0 | -625.83 | -210 | -410 | 0 | -210
2035-12-02 05:00 | -700 | 0 | -700 | -510 | -710 | -300 | -510
2035-12-02 06:00 | -700 | 0 | -700 | -510 | -670.75 | -440.15 | -510
2035-12-02 07:00 | -700 | 0 | -700 | -510 | -370.75 | -183.81 | -210
2035-12-02 08:00 | -700 | 0 | -700 | -213.7 | -70.75 | 0 | 0
2035-12-02 09:00 | -700 | 0 | -700 | -510 | 0 | 0 | -126.22
2035-12-02 10:00 | -700 | 0 | -700 | -510 | 0 | 0 | -426.22
2035-12-02 11:00 | -700 | -226 | -700 | -510 | -271.72 | -226 | -510
2035-12-02 12:00 | -700 | -526 | -700 | -510 | -408.64 | -526 | -510
2035-12-02 13:00 | -700 | -268.76 | -700 | -510 | -410 | -526 | -470.15
2035-12-02 14:00 | -700 | -226 | -700 | -357.65 | -110 | -226 | -170.15
2035-12-02 15:00 | -100 | -526 | -100 | -510 | -410 | -526 | -456.17
2035-12-02 16:00 | 0 | -526 | 0 | -510 | -710 | -526 | -510
2035-12-02 17:00 | -533.24 | -526 | 0 | -510 | -410 | -526 | -286.48
2035-12-02 18:00 | -100 | -226 | -317.22 | -457.99 | -110 | -226 | -175.45
2035-12-02 19:00 | -700 | 0 | -606.44 | -157.99 | 0 | 0 | 0
2035-12-02 20:00 | -700 | 0 | -700 | -41.74 | 0 | 0 | 0
2035-12-02 21:00 | -700 | 0 | -700 | -90 | 0 | 0 | -158.75
2035-12-02 22:00 | -700 | 0 | -700 | 210 | 0 | 0 | 141.25
2035-12-02 23:00 | -700 | 300 | -700 | 510 | 300 | 300 | 441.25
2035-12-03 | -100 | 0 | -100 | 210 | 0 | 0 | 141.25
2035-12-03 01:00 | 0 | 0 | 0 | 96.63 | 0 | 0 | 0
2035-12-03 02:00 | 0 | 0 | 0 | 0 | 0 | 0 | 0
2035-12-03 03:00 | 0 | 0 | 0 | 300 | 0 | 0 | 185.15
2035-12-03 04:00 | 0 | 0 | 0 | 300 | 0 | 0 | 274.33
2035-12-03 05:00 | 0 | 0 | 542.1 | 0 | 0 | 0 | 0
2035-12-03 06:00 | 77 | 0 | 542.1 | 0 | -110 | 0 | 0
2035-12-03 07:00 | -57.95 | -226 | -57.9 | -210 | -410 | -226 | -210
2035-12-03 08:00 | 312.86 | -526 | 542.1 | -510 | -710 | -526 | -510
2035-12-03 09:00 | -100 | -526 | -57.9 | -510 | -710 | -526 | -510
2035-12-03 10:00 | -700 | -526 | -657.9 | -510 | -710 | -526 | -510
2035-12-03 11:00 | -700 | -526 | -700 | -510 | -710 | -526 | -510
2035-12-03 12:00 | -700 | -526 | -700 | -510 | -710 | -526 | -510
2035-12-03 13:00 | -100 | -226 | -100 | -510 | -410 | -226 | -449.64
2035-12-03 14:00 | 100 | 0 | 100 | -510 | -442.75 | -300 | -510
2035-12-03 15:00 | 700 | 0 | 700 | -210 | -142.75 | 0 | -210
2035-12-03 16:00 | 700 | -300 | 700 | -510 | -442.75 | -300 | -510
2035-12-03 17:00 | 700 | -526 | 700 | -510 | -710 | -526 | -510
2035-12-03 18:00 | 700 | -526 | 700 | -510 | -710 | -526 | -510
2035-12-03 19:00 | 700 | -226 | 700 | -510 | -593.79 | -226 | -510
2035-12-03 20:00 | 700 | -389.09 | 700 | -510 | -300 | -526 | -227.78
2035-12-03 21:00 | 700 | -429.03 | 700 | -510 | 0 | -526 | 72.22
2035-12-03 22:00 | 639.46 | -129.03 | 600 | -210 | 44.85 | -226 | 300
2035-12-03 23:00 | 39.46 | 0 | 0 | -116.86 | 0 | 0 | 0
2035-12-04 | -336.85 | 0 | -493.94 | 0 | 0 | 0 | 0
2035-12-04 01:00 | -700 | 0 | -493.94 | -210 | 0 | 0 | 0
2035-12-04 02:00 | -700 | 0 | -700 | -510 | -284.34 | 0 | -300
2035-12-04 03:00 | -700 | 0 | -700 | -210 | -380.6 | 0 | -210
2035-12-04 04:00 | -700 | 74 | -700 | 90 | -110 | 74 | 90
2035-12-04 05:00 | -700 | -226 | -700 | -210 | -410 | -226 | -210
2035-12-04 06:00 | -700 | -526 | -700 | -510 | -710 | -526 | -510
2035-12-04 07:00 | -700 | -526 | -700 | -510 | -710 | -526 | -510
2035-12-04 08:00 | -700 | -526 | -700 | -510 | -710 | -526 | -510
2035-12-04 09:00 | -700 | -526 | -700 | -510 | -710 | -526 | -510
2035-12-04 10:00 | -700 | -526 | -700 | -510 | -710 | -526 | -510
2035-12-04 11:00 | -700 | -226 | -700 | -210 | -410 | -226 | -210
2035-12-04 12:00 | -700 | 74 | -700 | 90 | -110 | 74 | 90
2035-12-04 13:00 | -700 | 0 | -700 | -210 | -263.9 | 0 | -210
2035-12-04 14:00 | -700 | -300 | -700 | -510 | -563.9 | -300 | -510
2035-12-04 15:00 | -700 | -526 | -700 | -510 | -710 | -526 | -510
2035-12-04 16:00 | -700 | -526 | -700 | -510 | -710 | -526 | -510
2035-12-04 17:00 | -700 | -526 | -700 | -510 | -710 | -526 | -510
2035-12-04 18:00 | -700 | -526 | -700 | -510 | -710 | -526 | -510
2035-12-04 19:00 | -700 | -526 | -700 | -510 | -710 | -526 | -510
2035-12-04 20:00 | -700 | -526 | -700 | -510 | -710 | -526 | -510
2035-12-04 21:00 | -700 | -526 | -700 | -510 | -710 | -526 | -510
2035-12-04 22:00 | -700 | -226 | -700 | -210 | -410 | -226 | -210
2035-12-04 23:00 | -700 | 74 | -700 | 90 | -110 | 74 | 90
2035-12-05 | -700 | 374 | -700 | 390 | 190 | 374 | 390
2035-12-05 01:00 | -700 | 505 | -700 | 510 | 490 | 505 | 510
2035-12-05 02:00 | -700 | 505 | -700 | 510 | 710 | 505 | 510
2035-12-05 03:00 | -700 | 505 | -700 | 510 | 490 | 505 | 510
2035-12-05 04:00 | -700 | 374 | -700 | 390 | 190 | 374 | 390
2035-12-05 05:00 | -700 | 74 | -700 | 90 | -110 | 74 | 90
2035-12-05 06:00 | -700 | -226 | -700 | -210 | -410 | -226 | -210
2035-12-05 07:00 | -700 | -526 | -700 | -510 | -710 | -526 | -510
2035-12-05 08:00 | -700 | -526 | -700 | -510 | -410 | -526 | -354.83
2035-12-05 09:00 | -700 | -526 | -700 | -510 | -313.94 | -526 | -510
2035-12-05 10:00 | -700 | -526 | -700 | -510 | -300 | -526 | -337.3
2035-12-05 11:00 | -700 | -526 | -700 | -510 | 0 | -526 | -37.3
2035-12-05 12:00 | -700 | -492.59 | -700 | -510 | 0 | -526 | 55.22
2035-12-05 13:00 | -700 | -192.59 | -700 | -431.15 | 0 | -226 | 0
2035-12-05 14:00 | -700 | -224.22 | -700 | -510 | 0 | -526 | 46.76
2035-12-05 15:00 | -700 | -226 | -193.11 | -210 | -249.61 | -226 | -210
2035-12-05 16:00 | -500 | -526 | -233.99 | -510 | -549.61 | -526 | -510
2035-12-05 17:00 | 100 | -526 | 366.01 | -510 | -710 | -526 | -510
2035-12-05 18:00 | 700 | -526 | 700 | -510 | -710 | -526 | -510
2035-12-05 19:00 | 700 | -526 | 700 | -510 | -710 | -526 | -510
2035-12-05 20:00 | 700 | -526 | 700 | -510 | -710 | -526 | -510
2035-12-05 21:00 | 700 | -526 | 700 | -510 | -710 | -526 | -510
2035-12-05 22:00 | 700 | -526 | 700 | -510 | -710 | -526 | -510
2035-12-05 23:00 | 700 | -226 | 700 | -300 | -410 | -226 | -262.43
2035-12-06 | 700 | 74 | 700 | 0 | -110 | 74 | 37.57
2035-12-06 01:00 | 700 | 74 | 700 | 300 | 190 | 374 | 337.57
2035-12-06 02:00 | 700 | 74.8 | 700 | 510 | 490 | 505 | 510
2035-12-06 03:00 | 700 | 74.8 | 700 | 510 | 600 | 505 | 510
2035-12-06 04:00 | 700 | 300 | 700 | 390 | 300 | 397.8 | 390
2035-12-06 05:00 | 700 | 0 | 700 | 90 | 0 | 97.8 | 90
2035-12-06 06:00 | 100 | 0 | 239.95 | -210 | -300 | 0 | -210
2035-12-06 07:00 | 0 | -41.19 | 0 | -510 | -600 | -300 | -510
2035-12-06 08:00 | 0 | 0 | 0 | -458.96 | -300 | 0 | -210
2035-12-06 09:00 | 0 | 0 | 0 | -469.78 | 0 | 0 | 0
2035-12-06 10:00 | -285.74 | 0 | 0 | -210 | 0 | 0 | 0
2035-12-06 11:00 | 0 | 0 | 0 | -510 | -300 | 0 | -300
2035-12-06 12:00 | 0 | 0 | 0 | -510 | -543 | 0 | -510
2035-12-06 13:00 | 0 | 0 | 0 | -510 | -349.9 | 0 | -510
2035-12-06 14:00 | 0 | 0 | 0 | -510 | -120.61 | 0 | -343.18
2035-12-06 15:00 | 0 | 0 | 44.41 | -210 | -110 | 0 | -43.18
2035-12-06 16:00 | 0 | -226 | 0 | -510 | -410 | -226 | -343.18
2035-12-06 17:00 | -479.38 | -526 | 0 | -510 | -710 | -526 | -510
2035-12-06 18:00 | 120.62 | -526 | 600 | -510 | -710 | -526 | -510
2035-12-06 19:00 | 700 | -526 | 700 | -510 | -710 | -526 | -510
2035-12-06 20:00 | 700 | -526 | 700 | -510 | -710 | -526 | -510
2035-12-06 21:00 | 700 | -226 | 700 | -210 | -410 | -226 | -210
2035-12-06 22:00 | 700 | 0 | 700 | -510 | -346.82 | 0 | -510
2035-12-06 23:00 | 700 | 0 | 700 | -510 | -298.46 | -183.31 | -510
2035-12-07 | 700 | -153.74 | 700 | -510 | -560.61 | -483.31 | -510
2035-12-07 01:00 | 700 | -416.67 | 700 | -510 | -573.58 | -526 | -510
2035-12-07 02:00 | 700 | -116.67 | 700 | -300 | -273.58 | -226 | -233.25
2035-12-07 03:00 | 700 | 183.33 | 700 | 0 | 26.42 | 74 | 66.75
2035-12-07 04:00 | 700 | 300 | 700 | 90 | 180.63 | 300 | 90
2035-12-07 05:00 | 700 | 0 | 700 | -210 | -119.37 | 0 | -210
2035-12-07 06:00 | 700 | -300 | 700 | -510 | -419.37 | -300 | -510
2035-12-07 07:00 | 100 | -525.66 | 100 | -510 | -710 | -526 | -510
2035-12-07 08:00 | 700 | -526 | 700 | -510 | -614.01 | -526 | -510
2035-12-07 09:00 | 700 | -526 | 700 | -510 | -314.01 | -526 | -510
2035-12-07 10:00 | 100 | -283.11 | 100 | -510 | -385.59 | -526 | -510
2035-12-07 11:00 | 0 | -488.95 | 0 | -510 | -612.98 | -526 | -510
2035-12-07 12:00 | -600 | -526 | -600 | -510 | -438.89 | -526 | -510
2035-12-07 13:00 | 0 | -437.49 | 0 | -510 | -461.04 | -526 | -510
2035-12-07 14:00 | 131.36 | -526 | 600 | 0 | -556.14 | -526 | -510
2035-12-07 15:00 | 641.56 | -526 | 600 | 0 | -489.51 | -526 | -510
2035-12-07 16:00 | 700 | -526 | 700 | 0 | -710 | -526 | -510
2035-12-07 17:00 | 700 | -526 | 700 | 0 | -507.62 | -526 | -510
2035-12-07 18:00 | 700 | -526 | 700 | 0 | -392.79 | -526 | -510
2035-12-07 19:00 | 700 | -526 | 700 | 0 | -631.68 | -526 | -510
2035-12-07 20:00 | 700 | -526 | 700 | 0 | -471.72 | -526 | -510
2035-12-07 21:00 | 700 | -526 | 700 | 0 | -589.03 | -526 | -510
2035-12-07 22:00 | 700 | -226 | 700 | 0 | -289.03 | -226 | -322.45
2035-12-07 23:00 | 700 | 0 | 700 | 0 | 0 | -270.26 | -79.33
2035-12-08 | 700 | 0 | 700 | 0 | 166.27 | 0 | 220.67
2035-12-08 01:00 | 700 | 0 | 404.41 | 0 | 0 | 0 | 0
2035-12-08 02:00 | 500 | 0 | 126.32 | 0 | 0 | 0 | 0
2035-12-08 03:00 | -100 | 0 | -473.68 | 0 | -110 | 0 | -186
2035-12-08 04:00 | -700 | 0 | -700 | 0 | -410 | -209.04 | -373.33
2035-12-08 05:00 | -700 | -226 | -700 | 0 | -710 | -509.04 | -510
2035-12-08 06:00 | -700 | -526 | -700 | 0 | -710 | -526 | -510
2035-12-08 07:00 | -700 | -526 | -700 | 0 | -710 | -526 | -510
2035-12-08 08:00 | -700 | -526 | -700 | 0 | -710 | -526 | -510
2035-12-08 09:00 | -700 | -526 | -700 | 0 | -710 | -526 | -510
2035-12-08 10:00 | -700 | -526 | -700 | 0 | -710 | -526 | -510
2035-12-08 11:00 | -700 | -526 | -700 | 0 | -710 | -526 | -510
2035-12-08 12:00 | -700 | -526 | -700 | 0 | -710 | -526 | -510
2035-12-08 13:00 | -700 | -526 | -700 | 0 | -710 | -526 | -510
2035-12-08 14:00 | -700 | -526 | -700 | 0 | -710 | -526 | -510
2035-12-08 15:00 | -700 | -526 | -700 | 0 | -710 | -526 | -510
2035-12-08 16:00 | -700 | -526 | -700 | 0 | -710 | -526 | -510
2035-12-08 17:00 | -700 | -526 | -700 | 0 | -710 | -526 | -510
2035-12-08 18:00 | -696.16 | -226 | -100 | 0 | -410 | -226 | -210
2035-12-08 19:00 | -700 | 0 | -487.19 | 0 | -110 | 0 | 0
2035-12-08 20:00 | -700 | 0 | -487.19 | 0 | 0 | 0 | 0
2035-12-08 21:00 | -100 | 0 | -550.73 | 0 | 0 | 0 | 0
2035-12-08 22:00 | 0 | 0 | -700 | 0 | 0 | 0 | 0
2035-12-08 23:00 | -600 | 0 | -700 | 0 | 0 | 0 | 0
2035-12-09 | 0 | 0 | -141.96 | 0 | 0 | 0 | 0
2035-12-09 01:00 | -266.64 | 0 | 0 | 0 | 0 | 0 | 0
2035-12-09 02:00 | 0 | 0 | -64.26 | 0 | 0 | 0 | 0
2035-12-09 03:00 | 600 | 0 | 408.78 | 0 | 0 | 0 | 0
2035-12-09 04:00 | 700 | 0 | 700 | 0 | 300 | 0 | 49.01
2035-12-09 05:00 | 700 | -300 | 700 | 0 | 0 | -300 | -250.99
2035-12-09 06:00 | 700 | -526 | 700 | 0 | -9.94 | -526 | -95.79
2035-12-09 07:00 | 700 | -526 | 695.52 | 0 | -309.94 | -526 | -265.26
2035-12-09 08:00 | 700 | -526 | 582.59 | 0 | -609.94 | -526 | -510
2035-12-09 09:00 | 510.11 | -526 | 0 | 0 | -710 | -526 | -510
2035-12-09 10:00 | 79.16 | -526 | 0 | 0 | -710 | -526 | -510
2035-12-09 11:00 | -100 | -526 | -554.12 | 0 | -710 | -526 | -510
2035-12-09 12:00 | -700 | -526 | -700 | 0 | -410 | -526 | -267.26
2035-12-09 13:00 | -700 | -226 | -700 | 0 | -110 | -319.52 | -64.04
2035-12-09 14:00 | -700 | 0 | -700 | -510 | 0 | -19.52 | -364.04
2035-12-09 15:00 | -700 | 0 | -700 | -510 | 0 | 0 | -489.83
2035-12-09 16:00 | -700 | 0 | -700 | -510 | 0 | -37.84 | -300
2035-12-09 17:00 | -298.64 | 0 | -700 | -210 | 0 | 0 | 0
2035-12-09 18:00 | -100 | 0 | -356.71 | 0 | 0 | 0 | 0
2035-12-09 19:00 | -700 | 0 | -700 | -300 | 0 | 0 | -300
2035-12-09 20:00 | -700 | 0 | -700 | -294.44 | 0 | 0 | 0
2035-12-09 21:00 | -700 | 0 | -700 | -420.98 | 0 | 0 | -147.31
2035-12-09 22:00 | -700 | 0 | -700 | -120.98 | 0 | 0 | 0
2035-12-09 23:00 | -700 | 0 | -700 | -420.98 | 0 | 0 | -300
2035-12-10 | -100 | 0 | -100 | -120.98 | 0 | 0 | 0
2035-12-10 01:00 | 0 | 0 | 0 | 0 | 0 | 0 | 0
2035-12-10 02:00 | 600 | 0 | 438.88 | 0 | 0 | 0 | 0
2035-12-10 03:00 | 700 | -226 | 700 | -210 | 37.32 | -226 | 0
2035-12-10 04:00 | 700 | -526 | 700 | -510 | -60.79 | -526 | -300
2035-12-10 05:00 | 100 | -226 | 283.86 | -210 | -110 | -226 | -47.76
2035-12-10 06:00 | 100 | -226 | 100 | -510 | -410 | -226 | -347.76
2035-12-10 07:00 | 700 | -526 | 700 | -510 | -710 | -526 | -510
2035-12-10 08:00 | 600 | -526 | 600 | -510 | -710 | -526 | -510
2035-12-10 09:00 | 0 | -526 | 0 | -510 | -710 | -526 | -510
2035-12-10 10:00 | -600 | -526 | -385.85 | -510 | -710 | -526 | -510
2035-12-10 11:00 | 0 | -526 | 214.15 | -510 | -710 | -526 | -510
2035-12-10 12:00 | -600 | -526 | -385.85 | -510 | -710 | -526 | -510
2035-12-10 13:00 | -700 | -526 | -700 | -510 | -710 | -526 | -510
2035-12-10 14:00 | -100 | -526 | -100 | -510 | -710 | -526 | -510
2035-12-10 15:00 | 310.13 | -526 | 197.12 | -510 | -710 | -526 | -510
2035-12-10 16:00 | 600 | -526 | 197.12 | -510 | -410 | -526 | -251.07
2035-12-10 17:00 | 600 | -526 | 0 | -510 | -300 | -526 | -322.42
2035-12-10 18:00 | 0 | -226 | 0 | -210 | 0 | -226 | -22.42
2035-12-10 19:00 | 16.84 | -226 | 0 | -210 | 228.26 | -226 | 0
2035-12-10 20:00 | 616.84 | -526 | 600 | -510 | -71.74 | -526 | -300
2035-12-10 21:00 | 700 | -526 | 700 | -510 | -38.89 | -526 | -510
2035-12-10 22:00 | 700 | -300 | 700 | -510 | 0 | -300 | -300
2035-12-10 23:00 | 700 | 0 | 700 | -210 | 148.05 | 0 | 0
2035-12-11 | 700 | 0 | 700 | 90 | 448.05 | 300 | 300
2035-12-11 01:00 | 700 | 0 | 700 | 390 | 710 | 353.58 | 510
2035-12-11 02:00 | 700 | 151.89 | 700 | 510 | 710 | 505 | 510
2035-12-11 03:00 | 700 | 0 | 700 | 510 | 538.33 | 401.65 | 510
2035-12-11 04:00 | 700 | 0 | 700 | 210 | 238.33 | 101.65 | 325.04
2035-12-11 05:00 | 700 | -300 | 700 | -90 | -61.67 | -198.35 | 25.04
2035-12-11 06:00 | 491.32 | -226 | 100 | -210 | -361.67 | -226 | -210
2035-12-11 07:00 | 700 | -526 | 700 | -510 | -661.67 | -526 | -510
2035-12-11 08:00 | 700 | -526 | 700 | -510 | -710 | -526 | -510
2035-12-11 09:00 | 500 | -526 | 500 | -510 | -710 | -526 | -510
2035-12-11 10:00 | -100 | -526 | -100 | -510 | -710 | -526 | -510
2035-12-11 11:00 | -700 | -526 | -700 | -510 | -710 | -526 | -510
2035-12-11 12:00 | -700 | -526 | -700 | -510 | -710 | -526 | -510
2035-12-11 13:00 | -700 | -526 | -700 | -510 | -710 | -526 | -510
2035-12-11 14:00 | -700 | -526 | -700 | -510 | -588.16 | -526 | -510
2035-12-11 15:00 | -266.98 | -526 | -120.47 | -510 | -710 | -526 | -510
2035-12-11 16:00 | 333.02 | -526 | 479.53 | -510 | -539.95 | -526 | -510
2035-12-11 17:00 | 700 | -526 | 479.53 | -510 | -710 | -526 | -510
2035-12-11 18:00 | 700 | -526 | 700 | -510 | -487.82 | -526 | -510
2035-12-11 19:00 | 700 | -526 | 700 | -510 | -678.17 | -526 | -510
2035-12-11 20:00 | 600 | -526 | 549.22 | -510 | -678.17 | -526 | -510
2035-12-11 21:00 | 600 | -405.04 | 600 | -510 | -378.17 | -526 | -210
2035-12-11 22:00 | 0 | -105.04 | 0 | -311.08 | -78.17 | -226 | 61.56
2035-12-11 23:00 | 0 | 0 | -549.15 | -11.08 | 0 | 0 | 0
2035-12-12 | 0 | 0 | 50.85 | 0 | 0 | 0 | 0
2035-12-12 01:00 | 0 | 0 | 437.32 | 0 | 0 | 0 | 0
2035-12-12 02:00 | 104.19 | 0 | 0 | 0 | 0 | 0 | 0
2035-12-12 03:00 | 0 | 0 | 434.31 | 300 | 212.3 | 0 | 300
2035-12-12 04:00 | 0 | 0 | 0 | 0 | 0 | 0 | 0
2035-12-12 05:00 | 0 | 0 | 0 | 0 | 0 | 0 | 0
2035-12-12 06:00 | 0 | 0 | 0 | 0 | 0 | 0 | 0
2035-12-12 07:00 | 0 | 0 | 0 | 0 | 0 | 0 | 0
2035-12-12 08:00 | 591.09 | 0 | 0 | 0 | 0 | 0 | 0
2035-12-12 09:00 | 700 | 0 | 141.17 | 0 | 0 | 0 | 0
2035-12-12 10:00 | 700 | -300 | 700 | -300 | -129.68 | -300 | -300
2035-12-12 11:00 | 614.29 | -526 | 700 | -510 | 0 | -526 | -22.99
2035-12-12 12:00 | 614.29 | -526 | 700 | -510 | 0 | -526 | 12.86
2035-12-12 13:00 | 477.87 | -526 | 700 | -510 | 0 | -526 | -46.74
2035-12-12 14:00 | 700 | -526 | 700 | -510 | -110 | -526 | -108.98
2035-12-12 15:00 | 700 | -226 | 700 | -510 | -410 | -448.41 | -330.38
2035-12-12 16:00 | 700 | -526 | 700 | -510 | -710 | -526 | -510
2035-12-12 17:00 | 700 | -526 | 700 | -510 | -710 | -526 | -510
2035-12-12 18:00 | 700 | -526 | 700 | -510 | -710 | -526 | -510
2035-12-12 19:00 | 700 | -526 | 700 | -510 | -710 | -526 | -510
2035-12-12 20:00 | 700 | -526 | 700 | -510 | -710 | -526 | -510
2035-12-12 21:00 | 700 | -526 | 623.58 | -510 | -710 | -526 | -510
2035-12-12 22:00 | 276.46 | -526 | 500 | -510 | -710 | -526 | -510
2035-12-12 23:00 | -100 | -526 | -100 | -510 | -410 | -526 | -406.95
2035-12-13 | -700 | -526 | -700 | -510 | -185.69 | -526 | -390
2035-12-13 01:00 | -700 | -226 | -700 | -210 | 114.31 | -226 | -90
2035-12-13 02:00 | -700 | 74 | -700 | 90 | 414.31 | 74 | 210
2035-12-13 03:00 | -700 | 374 | -700 | 390 | 710 | 374 | 510
2035-12-13 04:00 | -700 | 505 | -700 | 510 | 490 | 505 | 510
2035-12-13 05:00 | -700 | 374 | -700 | 390 | 190 | 374 | 390
2035-12-13 06:00 | -700 | 74 | -700 | 90 | -110 | 74 | 90
2035-12-13 07:00 | -700 | -226 | -700 | -210 | -410 | -226 | -210
2035-12-13 08:00 | -700 | -526 | -700 | -510 | -710 | -526 | -510
2035-12-13 09:00 | -700 | -526 | -700 | -510 | -710 | -526 | -510
2035-12-13 10:00 | -700 | -526 | -700 | -510 | -710 | -526 | -510
2035-12-13 11:00 | -700 | -526 | -700 | -510 | -710 | -526 | -510
2035-12-13 12:00 | -700 | -526 | -700 | -510 | -710 | -526 | -510
2035-12-13 13:00 | -700 | -526 | -700 | -510 | -613.92 | -526 | -510
2035-12-13 14:00 | -700 | -526 | -700 | -510 | -410 | -526 | -510
2035-12-13 15:00 | -700 | -526 | -700 | -510 | -710 | -526 | -510
2035-12-13 16:00 | -700 | -526 | -700 | -510 | -410 | -526 | -510
2035-12-13 17:00 | -700 | -526 | -700 | -510 | -334.88 | -526 | -510
2035-12-13 18:00 | -700 | -526 | -700 | -510 | -34.88 | -526 | -510
2035-12-13 19:00 | -700 | -526 | -700 | -510 | -334.88 | -526 | -510
2035-12-13 20:00 | -700 | -526 | -700 | -510 | -634.88 | -526 | -510
2035-12-13 21:00 | -700 | -526 | -700 | -510 | -683.27 | -526 | -510
2035-12-13 22:00 | -700 | -226 | -700 | -210 | -383.27 | -226 | -210
2035-12-13 23:00 | -700 | 74 | -700 | 90 | -83.27 | 74 | 90
2035-12-14 | -700 | 374 | -700 | 390 | 216.73 | 374 | 390
2035-12-14 01:00 | -700 | 505 | -700 | 510 | 516.73 | 505 | 510
2035-12-14 02:00 | -700 | 505 | -700 | 510 | 710 | 505 | 510
2035-12-14 03:00 | -700 | 505 | -700 | 510 | 579.34 | 505 | 510
2035-12-14 04:00 | -700 | 374 | -700 | 390 | 279.34 | 374 | 390
2035-12-14 05:00 | -700 | 74 | -700 | 90 | -20.66 | 74 | 90
2035-12-14 06:00 | -700 | -226 | -700 | -210 | -320.66 | -226 | -210
2035-12-14 07:00 | -700 | -526 | -700 | -510 | -620.66 | -526 | -510
2035-12-14 08:00 | -700 | -526 | -700 | -510 | -710 | -526 | -510
2035-12-14 09:00 | -700 | -526 | -700 | -510 | -710 | -526 | -510
2035-12-14 10:00 | -700 | -526 | -700 | -510 | -710 | -526 | -510
2035-12-14 11:00 | -700 | -526 | -700 | -510 | -410 | -526 | -510
2035-12-14 12:00 | -700 | -526 | -700 | -510 | -118.49 | -526 | -510
2035-12-14 13:00 | -700 | -526 | -700 | -510 | -418.49 | -526 | -510
2035-12-14 14:00 | -700 | -526 | -700 | -510 | -335.55 | -526 | -510
2035-12-14 15:00 | -700 | -526 | -700 | -510 | -372.72 | -526 | -510
2035-12-14 16:00 | -700 | -526 | -700 | -510 | -329.66 | -526 | -510
2035-12-14 17:00 | -700 | -526 | -700 | -510 | -511.25 | -526 | -510
2035-12-14 18:00 | -700 | -526 | -700 | -510 | -710 | -526 | -510
2035-12-14 19:00 | -700 | -526 | -700 | -510 | -710 | -526 | -510
2035-12-14 20:00 | -700 | -526 | -700 | -510 | -710 | -526 | -510
2035-12-14 21:00 | -700 | -526 | -700 | -510 | -410 | -526 | -510
2035-12-14 22:00 | -700 | -526 | -700 | -510 | -269.87 | -526 | -510
2035-12-14 23:00 | -700 | -226 | -700 | -300 | -288.27 | -298.96 | -300
2035-12-15 | -700 | 74 | -700 | 0 | 11.73 | 1.04 | 0
2035-12-15 01:00 | -700 | 0 | -700 | -207.89 | 0 | 0 | 0
2035-12-15 02:00 | -700 | 300 | -700 | 92.11 | 300 | 300 | 300
2035-12-15 03:00 | -700 | 0 | -700 | 390 | 463.5 | 0 | 390
2035-12-15 04:00 | -700 | 300 | -700 | 90 | 206.31 | 74 | 90
2035-12-15 05:00 | -700 | 0 | -700 | -210 | -93.69 | -226 | -210
2035-12-15 06:00 | -700 | -271.13 | -700 | -510 | -393.69 | -526 | -510
2035-12-15 07:00 | -700 | -448.14 | -700 | -510 | -489.75 | -526 | -510
2035-12-15 08:00 | -700 | -148.14 | -700 | -510 | -204.63 | -226 | -300
2035-12-15 09:00 | -700 | 0 | -700 | -510 | 0 | 0 | 0
2035-12-15 10:00 | -700 | 0 | -700 | -510 | 0 | 0 | 0
2035-12-15 11:00 | -700 | 0 | -700 | -400.75 | 0 | 0 | 0
2035-12-15 12:00 | -700 | -25.05 | -700 | -510 | 0 | -226 | -158.52
2035-12-15 13:00 | -700 | -325.05 | -700 | -510 | 0 | -526 | -332.26
2035-12-15 14:00 | -700 | -25.05 | -700 | -510 | -110 | -511.79 | -458.79
2035-12-15 15:00 | -700 | 0 | -700 | -495.44 | -410 | -226 | -210
2035-12-15 16:00 | -700 | -300 | -700 | -510 | -710 | -526 | -510
2035-12-15 17:00 | -700 | -300 | -700 | -510 | -425.99 | -526 | -510
2035-12-15 18:00 | -700 | 0 | -700 | -210 | -125.99 | -226 | -210
2035-12-15 19:00 | -700 | 0 | -700 | -510 | 0 | -95 | 0
2035-12-15 20:00 | -700 | -266.35 | -700 | -510 | 0 | -395 | -281.66
2035-12-15 21:00 | -700 | 33.65 | -700 | -210 | 300 | -95 | 18.34
2035-12-15 22:00 | -700 | 333.65 | -700 | 90 | 600 | 205 | 318.34
2035-12-15 23:00 | -100 | 505 | -100 | 390 | 710 | 505 | 510
2035-12-16 | 500 | 505 | 500 | 510 | 710 | 505 | 371.28
2035-12-16 01:00 | 0 | 505 | 700 | 510 | 526.87 | 505 | 71.28
2035-12-16 02:00 | 600 | 205 | 700 | 510 | 465.04 | 505 | 300
2035-12-16 03:00 | 600 | 300 | 700 | 210 | 165.04 | 505 | 0
2035-12-16 04:00 | 0 | 0 | 700 | 510 | 465.04 | 505 | 285.23
2035-12-16 05:00 | 396.3 | 0 | 700 | 210 | 165.04 | 505 | 510
2035-12-16 06:00 | 0 | 249.7 | 700 | 510 | -134.96 | 505 | 510
2035-12-16 07:00 | 264.53 | 505 | 100 | 510 | 165.04 | 505 | 510
2035-12-16 08:00 | -335.47 | 505 | -500 | 510 | 465.04 | 505 | 510
2035-12-16 09:00 | -700 | 505 | -700 | 510 | 490 | 505 | 510
2035-12-16 10:00 | -700 | 374 | -700 | 390 | 190 | 374 | 390
2035-12-16 11:00 | -700 | 74 | -700 | 90 | -110 | 74 | 90
2035-12-16 12:00 | -700 | -226 | -700 | -210 | -410 | -226 | -210
2035-12-16 13:00 | -700 | -526 | -700 | -510 | -710 | -526 | -510
2035-12-16 14:00 | -700 | -526 | -700 | -510 | -710 | -526 | -510
2035-12-16 15:00 | -700 | -226 | -700 | -510 | -410 | -226 | -510
2035-12-16 16:00 | -700 | 0 | -700 | -510 | -410 | 0 | -510
2035-12-16 17:00 | -700 | 0 | -700 | -510 | -710 | -80.81 | -510
2035-12-16 18:00 | -700 | 0 | -700 | -510 | -410 | 0 | -210
2035-12-16 19:00 | -700 | 0 | -700 | -510 | -110 | 0 | 0
2035-12-16 20:00 | -700 | 0 | -700 | -510 | 0 | 0 | 0
2035-12-16 21:00 | -700 | 0 | -700 | -510 | 0 | 0 | 0
2035-12-16 22:00 | -700 | 0 | -700 | -510 | 0 | 0 | 0
2035-12-16 23:00 | -700 | 0 | -700 | -510 | 0 | 0 | 0
2035-12-17 | -700 | 0 | -700 | -210 | 0 | 0 | 0
2035-12-17 01:00 | -700 | 0 | -700 | -483.47 | 0 | 0 | 0
2035-12-17 02:00 | -700 | 0 | -700 | -230.41 | -290.31 | 0 | -300
2035-12-17 03:00 | -700 | 0 | -700 | 69.59 | -110 | 0 | 0
2035-12-17 04:00 | -700 | 300 | -700 | 369.59 | 190 | 300 | 300
2035-12-17 05:00 | -700 | 0 | -700 | 69.59 | -110 | 0 | 0
2035-12-17 06:00 | -700 | -300 | -700 | -230.41 | -410 | -300 | -300
2035-12-17 07:00 | -700 | -526 | -700 | -510 | -710 | -526 | -510
2035-12-17 08:00 | -700 | -526 | -561.71 | -510 | -710 | -526 | -510
2035-12-17 09:00 | -700 | -526 | -100 | -510 | -710 | -526 | -510
2035-12-17 10:00 | -700 | -226 | -700 | -210 | -410 | -226 | -210
2035-12-17 11:00 | -700 | -526 | -700 | -510 | -110 | -526 | -257.57
2035-12-17 12:00 | -700 | -526 | -700 | -510 | -175.23 | -526 | -210
2035-12-17 13:00 | -700 | -526 | -700 | -510 | -475.23 | -526 | -510
2035-12-17 14:00 | -700 | -526 | -700 | -510 | -175.23 | -526 | -380.34
2035-12-17 15:00 | -700 | -226 | -700 | -210 | -219 | -226 | -210
2035-12-17 16:00 | -700 | -526 | -700 | -510 | -519 | -526 | -510
2035-12-17 17:00 | -700 | -526 | -700 | -510 | -710 | -526 | -510
2035-12-17 18:00 | -700 | -526 | -700 | -510 | -710 | -526 | -510
2035-12-17 19:00 | -700 | -526 | -700 | -510 | -710 | -526 | -510
2035-12-17 20:00 | -700 | -526 | -700 | -510 | -710 | -526 | -510
2035-12-17 21:00 | -700 | -526 | -700 | -510 | -710 | -526 | -510
2035-12-17 22:00 | -700 | -526 | -700 | -510 | -710 | -526 | -510
2035-12-17 23:00 | -700 | -526 | -700 | -510 | -710 | -526 | -510
2035-12-18 | -700 | -526 | -700 | -510 | -410 | -526 | -341.09
2035-12-18 01:00 | -700 | -226 | -700 | -210 | -110 | -226 | -41.09
2035-12-18 02:00 | -700 | -526 | -700 | -510 | -316.5 | -526 | -341.09
2035-12-18 03:00 | -700 | -226 | -700 | -210 | -16.5 | -226 | -41.09
2035-12-18 04:00 | -700 | 74 | -700 | 90 | 283.5 | 74 | 258.91
2035-12-18 05:00 | -700 | 374 | -700 | 390 | 583.5 | 374 | 510
2035-12-18 06:00 | -700 | 505 | -700 | 510 | 710 | 505 | 510
2035-12-18 07:00 | -700 | 505 | -700 | 510 | 710 | 505 | 510
2035-12-18 08:00 | -700 | 300 | -700 | 252.61 | 410 | 300 | 300
2035-12-18 09:00 | -700 | 0 | -700 | -47.39 | 110 | 0 | 0
2035-12-18 10:00 | -700 | 74 | -700 | 90 | -110 | 74 | 90
2035-12-18 11:00 | -700 | -226 | -700 | -210 | -410 | -226 | -210
2035-12-18 12:00 | -700 | -526 | -700 | -510 | -710 | -526 | -510
2035-12-18 13:00 | -700 | -226 | -700 | -510 | -421.88 | -226 | -510
2035-12-18 14:00 | -700 | 0 | -700 | -510 | -121.88 | -214.58 | -297.17
2035-12-18 15:00 | -700 | 0 | -700 | -510 | 0 | 0 | -309.38
2035-12-18 16:00 | -236.91 | -226 | -700 | -354.48 | 0 | -226 | -210
2035-12-18 17:00 | -700 | -526 | -585.08 | -510 | 0 | -526 | -510
2035-12-18 18:00 | -700 | -526 | -208.47 | -510 | -182.19 | -526 | -510
2035-12-18 19:00 | -100 | -526 | -700 | -510 | -60.54 | -526 | -510
2035-12-18 20:00 | -700 | -526 | -166.04 | -510 | -81.4 | -526 | -329.5
2035-12-18 21:00 | -700 | -226 | -700 | -210 | 0 | -226 | -29.5
2035-12-18 22:00 | -700 | -226 | -700 | -510 | -300 | -226 | -329.5
2035-12-18 23:00 | -700 | -526 | -700 | -510 | -215.12 | -526 | -510
2035-12-19 | -700 | -226 | -700 | -210 | 84.88 | -226 | -210
2035-12-19 01:00 | -700 | 74 | -700 | 90 | 384.88 | 74 | 90
2035-12-19 02:00 | -700 | 374 | -700 | 390 | 684.88 | 374 | 390
2035-12-19 03:00 | -700 | 505 | -700 | 510 | 710 | 505 | 510
2035-12-19 04:00 | -700 | 505 | -700 | 510 | 490 | 505 | 510
2035-12-19 05:00 | -700 | 374 | -700 | 390 | 190 | 374 | 390
2035-12-19 06:00 | -700 | 74 | -700 | 90 | -110 | 74 | 90
2035-12-19 07:00 | -700 | -226 | -700 | -210 | -410 | -226 | -210
2035-12-19 08:00 | -700 | -526 | -700 | -510 | -710 | -526 | -510
2035-12-19 09:00 | -700 | -526 | -700 | -510 | -710 | -526 | -510
2035-12-19 10:00 | -700 | -526 | -700 | -510 | -710 | -526 | -510
2035-12-19 11:00 | -700 | -226 | -700 | -210 | -410 | -226 | -210
2035-12-19 12:00 | -700 | -226 | -700 | -210 | -410 | -226 | -210
2035-12-19 13:00 | -700 | -526 | -700 | -510 | -710 | -526 | -510
2035-12-19 14:00 | -700 | -526 | -700 | -510 | -710 | -526 | -510
2035-12-19 15:00 | -700 | -526 | -700 | -510 | -710 | -526 | -510
2035-12-19 16:00 | -700 | -526 | -700 | -510 | -710 | -526 | -510
2035-12-19 17:00 | -700 | -526 | -700 | -510 | -710 | -526 | -510
2035-12-19 18:00 | -700 | -526 | -700 | -510 | -710 | -526 | -510
2035-12-19 19:00 | -700 | -526 | -700 | -510 | -710 | -526 | -510
2035-12-19 20:00 | -700 | -526 | -700 | -510 | -710 | -526 | -510
2035-12-19 21:00 | -700 | -526 | -700 | -510 | -710 | -526 | -510
2035-12-19 22:00 | -700 | -526 | -700 | -510 | -710 | -526 | -510
2035-12-19 23:00 | -700 | -526 | -700 | -510 | -710 | -526 | -510
2035-12-20 | -700 | -226 | -700 | -210 | -410 | -226 | -210
2035-12-20 01:00 | -700 | 74 | -700 | 90 | -110 | 74 | 90
2035-12-20 02:00 | -700 | 374 | -700 | 390 | 190 | 374 | 390
2035-12-20 03:00 | -700 | 505 | -700 | 390 | 310.25 | 374 | 390
2035-12-20 04:00 | -700 | 358.29 | -700 | 90 | 10.25 | 74 | 90
2035-12-20 05:00 | -700 | 58.29 | -700 | -210 | -289.75 | -226 | -210
2035-12-20 06:00 | -700 | -241.71 | -700 | -510 | -589.75 | -526 | -510
2035-12-20 07:00 | -700 | -149.2 | -700 | -510 | -611.08 | -526 | -510
2035-12-20 08:00 | -700 | 0 | -700 | -510 | -461.89 | -226 | -510
2035-12-20 09:00 | -700 | 0 | -700 | -510 | -464.34 | -233.33 | -510
2035-12-20 10:00 | -700 | 0 | -700 | -510 | -378.61 | -66.06 | -510
2035-12-20 11:00 | -700 | -226 | -700 | -510 | -627.53 | -366.06 | -510
2035-12-20 12:00 | -700 | -526 | -700 | -510 | -710 | -526 | -510
2035-12-20 13:00 | -700 | -526 | -700 | -510 | -584.02 | -526 | -510
2035-12-20 14:00 | -700 | -336.79 | -700 | -510 | -512.32 | -526 | -510
2035-12-20 15:00 | -700 | -36.79 | -700 | -510 | -605.94 | -226 | -510
2035-12-20 16:00 | -700 | 0 | -700 | -510 | -710 | -174.48 | -510
2035-12-20 17:00 | -700 | 0 | -700 | -510 | -506.6 | 0 | -510
2035-12-20 18:00 | -516.48 | 0 | -401.66 | -510 | -206.6 | 0 | -266.73
2035-12-20 19:00 | 0 | -226 | 198.34 | -210 | -410 | -226 | -210
2035-12-20 20:00 | 600 | -526 | 700 | -510 | -710 | -526 | -510
2035-12-20 21:00 | 0 | -526 | 700 | -510 | -710 | -526 | -510
2035-12-20 22:00 | 0 | -226 | 700 | -210 | -410 | -226 | -210
2035-12-20 23:00 | 24.07 | 0 | 700 | 0 | -110 | 0 | 0
2035-12-21 | 624.07 | 0 | 700 | 87.83 | 0 | 0 | 0
2035-12-21 01:00 | 700 | 0 | 700 | -90 | 0 | 0 | -9.41
2035-12-21 02:00 | 700 | 0 | 700 | 210 | 300 | 300 | 290.59
2035-12-21 03:00 | 700 | 0 | 700 | 510 | 600 | 393.72 | 510
2035-12-21 04:00 | 700 | 0 | 700 | 390 | 710 | 499.64 | 510
2035-12-21 05:00 | 700 | 0 | 700 | 90 | 490 | 199.64 | 476.02
2035-12-21 06:00 | 700 | 0 | 700 | -210 | 190 | -100.36 | 176.02
2035-12-21 07:00 | 700 | -300 | 700 | -510 | -110 | -400.36 | -123.98
2035-12-21 08:00 | 700 | -267.55 | 700 | -510 | -410 | -526 | -423.98
2035-12-21 09:00 | 700 | -526 | 700 | -510 | -710 | -526 | -510
2035-12-21 10:00 | 700 | -526 | 700 | -510 | -710 | -526 | -510
2035-12-21 11:00 | 700 | -526 | 700 | -510 | -710 | -526 | -510
2035-12-21 12:00 | 700 | -526 | 700 | -510 | -710 | -526 | -510
2035-12-21 13:00 | 700 | -526 | 700 | -510 | -710 | -526 | -510
2035-12-21 14:00 | 700 | -526 | 700 | -510 | -710 | -526 | -510
2035-12-21 15:00 | 700 | -526 | 700 | -510 | -710 | -526 | -510
2035-12-21 16:00 | 700 | -526 | 700 | -510 | -710 | -526 | -510
2035-12-21 17:00 | 700 | -526 | 700 | -510 | -710 | -526 | -510
2035-12-21 18:00 | 700 | -526 | 700 | -510 | -710 | -526 | -510
2035-12-21 19:00 | 700 | -526 | 700 | -510 | -710 | -526 | -510
2035-12-21 20:00 | 700 | -498.07 | 700 | -510 | -710 | -526 | -510
2035-12-21 21:00 | 700 | -198.07 | 700 | -223.71 | -410 | -226 | -210
2035-12-21 22:00 | 700 | 42.76 | 700 | 76.29 | -110 | 74 | 90
2035-12-21 23:00 | 700 | 0 | 700 | -223.71 | 0 | 0 | -83.63
2035-12-22 | 700 | 0 | 700 | 76.29 | 0 | 0 | 216.37
2035-12-22 01:00 | 700 | 0 | 700 | 376.29 | 0 | 0 | 280.59
2035-12-22 02:00 | 700 | 0 | 700 | 510 | 110 | 0 | 280.59
2035-12-22 03:00 | 700 | 0 | 700 | 510 | 410 | 42.57 | 280.59
2035-12-22 04:00 | 700 | 300 | 700 | 510 | 710 | 342.57 | 510
2035-12-22 05:00 | 700 | 0 | 700 | 390 | 410 | 42.57 | 300
2035-12-22 06:00 | 700 | 0 | 700 | 90 | 110 | 0 | 0
2035-12-22 07:00 | 700 | 0 | 700 | -210 | -157.49 | 0 | -210
2035-12-22 08:00 | 700 | -300 | 700 | -510 | -457.49 | -300 | -510
2035-12-22 09:00 | 700 | -526 | 700 | -510 | -710 | -526 | -510
2035-12-22 10:00 | 700 | -526 | 700 | -510 | -710 | -526 | -510
2035-12-22 11:00 | 700 | -526 | 700 | -510 | -710 | -526 | -510
2035-12-22 12:00 | 700 | -526 | 700 | -510 | -710 | -526 | -510
2035-12-22 13:00 | 700 | -526 | 700 | -510 | -710 | -526 | -510
2035-12-22 14:00 | 700 | -526 | 700 | -510 | -710 | -526 | -510
2035-12-22 15:00 | 700 | -526 | 700 | -510 | -710 | -526 | -510
2035-12-22 16:00 | 700 | -526 | 700 | -510 | -710 | -526 | -510
2035-12-22 17:00 | 700 | -526 | 700 | -510 | -710 | -526 | -510
2035-12-22 18:00 | 700 | -226 | 700 | -510 | -444.47 | -459.8 | -510
2035-12-22 19:00 | 700 | 0 | 700 | -212.6 | -144.47 | -159.8 | -210
2035-12-22 20:00 | 700 | -300 | 700 | -188.56 | 0 | -300 | 68.73
2035-12-22 21:00 | 500 | 0 | 500 | 111.44 | 300 | 0 | 368.73
2035-12-22 22:00 | -100 | 0 | -100 | 411.44 | 110 | 0 | 440.98
2035-12-22 23:00 | -700 | 300 | -700 | 510 | 410 | 300 | 446.96
2035-12-23 | -700 | 0 | -700 | 210 | 110 | 0 | 146.96
2035-12-23 01:00 | -700 | -177.07 | -700 | -90 | -190 | -300 | -153.04
2035-12-23 02:00 | -700 | 122.93 | -700 | 210 | 110 | 0 | 146.96
2035-12-23 03:00 | -700 | 422.93 | -700 | 510 | 410 | 300 | 446.96
2035-12-23 04:00 | -700 | 505 | -700 | 510 | 710 | 505 | 510
2035-12-23 05:00 | -700 | 505 | -700 | 510 | 710 | 505 | 510
2035-12-23 06:00 | -700 | 505 | -700 | 510 | 710 | 505 | 510
2035-12-23 07:00 | -700 | 505 | -700 | 510 | 710 | 505 | 510
2035-12-23 08:00 | -700 | 505 | -700 | 510 | 646.86 | 505 | 510
2035-12-23 09:00 | -700 | 300 | -700 | 390 | 346.86 | 300 | 356.5
2035-12-23 10:00 | -700 | 0 | -700 | 90 | 46.86 | 0 | 56.5
2035-12-23 11:00 | -700 | -226 | -700 | -210 | -253.14 | -226 | -210
2035-12-23 12:00 | -700 | 74 | -700 | 90 | 46.86 | 74 | 90
2035-12-23 13:00 | -700 | 374 | -700 | 390 | 190 | 374 | 390
2035-12-23 14:00 | -700 | 74 | -700 | 90 | -110 | 74 | 90
2035-12-23 15:00 | -700 | -226 | -700 | -210 | -410 | -226 | -210
2035-12-23 16:00 | -700 | -526 | -700 | -510 | -710 | -526 | -510
2035-12-23 17:00 | -700 | -526 | -700 | -510 | -710 | -526 | -510
2035-12-23 18:00 | -700 | -526 | -700 | -510 | -710 | -526 | -510
2035-12-23 19:00 | -700 | -526 | -700 | -510 | -710 | -526 | -510
2035-12-23 20:00 | -700 | -526 | -700 | -510 | -710 | -526 | -510
2035-12-23 21:00 | -700 | -526 | -700 | -510 | -710 | -526 | -510
2035-12-23 22:00 | -700 | -526 | -700 | -510 | -710 | -526 | -510
2035-12-23 23:00 | -700 | -226 | -700 | -210 | -410 | -226 | -210
2035-12-24 | -700 | -95 | -700 | -98.56 | -110 | -95 | -90
2035-12-24 01:00 | -700 | 205 | -700 | 201.44 | 190 | 205 | 210
2035-12-24 02:00 | -700 | 505 | -700 | 501.44 | 490 | 505 | 510
2035-12-24 03:00 | -700 | 505 | -700 | 510 | 490 | 505 | 510
2035-12-24 04:00 | -700 | 374 | -700 | 390 | 190 | 374 | 390
2035-12-24 05:00 | -700 | 74 | -700 | 90 | -110 | 74 | 90
2035-12-24 06:00 | -700 | -226 | -700 | -210 | -410 | -226 | -210
2035-12-24 07:00 | -700 | -526 | -700 | -510 | -710 | -526 | -510
2035-12-24 08:00 | -700 | -526 | -700 | -510 | -710 | -526 | -510
2035-12-24 09:00 | -700 | -226 | -700 | -510 | -710 | -366.37 | -510
2035-12-24 10:00 | -700 | 0 | -700 | -510 | -657.92 | -66.37 | -510
2035-12-24 11:00 | -700 | 0 | -700 | -510 | -357.92 | -143.23 | -460.26
2035-12-24 12:00 | -700 | -215.27 | -700 | -510 | -177.97 | -443.23 | -210
2035-12-24 13:00 | -700 | 0 | -700 | -510 | -477.97 | -143.23 | -510
2035-12-24 14:00 | -700 | 0 | -700 | -510 | -345.75 | -155.69 | -510
2035-12-24 15:00 | -100 | 0 | -100 | -210 | -45.75 | 0 | -210
2035-12-24 16:00 | -38.75 | 0 | 0 | 0 | 0 | 0 | 0
2035-12-24 17:00 | 100 | 0 | 100 | -53.69 | 0 | 0 | 0
2035-12-24 18:00 | 700 | -92.64 | 700 | -353.69 | 0 | -300 | 0
2035-12-24 19:00 | 700 | 0 | 700 | -53.69 | 0 | 0 | 0
2035-12-24 20:00 | 700 | 0 | 700 | -41.89 | 0 | 0 | 0
2035-12-24 21:00 | 700 | 0 | 700 | 0 | 0 | 0 | 0
2035-12-24 22:00 | 700 | 0 | 700 | 300 | 0 | 0 | 31.78
2035-12-24 23:00 | 700 | 0 | 700 | 0 | 0 | 0 | 0
2035-12-25 | 700 | 0 | 700 | 0 | 0 | 0 | 0
2035-12-25 01:00 | 700 | 0 | 700 | 0 | 0 | 0 | 0
2035-12-25 02:00 | 700 | 0 | 700 | 210 | 239.51 | 0 | 210
2035-12-25 03:00 | 700 | 300 | 700 | 510 | 539.51 | 300 | 510
2035-12-25 04:00 | 700 | 300 | 700 | 448.12 | 600 | 490.07 | 510
2035-12-25 05:00 | 700 | 0 | 700 | 148.12 | 300 | 190.07 | 210
2035-12-25 06:00 | 700 | -300 | 700 | -151.88 | 0 | -109.93 | -90
2035-12-25 07:00 | 700 | 0 | 700 | -451.88 | -69.28 | 0 | -390
2035-12-25 08:00 | 700 | 0 | 700 | -510 | -38.43 | 0 | -510
2035-12-25 09:00 | 700 | 0 | 700 | -510 | -110 | 0 | -357.75
2035-12-25 10:00 | 700 | -226 | 700 | -510 | -410 | -226 | -210
2035-12-25 11:00 | 700 | -526 | 700 | -510 | -710 | -526 | -510
2035-12-25 12:00 | 246.31 | -526 | 700 | -510 | -410 | -526 | -225.4
2035-12-25 13:00 | 164.04 | -526 | 700 | -510 | -110 | -526 | -225.23
2035-12-25 14:00 | 217.54 | -526 | 700 | -510 | 0 | -526 | -210
2035-12-25 15:00 | 632.17 | -526 | 700 | -510 | -11.89 | -526 | -510
2035-12-25 16:00 | 632.17 | -526 | 383.65 | -510 | -23.19 | -526 | -427.39
2035-12-25 17:00 | 615.24 | -526 | 383.65 | -510 | -323.19 | -526 | -510
2035-12-25 18:00 | 617.94 | -259.57 | 700 | -510 | -623.19 | -526 | -510
2035-12-25 19:00 | 17.94 | 0 | 100 | -510 | -323.19 | -226 | -400.53
2035-12-25 20:00 | -582.06 | 0 | -500 | -510 | -97.12 | 0 | -408.31
2035-12-25 21:00 | -700 | 0 | -700 | -510 | -397.12 | 0 | -510
2035-12-25 22:00 | -700 | 0 | -700 | -510 | -215.01 | 0 | -510
2035-12-25 23:00 | -700 | 0 | -700 | -210 | -316.48 | 0 | -210
2035-12-26 | -700 | 74 | -700 | 90 | -110 | 74 | 90
2035-12-26 01:00 | -700 | -226 | -700 | -210 | -410 | -226 | -210
2035-12-26 02:00 | -700 | -526 | -700 | -510 | -710 | -526 | -510
2035-12-26 03:00 | -700 | -526 | -700 | -510 | -710 | -526 | -510
2035-12-26 04:00 | -700 | -226 | -700 | -210 | -410 | -226 | -210
2035-12-26 05:00 | -700 | 0 | -700 | -90 | -110 | -14.05 | -90
2035-12-26 06:00 | -700 | 205 | -700 | 210 | 190 | 250.13 | 210
2035-12-26 07:00 | -700 | 505 | -700 | 510 | 490 | 505 | 510
2035-12-26 08:00 | -700 | 263.89 | -700 | 210 | 190 | 205 | 210
2035-12-26 09:00 | -700 | -36.11 | -700 | -90 | -110 | -95 | -90
2035-12-26 10:00 | -700 | -336.11 | -700 | -390 | -410 | -395 | -390
2035-12-26 11:00 | -700 | -36.11 | -700 | -90 | -110 | -95 | -90
2035-12-26 12:00 | -700 | 263.89 | -700 | 210 | 190 | 205 | 210
2035-12-26 13:00 | -700 | 505 | -700 | 510 | 490 | 505 | 510
2035-12-26 14:00 | -700 | 374 | -700 | 390 | 190 | 374 | 390
2035-12-26 15:00 | -700 | 74 | -700 | 90 | -110 | 74 | 90
2035-12-26 16:00 | -700 | -226 | -700 | -210 | -410 | -226 | -210
2035-12-26 17:00 | -700 | -526 | -700 | -510 | -710 | -526 | -510
2035-12-26 18:00 | -700 | -526 | -700 | -510 | -710 | -526 | -510
2035-12-26 19:00 | -700 | -226 | -700 | -210 | -410 | -226 | -210
2035-12-26 20:00 | -700 | 74 | -700 | 90 | -110 | 74 | 90
2035-12-26 21:00 | -700 | 374 | -700 | 390 | 190 | 374 | 390
2035-12-26 22:00 | -700 | 74 | -700 | 210 | 410 | 145.55 | 210
2035-12-26 23:00 | -700 | 374 | -700 | 510 | 710 | 445.55 | 510
2035-12-27 | -700 | 505 | -700 | 300 | 410.84 | 505 | 300
2035-12-27 01:00 | -700 | 205 | -700 | 0 | 110.84 | 205 | 0
2035-12-27 02:00 | -700 | -95 | -700 | -300 | -189.16 | -95 | -300
2035-12-27 03:00 | -700 | 205 | -700 | 0 | 110.84 | 205 | 0
2035-12-27 04:00 | -700 | 74 | -700 | 90 | -102.32 | 74 | 90
2035-12-27 05:00 | -700 | -226 | -700 | -210 | -402.32 | -226 | -210
2035-12-27 06:00 | -700 | -526 | -700 | -510 | -702.32 | -526 | -510
2035-12-27 07:00 | -700 | -526 | -700 | -510 | -649.78 | -526 | -510
2035-12-27 08:00 | -700 | -526 | -700 | -510 | -648.98 | -526 | -510
2035-12-27 09:00 | -700 | -526 | -700 | -510 | -348.98 | -526 | -210
2035-12-27 10:00 | -700 | -226 | -700 | -510 | -48.98 | -226 | -269.59
2035-12-27 11:00 | -700 | -378.74 | -700 | -510 | -115.08 | -526 | -510
2035-12-27 12:00 | -700 | -78.74 | -700 | -510 | -37.12 | -506.56 | -510
2035-12-27 13:00 | -700 | 0 | -700 | -510 | 0 | -206.56 | -355.98
2035-12-27 14:00 | -700 | -226 | -700 | -210 | -182.62 | -226 | -210
2035-12-27 15:00 | -700 | -526 | -526.12 | -510 | -482.62 | -526 | -510
2035-12-27 16:00 | -700 | -526 | -526.12 | -510 | -182.62 | -526 | -510
2035-12-27 17:00 | -700 | -526 | -700 | -510 | -334.07 | -526 | -510
2035-12-27 18:00 | -700 | -526 | -700 | -510 | -465.79 | -526 | -510
2035-12-27 19:00 | -700 | -526 | -700 | -510 | -317.54 | -526 | -510
2035-12-27 20:00 | -700 | -526 | -700 | -510 | -300 | -526 | -510
2035-12-27 21:00 | -700 | -226 | -700 | -510 | 0 | -311.69 | -214.91
2035-12-27 22:00 | -700 | -526 | -700 | -510 | 0 | -526 | -130.37
2035-12-27 23:00 | -700 | -526 | -700 | -510 | 0 | -526 | -126.58
2035-12-28 | -700 | -526 | -700 | -510 | 47.95 | -526 | 0
2035-12-28 01:00 | -700 | -226 | -700 | -210 | 347.95 | -226 | 300
2035-12-28 02:00 | -700 | 74 | -700 | 90 | 647.95 | 74 | 510
2035-12-28 03:00 | -700 | 374 | -700 | 390 | 710 | 374 | 510
2035-12-28 04:00 | -700 | 505 | -700 | 510 | 695.89 | 505 | 510
2035-12-28 05:00 | -700 | 374 | -700 | 390 | 395.89 | 374 | 390
2035-12-28 06:00 | -700 | 74 | -700 | 90 | 95.89 | 74 | 90
2035-12-28 07:00 | -700 | -226 | -700 | -210 | -204.11 | -226 | -210
2035-12-28 08:00 | -700 | -526 | -700 | -510 | -504.11 | -526 | -510
2035-12-28 09:00 | -700 | -526 | -700 | -510 | -384.41 | -526 | -303.93
2035-12-28 10:00 | -700 | -526 | -700 | -510 | -84.41 | -526 | -3.93
2035-12-28 11:00 | -700 | -226 | -700 | -510 | 215.59 | -494.86 | 296.07
2035-12-28 12:00 | -700 | -226 | -700 | -210 | -84.41 | -226 | 0
2035-12-28 13:00 | -700 | -526 | -700 | -510 | -384.41 | -526 | -300
2035-12-28 14:00 | -700 | -226 | -700 | -210 | -110 | -226 | 0
2035-12-28 15:00 | -700 | -226 | -700 | -210 | -410 | -226 | -210
2035-12-28 16:00 | -700 | -526 | -700 | -510 | -710 | -526 | -510
2035-12-28 17:00 | -700 | -526 | -700 | -510 | -710 | -526 | -510
2035-12-28 18:00 | -700 | -526 | -700 | -510 | -710 | -526 | -510
2035-12-28 19:00 | -700 | -526 | -700 | -510 | -710 | -526 | -510
2035-12-28 20:00 | -700 | -526 | -700 | -510 | -710 | -526 | -510
2035-12-28 21:00 | -700 | -526 | -700 | -510 | -689.47 | -526 | -510
2035-12-28 22:00 | -700 | -226 | -700 | -210 | -389.47 | -226 | -210
2035-12-28 23:00 | -700 | 74 | -700 | 90 | -89.47 | 74 | 90
2035-12-29 | -700 | 374 | -700 | 390 | 210.53 | 374 | 390
2035-12-29 01:00 | -700 | 505 | -700 | 510 | 510.53 | 505 | 510
2035-12-29 02:00 | -700 | 505 | -700 | 510 | 710 | 505 | 510
2035-12-29 03:00 | -700 | 505 | -700 | 510 | 710 | 505 | 510
2035-12-29 04:00 | -700 | 505 | -700 | 510 | 710 | 505 | 510
2035-12-29 05:00 | -700 | 374 | -700 | 390 | 515.72 | 374 | 390
2035-12-29 06:00 | -700 | 74 | -700 | 90 | 215.72 | 74 | 90
2035-12-29 07:00 | -700 | -226 | -700 | -210 | -84.28 | -226 | -210
2035-12-29 08:00 | -700 | -526 | -700 | -510 | -384.28 | -526 | -510
2035-12-29 09:00 | -700 | -526 | -700 | -510 | -410 | -526 | -510
2035-12-29 10:00 | -700 | -526 | -700 | -510 | -710 | -526 | -510
2035-12-29 11:00 | -700 | -526 | -700 | -510 | -431.59 | -526 | -510
2035-12-29 12:00 | -700 | -526 | -700 | -510 | -131.59 | -526 | -210
2035-12-29 13:00 | -700 | -226 | -700 | -210 | 0 | -226 | -152.13
2035-12-29 14:00 | -700 | 74 | -700 | 90 | -110 | 74 | 90
2035-12-29 15:00 | -700 | -83.74 | -700 | -210 | -410 | -226 | -210
2035-12-29 16:00 | -700 | -383.74 | -700 | -510 | -710 | -526 | -510
2035-12-29 17:00 | -700 | -194 | -700 | -510 | -659.3 | -383.59 | -510
2035-12-29 18:00 | -700 | 0 | -700 | -210 | -359.3 | -83.59 | -210
2035-12-29 19:00 | -113.13 | 0 | -100 | 0 | -59.3 | 0 | 0
2035-12-29 20:00 | -182.63 | 0 | -41.02 | 0 | 0 | 0 | 0
2035-12-29 21:00 | 100 | 0 | 558.98 | 0 | 0 | 0 | 0
2035-12-29 22:00 | 700 | 0 | 700 | 0 | 0 | 0 | 0
2035-12-29 23:00 | 700 | 0 | 700 | 0 | 0 | 0 | 0
2035-12-30 | 700 | 0 | 700 | 300 | 300 | 0 | 300
2035-12-30 01:00 | 700 | 0 | 700 | 510 | 562.12 | 0 | 510
2035-12-30 02:00 | 700 | 0 | 700 | 510 | 710 | 221.16 | 510
2035-12-30 03:00 | 700 | 88.79 | 700 | 510 | 710 | 505 | 510
2035-12-30 04:00 | 700 | 89.6 | 700 | 510 | 600 | 505 | 510
2035-12-30 05:00 | 700 | 243.44 | 700 | 210 | 300 | 242.28 | 210
2035-12-30 06:00 | 700 | 0 | 700 | -90 | 0 | -57.72 | -90
2035-12-30 07:00 | 700 | 0 | 700 | -390 | -110 | 0 | -128.88
2035-12-30 08:00 | 700 | -226 | 700 | -415.91 | -410 | -226 | -210
2035-12-30 09:00 | 700 | -526 | 700 | -510 | -710 | -526 | -510
2035-12-30 10:00 | 473.14 | -526 | 700 | -510 | -710 | -526 | -510
2035-12-30 11:00 | 700 | -526 | 700 | -510 | -710 | -526 | -510
2035-12-30 12:00 | 700 | -526 | 700 | -510 | -710 | -526 | -510
2035-12-30 13:00 | 700 | -526 | 700 | -510 | -710 | -526 | -510
2035-12-30 14:00 | 700 | -526 | 700 | -510 | -710 | -526 | -510
2035-12-30 15:00 | 700 | -526 | 700 | -510 | -710 | -526 | -510
2035-12-30 16:00 | 700 | -526 | 700 | -510 | -710 | -526 | -510
2035-12-30 17:00 | 700 | -526 | 700 | -510 | -710 | -526 | -510
2035-12-30 18:00 | 700 | -526 | 700 | -510 | -710 | -526 | -510
2035-12-30 19:00 | 700 | -526 | 700 | -510 | -710 | -526 | -510
2035-12-30 20:00 | 700 | -226 | 700 | -269.75 | -410 | -226 | -210
2035-12-30 21:00 | 700 | 0 | 700 | -221.12 | -110 | 0 | 0
2035-12-30 22:00 | 700 | 0 | 700 | -300 | -160.71 | -234.72 | -300
2035-12-30 23:00 | 700 | 0 | 700 | 0 | 139.29 | 20.87 | 0
2035-12-31 | 700 | 0 | 700 | -22.76 | 0 | 0 | 0
2035-12-31 01:00 | 534.73 | 0 | 543.76 | 0 | 0 | 0 | 0
2035-12-31 02:00 | 0 | 0 | -56.24 | 0 | 0 | 0 | 0
2035-12-31 03:00 | 0 | 0 | 56.17 | 0 | 0 | 0 | 0
2035-12-31 04:00 | -600 | 0 | -256.54 | 0 | 0 | 0 | 0
2035-12-31 05:00 | -700 | 0 | -700 | 300 | 300 | 123.34 | 300
2035-12-31 06:00 | -700 | 0 | -700 | 0 | 0 | 0 | 0
2035-12-31 07:00 | -700 | 0 | -700 | -256.2 | 0 | 0 | 0
2035-12-31 08:00 | -700 | 0 | -700 | -371.09 | 0 | 0 | -300
2035-12-31 09:00 | -334.41 | 0 | -700 | -71.09 | 0 | 0 | 0
2035-12-31 10:00 | -700 | 0 | -700 | -239.6 | 0 | 0 | 0
2035-12-31 11:00 | -700 | 0 | -700 | -510 | -110 | 0 | -57.12
2035-12-31 12:00 | -700 | 0 | -700 | -510 | -410 | -226 | -357.12
2035-12-31 13:00 | -140.48 | -300 | -700 | -510 | -710 | -526 | -510
2035-12-31 14:00 | -700 | -526 | -101.35 | -510 | -710 | -526 | -510
2035-12-31 15:00 | -700 | -226 | -700 | -510 | -421.63 | -226 | -510
2035-12-31 16:00 | -700 | -526 | -700 | -510 | -710 | -526 | -510
2035-12-31 17:00 | -700 | -526 | -700 | -510 | -410 | -526 | -501.02
2035-12-31 18:00 | -700 | -526 | -117.12 | -510 | -710 | -526 | -510
2035-12-31 19:00 | -100 | -526 | -117.12 | -510 | -710 | -526 | -510
2035-12-31 20:00 | -700 | -226 | -700 | -331.33 | -410 | -226 | -210
2035-12-31 21:00 | -700 | 0 | -700 | -300 | -217.06 | 0 | -300
2035-12-31 22:00 | -500 | 0 | -500 | 0 | 82.94 | 0 | 0
2035-12-31 23:00 | 100 | 300 | 100 | 90 | 300 | 214.21 | 230.28

## 2035 ECP+5GW Pre IC Method
Forecast flows are from 12 AM January 1st of the forecast year until 12 AM on January 1st of the following year (Total of 1 year) The table below details the flows of the Interconnectors that are included in the model run for that forecast scenario. The 2035 (Future Grid) Scenario has the full inclusion of all ECP projects, as well as 5GW of offshore projects under the 2035 Network scenarios. The data included in the Table below takes the inputs used in the 2035 ECP + 5GW Interconnector Model Simulation, but applies the previous Interconnetor Flow Methodology to it (Last used in ECP 2.4) The Interconnector Flow profile is not locked at the Surplus run, and is instead able to Optimise for each run (Surplus, Curtailment and Constraint). *Please note positive figures are importing in all flows, while negative figures are exporting.
2035 100pc ECP + 5GW Offshore Wind - ECP-2.4 IC method - Interconnector Flows
| Surplus | [6 empty] | Curtailment | [6 empty] | Constraint
Datetime | Celtic Flow (MW) | EWIC Flow (MW) | France 2 Flow (MW) | Greenlink Flow (MW) | LirIC Flow (MW) | Mares Flow (MW) | Moyle Flow (MW) | Celtic Flow (MW) | EWIC Flow (MW) | France 2 Flow (MW) | Greenlink Flow (MW) | LirIC Flow (MW) | Mares Flow (MW) | Moyle Flow (MW) | Celtic Flow (MW) | EWIC Flow (MW) | France 2 Flow (MW) | Greenlink Flow (MW) | LirIC Flow (MW) | Mares Flow (MW) | Moyle Flow (MW)
2035-01-01 | 0 | 0 | 0 | 210 | 110 | 0 | 196.64 | -100 | 0 | -100 | 300 | 0 | 0 | 216.84 | 98.02 | 0 | -100 | -210 | 710 | -48.08 | 57.52
2035-01-01 01:00 | 0 | 0 | 0 | 510 | 410 | 0 | 496.64 | 0 | 0 | 0 | 510 | 0 | 0 | 510 | 0 | 0 | 0 | 90 | 410 | 0 | 16.23
2035-01-01 02:00 | 0 | 0 | 0 | 510 | 710 | 238.88 | 510 | 0 | 0 | 0 | 510 | 0 | 0 | 510 | 0 | 0 | 0 | 390 | 110 | 0 | 16.82
2035-01-01 03:00 | 0 | 0 | 0 | 510 | 710 | 0.42 | 510 | 0 | 0 | 0 | 510 | 0 | 0 | 263.05 | 0 | 0 | 0 | 510 | 0 | 0 | 7.05
2035-01-01 04:00 | 0 | 0 | 0 | 510 | 710 | 0 | 510 | 0 | 0 | 0 | 510 | 0 | 0 | 113.31 | 0 | 0 | 0 | 334.5 | 0 | 0 | 182.37
2035-01-01 05:00 | 0 | 0 | 0 | 510 | 710 | 0 | 510 | 0 | 0 | 0 | 510 | 0 | 0 | 307.05 | 0 | 0 | 0 | 510 | 0 | 0 | 7.05
2035-01-01 06:00 | 0 | 0 | 0 | 510 | 710 | 0 | 510 | 0 | 0 | 0 | 510 | 0 | 0 | 7.05 | 0 | 0 | 0 | 406.24 | 110 | 0 | 0.59
2035-01-01 07:00 | 0 | 0 | 0 | 510 | 573.16 | 0 | 510 | 0 | 0 | 0 | 510 | 0 | 0 | 7.05 | 0 | 0 | 0 | 106.24 | 410 | 0 | 0
2035-01-01 08:00 | 0 | 0 | 0 | 510 | 710 | 0 | 510 | 0 | 0 | 0 | 510 | 0 | 0 | 7.05 | 0 | 0 | 0 | -150.08 | 710 | 0 | 0
2035-01-01 09:00 | 0 | 0 | 0 | 510 | 710 | 5.78 | 510 | 0 | 0 | 0 | 510 | 0 | 0 | 7.05 | 0 | 0 | 0 | -450.08 | 710 | -25.75 | 270.24
2035-01-01 10:00 | 0 | 0 | 0 | 510 | 410 | 0 | 496.64 | 0 | 0 | 0 | 510 | 0 | 0 | 7.05 | 0 | -226 | 0 | -173.37 | 710 | 0 | 192.73
2035-01-01 11:00 | 0 | 0 | -64.83 | 210 | 110 | 0 | 196.64 | 0 | 0 | 0 | 510 | 0 | 0 | 7.05 | 0 | -526 | -123.99 | -184.75 | 710 | 0 | 492.73
2035-01-01 12:00 | -600 | 0 | -424.97 | 510 | 0 | 0 | 7.05 | -600 | 0 | -600 | 510 | 0 | 0 | 7.05 | -330.89 | -526 | -700 | -148.22 | 710 | 0 | 457.07
2035-01-01 13:00 | 0 | 0 | -507.37 | 510 | 0 | 0 | 7.05 | -700 | 0 | -165.99 | 510 | 0 | 0 | 7.05 | -71.45 | -526 | -700 | 0 | 710 | 0 | 312.36
2035-01-01 14:00 | -100 | 0 | -310.27 | 390 | 0 | 0 | 126.93 | -668.82 | 0 | -100 | 355.11 | 0 | 0 | 161.79 | -145.41 | -493.25 | -700 | 0 | 710 | 0 | 280.82
2035-01-01 15:00 | -700 | 0 | -700 | 90 | 119.29 | 121.13 | 90 | -700 | 0 | -700 | 55.11 | 0 | 0 | 0 | -476.67 | -526 | -700 | 54.4 | 710 | -226 | 272.89
2035-01-01 16:00 | -700 | 0 | -700 | -210 | -180.71 | -126.43 | -210 | -700 | 0 | -700 | -244.89 | -300 | -229.69 | -300 | -532.39 | -526 | -700 | -245.6 | 710 | -526 | 86.32
2035-01-01 17:00 | -700 | 0 | -700 | -510 | -480.71 | 0 | -510 | -700 | -65.78 | -700 | -510 | -600 | -526 | -510 | -505.52 | -526 | -700 | -510 | 710 | -526 | 15.25
2035-01-01 18:00 | -700 | -219.56 | -700 | -510 | -710 | -300 | -510 | -700 | 0 | -700 | -510 | -710 | -517.89 | -510 | -700 | -526 | -700 | -510 | 710 | -526 | -284.75
2035-01-01 19:00 | -700 | 0 | -700 | -510 | -710 | -517.89 | -510 | -700 | -4.85 | -700 | -510 | -710 | -513.07 | -510 | -700 | -526 | -700 | -510 | 710 | -526 | -283.71
2035-01-01 20:00 | -700 | -138.33 | -700 | -510 | -565.2 | -526 | -510 | -700 | -304.85 | -700 | -510 | -410 | -526 | -500.63 | -700 | -526 | -700 | -510 | 710 | -526 | -510
2035-01-01 21:00 | -700 | 0 | -700 | -510 | -710 | -517.89 | -510 | -700 | -141.59 | -700 | -510 | -561.98 | -526 | -510 | -700 | -526 | -700 | -510 | 710 | -526 | -409.7
2035-01-01 22:00 | -700 | 0 | -700 | -510 | -710 | -517.89 | -510 | -700 | 0 | -700 | -510 | -710 | -517.89 | -510 | -700 | -526 | -700 | -510 | 710 | -526 | -510
2035-01-01 23:00 | -700 | 0 | -700 | -510 | -710 | -517.89 | -510 | -700 | 0 | -700 | -510 | -710 | -517.89 | -510 | -700 | -526 | -700 | -510 | 710 | -526 | -510
2035-01-02 | -700 | 0 | -700 | -510 | -710 | -517.89 | -510 | -700 | -17.47 | -700 | -510 | -710 | -500.55 | -510 | -700 | -526 | -700 | -510 | 710 | -526 | -510
2035-01-02 01:00 | -700 | -23.08 | -700 | -510 | -679.11 | -526 | -510 | -700 | -317.47 | -700 | -510 | -410 | -526 | -488.18 | -700 | -526 | -700 | -510 | 710 | -526 | -510
2035-01-02 02:00 | -700 | 0 | -700 | -510 | -710 | -517.89 | -510 | -700 | -17.47 | -700 | -510 | -705.27 | -505.31 | -510 | -700 | -526 | -700 | -510 | 636.45 | -526 | -510
2035-01-02 03:00 | -700 | 0 | -700 | -510 | -710 | -517.89 | -510 | -700 | 0 | -700 | -510 | -710 | -517.89 | -510 | -700 | -526 | -700 | -510 | 618.85 | -526 | -510
2035-01-02 04:00 | -700 | 0 | -700 | -510 | -710 | -517.89 | -510 | -700 | -149.9 | -700 | -510 | -553.77 | -526 | -510 | -700 | -526 | -700 | -510 | 318.85 | -526 | -510
2035-01-02 05:00 | -700 | 0 | -700 | -510 | -710 | -517.89 | -510 | -700 | 0 | -700 | -510 | -710 | -517.89 | -510 | -700 | -526 | -700 | -510 | 602.14 | -526 | -510
2035-01-02 06:00 | -700 | 0 | -700 | -510 | -710 | -517.89 | -510 | -700 | 0 | -700 | -510 | -710 | -517.89 | -510 | -700 | -526 | -700 | -510 | 710 | -526 | -510
2035-01-02 07:00 | -700 | 0 | -700 | -510 | -710 | -517.89 | -510 | -700 | 0 | -700 | -510 | -710 | -517.89 | -510 | -700 | -526 | -700 | -510 | 710 | -526 | -510
2035-01-02 08:00 | -700 | 0 | -700 | -510 | -710 | -517.89 | -510 | -700 | 0 | -700 | -510 | -710 | -517.89 | -510 | -700 | -526 | -700 | -510 | 710 | -526 | -510
2035-01-02 09:00 | -700 | 0 | -700 | -510 | -710 | -517.89 | -510 | -700 | 0 | -700 | -510 | -710 | -517.89 | -510 | -700 | -526 | -700 | -510 | 710 | -526 | -510
2035-01-02 10:00 | -700 | 0 | -700 | -510 | -710 | -517.89 | -510 | -700 | 0 | -700 | -510 | -710 | -517.89 | -510 | -700 | -526 | -700 | -510 | 710 | -526 | -510
2035-01-02 11:00 | -700 | 0 | -700 | -510 | -710 | -517.89 | -510 | -700 | 0 | -700 | -510 | -710 | -517.89 | -510 | -700 | -526 | -700 | -510 | 710 | -526 | -510
2035-01-02 12:00 | -700 | 0 | -700 | -510 | -710 | -517.89 | -510 | -700 | 0 | -700 | -510 | -710 | -517.89 | -510 | -700 | -526 | -700 | -510 | 710 | -526 | -510
2035-01-02 13:00 | -700 | 0 | -700 | -510 | -710 | -517.89 | -510 | -700 | 0 | -700 | -510 | -710 | -517.89 | -510 | -700 | -526 | -700 | -510 | 710 | -526 | -510
2035-01-02 14:00 | -700 | 0 | -700 | -510 | -710 | -517.89 | -510 | -700 | 0 | -700 | -510 | -710 | -517.89 | -510 | -700 | -526 | -700 | -510 | 710 | -526 | -510
2035-01-02 15:00 | -700 | 0 | -700 | -510 | -710 | -517.89 | -510 | -700 | -57.86 | -700 | -510 | -644.73 | -526 | -510 | -700 | -526 | -700 | -510 | 710 | -526 | -510
2035-01-02 16:00 | -700 | 0 | -700 | -510 | -710 | -517.89 | -510 | -700 | 0 | -700 | -510 | -710 | -517.89 | -510 | -700 | -526 | -700 | -510 | 710 | -526 | -510
2035-01-02 17:00 | -700 | 0 | -700 | -510 | -710 | -517.89 | -510 | -700 | -23.64 | -700 | -510 | -678.56 | -526 | -510 | -700 | -526 | -700 | -510 | 710 | -526 | -510
2035-01-02 18:00 | -700 | -268.94 | -700 | -510 | -436.11 | -526 | -510 | -700 | -15.73 | -700 | -510 | -686.38 | -526 | -510 | -700 | -526 | -700 | -510 | 710 | -526 | -510
2035-01-02 19:00 | -700 | 0 | -700 | -510 | -710 | -517.89 | -510 | -700 | 0 | -700 | -510 | -710 | -517.89 | -510 | -700 | -526 | -700 | -510 | 710 | -526 | -510
2035-01-02 20:00 | -700 | 0 | -700 | -510 | -710 | -517.89 | -510 | -700 | 0 | -700 | -510 | -710 | -517.89 | -510 | -700 | -526 | -700 | -510 | 710 | -526 | -510
2035-01-02 21:00 | -700 | 0 | -700 | -510 | -710 | -517.89 | -510 | -700 | 0 | -700 | -510 | -710 | -517.89 | -510 | -700 | -526 | -700 | -510 | 710 | -526 | -510
2035-01-02 22:00 | -700 | 0 | -700 | -510 | -710 | -517.89 | -510 | -700 | 0 | -700 | -510 | -710 | -517.89 | -510 | -700 | -526 | -700 | -510 | 710 | -526 | -510
2035-01-02 23:00 | -700 | 0 | -700 | -510 | -710 | -517.89 | -510 | -700 | 0 | -700 | -510 | -710 | -517.89 | -510 | -700 | -526 | -700 | -510 | 710 | -526 | -510
2035-01-03 | -700 | 0 | -700 | -510 | -553.09 | -217.89 | -510 | -700 | 0 | -700 | -510 | -710 | -373.32 | -510 | -700 | -526 | -700 | -331.4 | 710 | -526 | -510
2035-01-03 01:00 | -700 | 0 | -700 | -510 | -710 | -517.89 | -510 | -700 | 0 | -700 | -510 | -710 | -517.89 | -510 | -700 | -526 | -700 | -510 | 710 | -526 | -510
2035-01-03 02:00 | -700 | 0 | -700 | -510 | -710 | -517.89 | -510 | -700 | 0 | -700 | -510 | -710 | -517.89 | -510 | -700 | -526 | -700 | -510 | 710 | -526 | -510
2035-01-03 03:00 | -700 | 0 | -700 | -510 | -710 | -459.34 | -510 | -700 | 0 | -700 | -510 | -710 | -517.89 | -510 | -700 | -526 | -700 | -510 | 710 | -526 | -510
2035-01-03 04:00 | -700 | 0 | -700 | -510 | -410 | -300 | -307.85 | -700 | -293.31 | -700 | -510 | -410 | -526 | -309.82 | -700 | -526 | -700 | -510 | 710 | -522.17 | -510
2035-01-03 05:00 | -700 | 0 | -700 | -510 | -523.83 | 0 | -510 | -700 | 0 | -700 | -510 | -631.05 | -226 | -510 | -700 | -526 | -700 | -510 | 710 | -427.33 | -510
2035-01-03 06:00 | -700 | 0 | -700 | -390 | -300 | -187.13 | -413.69 | -700 | 0 | -700 | -510 | -371.33 | -279.51 | -510 | -700 | -526 | -700 | -510 | 710 | -419.3 | -408.63
2035-01-03 07:00 | -700 | 0 | -700 | -90 | 0 | 0 | -113.69 | -700 | 0 | -700 | -210 | -71.33 | 0 | -210 | -700 | -526 | -700 | -450.39 | 710 | -368.77 | -108.63
2035-01-03 08:00 | -600 | 0 | -690.87 | 210 | 120.32 | 0 | 186.31 | -700 | 0 | -700 | 90 | 197.89 | 0 | 90 | -700 | -526 | -700 | -150.39 | 710 | -407.08 | 191.37
2035-01-03 09:00 | 0 | 0 | -300.39 | 510 | 0 | 0 | 7.05 | -639.51 | 0 | -100 | 390 | 0 | 0 | 126.93 | -700 | -494.28 | -700 | 149.61 | 710 | -369.99 | 491.37
2035-01-03 10:00 | 0 | 0 | -656.22 | 510 | 0 | 0 | 7.05 | -83.27 | 0 | -700 | 510 | 0 | 0 | 7.05 | -700 | -526 | -700 | 167.22 | 710 | -375.83 | 510
2035-01-03 11:00 | -600 | 0 | -212.29 | 510 | 0 | 0 | 7.05 | -578.47 | 0 | -700 | 510 | 0 | 0 | 7.05 | -700 | -526 | -700 | 0 | 710 | -424.57 | 510
2035-01-03 12:00 | -700 | 0 | -646.19 | 510 | 0 | 0 | 7.05 | -700 | 0 | -700 | 215.73 | 0 | 0 | 0 | -700 | -526 | -700 | -192.61 | 710 | -526 | 510
2035-01-03 13:00 | -700 | 0 | -700 | 423.18 | 0 | 0 | 0 | -700 | 0 | -700 | 59.21 | 0 | 0 | 0 | -700 | -526 | -700 | -115.29 | 710 | -526 | 510
2035-01-03 14:00 | -700 | 0 | -700 | 487.08 | 0 | 0 | 0 | -700 | 0 | -700 | 138.51 | 0 | 0 | 0 | -700 | -526 | -700 | -92.4 | 710 | -396.31 | 510
2035-01-03 15:00 | -235.79 | 0 | -600 | 510 | 0 | 0 | 7.05 | -700 | 0 | -386.56 | 438.51 | 0 | 0 | 78.47 | -700 | -320.86 | -700 | 98.44 | 710 | -508.59 | 510
2035-01-03 16:00 | -517.21 | 0 | 0 | 510 | 0 | 0 | 7.05 | -700 | 0 | -173.09 | 510 | 0 | 0 | 7.05 | -700 | -20.86 | -700 | 49.03 | 710 | -526 | 287.36
2035-01-03 17:00 | 0 | 0 | -341.77 | 510 | 0 | 0 | 7.05 | -590.26 | 0 | 0 | 510 | 0 | 0 | 7.05 | -312.35 | -184.67 | -700 | 0 | 710 | -526 | 494.09
2035-01-03 18:00 | 0 | 0 | 0 | 510 | 0 | 0 | 7.05 | 0 | 0 | -465.12 | 510 | 0 | 0 | 7.05 | -538.75 | 0 | -700 | 122.29 | 710 | -526 | 194.09
2035-01-03 19:00 | 0 | 0 | -600 | 510 | 0 | 0 | 7.05 | -1.29 | 0 | -700 | 510 | 0 | 0 | 7.05 | -538.75 | -184.67 | -700 | 0 | 710 | -526 | 494.09
2035-01-03 20:00 | -333.3 | 0 | -700 | 510 | 0 | 0 | 7.05 | -601.29 | 0 | -700 | 324.71 | 0 | 0 | 192.15 | -700 | -49.21 | -700 | 0 | 710 | -526 | 363.64
2035-01-03 21:00 | -700 | 0 | -633.01 | 472.16 | 0 | 0 | 44.85 | -700 | 0 | -700 | 24.71 | 0 | 0 | 0 | -700 | 0 | -700 | 35.61 | 710 | -526 | 264.8
2035-01-03 22:00 | -700 | 0 | -700 | 172.16 | 169.65 | 0 | 90 | -700 | 0 | -700 | 89.48 | 0 | 0 | 0 | -700 | -192.04 | -700 | 0 | 710 | -526 | -35.2
2035-01-03 23:00 | -700 | -23.8 | -700 | -127.84 | -130.35 | -300 | -210 | -700 | -67.01 | -700 | -210.52 | -300 | -300 | -300 | -700 | -492.04 | -700 | -241.88 | 710 | -526 | -335.2
2035-01-04 | -700 | 0 | -700 | -427.84 | 0 | 0 | -472.47 | -700 | 0 | -700 | -510 | -107.74 | 0 | -510 | -700 | -493.75 | -700 | 58.12 | 710 | -489.72 | -510
2035-01-04 01:00 | -700 | 0 | -700 | -510 | -282.17 | 0 | -510 | -700 | 0 | -700 | -510 | -407.74 | 0 | -510 | -700 | -526 | -700 | -241.88 | 710 | -526 | -510
2035-01-04 02:00 | -700 | 0 | -700 | -510 | -394.38 | 0 | -510 | -700 | 0 | -700 | -510 | -707.74 | 0 | -510 | -700 | -526 | -700 | -510 | 710 | -526 | -510
2035-01-04 03:00 | -700 | 0 | -700 | -510 | -94.38 | 0 | -510 | -700 | 0 | -700 | -510 | -710 | 0 | -510 | -700 | -526 | -700 | -510 | 710 | -526 | -510
2035-01-04 04:00 | -700 | 0 | -700 | -510 | -196.44 | 0 | -510 | -700 | 0 | -700 | -510 | -659.66 | 0 | -510 | -700 | -526 | -700 | -510 | 710 | -526 | -510
2035-01-04 05:00 | -700 | 0 | -700 | -510 | -102.7 | 0 | -510 | -700 | 0 | -700 | -510 | -445.68 | 0 | -510 | -700 | -526 | -700 | -510 | 710 | -526 | -510
2035-01-04 06:00 | -700 | 0 | -700 | -510 | 0 | 0 | -300 | -700 | 0 | -700 | -510 | -235.82 | 0 | -510 | -700 | -526 | -700 | -510 | 710 | -526 | -510
2035-01-04 07:00 | -700 | 0 | -700 | -281.26 | 0 | 0 | 0 | -700 | 0 | -700 | -390 | 0 | 0 | -253.04 | -700 | -526 | -700 | -409.98 | 710 | -526 | -508.37
2035-01-04 08:00 | -700 | 0 | -700 | 0 | 0 | 0 | -37.5 | -700 | 0 | -700 | -90 | -293.26 | 0 | 0 | -700 | -526 | -700 | -173.86 | 710 | -526 | -208.37
2035-01-04 09:00 | -305.84 | 0 | -700 | 300 | 0 | 0 | 216.84 | -700 | 0 | -664.26 | 210 | 6.74 | 0 | 300 | -700 | -526 | -700 | 110.54 | 710 | -414.94 | 91.63
2035-01-04 10:00 | -259.99 | 0 | -100 | 510 | 0 | 0 | 7.05 | -684.05 | 0 | -64.26 | 510 | 0 | 0 | 7.05 | -680.33 | -526 | -700 | 329.17 | 710 | -420.57 | 391.63
2035-01-04 11:00 | 0 | 0 | -506.34 | 510 | 0 | 0 | 7.05 | -700 | 0 | -194.65 | 510 | 0 | 0 | 7.05 | -700 | -526 | -700 | 79.92 | 710 | -237.52 | 463
2035-01-04 12:00 | -464.6 | 0 | -700 | 510 | 0 | 0 | 7.05 | -700 | 0 | -700 | 339.95 | 0 | 0 | 0 | -700 | -526 | -700 | -93.64 | 710 | -109.46 | 510
2035-01-04 13:00 | 0 | 0 | -699.56 | 510 | 0 | 0 | 7.05 | -700 | 0 | -419.55 | 510 | 0 | 0 | 7.05 | -700 | -526 | -700 | -96.09 | 710 | -83.81 | 487.5
2035-01-04 14:00 | 0 | 0 | -509.22 | 510 | 0 | 0 | 7.05 | -700 | 0 | -216.34 | 510 | 0 | 0 | 7.05 | -562.97 | -526 | -700 | 0 | 710 | -59.16 | 369.76
2035-01-04 15:00 | -212.29 | 0 | 0 | 510 | 0 | 0 | 7.05 | -650.35 | 0 | 0 | 510 | 0 | 0 | 7.05 | -319.55 | -526 | -700 | 0 | 710 | -78.86 | 388.88
2035-01-04 16:00 | 0 | 0 | -583.54 | 510 | 0 | 0 | 7.05 | -700 | 0 | -392.51 | 510 | 0 | 0 | 7.05 | -122.64 | -526 | -700 | 38.06 | 710 | -172.31 | 441.55
2035-01-04 17:00 | 0 | 0 | -115.08 | 510 | 0 | 0 | 7.05 | -100 | 0 | -503.47 | 510 | 0 | 0 | 7.05 | 0 | -526 | -700 | 32.5 | 710 | -237.13 | 510
2035-01-04 18:00 | 0 | 0 | 0 | 510 | 0 | 0 | 7.05 | 0 | 0 | -108.27 | 510 | 0 | 0 | 7.05 | 0 | -526 | -700 | 0 | 710 | -191.34 | 498.03
2035-01-04 19:00 | -100 | 0 | -590.96 | 510 | 0 | 0 | 7.05 | -600 | 0 | -599.72 | 300 | 0 | 0 | 216.84 | -388.97 | -526 | -700 | 177.59 | 710 | -290.49 | 416.83
2035-01-04 20:00 | -700 | 0 | -700 | 347.14 | 0 | 0 | 0 | -700 | 0 | -700 | 0 | -68.17 | 0 | -83.16 | -700 | -332.52 | -700 | 90 | 710 | -448.45 | 471.29
2035-01-04 21:00 | -582.76 | 0 | -700 | 90 | 250.41 | 0 | 90 | -700 | 0 | -541.06 | -210 | 0 | 0 | -164.41 | -700 | -226 | -700 | -210 | 710 | -381.36 | 288.56
2035-01-04 22:00 | -700 | -300 | -700 | -210 | -49.59 | -300 | -210 | -700 | -300 | -700 | -510 | -300 | -300 | -464.41 | -700 | -526 | -700 | -510 | 710 | -521.89 | -11.44
2035-01-04 23:00 | -700 | 0 | -700 | -510 | -245.52 | -160.77 | -510 | -700 | -219.07 | -700 | -510 | -485.4 | -526 | -510 | -700 | -526 | -700 | -510 | 710 | -526 | -311.44
2035-01-05 | -700 | 0 | -700 | -510 | -98.57 | 0 | -510 | -700 | 0 | -700 | -498.41 | -185.4 | -226 | -210 | -700 | -526 | -700 | -510 | 710 | -521.81 | -298.66
2035-01-05 01:00 | -700 | 0 | -700 | -510 | -98.57 | 0 | -510 | -700 | 0 | -700 | -510 | -98.57 | 0 | -510 | -700 | -526 | -700 | -510 | 710 | -480.17 | -340.08
2035-01-05 02:00 | -700 | 0 | -700 | -510 | -98.57 | 0 | -510 | -700 | 0 | -700 | -510 | -98.57 | 0 | -510 | -700 | -526 | -700 | -510 | 710 | -439.23 | -380.81
2035-01-05 03:00 | -700 | 0 | -700 | -510 | -98.57 | 0 | -510 | -700 | 0 | -700 | -510 | -98.57 | 0 | -510 | -700 | -526 | -700 | -510 | 710 | -472.14 | -348.07
2035-01-05 04:00 | -700 | 0 | -700 | -510 | -98.57 | 0 | -510 | -700 | 0 | -700 | -510 | -98.57 | 0 | -510 | -700 | -526 | -700 | -510 | 710 | -454.74 | -365.39
2035-01-05 05:00 | -700 | 0 | -700 | -510 | -98.57 | 0 | -510 | -700 | 0 | -700 | -510 | -98.57 | 0 | -510 | -700 | -526 | -700 | -510 | 710 | -436.93 | -383.11
2035-01-05 06:00 | -700 | 0 | -700 | -510 | -98.57 | 0 | -510 | -700 | 0 | -700 | -510 | -98.57 | 0 | -510 | -700 | -526 | -700 | -510 | 710 | -444.8 | -375.28
2035-01-05 07:00 | -700 | 0 | -700 | -510 | -98.57 | 0 | -510 | -700 | 0 | -700 | -510 | -98.57 | 0 | -510 | -700 | -526 | -700 | -510 | 710 | -495.67 | -324.66
2035-01-05 08:00 | -700 | 0 | -700 | -510 | -98.57 | 0 | -510 | -700 | 0 | -700 | -510 | -98.57 | 0 | -510 | -700 | -526 | -700 | -510 | 710 | -526 | -294.49
2035-01-05 09:00 | -700 | 0 | -700 | -510 | -98.57 | 0 | -510 | -700 | 0 | -700 | -510 | -98.57 | 0 | -510 | -700 | -526 | -700 | -510 | 710 | -526 | -245.86
2035-01-05 10:00 | -700 | 0 | -700 | -510 | -12.08 | -86.84 | -510 | -700 | 0 | -700 | -510 | 0 | -121.19 | -487.89 | -700 | -526 | -700 | -510 | 710 | -526 | -294.49
2035-01-05 11:00 | -700 | 0 | -700 | -510 | -98.57 | 0 | -510 | -700 | 0 | -700 | -510 | -98.57 | 0 | -510 | -700 | -526 | -700 | -510 | 710 | -509.09 | -162.2
2035-01-05 12:00 | -700 | 0 | -700 | -510 | -98.57 | 0 | -510 | -700 | 0 | -700 | -510 | -98.57 | 0 | -510 | -700 | -526 | -700 | -510 | 710 | -499.84 | -320.51
2035-01-05 13:00 | -700 | 0 | -700 | -510 | -98.57 | 0 | -510 | -700 | 0 | -700 | -510 | -98.57 | 0 | -510 | -700 | -526 | -700 | -510 | 710 | -526 | -197.83
2035-01-05 14:00 | -700 | 0 | -700 | -510 | 0 | -115.31 | -493.75 | -700 | 0 | -700 | -510 | -78.22 | -20.43 | -510 | -700 | -526 | -700 | -510 | 710 | -504.74 | -315.63
2035-01-05 15:00 | -700 | 0 | -700 | -510 | -98.57 | 0 | -510 | -700 | 0 | -700 | -510 | -98.57 | 0 | -510 | -700 | -526 | -700 | -510 | 710 | -526 | -294.49
2035-01-05 16:00 | -700 | 0 | -700 | -510 | -98.57 | 0 | -510 | -700 | 0 | -700 | -510 | -98.57 | 0 | -510 | -700 | -526 | -700 | -510 | 710 | -526 | -111.04
2035-01-05 17:00 | -700 | 0 | -700 | -510 | -83.24 | -15.39 | -510 | -700 | 0 | -700 | -510 | -98.57 | 0 | -510 | -700 | -526 | -700 | -510 | 710 | -526 | -191.18
2035-01-05 18:00 | -700 | 0 | -700 | -510 | -98.57 | 0 | -510 | -700 | 0 | -700 | -510 | -98.57 | 0 | -510 | -700 | -526 | -700 | -510 | 710 | -526 | -294.49
2035-01-05 19:00 | -700 | 0 | -700 | -510 | -98.57 | 0 | -510 | -700 | 0 | -700 | -510 | -98.57 | 0 | -510 | -700 | -526 | -700 | -510 | 710 | -526 | -294.49
2035-01-05 20:00 | -700 | 0 | -700 | -510 | -98.57 | 0 | -510 | -700 | 0 | -700 | -510 | -98.57 | 0 | -510 | -700 | -526 | -700 | -510 | 710 | -526 | -294.49
2035-01-05 21:00 | -700 | 0 | -700 | -510 | -98.57 | 0 | -510 | -700 | 0 | -700 | -510 | -98.57 | 0 | -510 | -700 | -526 | -700 | -510 | 710 | -526 | -294.49
2035-01-05 22:00 | -700 | 0 | -700 | -510 | -110 | 0 | -498.58 | -700 | 0 | -700 | -510 | -110 | 0 | -498.58 | -700 | -526 | -700 | -510 | 710 | -526 | -294.49
2035-01-05 23:00 | -700 | 0 | -700 | -282.33 | -410 | -217.89 | -210 | -700 | 0 | -700 | -282.33 | -410 | -217.89 | -210 | -700 | -526 | -700 | -510 | 710 | -526 | -294.49
2035-01-06 | -700 | 0 | -700 | -510 | -710 | -517.89 | -510 | -700 | 0 | -700 | -510 | -710 | -517.89 | -510 | -700 | -526 | -700 | -510 | 710 | -526 | -510
2035-01-06 01:00 | -700 | 0 | -700 | -510 | -710 | -517.89 | -510 | -700 | 0 | -700 | -510 | -710 | -517.89 | -510 | -700 | -526 | -700 | -510 | 710 | -526 | -510
2035-01-06 02:00 | -700 | 0 | -700 | -510 | -710 | -517.89 | -510 | -700 | 0 | -700 | -510 | -710 | -517.89 | -510 | -700 | -526 | -700 | -510 | 710 | -526 | -510
2035-01-06 03:00 | -700 | 0 | -700 | -510 | -710 | -517.89 | -510 | -700 | 0 | -700 | -510 | -710 | -517.89 | -510 | -700 | -526 | -700 | -510 | 710 | -526 | -510
2035-01-06 04:00 | -700 | 0 | -700 | -510 | -710 | -517.89 | -510 | -700 | 0 | -700 | -510 | -710 | -517.89 | -510 | -700 | -526 | -700 | -510 | 710 | -526 | -510
2035-01-06 05:00 | -700 | 0 | -700 | -510 | -710 | -517.89 | -510 | -700 | 0 | -700 | -510 | -710 | -517.89 | -510 | -700 | -526 | -700 | -510 | 710 | -526 | -510
2035-01-06 06:00 | -700 | 0 | -700 | -510 | -710 | -517.89 | -510 | -700 | 0 | -700 | -510 | -710 | -517.89 | -510 | -700 | -526 | -700 | -510 | 710 | -526 | -510
2035-01-06 07:00 | -700 | 0 | -700 | -510 | -710 | -517.89 | -510 | -700 | 0 | -700 | -510 | -710 | -517.89 | -510 | -700 | -526 | -700 | -510 | 710 | -526 | -510
2035-01-06 08:00 | -700 | 0 | -700 | -510 | -710 | -517.89 | -510 | -700 | 0 | -700 | -510 | -710 | -517.89 | -510 | -700 | -526 | -700 | -510 | 710 | -526 | -510
2035-01-06 09:00 | -700 | 0 | -700 | -510 | -710 | -517.89 | -510 | -700 | 0 | -700 | -510 | -710 | -517.89 | -510 | -700 | -526 | -700 | -510 | 710 | -526 | -510
2035-01-06 10:00 | -700 | 0 | -700 | -510 | -710 | -517.89 | -510 | -700 | 0 | -700 | -510 | -710 | -517.89 | -510 | -700 | -526 | -700 | -510 | 710 | -526 | -510
2035-01-06 11:00 | -700 | 0 | -700 | -510 | -710 | -517.89 | -510 | -700 | 0 | -700 | -510 | -710 | -517.89 | -510 | -700 | -526 | -700 | -510 | 710 | -526 | -510
2035-01-06 12:00 | -700 | 0 | -700 | -510 | -710 | -517.89 | -510 | -700 | -119.46 | -700 | -510 | -583.85 | -526 | -510 | -700 | -526 | -700 | -510 | 710 | -526 | -510
2035-01-06 13:00 | -700 | 0 | -700 | -510 | -710 | -517.89 | -510 | -700 | -49.84 | -700 | -510 | -652.66 | -526 | -510 | -700 | -526 | -700 | -510 | 710 | -526 | -510
2035-01-06 14:00 | -700 | 0 | -700 | -510 | -710 | -517.89 | -510 | -700 | 0 | -700 | -510 | -710 | -517.89 | -510 | -700 | -526 | -700 | -510 | 710 | -526 | -510
2035-01-06 15:00 | -700 | -245.71 | -700 | -510 | -622.13 | -362.28 | -510 | -700 | -42.28 | -700 | -510 | -660.14 | -526 | -510 | -700 | -526 | -700 | -510 | 710 | -526 | -510
2035-01-06 16:00 | -700 | 0 | -700 | -510 | -710 | -62.28 | -510 | -700 | 0 | -700 | -510 | -710 | -421.08 | -510 | -700 | -526 | -700 | -510 | 710 | -526 | -510
2035-01-06 17:00 | -700 | 0 | -700 | -510 | -410 | 0 | -510 | -700 | 0 | -700 | -510 | -543.4 | -121.08 | -510 | -700 | -526 | -700 | -510 | 710 | -526 | -210
2035-01-06 18:00 | -700 | 0 | -700 | -510 | -110 | 0 | -510 | -700 | 0 | -700 | -510 | -516.85 | 0 | -510 | -700 | -526 | -700 | -510 | 710 | -526 | -41.63
2035-01-06 19:00 | -700 | 0 | -700 | -510 | 0 | 0 | -210 | -700 | 0 | -700 | -510 | -216.85 | 0 | -510 | -700 | -526 | -700 | -510 | 710 | -526 | 0
2035-01-06 20:00 | -700 | 0 | -700 | -510 | 0 | 0 | -411.84 | -700 | 0 | -700 | -510 | -230.61 | 0 | -510 | -700 | -526 | -700 | -510 | 710 | -526 | 0
2035-01-06 21:00 | -700 | 0 | -700 | -510 | 0 | 0 | -210 | -700 | 0 | -700 | -510 | 0 | 0 | -510 | -700 | -526 | -700 | -510 | 710 | -526 | -210
2035-01-06 22:00 | -700 | 0 | -700 | -510 | 0 | 0 | -510 | -700 | 0 | -700 | -510 | -275.77 | 0 | -510 | -700 | -526 | -700 | -510 | 710 | -526 | -510
2035-01-06 23:00 | -700 | -175.53 | -700 | -510 | 0 | -226 | -510 | -700 | -226 | -700 | -510 | -522.06 | -272.86 | -510 | -700 | -526 | -700 | -510 | 710 | -526 | -510
2035-01-07 | -700 | -475.53 | -700 | -510 | -300 | -526 | -442 | -700 | -506.63 | -700 | -510 | -222.06 | -526 | -489.16 | -700 | -526 | -700 | -510 | 576.93 | -526 | -510
2035-01-07 01:00 | -700 | -175.53 | -700 | -510 | -600 | -454.15 | -510 | -700 | -386.99 | -700 | -510 | -319.44 | -526 | -510 | -700 | -526 | -700 | -510 | 455.88 | -526 | -510
2035-01-07 02:00 | -700 | -139.94 | -700 | -510 | -563.61 | -526 | -510 | -700 | -311.52 | -700 | -510 | -410 | -526 | -494.05 | -700 | -526 | -700 | -510 | 155.88 | -526 | -510
2035-01-07 03:00 | -700 | 0 | -700 | -510 | -710 | -517.89 | -510 | -700 | -11.52 | -700 | -510 | -710 | -506.46 | -510 | -700 | -526 | -700 | -510 | -144.12 | -526 | -510
2035-01-07 04:00 | -700 | 0 | -700 | -510 | -710 | -517.89 | -510 | -700 | 0 | -700 | -510 | -710 | -517.89 | -510 | -700 | -526 | -700 | -510 | -182.05 | -526 | -510
2035-01-07 05:00 | -700 | 0 | -700 | -510 | -710 | -517.89 | -510 | -700 | 0 | -700 | -510 | -710 | -517.89 | -510 | -700 | -526 | -700 | -510 | -182.05 | -526 | -510
2035-01-07 06:00 | -700 | 0 | -700 | -510 | -710 | -517.89 | -510 | -700 | 0 | -700 | -510 | -710 | -517.89 | -510 | -700 | -526 | -700 | -510 | -182.05 | -526 | -510
2035-01-07 07:00 | -700 | 0 | -700 | -510 | -710 | -517.89 | -510 | -700 | 0 | -700 | -510 | -710 | -517.89 | -510 | -700 | -526 | -700 | -510 | -182.05 | -526 | -510
2035-01-07 08:00 | -700 | 0 | -700 | -510 | -710 | -517.89 | -510 | -700 | 0 | -700 | -510 | -710 | -517.89 | -510 | -700 | -526 | -700 | -510 | 6.87 | -526 | -510
2035-01-07 09:00 | -700 | 0 | -700 | -510 | -710 | -517.89 | -510 | -700 | 0 | -700 | -510 | -710 | -517.89 | -510 | -700 | -526 | -700 | -510 | 306.87 | -526 | -510
2035-01-07 10:00 | -700 | 0 | -700 | -510 | -710 | -517.89 | -510 | -700 | 0 | -700 | -510 | -710 | -517.89 | -510 | -700 | -526 | -700 | -510 | 606.87 | -526 | -510
2035-01-07 11:00 | -700 | 0 | -700 | -510 | -710 | -517.89 | -510 | -700 | 0 | -700 | -510 | -710 | -517.89 | -510 | -700 | -526 | -700 | -510 | 710 | -526 | -510
2035-01-07 12:00 | -700 | 0 | -700 | -510 | -710 | -517.89 | -510 | -700 | 0 | -700 | -510 | -710 | -517.89 | -510 | -700 | -526 | -700 | -510 | 710 | -526 | -510
2035-01-07 13:00 | -700 | 0 | -700 | -510 | -710 | -517.89 | -510 | -700 | 0 | -700 | -510 | -710 | -517.89 | -510 | -700 | -526 | -700 | -510 | 710 | -526 | -510
2035-01-07 14:00 | -700 | 0 | -700 | -510 | -710 | -517.89 | -510 | -700 | 0 | -700 | -510 | -710 | -517.89 | -510 | -700 | -526 | -700 | -510 | 710 | -526 | -510
2035-01-07 15:00 | -700 | 0 | -700 | -510 | -710 | -517.89 | -510 | -700 | 0 | -700 | -510 | -710 | -517.89 | -510 | -700 | -526 | -700 | -510 | 710 | -526 | -510
2035-01-07 16:00 | -700 | 0 | -700 | -510 | -710 | -517.89 | -510 | -700 | 0 | -700 | -510 | -710 | -517.89 | -510 | -700 | -526 | -700 | -510 | 710 | -526 | -510
2035-01-07 17:00 | -700 | 0 | -700 | -510 | -710 | -517.89 | -510 | -700 | 0 | -700 | -510 | -710 | -517.89 | -510 | -700 | -526 | -700 | -510 | 710 | -526 | -510
2035-01-07 18:00 | -700 | 0 | -700 | -510 | -710 | -517.89 | -510 | -700 | 0 | -700 | -510 | -710 | -517.89 | -510 | -700 | -526 | -700 | -510 | 710 | -526 | -510
2035-01-07 19:00 | -700 | 0 | -700 | -510 | -710 | -517.89 | -510 | -700 | 0 | -700 | -510 | -710 | -517.89 | -510 | -700 | -526 | -700 | -510 | 710 | -526 | -510
2035-01-07 20:00 | -700 | 0 | -700 | -510 | -710 | -517.89 | -510 | -700 | 0 | -700 | -510 | -710 | -517.89 | -510 | -700 | -526 | -700 | -510 | 710 | -526 | -510
2035-01-07 21:00 | -700 | 0 | -700 | -510 | -710 | -517.89 | -510 | -700 | 0 | -700 | -510 | -710 | -517.89 | -510 | -700 | -526 | -700 | -510 | 710 | -526 | -510
2035-01-07 22:00 | -700 | 0 | -700 | -510 | -710 | -517.89 | -510 | -700 | 0 | -700 | -510 | -710 | -517.89 | -510 | -700 | -526 | -700 | -510 | 710 | -526 | -510
2035-01-07 23:00 | -700 | 0 | -700 | -510 | -710 | -517.89 | -510 | -700 | 0 | -700 | -510 | -710 | -517.89 | -510 | -700 | -526 | -700 | -510 | 710 | -526 | -510
2035-01-08 | -700 | -219.56 | -700 | -510 | -710 | -300 | -510 | -700 | 0 | -700 | -510 | -710 | -517.89 | -510 | -700 | -526 | -700 | -510 | 710 | -526 | -510
2035-01-08 01:00 | -700 | 0 | -700 | -510 | -466.95 | 0 | -510 | -700 | 0 | -700 | -510 | -600 | -238.18 | -510 | -700 | -526 | -700 | -210 | 710 | -526 | -510
2035-01-08 02:00 | -700 | -300 | -700 | -210 | -166.95 | -147.21 | -210 | -700 | -300 | -700 | -210 | -300 | -300 | -295.82 | -605.85 | -526 | -700 | 90 | 710 | -397.02 | -510
2035-01-08 03:00 | -100 | 0 | -492.03 | 90 | 133.05 | 152.79 | 90 | -460.62 | 0 | -100 | 90 | 0 | 0 | 4.18 | -472.02 | -226 | -700 | 390 | 710 | -164.04 | -212.2
2035-01-08 04:00 | 0 | 0 | -35.97 | 390 | 0 | 0 | 126.93 | 0 | 0 | -494.18 | 390 | 0 | 0 | 126.93 | -10.62 | 0 | -700 | 202.22 | 710 | 0 | -406.21
2035-01-08 05:00 | 0 | 0 | -425.51 | 510 | 0 | 0 | 7.05 | -72.24 | 0 | -700 | 510 | 0 | 0 | 7.05 | -508.83 | 0 | -700 | 303.55 | 710 | 0 | -510
2035-01-08 06:00 | 0 | 0 | -600 | 510 | 0 | 0 | 7.05 | -165.95 | 0 | -700 | 510 | 0 | 0 | 7.05 | -644.69 | 0 | -700 | 129.37 | 710 | 0 | -331.59
2035-01-08 07:00 | 0 | 0 | 0 | 510 | 110 | 0 | 233.42 | 0 | 0 | -146.68 | 510 | 0 | 0 | 7.05 | -44.69 | -156.53 | -600 | 0 | 710 | -13.01 | -31.59
2035-01-08 08:00 | 0 | 205 | 0 | 510 | 410 | 205 | 416.12 | 0 | 0 | 0 | 210 | 96.66 | 0 | 210 | 0 | -300 | 0 | -123.22 | 710 | -55.02 | 268.41
2035-01-08 09:00 | 0 | 505 | 0 | 510 | 710 | 505 | 510 | 0 | 0 | 0 | 510 | 396.66 | 18.54 | 510 | 0 | 0 | 0 | 0 | 710 | 0 | 510
2035-01-08 10:00 | 0 | 505 | 0 | 510 | 710 | 505 | 510 | 0 | 0 | 0 | 510 | 354.61 | 0 | 510 | 0 | 0 | 0 | 0 | 710 | -5.21 | 510
2035-01-08 11:00 | 0 | 205 | 0 | 510 | 710 | 211.26 | 510 | 0 | 0 | 0 | 510 | 229.7 | 0 | 510 | 0 | -300 | 0 | -99.71 | 710 | 0 | 510
2035-01-08 12:00 | 0 | 0 | 0 | 510 | 710 | 245.06 | 510 | 0 | 0 | 0 | 510 | 110 | 0 | 460.8 | 0 | -335.84 | 0 | -390 | 710 | 0 | 510
2035-01-08 13:00 | 0 | 205 | 0 | 510 | 710 | 262.22 | 510 | 0 | 0 | 0 | 510 | 410 | 0 | 380.58 | 0 | -300 | 0 | -90 | 710 | 0 | 510
2035-01-08 14:00 | 0 | 505 | 272.98 | 510 | 710 | 505 | 510 | 0 | 205 | 0 | 510 | 710 | 295.22 | 510 | 0 | 0 | 0 | 210 | 710 | 62.54 | 510
2035-01-08 15:00 | 600 | 505 | 700 | 510 | 710 | 505 | 510 | 0 | 505 | 0 | 510 | 710 | 505 | 510 | 0 | 300 | 0 | 510 | 710 | 263.51 | 510
2035-01-08 16:00 | 686.14 | 505 | 700 | 510 | 710 | 505 | 510 | 0 | 505 | 382.09 | 510 | 710 | 505 | 510 | 0 | 69.23 | 0 | 510 | 710 | 358.15 | 510
2035-01-08 17:00 | 686.14 | 505 | 700 | 510 | 710 | 505 | 510 | 0 | 505 | 692 | 510 | 710 | 505 | 510 | 0 | 69.23 | 0 | 510 | 710 | 359.49 | 510
2035-01-08 18:00 | 700 | 505 | 686.14 | 510 | 710 | 505 | 510 | 0 | 505 | 700 | 510 | 710 | 505 | 510 | 0 | 0 | 0 | 510 | 710 | 435.66 | 479.53
2035-01-08 19:00 | 686.14 | 505 | 700 | 510 | 710 | 505 | 510 | 0 | 505 | 100 | 510 | 710 | 505 | 510 | -66.22 | 94.83 | 64.91 | 510 | 710 | 319.56 | 510
2035-01-08 20:00 | 86.14 | 505 | 700 | 510 | 710 | 505 | 510 | 0 | 505 | 0 | 510 | 710 | 505 | 510 | -122.48 | 0 | 120.06 | 300 | 710 | 74 | 510
2035-01-08 21:00 | 0 | 300 | 450.9 | 510 | 555.56 | 300 | 510 | 0 | 205 | 0 | 377.1 | 410 | 205 | 509.61 | -198.9 | 0 | 194.96 | 0 | 710 | -226 | 510
2035-01-08 22:00 | 0 | 0 | 0 | 210 | 255.56 | 0 | 210 | 0 | 0 | 0 | 77.1 | 110 | 0 | 329.41 | -175.09 | 0 | -127.73 | -198.45 | 710 | -526 | 510
2035-01-08 23:00 | 0 | 0 | 0 | 289.54 | 0 | 0 | 227.29 | -35.61 | 0 | -600 | 257.86 | 0 | 0 | 258.93 | -700 | 143.75 | -657.62 | -347.51 | 710 | -526 | 510
2035-01-09 | 0 | 0 | 0 | 373.28 | 0 | 0 | 143.63 | 0 | 0 | 0 | 368.9 | 0 | 0 | 148 | -100 | 221.37 | -57.62 | -427.99 | 710 | -526 | 510
2035-01-09 01:00 | 0 | 0 | 0 | 510 | 0 | 0 | 7.05 | 0 | 0 | 0 | 510 | 0 | 0 | 7.05 | 121.79 | 6.88 | -124.25 | -205.58 | 710 | -526 | 510
2035-01-09 02:00 | 0 | 0 | 0 | 510 | 0 | 0 | 7.05 | 0 | 0 | 0 | 510 | 0 | 0 | 7.05 | 0 | 186.45 | 0 | -391.79 | 710 | -526 | 510
2035-01-09 03:00 | 0 | 0 | 0 | 210 | 110 | 0 | 196.64 | 0 | 0 | 0 | 510 | 0 | 0 | 7.05 | 0 | 0 | 0 | -198.45 | 710 | -526 | 510
2035-01-09 04:00 | 0 | 0 | 0 | 510 | 410 | 105.39 | 496.64 | 0 | 0 | 0 | 510 | 0 | 0 | 7.05 | 0 | -12.23 | 0 | 0 | 710 | -526 | 328.04
2035-01-09 05:00 | 0 | 0 | 0 | 510 | 710 | 13.83 | 510 | 0 | 0 | 0 | 510 | 0 | 0 | 7.05 | 0 | 0 | 0 | 106.36 | 710 | -526 | 210
2035-01-09 06:00 | 0 | 0 | 0 | 485.32 | 410 | 0 | 210 | 0 | 0 | 0 | 406.84 | 110 | 0 | 0 | 0 | -4.88 | 0 | -193.64 | 710 | -526 | 510
2035-01-09 07:00 | 0 | 205 | 0 | 510 | 506.59 | 205 | 510 | 0 | 0 | 0 | 210 | 410 | 133.7 | 210 | 0 | -79.82 | 0 | 0 | 710 | -526 | 393.12
2035-01-09 08:00 | 0 | 505 | 505.84 | 510 | 710 | 505 | 510 | 0 | 300 | 116.25 | 510 | 710 | 433.7 | 510 | 0 | 40.57 | 0 | 300 | 710 | -226 | 510
2035-01-09 09:00 | 600 | 505 | 602.5 | 510 | 710 | 505 | 510 | 298.69 | 505 | 700 | 510 | 710 | 505 | 510 | 0 | 340.57 | 0 | 510 | 710 | 48.38 | 510
2035-01-09 10:00 | 600 | 505 | 700 | 510 | 710 | 505 | 510 | 104.9 | 505 | 700 | 510 | 710 | 505 | 510 | 0 | 505 | 0 | 510 | 710 | 281.78 | 510
2035-01-09 11:00 | 659.2 | 505 | 700 | 510 | 710 | 505 | 510 | 290.4 | 505 | 700 | 510 | 710 | 505 | 510 | 0 | 505 | 0 | 510 | 710 | 342.02 | 510
2035-01-09 12:00 | 659.2 | 505 | 528.38 | 510 | 710 | 505 | 510 | 0 | 505 | 700 | 510 | 710 | 505 | 510 | 0 | 505 | 0 | 510 | 710 | 277.98 | 510
2035-01-09 13:00 | 620.87 | 505 | 528.38 | 510 | 710 | 505 | 510 | 422.67 | 505 | 700 | 510 | 710 | 505 | 510 | 0 | 505 | 0 | 510 | 710 | 330.63 | 510
2035-01-09 14:00 | 661.31 | 505 | 700 | 510 | 710 | 505 | 510 | 422.67 | 505 | 700 | 510 | 710 | 505 | 510 | 0 | 505 | 0 | 510 | 710 | 285.25 | 510
2035-01-09 15:00 | 700 | 505 | 514.11 | 510 | 710 | 505 | 510 | 700 | 505 | 419.22 | 510 | 710 | 505 | 510 | 0 | 505 | 0 | 510 | 710 | 200.5 | 510
2035-01-09 16:00 | 700 | 505 | 48.47 | 510 | 710 | 505 | 510 | 100 | 505 | 700 | 510 | 710 | 505 | 510 | 0 | 460.1 | 0 | 510 | 710 | 0 | 510
2035-01-09 17:00 | 423.28 | 505 | 648.47 | 510 | 710 | 505 | 510 | 700 | 505 | 141.4 | 510 | 710 | 505 | 510 | 0 | 160.1 | 0 | 510 | 710 | -45.63 | 510
2035-01-09 18:00 | 700 | 505 | 648.47 | 510 | 710 | 505 | 510 | 195.64 | 505 | 600 | 510 | 710 | 505 | 510 | 0 | 137.24 | 0 | 510 | 710 | 0 | 210
2035-01-09 19:00 | 600 | 505 | 48.47 | 510 | 710 | 505 | 510 | 0 | 300 | 0 | 510 | 710 | 504.82 | 510 | 0 | 0 | 0 | 361.54 | 710 | -252.14 | 510
2035-01-09 20:00 | 0 | 205 | 0 | 475.22 | 459.24 | 205 | 510 | 0 | 0 | 0 | 210 | 410 | 204.82 | 210 | 0 | -265.03 | 0 | 61.54 | 710 | -526 | 510
2035-01-09 21:00 | 0 | 0 | 0 | 175.22 | 159.24 | 0 | 361.1 | 0 | 0 | 0 | 208.79 | 110 | 0 | 197.85 | 0 | -374.08 | 0 | 166.64 | 710 | -526 | 510
2035-01-09 22:00 | 0 | 0 | 0 | 210 | 127.62 | 0 | 210 | 0 | 0 | 0 | 211.32 | 0 | 0 | 305.43 | 0 | -388.66 | 0 | 0 | 710 | -339.96 | 510
2035-01-09 23:00 | 0 | 0 | 0 | 510 | 427.62 | 100.22 | 510 | 0 | 0 | 0 | 328.43 | 0 | 0 | 188.44 | 0 | -501.18 | 0 | -132.22 | 710 | -95.28 | 510
2035-01-10 | 0 | 0 | 0 | 510 | 447.44 | 0 | 510 | 0 | 0 | 0 | 475.3 | 0 | 0 | 41.71 | 0 | -416.82 | 0 | -238.86 | 710 | -71.7 | 510
2035-01-10 01:00 | 0 | 0 | 0 | 510 | 710 | 156.4 | 510 | 0 | 0 | 0 | 409.34 | 0 | 0 | 107.61 | 0 | -262.64 | 0 | -462.2 | 710 | 0 | 510
2035-01-10 02:00 | 0 | 0 | 0 | 510 | 710 | 259.61 | 510 | 0 | 0 | 0 | 489.75 | 0 | 0 | 27.28 | 0 | -152.82 | 0 | -486.84 | 710 | -54.49 | 481.18
2035-01-10 03:00 | 0 | 0 | 0 | 510 | 589.7 | 0 | 510 | 0 | 0 | 0 | 428.97 | 0 | 0 | 88 | 0 | -324.2 | 0 | -186.84 | 710 | -215.95 | 510
2035-01-10 04:00 | 0 | 0 | 0 | 510 | 289.7 | 0 | 395.69 | 0 | 0 | 0 | 510 | 0 | 0 | 7.05 | 0 | -258.36 | -100 | -90.65 | 710 | -378.06 | 510
2035-01-10 05:00 | 0 | 0 | 0 | 472.68 | 0 | 0 | 210 | 0 | 0 | 0 | 510 | 0 | 0 | 7.05 | 0 | -235.02 | -700 | 0 | 710 | -492.44 | 510
2035-01-10 06:00 | 0 | 0 | 0 | 510 | 110 | 0 | 510 | 0 | 0 | 0 | 510 | 0 | 0 | 7.05 | 0 | -300.08 | -149.22 | -201.81 | 710 | -224.82 | 510
2035-01-10 07:00 | 0 | 0 | 0 | 510 | 410 | 0 | 510 | 0 | 0 | 0 | 510 | 0 | 0 | 7.05 | 0 | -453.11 | 0 | -191.18 | 710 | -83.67 | 510
2035-01-10 08:00 | 0 | 0 | 0 | 390 | 710 | 28.18 | 510 | 0 | 0 | 0 | 390 | 0 | 0 | 126.93 | 0 | -526 | 0 | -202.44 | 710 | 0 | 510
2035-01-10 09:00 | 0 | 0 | 0 | 90 | 410 | 0 | 426.76 | 0 | 0 | 0 | 90 | 0 | 0 | 426.63 | -96.12 | -526 | -100 | -202.44 | 710 | 0 | 510
2035-01-10 10:00 | -600 | -226 | -108.35 | -210 | 110 | -226 | 178.96 | -600 | -226 | -600 | -210 | 0 | -226 | 130.35 | -696.12 | -327.57 | -700 | -210 | 710 | -226 | 510
2035-01-10 11:00 | -700 | -526 | -700 | -510 | -190 | -526 | -121.04 | -700 | -526 | -700 | -510 | -300 | -526 | -169.65 | -700 | -526 | -700 | -510 | 710 | -526 | 210
2035-01-10 12:00 | -700 | -304.52 | -700 | -510 | -490 | -526 | -421.04 | -700 | -254.82 | -700 | -510 | -490.46 | -526 | -469.65 | -700 | -526 | -700 | -510 | 710 | -526 | -90
2035-01-10 13:00 | -700 | -4.52 | -700 | -510 | -710 | -513.4 | -510 | -700 | 0 | -700 | -510 | -710 | -517.89 | -510 | -700 | -526 | -700 | -510 | 710 | -526 | -390
2035-01-10 14:00 | -700 | 0 | -700 | -510 | -710 | -517.89 | -510 | -700 | 0 | -700 | -510 | -710 | -517.89 | -510 | -700 | -526 | -700 | -510 | 710 | -526 | -510
2035-01-10 15:00 | -700 | 0 | -700 | -510 | -710 | -517.89 | -510 | -700 | 0 | -700 | -510 | -710 | -517.89 | -510 | -700 | -526 | -700 | -510 | 710 | -526 | -510
2035-01-10 16:00 | -700 | 0 | -700 | -510 | -710 | -517.89 | -510 | -700 | 0 | -700 | -510 | -710 | -517.89 | -510 | -700 | -526 | -700 | -510 | 710 | -526 | -433.86
2035-01-10 17:00 | -700 | 0 | -700 | -510 | -710 | -517.89 | -510 | -700 | 0 | -700 | -510 | -710 | -517.89 | -510 | -700 | -526 | -700 | -510 | 710 | -526 | -260.73
2035-01-10 18:00 | -700 | 0 | -700 | -510 | -710 | -517.89 | -510 | -700 | 0 | -700 | -510 | -710 | -517.89 | -510 | -700 | -526 | -700 | -510 | 710 | -526 | -24.62
2035-01-10 19:00 | -700 | 0 | -700 | -510 | -710 | -517.89 | -510 | -700 | 0 | -700 | -510 | -710 | -517.89 | -510 | -700 | -526 | -700 | -510 | 710 | -526 | -247.3
2035-01-10 20:00 | -700 | 0 | -700 | -510 | -710 | -517.89 | -510 | -700 | 0 | -700 | -510 | -710 | -517.89 | -510 | -700 | -526 | -700 | -510 | 710 | -526 | -247.3
2035-01-10 21:00 | -700 | 0 | -700 | -510 | -710 | -517.89 | -510 | -700 | 0 | -700 | -510 | -710 | -517.89 | -510 | -700 | -526 | -700 | -510 | 710 | -526 | -102.2
2035-01-10 22:00 | -700 | 0 | -700 | -510 | -710 | -517.89 | -510 | -700 | 0 | -700 | -510 | -710 | -517.89 | -510 | -700 | -526 | -700 | -510 | 710 | -526 | -391.64
2035-01-10 23:00 | -700 | 0 | -700 | -510 | -710 | -517.89 | -510 | -700 | 0 | -700 | -510 | -710 | -517.89 | -510 | -700 | -526 | -700 | -510 | 710 | -526 | -510
2035-01-11 | -700 | 0 | -700 | -510 | -710 | -517.89 | -510 | -700 | 0 | -700 | -510 | -710 | -517.89 | -510 | -700 | -526 | -700 | -510 | 710 | -526 | -510
2035-01-11 01:00 | -700 | 0 | -700 | -510 | -710 | -517.89 | -510 | -700 | 0 | -700 | -510 | -710 | -517.89 | -510 | -700 | -526 | -700 | -510 | 710 | -526 | -510
2035-01-11 02:00 | -700 | 0 | -700 | -510 | -710 | -517.89 | -510 | -700 | 0 | -700 | -510 | -710 | -517.89 | -510 | -700 | -526 | -700 | -510 | 710 | -526 | -510
2035-01-11 03:00 | -700 | 0 | -700 | -510 | -710 | -517.89 | -510 | -700 | 0 | -700 | -510 | -710 | -517.89 | -510 | -700 | -526 | -700 | -510 | 710 | -526 | -510
2035-01-11 04:00 | -700 | 0 | -700 | -510 | -710 | -517.89 | -510 | -700 | 0 | -700 | -510 | -710 | -517.89 | -510 | -700 | -526 | -700 | -510 | 710 | -526 | -510
2035-01-11 05:00 | -700 | 0 | -700 | -510 | -710 | -517.89 | -510 | -700 | 0 | -700 | -510 | -710 | -517.89 | -510 | -700 | -526 | -700 | -510 | 710 | -526 | -510
2035-01-11 06:00 | -700 | 0 | -700 | -510 | -710 | -517.89 | -510 | -700 | 0 | -700 | -510 | -710 | -517.89 | -510 | -700 | -526 | -700 | -510 | 710 | -526 | -510
2035-01-11 07:00 | -700 | 0 | -700 | -510 | -710 | -517.89 | -510 | -700 | 0 | -700 | -510 | -710 | -517.89 | -510 | -700 | -526 | -700 | -510 | 710 | -526 | -510
2035-01-11 08:00 | -700 | 0 | -700 | -510 | -710 | -517.89 | -510 | -700 | 0 | -700 | -510 | -710 | -517.89 | -510 | -700 | -526 | -700 | -510 | 710 | -526 | -510
2035-01-11 09:00 | -700 | -138.4 | -700 | -510 | -710 | -380.55 | -510 | -700 | -226 | -700 | -510 | -710 | -293.61 | -510 | -700 | -526 | -700 | -510 | 710 | -526 | -510
2035-01-11 10:00 | -700 | -438.4 | -700 | -510 | -410 | -526 | -368.78 | -700 | -526 | -700 | -510 | -410 | -526 | -282.28 | -700 | -526 | -700 | -510 | 710 | -526 | -510
2035-01-11 11:00 | -700 | -308.9 | -700 | -510 | -396.62 | -526 | -510 | -700 | -499.71 | -700 | -510 | -208.03 | -526 | -510 | -700 | -526 | -700 | -510 | 710 | -526 | -510
2035-01-11 12:00 | -700 | -158.62 | -700 | -510 | -545.15 | -526 | -510 | -700 | -199.71 | -700 | -510 | -508.03 | -522.49 | -510 | -700 | -526 | -700 | -510 | 710 | -526 | -510
2035-01-11 13:00 | -700 | -270.29 | -700 | -510 | -434.78 | -526 | -510 | -700 | -84.32 | -700 | -510 | -618.58 | -526 | -510 | -700 | -526 | -700 | -510 | 710 | -526 | -510
2035-01-11 14:00 | -700 | -408.99 | -700 | -510 | -297.7 | -526 | -510 | -700 | -186.16 | -700 | -510 | -517.93 | -526 | -510 | -700 | -526 | -700 | -510 | 710 | -526 | -510
2035-01-11 15:00 | -700 | -253.53 | -700 | -452.83 | -490 | -526 | -436.96 | -700 | -214.4 | -700 | -412.44 | -600 | -526 | -497.78 | -700 | -526 | -700 | -510 | 710 | -526 | -228.26
2035-01-11 16:00 | -700 | -9.43 | -700 | -152.83 | -190 | -226 | -136.96 | -700 | -300 | -700 | -112.44 | -300 | -300 | -197.78 | -700 | -226 | -700 | -439.37 | 710 | -492.89 | 71.74
2035-01-11 17:00 | -100 | 21.73 | -299.13 | 147.17 | 110 | 74 | 163.04 | -100 | 0 | -558.53 | 187.56 | 0 | 0 | 102.22 | -600 | 74 | -584.38 | -139.37 | 710 | -526 | 371.74
2035-01-11 18:00 | 0 | 0 | 0 | 447.17 | 410 | 0 | 463.04 | 0 | 0 | 0 | 306.85 | 0 | 0 | 210 | 0 | 0 | 0 | -229.58 | 710 | -327.6 | 347.87
2035-01-11 19:00 | 0 | 0 | 0 | 510 | 710 | 300 | 510 | 0 | 0 | 0 | 510 | 67.55 | 0 | 510 | 0 | -186.37 | 0 | -510 | 710 | -27.6 | 510
2035-01-11 20:00 | 0 | 0 | 0 | 510 | 710 | 505 | 510 | 0 | 0 | 0 | 510 | 367.55 | 0 | 510 | 0 | -186.37 | 0 | -510 | 710 | 0 | 510
2035-01-11 21:00 | 0 | 0 | 0 | 510 | 710 | 505 | 510 | 0 | 0 | 0 | 510 | 387.09 | 0 | 510 | 0 | -72.09 | 0 | -510 | 710 | 0 | 510
2035-01-11 22:00 | 0 | 0 | 0 | 510 | 710 | 505 | 510 | 0 | 0 | 0 | 510 | 393.05 | 0 | 510 | 0 | -214.18 | 0 | -510 | 710 | 0 | 510
2035-01-11 23:00 | 0 | 0 | 0 | 510 | 710 | 505 | 510 | 0 | 0 | 0 | 510 | 93.05 | 0 | 510 | 0 | 0 | 0 | -300 | 710 | 0 | 510
2035-01-12 | 0 | 0 | 0 | 510 | 710 | 282.89 | 510 | 0 | 0 | 0 | 510 | 48.11 | 0 | 510 | 0 | 0 | 0 | 0 | 710 | 146.23 | 210
2035-01-12 01:00 | 0 | 0 | 0 | 510 | 710 | 505 | 510 | 0 | 0 | 0 | 510 | 48.11 | 0 | 510 | 0 | 0 | 0 | 199.72 | 710 | 39.85 | 219.88
2035-01-12 02:00 | 0 | 0 | 0 | 510 | 710 | 300 | 510 | 0 | 0 | 0 | 510 | 48.11 | 0 | 510 | 0 | 0 | 0 | -100.28 | 710 | 0 | 454.85
2035-01-12 03:00 | 0 | 0 | 0 | 494.3 | 410 | 0 | 210 | 0 | 0 | 0 | 510 | 48.11 | 0 | 510 | -225.88 | 0 | -600 | -156.76 | 710 | 0 | 510
2035-01-12 04:00 | -123.42 | 0 | -600 | 510 | 110 | 0 | 448.05 | -600 | 0 | -600 | 510 | 0 | 0 | 510 | -700 | -61.07 | -700 | 0 | 710 | 0 | 415.76
2035-01-12 05:00 | -651.2 | 0 | -700 | 510 | 48.11 | 0 | 510 | -700 | 0 | -700 | 510 | 0 | 0 | 383.04 | -700 | -95.84 | -700 | 0 | 710 | -138.07 | 260.72
2035-01-12 06:00 | -700 | 0 | -700 | 510 | 0 | 0 | 210 | -700 | 0 | -700 | 229.81 | 0 | 0 | 83.04 | -700 | -280.91 | -700 | -210 | 710 | -211.54 | 293.27
2035-01-12 07:00 | -700 | 0 | -700 | 422.03 | 0 | 0 | 0 | -700 | 0 | -700 | 24.9 | 0 | 0 | 0 | -700 | -277.86 | -700 | -510 | 710 | -511.54 | 510
2035-01-12 08:00 | -700 | 0 | -700 | 352.51 | 0 | 0 | 210 | -700 | 0 | -700 | 155.44 | 0 | 0 | 0 | -700 | -344.24 | -700 | -510 | 710 | -526 | 510
2035-01-12 09:00 | -700 | 0 | -700 | 510 | 5.28 | 0 | 510 | -700 | 0 | -700 | 455.44 | 0 | 0 | 165.32 | -700 | -339.48 | -700 | -510 | 710 | -526 | 510
2035-01-12 10:00 | -700 | 0 | -700 | 510 | 0 | 0 | 217.17 | -700 | 0 | -700 | 210 | 0 | 0 | 204.77 | -700 | -300 | -700 | -300 | 710 | -526 | 510
2035-01-12 11:00 | -153.21 | 0 | -700 | 510 | 48.11 | 0 | 510 | -700 | 0 | -672.47 | 510 | 53.34 | 0 | 504.77 | -700 | 0 | -700 | 0 | 710 | -516.82 | 510
2035-01-12 12:00 | 0 | 0 | -204.5 | 510 | 48.11 | 0 | 510 | -700 | 0 | -152.48 | 510 | 48.11 | 0 | 510 | -310.26 | 0 | -700 | 57.4 | 710 | -216.82 | 510
2035-01-12 13:00 | -264.01 | 0 | 0 | 510 | 48.11 | 0 | 510 | -700 | 0 | -83.27 | 510 | 48.11 | 0 | 510 | -162.99 | -158.93 | -700 | 0 | 710 | 0 | 510
2035-01-12 14:00 | 0 | 0 | 0 | 510 | 48.11 | 0 | 510 | -482.98 | 0 | 0 | 510 | 48.11 | 0 | 510 | -82.22 | -158.93 | -700 | 0 | 710 | 0 | 510
2035-01-12 15:00 | -84.46 | 0 | 0 | 510 | 48.11 | 0 | 510 | -468.72 | 0 | 0 | 510 | 48.11 | 0 | 510 | -50.48 | 0 | -700 | 44.16 | 710 | -203.19 | 510
2035-01-12 16:00 | -100 | 0 | -487.75 | 510 | 48.11 | 0 | 510 | -422.84 | 0 | -600 | 510 | 48.11 | 0 | 510 | -650.48 | -121.74 | -700 | 298.93 | 710 | -344.66 | 510
2035-01-12 17:00 | -700 | 0 | -700 | 510 | 0 | 0 | 492.37 | -700 | 0 | -700 | 380.29 | 0 | 0 | 210 | -311.11 | -421.74 | -700 | -1.07 | 710 | -526 | 510
2035-01-12 18:00 | -100 | 0 | -344.54 | 510 | 48.11 | 0 | 510 | -263.81 | 0 | -700 | 510 | 48.11 | 0 | 510 | -468.24 | -121.74 | -700 | 298.93 | 710 | -526 | 510
2035-01-12 19:00 | -177.9 | 0 | -700 | 510 | 126.67 | 0 | 431.36 | -700 | 0 | -679.93 | 300 | 300 | 166.83 | 300 | -622.89 | -53.6 | -700 | 288.76 | 710 | -526 | 510
2035-01-12 20:00 | -700 | 0 | -700 | 210 | 0 | 0 | 131.36 | -700 | -106.59 | -700 | 0 | 0 | -133.17 | 0 | -501.34 | -353.6 | -700 | 0 | 710 | -526 | 452.26
2035-01-12 21:00 | -700 | 0 | -700 | -11.63 | 0 | 0 | 0 | -700 | 0 | -700 | -300 | -225.55 | 0 | -210 | -700 | -370.91 | -700 | -253.43 | 710 | -526 | 178.91
2035-01-12 22:00 | -700 | -136.85 | -700 | -311.63 | -300 | -300 | -300 | -700 | 0 | -700 | -510 | -525.55 | -135.15 | -510 | -700 | -526 | -700 | -510 | 710 | -526 | -121.09
2035-01-12 23:00 | -700 | 0 | -700 | -510 | -331.93 | -212.4 | -510 | -700 | 0 | -700 | -510 | -367.41 | -293.93 | -510 | -700 | -526 | -700 | -510 | 710 | -526 | -421.09
2035-01-13 | -700 | 0 | -700 | -510 | -98.57 | 0 | -510 | -700 | 0 | -700 | -510 | -98.57 | 0 | -510 | -581.43 | -526 | -700 | -275.99 | 691.75 | -526 | -510
2035-01-13 01:00 | -700 | 0 | -700 | -510 | -98.57 | 0 | -510 | -700 | 0 | -700 | -510 | -98.57 | 0 | -510 | -700 | -307.72 | -700 | -510 | 710 | -526 | -510
2035-01-13 02:00 | -700 | 0 | -700 | -510 | -98.57 | 0 | -510 | -700 | 0 | -700 | -510 | -98.57 | 0 | -510 | -700 | -429 | -700 | -510 | 710 | -405.65 | -510
2035-01-13 03:00 | -700 | 0 | -700 | -510 | -98.57 | 0 | -510 | -700 | 0 | -700 | -510 | -98.57 | 0 | -510 | -700 | -526 | -700 | -210.83 | 628.2 | -526 | -510
2035-01-13 04:00 | -700 | 0 | -700 | -510 | -98.57 | 0 | -510 | -700 | 0 | -700 | -510 | -98.57 | 0 | -510 | -700 | -307.72 | -700 | -510 | 710 | -526 | -510
2035-01-13 05:00 | -700 | 0 | -700 | -510 | -98.57 | 0 | -510 | -700 | 0 | -700 | -510 | -98.57 | 0 | -510 | -700 | -526 | -700 | -294.7 | 710 | -526 | -510
2035-01-13 06:00 | -700 | 0 | -700 | -510 | -98.57 | 0 | -510 | -700 | 0 | -700 | -510 | -98.57 | 0 | -510 | -700 | -526 | -700 | -226.61 | 643.59 | -526 | -510
2035-01-13 07:00 | -700 | 0 | -700 | -510 | -98.57 | 0 | -510 | -700 | 0 | -700 | -510 | -98.57 | 0 | -510 | -700 | -307.72 | -700 | -510 | 710 | -526 | -510
2035-01-13 08:00 | -700 | 0 | -700 | -510 | -98.57 | 0 | -510 | -700 | 0 | -700 | -510 | -98.57 | 0 | -510 | -700 | -300.62 | -700 | -510 | 703.17 | -526 | -510
2035-01-13 09:00 | -700 | 0 | -700 | -510 | -98.57 | 0 | -510 | -700 | 0 | -700 | -510 | -98.57 | 0 | -510 | -700 | -526 | -700 | -510 | 710 | -268.78 | -292.64
2035-01-13 10:00 | -700 | 0 | -700 | -510 | -98.57 | 0 | -510 | -700 | 0 | -700 | -510 | -98.57 | 0 | -510 | -700 | -526 | -700 | -508.13 | 710 | -436.02 | -127.68
2035-01-13 11:00 | -700 | 0 | -700 | -510 | -98.57 | 0 | -510 | -700 | 0 | -700 | -510 | -98.57 | 0 | -510 | -700 | -437.4 | -700 | -510 | 710 | -526 | -121.17
2035-01-13 12:00 | -700 | 0 | -700 | -510 | -98.57 | 0 | -510 | -700 | 0 | -700 | -510 | -98.57 | 0 | -510 | -595.26 | -526 | -700 | -507.67 | 710 | -526 | 0
2035-01-13 13:00 | -700 | 0 | -700 | -510 | -98.57 | 0 | -510 | -700 | 0 | -700 | -510 | -98.57 | 0 | -510 | -700 | -526 | -700 | -311.6 | 710 | -526 | 0
2035-01-13 14:00 | -700 | 0 | -700 | -510 | -98.57 | 0 | -510 | -700 | 0 | -700 | -510 | -98.57 | 0 | -510 | -700 | -526 | -700 | -474.36 | 710 | -396.97 | 0
2035-01-13 15:00 | -700 | 0 | -700 | -510 | -98.57 | 0 | -510 | -700 | 0 | -700 | -510 | -98.57 | 0 | -510 | -700 | -526 | -700 | -505.92 | 710 | -434.91 | 0
2035-01-13 16:00 | -700 | 0 | -700 | -510 | -98.57 | 0 | -510 | -700 | 0 | -700 | -510 | -98.57 | 0 | -510 | -700 | -526 | -700 | -455.97 | 710 | -526 | 0
2035-01-13 17:00 | -700 | 0 | -700 | -510 | -98.57 | 0 | -510 | -700 | 0 | -700 | -510 | -98.57 | 0 | -510 | -700 | -526 | -700 | -349.56 | 710 | -526 | 0
2035-01-13 18:00 | -700 | 0 | -700 | -510 | -98.57 | 0 | -510 | -700 | 0 | -700 | -510 | -98.57 | 0 | -510 | -700 | -526 | -700 | -510 | 710 | -526 | 0
2035-01-13 19:00 | -700 | 0 | -700 | -510 | -98.57 | 0 | -510 | -700 | 0 | -700 | -510 | -98.57 | 0 | -510 | -587.62 | -526 | -700 | -510 | 710 | -526 | 0
2035-01-13 20:00 | -700 | 0 | -700 | -510 | -98.57 | 0 | -510 | -700 | 0 | -700 | -510 | -98.57 | 0 | -510 | -593.85 | -526 | -700 | -510 | 710 | -526 | 0
2035-01-13 21:00 | -700 | 0 | -700 | -510 | -98.57 | 0 | -510 | -700 | 0 | -700 | -510 | -98.57 | 0 | -510 | -700 | -526 | -700 | -247.41 | 710 | -526 | -219.28
2035-01-13 22:00 | -700 | 0 | -700 | -510 | -110 | 0 | -498.58 | -700 | 0 | -700 | -510 | -110 | 0 | -498.58 | -700 | -526 | -700 | -444.75 | 710 | -526 | -8.18
2035-01-13 23:00 | -700 | 0 | -700 | -282.33 | -410 | -217.89 | -210 | -700 | 0 | -700 | -282.33 | -410 | -217.89 | -210 | -700 | -499.4 | -700 | -348.21 | 710 | -521.16 | -308.18
2035-01-14 | -700 | 0 | -700 | -510 | -710 | -517.89 | -510 | -700 | 0 | -700 | -510 | -710 | -517.89 | -510 | -700 | -526 | -700 | -510 | 410 | -526 | -510
2035-01-14 01:00 | -700 | 0 | -700 | -510 | -710 | -517.89 | -510 | -700 | 0 | -700 | -510 | -710 | -517.89 | -510 | -700 | -526 | -700 | -510 | 110 | -526 | -510
2035-01-14 02:00 | -700 | 0 | -700 | -510 | -710 | -517.89 | -510 | -700 | 0 | -700 | -510 | -710 | -517.89 | -510 | -700 | -526 | -700 | -510 | -190 | -518.02 | -510
2035-01-14 03:00 | -700 | 0 | -700 | -510 | -710 | -517.89 | -510 | -700 | 0 | -700 | -510 | -710 | -517.89 | -510 | -700 | -302.44 | -700 | -423.18 | -490 | -526 | -510
2035-01-14 04:00 | -700 | 0 | -700 | -510 | -710 | -517.89 | -510 | -700 | 0 | -700 | -510 | -710 | -517.89 | -510 | -700 | -107.11 | -700 | -426.17 | -710 | -495.94 | -510
2035-01-14 05:00 | -700 | 0 | -700 | -510 | -710 | -517.89 | -510 | -700 | 0 | -700 | -510 | -710 | -517.89 | -510 | -700 | 0 | -700 | -510 | -710 | -517.89 | -510
2035-01-14 06:00 | -700 | 0 | -700 | -510 | -710 | -517.89 | -510 | -700 | 0 | -700 | -510 | -710 | -517.89 | -510 | -700 | -7 | -700 | -510 | -710 | -510.94 | -510
2035-01-14 07:00 | -700 | 0 | -700 | -510 | -710 | -517.89 | -510 | -700 | 0 | -700 | -510 | -710 | -517.89 | -510 | -700 | -307 | -700 | -510 | -490 | -434.13 | -510
2035-01-14 08:00 | -700 | 0 | -700 | -510 | -710 | -517.89 | -510 | -700 | 0 | -700 | -510 | -710 | -517.89 | -510 | -700 | -526 | -700 | -510 | -190 | -518.02 | -510
2035-01-14 09:00 | -700 | -300 | -700 | -510 | -630.5 | -300 | -510 | -700 | -300 | -700 | -510 | -630.5 | -300 | -510 | -700 | -526 | -700 | -510 | 110 | -526 | -510
2035-01-14 10:00 | -700 | 0 | -700 | -510 | -330.5 | 0 | -510 | -700 | 0 | -700 | -510 | -330.5 | 0 | -510 | -700 | -526 | -700 | -510 | 410 | -481.71 | -510
2035-01-14 11:00 | -700 | 0 | -700 | -510 | -30.5 | 0 | -300 | -700 | 0 | -700 | -510 | -30.5 | 0 | -510 | -700 | -526 | -700 | -510 | 710 | -468.9 | -510
2035-01-14 12:00 | -700 | 0 | -700 | -510 | 0 | 0 | 0 | -700 | 0 | -700 | -510 | 0 | 0 | -510 | -700 | -526 | -700 | -510 | 710 | -526 | -210
2035-01-14 13:00 | -700 | 0 | -700 | -510 | 0 | 0 | 0 | -700 | 0 | -700 | -510 | 0 | 0 | -388.95 | -700 | -526 | -700 | -510 | 710 | -266.17 | -221.53
2035-01-14 14:00 | -700 | 0 | -700 | -510 | 0 | 0 | 0 | -700 | 0 | -700 | -510 | 0 | 0 | -325.9 | -700 | -526 | -700 | -510 | 710 | 0 | -316.18
2035-01-14 15:00 | -700 | 0 | -700 | -510 | 0 | 0 | -127.88 | -700 | 0 | -700 | -510 | 0 | 0 | -510 | -700 | -526 | -700 | -510 | 710 | -300 | -227.52
2035-01-14 16:00 | -700 | 0 | -700 | -510 | 0 | -221.9 | -427.88 | -700 | -204.51 | -700 | -510 | -26.45 | -226 | -510 | -700 | -526 | -700 | -510 | 710 | -526 | -510
2035-01-14 17:00 | -700 | -131.33 | -700 | -510 | -83.75 | -521.9 | -510 | -700 | -504.51 | -700 | -510 | -203.29 | -526 | -510 | -700 | -526 | -700 | -510 | 710 | -526 | -510
2035-01-14 18:00 | -700 | -431.33 | -700 | -510 | -383.75 | -526 | -401.97 | -700 | -526 | -700 | -510 | -182.05 | -526 | -510 | -700 | -526 | -700 | -510 | 710 | -526 | -510
2035-01-14 19:00 | -700 | -131.33 | -700 | -510 | -683.75 | -413.91 | -510 | -700 | -253.71 | -700 | -510 | -451.17 | -526 | -510 | -700 | -526 | -700 | -510 | 710 | -526 | -510
2035-01-14 20:00 | -700 | 0 | -700 | -510 | -710 | -517.89 | -510 | -700 | 0 | -700 | -510 | -710 | -517.89 | -510 | -700 | -526 | -700 | -510 | 710 | -526 | -510
2035-01-14 21:00 | -700 | 0 | -700 | -510 | -710 | -517.89 | -510 | -700 | 0 | -700 | -510 | -710 | -517.89 | -510 | -700 | -526 | -700 | -510 | 710 | -526 | -510
2035-01-14 22:00 | -700 | 0 | -700 | -510 | -710 | -517.89 | -510 | -700 | 0 | -700 | -510 | -710 | -517.89 | -510 | -700 | -526 | -700 | -510 | 710 | -526 | -510
2035-01-14 23:00 | -700 | 0 | -700 | -510 | -710 | -517.89 | -510 | -700 | 0 | -700 | -510 | -710 | -517.89 | -510 | -700 | -526 | -700 | -510 | 410 | -526 | -510
2035-01-15 | -700 | 0 | -700 | -510 | -710 | -517.89 | -510 | -700 | 0 | -700 | -510 | -710 | -517.89 | -510 | -700 | -526 | -700 | -510 | 622.1 | -526 | -510
2035-01-15 01:00 | -700 | 0 | -700 | -510 | -710 | -517.89 | -510 | -700 | 0 | -700 | -510 | -710 | -517.89 | -510 | -700 | -526 | -700 | -510 | 322.1 | -526 | -510
2035-01-15 02:00 | -700 | 0 | -700 | -510 | -710 | -517.89 | -510 | -700 | 0 | -700 | -510 | -710 | -517.89 | -510 | -700 | -526 | -700 | -510 | 440.62 | -526 | -510
2035-01-15 03:00 | -700 | 0 | -700 | -510 | -710 | -517.89 | -510 | -700 | 0 | -700 | -510 | -710 | -517.89 | -510 | -700 | -526 | -700 | -510 | 440.62 | -526 | -510
2035-01-15 04:00 | -700 | 0 | -700 | -510 | -710 | -517.89 | -510 | -700 | 0 | -700 | -510 | -710 | -517.89 | -510 | -700 | -526 | -700 | -510 | 241.31 | -526 | -510
2035-01-15 05:00 | -700 | 0 | -700 | -510 | -710 | -517.89 | -510 | -700 | 0 | -700 | -510 | -710 | -517.89 | -510 | -700 | -526 | -700 | -510 | 132.16 | -526 | -510
2035-01-15 06:00 | -700 | 0 | -700 | -510 | -710 | -517.89 | -510 | -700 | 0 | -700 | -510 | -710 | -517.89 | -510 | -700 | -526 | -700 | -510 | 132.16 | -526 | -510
2035-01-15 07:00 | -700 | 0 | -700 | -510 | -710 | -517.89 | -510 | -700 | 0 | -700 | -510 | -710 | -517.89 | -510 | -700 | -526 | -700 | -510 | 410 | -526 | -510
2035-01-15 08:00 | -700 | 0 | -700 | -510 | -710 | -517.89 | -510 | -700 | 0 | -700 | -510 | -710 | -517.89 | -510 | -700 | -526 | -700 | -510 | 710 | -526 | -510
2035-01-15 09:00 | -700 | 0 | -700 | -510 | -710 | -517.89 | -510 | -700 | 0 | -700 | -510 | -710 | -517.89 | -510 | -700 | -526 | -700 | -510 | 710 | -526 | -510
2035-01-15 10:00 | -700 | 0 | -700 | -510 | -710 | -517.89 | -510 | -700 | 0 | -700 | -510 | -710 | -517.89 | -510 | -700 | -526 | -700 | -510 | 710 | -526 | -510
2035-01-15 11:00 | -700 | 0 | -700 | -510 | -710 | -517.89 | -510 | -700 | -43.94 | -700 | -510 | -658.5 | -526 | -510 | -700 | -526 | -700 | -510 | 710 | -526 | -510
2035-01-15 12:00 | -700 | 0 | -700 | -510 | -710 | -517.89 | -510 | -700 | -7.49 | -700 | -510 | -694.51 | -526 | -510 | -700 | -526 | -700 | -510 | 710 | -526 | -510
2035-01-15 13:00 | -700 | 0 | -700 | -510 | -710 | -517.89 | -510 | -700 | 0 | -700 | -510 | -710 | -517.89 | -510 | -700 | -526 | -700 | -510 | 710 | -526 | -510
2035-01-15 14:00 | -700 | 0 | -700 | -510 | -710 | -517.89 | -510 | -700 | 0 | -700 | -510 | -710 | -517.89 | -510 | -700 | -526 | -700 | -510 | 710 | -526 | -510
2035-01-15 15:00 | -700 | 0 | -700 | -510 | -710 | -517.89 | -510 | -700 | 0 | -700 | -510 | -710 | -517.89 | -510 | -700 | -526 | -700 | -510 | 710 | -526 | -510
2035-01-15 16:00 | -700 | 0 | -700 | -510 | -710 | -517.89 | -510 | -700 | 0 | -700 | -510 | -710 | -517.89 | -510 | -700 | -526 | -700 | -510 | 710 | -526 | -510
2035-01-15 17:00 | -700 | 0 | -700 | -510 | -710 | -517.89 | -510 | -700 | 0 | -700 | -510 | -710 | -517.89 | -510 | -700 | -526 | -700 | -510 | 710 | -526 | -510
2035-01-15 18:00 | -700 | 0 | -700 | -510 | -710 | -517.89 | -510 | -700 | 0 | -700 | -510 | -710 | -517.89 | -510 | -700 | -526 | -700 | -510 | 600 | -526 | -510
2035-01-15 19:00 | -700 | -226 | -700 | -510 | -710 | -293.61 | -510 | -700 | -226 | -700 | -510 | -697.76 | -305.9 | -510 | -700 | -526 | -700 | -510 | 300 | -526 | -510
2035-01-15 20:00 | -700 | -526 | -700 | -510 | 0 | -526 | -510 | -700 | -526 | -700 | -510 | 0 | -526 | -510 | -700 | -526 | -700 | -510 | 0 | -526 | -510
2035-01-15 21:00 | -700 | -526 | -700 | -510 | 0 | -526 | -510 | -700 | -526 | -700 | -510 | 0 | -526 | -510 | -700 | -526 | -700 | -510 | 0 | -526 | -348.59
2035-01-15 22:00 | -700 | -526 | -700 | -510 | 0 | -526 | -510 | -700 | -526 | -700 | -510 | 0 | -526 | -510 | -700 | -526 | -700 | -510 | 0 | -526 | -510
2035-01-15 23:00 | -700 | -526 | -700 | -510 | 0 | -526 | -510 | -700 | -526 | -700 | -510 | 0 | -526 | -510 | -700 | -526 | -700 | -510 | 0 | -526 | -510
2035-01-16 | -700 | -526 | -700 | -510 | 0 | -526 | -510 | -700 | -526 | -700 | -510 | 0 | -526 | -510 | -700 | -526 | -700 | -510 | 0 | -524.01 | -510
2035-01-16 01:00 | -700 | -526 | -700 | -510 | 0 | -526 | -510 | -700 | -526 | -700 | -510 | 0 | -526 | -510 | -700 | -526 | -700 | -510 | 0 | -526 | -510
2035-01-16 02:00 | -700 | -526 | -700 | -510 | 0 | -526 | -510 | -700 | -526 | -700 | -510 | 0 | -526 | -510 | -700 | -526 | -700 | -510 | 0 | -498.21 | -510
2035-01-16 03:00 | -700 | -526 | -700 | -510 | 0 | -526 | -510 | -700 | -526 | -700 | -510 | 0 | -526 | -510 | -700 | -526 | -700 | -510 | 0 | -459.5 | -510
2035-01-16 04:00 | -700 | -526 | -700 | -510 | 0 | -526 | -510 | -700 | -526 | -700 | -510 | 0 | -526 | -510 | -700 | -526 | -700 | -510 | 0 | -455.23 | -510
2035-01-16 05:00 | -700 | -526 | -700 | -510 | 0 | -526 | -510 | -700 | -526 | -700 | -510 | 0 | -526 | -510 | -700 | -526 | -700 | -510 | 0 | -526 | -510
2035-01-16 06:00 | -700 | -526 | -700 | -510 | 0 | -526 | -510 | -700 | -526 | -700 | -510 | 0 | -526 | -510 | -700 | -526 | -700 | -510 | 0 | -526 | -510
2035-01-16 07:00 | -700 | -526 | -700 | -510 | 0 | -526 | -510 | -700 | -526 | -700 | -510 | 0 | -526 | -510 | -700 | -526 | -700 | -510 | 0 | -526 | -510
2035-01-16 08:00 | -700 | -526 | -700 | -510 | 0 | -526 | -510 | -700 | -526 | -700 | -510 | 0 | -526 | -510 | -700 | -526 | -700 | -510 | 0 | -498.04 | -210
2035-01-16 09:00 | -700 | -526 | -700 | -510 | 0 | -526 | -510 | -700 | -526 | -700 | -510 | 0 | -526 | -510 | -700 | -526 | -700 | -510 | 0 | -526 | 0
2035-01-16 10:00 | -700 | -526 | -700 | -510 | 0 | -526 | -510 | -700 | -526 | -700 | -510 | 0 | -526 | -510 | -700 | -526 | -700 | -510 | 0 | -526 | 95.97
2035-01-16 11:00 | -700 | -526 | -700 | -510 | 0 | -526 | -510 | -700 | -526 | -700 | -510 | 0 | -526 | -510 | -700 | -526 | -700 | -510 | 0 | -524.74 | 0
2035-01-16 12:00 | -700 | -526 | -700 | -510 | 0 | -526 | -510 | -700 | -526 | -700 | -510 | 0 | -526 | -510 | -700 | -526 | -700 | -510 | 0 | -517.27 | 74.03
2035-01-16 13:00 | -700 | -526 | -700 | -510 | 0 | -526 | -510 | -700 | -526 | -700 | -510 | 0 | -526 | -510 | -700 | -526 | -700 | -510 | 0 | -526 | 374.03
2035-01-16 14:00 | -700 | -526 | -700 | -510 | 0 | -526 | -510 | -700 | -526 | -700 | -510 | 0 | -526 | -510 | -700 | -526 | -700 | -510 | 0 | -526 | 510
2035-01-16 15:00 | -700 | -526 | -700 | -510 | 0 | -526 | -510 | -700 | -526 | -700 | -510 | 0 | -526 | -510 | -700 | -526 | -700 | -510 | 0 | -526 | 510
2035-01-16 16:00 | -700 | -526 | -700 | -510 | 0 | -526 | -510 | -700 | -526 | -700 | -510 | 0 | -526 | -510 | -700 | -526 | -700 | -510 | 0 | -526 | 510
2035-01-16 17:00 | -700 | -446.8 | -700 | -510 | 0 | -526 | -510 | -700 | -526 | -700 | -510 | 0 | -526 | -510 | -700 | -526 | -700 | -510 | 0 | -526 | 510
2035-01-16 18:00 | -700 | -146.8 | -700 | -210 | 0 | -226 | -210 | -700 | -226 | -700 | -210 | 0 | -226 | -210 | -700 | -485.97 | -700 | -510 | 0 | -526 | 510
2035-01-16 19:00 | -700 | 0 | -700 | 17.13 | 0 | 0 | 0 | -700 | 0 | -700 | -475.24 | 0 | 0 | 0 | -700 | -458.34 | -700 | -510 | 0 | -526 | 510
2035-01-16 20:00 | -700 | 0 | -700 | 200.53 | 0 | 0 | 0 | -700 | 0 | -700 | -300 | 0 | 0 | -2.56 | -630.34 | -184.29 | -700 | -497.52 | 0 | -526 | 510
2035-01-16 21:00 | -700 | 0 | -700 | 500.53 | 0 | 0 | 16.51 | -700 | 0 | -700 | 0 | 0 | 0 | 0 | -700 | -131.26 | -700 | -197.52 | 0 | -526 | 510
2035-01-16 22:00 | -700 | 0 | -700 | 510 | 0 | 0 | 7.05 | -700 | 0 | -700 | 252.1 | 0 | 0 | 0 | -700 | 0 | -700 | 102.48 | 0 | -526 | 510
2035-01-16 23:00 | -700 | 0 | -700 | 306.85 | 0 | 0 | 210 | -700 | 0 | -700 | 395.86 | 0 | 0 | 0 | -700 | 0 | -700 | 286.34 | 0 | -288.04 | 510
2035-01-17 | -100 | 300 | -100 | 510 | 0 | 300 | 510 | -143.41 | 300 | -614.63 | 510 | 0 | 300 | 300 | -100 | 300 | -571.27 | 510 | 0 | 11.96 | 510
2035-01-17 01:00 | 0 | 505 | -203.93 | 510 | 0 | 505 | 510 | -561.69 | 505 | -14.63 | 510 | 0 | 505 | 510 | -534.01 | 505 | -700 | 510 | 0 | 242.79 | 510
2035-01-17 02:00 | -100 | 505 | -283.06 | 510 | 0 | 505 | 510 | -100 | 505 | -614.63 | 510 | 0 | 505 | 510 | -700 | 505 | -700 | 510 | 0 | 247.75 | 510
2035-01-17 03:00 | -700 | 505 | -678.58 | 510 | 0 | 505 | 510 | -700 | 205 | -700 | 510 | 0 | 471.34 | 510 | -700 | 205 | -700 | 510 | 0 | 163.89 | 510
2035-01-17 04:00 | -700 | 205 | -700 | 510 | 0 | 205 | 210 | -700 | 0 | -700 | 365.42 | 0 | 171.34 | 210 | -700 | 0 | -700 | 510 | 0 | -53.96 | 510
2035-01-17 05:00 | -700 | 0 | -700 | 510 | 0 | 223.56 | 510 | -700 | 0 | -700 | 510 | 0 | 0 | 409.4 | -700 | 0 | -700 | 510 | 0 | 0 | 510
2035-01-17 06:00 | -700 | 0 | -700 | 510 | 0 | 0 | 273.64 | -700 | 0 | -700 | 300 | 0 | 0 | 152.77 | -700 | 0 | -700 | 510 | 0 | -89.31 | 510
2035-01-17 07:00 | -700 | 0 | -700 | 510 | 0 | 0 | 0 | -700 | 0 | -700 | 0 | 0 | 0 | 0 | -700 | 0 | -700 | 510 | 0 | -389.31 | 510
2035-01-17 08:00 | -700 | 0 | -700 | 510 | 0 | 0 | 210 | -700 | 0 | -700 | 252.74 | 0 | 0 | 54.29 | -700 | 0 | -700 | 313.99 | 0 | -517.71 | 510
2035-01-17 09:00 | -700 | 0 | -700 | 510 | 0 | 212.14 | 510 | -700 | 0 | -700 | 510 | 0 | 0 | 354.29 | -700 | 300 | -700 | 95.49 | 0 | -526 | 510
2035-01-17 10:00 | -700 | 0 | -700 | 510 | 0 | 157.15 | 510 | -700 | 0 | -700 | 300 | 0 | 64.22 | 300 | -700 | 70.86 | -700 | 0 | 0 | -526 | 510
2035-01-17 11:00 | -700 | 0 | -700 | 510 | 0 | 0 | 210 | -700 | 0 | -700 | 0 | 0 | 0 | 0 | -700 | 6.24 | -700 | -6.05 | 0 | -526 | 510
2035-01-17 12:00 | -700 | 0 | -700 | 473.15 | 0 | 0 | 0 | -700 | 0 | -700 | 0 | 0 | 0 | 0 | -700 | 0 | -700 | 92.04 | 0 | -500.05 | 510
2035-01-17 13:00 | -700 | 0 | -700 | 510 | 0 | 0 | 0 | -700 | 0 | -700 | 0 | 0 | 0 | 0 | -700 | 0 | -700 | 177.6 | 0 | -526 | 510
2035-01-17 14:00 | -700 | 205 | -700 | 510 | 0 | 205 | 210 | -700 | 0 | -700 | 210 | 0 | 202.7 | 210 | -700 | 70.78 | -700 | 477.6 | 0 | -526 | 510
2035-01-17 15:00 | -700 | 505 | -386.42 | 510 | 0 | 505 | 510 | -700 | 300 | -698.62 | 510 | 0 | 502.7 | 510 | -700 | 370.78 | -478.16 | 510 | 0 | -526 | 510
2035-01-17 16:00 | -700 | 505 | -273.66 | 510 | 0 | 505 | 510 | -700 | 421.04 | -700 | 510 | 0 | 505 | 510 | -152.97 | 505 | -700 | 510 | 0 | -521.97 | 510
2035-01-17 17:00 | -700 | 293.73 | -700 | 510 | 0 | 505 | 510 | -700 | 205 | -700 | 510 | 0 | 205 | 377.14 | -254.15 | 505 | -600 | 510 | 0 | -509.42 | 510
2035-01-17 18:00 | -100 | 505 | -110.53 | 510 | 0 | 505 | 510 | -100 | 505 | -615.08 | 510 | 0 | 505 | 510 | 0 | 505 | 0 | 510 | 0 | -267.5 | 456.08
2035-01-17 19:00 | -163.33 | 505 | -88.65 | 510 | 0 | 505 | 510 | -700 | 505 | -132.63 | 510 | 0 | 505 | 510 | 0 | 505 | 0 | 510 | 0 | -468.39 | 510
2035-01-17 20:00 | -646.85 | 505 | -688.65 | 510 | 300 | 505 | 510 | -700 | 244 | -700 | 510 | 300 | 505 | 314.72 | 119.5 | 505 | -427.01 | 510 | 300 | -526 | 510
2035-01-17 21:00 | -700 | 505 | -88.65 | 510 | 600 | 505 | 510 | -596.04 | 505 | -700 | 510 | 600 | 505 | 510 | 91.75 | 505 | -580.92 | 510 | 600 | -526 | 510
2035-01-17 22:00 | -600 | 505 | -554.29 | 510 | 524.35 | 505 | 510 | -700 | 434.6 | -700 | 510 | 522.32 | 505 | 510 | 95.44 | 505 | -556.32 | 510 | 710 | -526 | 510
2035-01-17 23:00 | 0 | 462.77 | -600 | 510 | 710 | 505 | 510 | -216.54 | 300 | -600 | 510 | 710 | 505 | 510 | 0 | 300 | 0 | 410.46 | 710 | -522.45 | 510
2035-01-18 | 0 | 401.22 | 0 | 510 | 710 | 505 | 510 | 0 | 0 | 0 | 510 | 410 | 205 | 332.88 | 0 | 0 | 0 | 126.67 | 710 | -222.45 | 210
2035-01-18 01:00 | 289.9 | 505 | 0 | 510 | 710 | 505 | 510 | 0 | 0 | 0 | 510 | 710 | 208.38 | 510 | 0 | 0 | 0 | 204.1 | 710 | -38.57 | 510
2035-01-18 02:00 | 0 | 505 | 583.48 | 510 | 710 | 505 | 510 | 0 | 0 | 0 | 510 | 710 | 505 | 510 | 0 | 0 | 0 | 243.14 | 710 | 0 | 507.71
2035-01-18 03:00 | 157.66 | 505 | 700 | 510 | 710 | 505 | 510 | 0 | 249.9 | 0 | 510 | 710 | 505 | 510 | 0 | 0 | 0 | 497.29 | 710 | 0 | 479.17
2035-01-18 04:00 | 200.35 | 505 | 700 | 510 | 710 | 505 | 510 | 0 | 311.72 | 0 | 510 | 710 | 505 | 510 | 0 | 0 | 0 | 508.75 | 710 | 0 | 432.23
2035-01-18 05:00 | 600 | 505 | 155.34 | 510 | 710 | 505 | 510 | 0 | 79.77 | 0 | 510 | 710 | 505 | 510 | 0 | 0 | 0 | 444.96 | 710 | 0 | 359.21
2035-01-18 06:00 | 0 | 505 | 494 | 510 | 710 | 505 | 510 | 0 | 0 | 0 | 510 | 710 | 385.55 | 510 | 0 | 0 | 0 | 205 | 710 | 0 | 59.21
2035-01-18 07:00 | 129.06 | 505 | 700 | 510 | 710 | 505 | 510 | 0 | 211.65 | 0 | 510 | 710 | 505 | 510 | 0 | 0 | 0 | 360.64 | 710 | 0 | 332.28
2035-01-18 08:00 | 700 | 505 | 686.14 | 510 | 710 | 505 | 510 | 600 | 505 | 68.36 | 510 | 710 | 505 | 510 | 0 | 300 | 0 | 510 | 710 | 300 | 510
2035-01-18 09:00 | 700 | 505 | 686.14 | 510 | 710 | 505 | 510 | 390.3 | 505 | 622.78 | 510 | 710 | 505 | 510 | 0 | 432.05 | 0 | 510 | 710 | 345.02 | 510
2035-01-18 10:00 | 600 | 505 | 238.1 | 510 | 710 | 505 | 510 | 0 | 505 | 22.78 | 510 | 710 | 505 | 510 | 0 | 132.05 | 0 | 510 | 710 | 324.95 | 510
2035-01-18 11:00 | 0 | 505 | 202.54 | 510 | 710 | 505 | 510 | 0 | 237.56 | 0 | 510 | 710 | 505 | 510 | 0 | 0 | 0 | 308.36 | 710 | 24.95 | 510
2035-01-18 12:00 | 0 | 453.37 | 0 | 510 | 710 | 505 | 510 | 0 | 0 | 0 | 510 | 710 | 469.45 | 510 | 0 | 0 | 0 | 137.8 | 710 | 0 | 510
2035-01-18 13:00 | 0 | 505 | 0 | 510 | 710 | 505 | 510 | 0 | 113.23 | 0 | 510 | 710 | 505 | 510 | 0 | 0 | 0 | 166.62 | 710 | 0 | 510
2035-01-18 14:00 | 422.18 | 505 | 0 | 510 | 710 | 505 | 510 | 0 | 413.23 | 0 | 510 | 710 | 505 | 510 | 0 | 0 | 0 | 466.62 | 710 | 0 | 510
2035-01-18 15:00 | 700 | 505 | 416.23 | 510 | 710 | 505 | 510 | 443.24 | 505 | 600 | 510 | 710 | 505 | 510 | 5.49 | 300 | 0 | 510 | 710 | 300 | 510
2035-01-18 16:00 | 569.11 | 505 | 700 | 510 | 710 | 505 | 510 | 686.14 | 505 | 700 | 510 | 710 | 505 | 510 | 533.49 | 505 | 0 | 510 | 710 | 308.16 | 510
2035-01-18 17:00 | 569.11 | 505 | 700 | 510 | 710 | 505 | 510 | 686.14 | 505 | 700 | 510 | 710 | 505 | 510 | 404.94 | 505 | 0 | 510 | 710 | 266.73 | 510
2035-01-18 18:00 | 700 | 505 | 686.14 | 510 | 710 | 505 | 510 | 686.14 | 505 | 700 | 510 | 710 | 505 | 510 | 404.94 | 505 | 0 | 510 | 710 | 299.5 | 510
2035-01-18 19:00 | 490.99 | 505 | 700 | 510 | 710 | 505 | 510 | 700 | 505 | 686.14 | 510 | 710 | 505 | 510 | 262.1 | 505 | 0 | 510 | 710 | 299.5 | 510
2035-01-18 20:00 | 686.14 | 505 | 700 | 510 | 710 | 505 | 510 | 686.14 | 505 | 700 | 510 | 710 | 505 | 510 | 466.49 | 505 | 0 | 510 | 710 | 391.38 | 510
2035-01-18 21:00 | 686.14 | 505 | 700 | 510 | 710 | 505 | 510 | 686.14 | 505 | 700 | 510 | 710 | 505 | 510 | 466.49 | 505 | 0 | 510 | 710 | 240.56 | 510
2035-01-18 22:00 | 700 | 505 | 686.14 | 510 | 710 | 505 | 510 | 588 | 505 | 700 | 510 | 710 | 505 | 510 | 341.93 | 505 | 0 | 510 | 710 | 156.65 | 510
2035-01-18 23:00 | 700 | 505 | 642.53 | 510 | 710 | 505 | 510 | 437.06 | 505 | 700 | 510 | 710 | 505 | 510 | 0 | 505 | 0 | 510 | 710 | 312.4 | 510
2035-01-19 | 604.96 | 505 | 700 | 510 | 710 | 505 | 510 | 355.36 | 505 | 700 | 510 | 710 | 505 | 510 | 405.76 | 505 | 600 | 510 | 710 | 71.42 | 510
2035-01-19 01:00 | 604.96 | 505 | 547.46 | 510 | 710 | 505 | 510 | 0 | 505 | 612.47 | 510 | 710 | 505 | 510 | 0 | 505 | 618.24 | 510 | 710 | 143.1 | 510
2035-01-19 02:00 | 584.47 | 505 | 700 | 510 | 710 | 505 | 510 | 0 | 505 | 424.86 | 510 | 710 | 505 | 510 | 0 | 505 | 163.56 | 510 | 710 | 192.79 | 510
2035-01-19 03:00 | 584.47 | 505 | 383.07 | 510 | 710 | 505 | 510 | 0 | 505 | 0 | 510 | 710 | 505 | 510 | 0 | 431.63 | 0 | 510 | 710 | 203.8 | 510
2035-01-19 04:00 | 285.94 | 505 | 700 | 510 | 710 | 505 | 510 | 0 | 386.53 | 0 | 510 | 710 | 505 | 510 | 0 | 131.63 | 0 | 510 | 710 | 205.38 | 510
2035-01-19 05:00 | 0 | 505 | 607.43 | 510 | 710 | 505 | 510 | 0 | 86.53 | 0 | 510 | 710 | 417.84 | 510 | 0 | 0 | 0 | 510 | 710 | 0 | 510
2035-01-19 06:00 | 0 | 505 | 295.17 | 510 | 710 | 505 | 510 | 0 | 0 | 0 | 510 | 693.93 | 205 | 510 | 0 | 0 | 0 | 267.47 | 710 | 0 | 510
2035-01-19 07:00 | 74 | 505 | 700 | 510 | 710 | 505 | 510 | 0 | 155.74 | 0 | 510 | 710 | 505 | 510 | 0 | 0 | 0 | 510 | 710 | 48.49 | 510
2035-01-19 08:00 | 0 | 505 | 421.69 | 510 | 710 | 505 | 510 | 0 | 0 | 0 | 510 | 710 | 304.55 | 510 | 0 | 0 | 0 | 286.87 | 710 | 0 | 510
2035-01-19 09:00 | 371.92 | 505 | 0 | 510 | 710 | 505 | 510 | 0 | 0 | 0 | 510 | 561.9 | 300 | 510 | 0 | 0 | 0 | 199.58 | 710 | 236.7 | 510
2035-01-19 10:00 | 0 | 205 | 0 | 510 | 410 | 279.65 | 496.64 | 0 | 0 | 0 | 210 | 261.9 | 0 | 210 | 0 | -300 | 0 | -100.42 | 710 | 0 | 510
2035-01-19 11:00 | -100 | 0 | -401.81 | 210 | 110 | 0 | 196.64 | -298.84 | 0 | -100 | 126.37 | 300 | 0 | 90 | 0 | -503.5 | -535.46 | 0 | 710 | -226 | 510
2035-01-19 12:00 | -700 | 0 | -700 | 361.01 | 0 | 0 | 0 | -700 | -89.49 | -700 | -173.63 | 0 | -300 | -210 | -600 | -526 | -700 | 0 | 710 | -526 | 510
2035-01-19 13:00 | -700 | 0 | -700 | 510 | 0 | 0 | 0 | -700 | 0 | -700 | -473.63 | -67.58 | 0 | -510 | -528.34 | -526 | -700 | 0 | 710 | -526 | 510
2035-01-19 14:00 | -700 | 0 | -700 | 510 | 0 | 0 | 0 | -700 | 0 | -700 | -173.63 | 0 | -188.15 | -210 | -563.36 | -526 | -700 | 0 | 710 | -526 | 510
2035-01-19 15:00 | -225.97 | 0 | -600 | 510 | 0 | 0 | 7.05 | -643.9 | 0 | -700 | 126.37 | 300 | 0 | 90 | -24.29 | -526 | -700 | 0 | 710 | -526 | 510
2035-01-19 16:00 | 0 | 0 | 0 | 510 | 0 | 0 | 7.05 | -280 | 0 | -176.24 | 426.37 | 0 | 0 | 90.59 | 0 | -526 | -700 | 21.69 | 710 | -226 | 510
2035-01-19 17:00 | 0 | 0 | 0 | 510 | 0 | 0 | 7.05 | 0 | 0 | -176.24 | 510 | 0 | 0 | 7.05 | 105.98 | -526 | -700 | 39.13 | 710 | -243.96 | 510
2035-01-19 18:00 | 0 | 0 | 0 | 510 | 0 | 0 | 7.05 | 0 | 0 | -37.07 | 510 | 0 | 0 | 7.05 | 0 | -436.93 | -700 | 15.04 | 710 | -307.54 | 510
2035-01-19 19:00 | 0 | 0 | 0 | 510 | 0 | 0 | 7.05 | 0 | 0 | -109.73 | 510 | 0 | 0 | 7.05 | 0 | -406.11 | -700 | 98.74 | 710 | -424.3 | 510
2035-01-19 20:00 | 0 | 0 | 0 | 510 | 0 | 0 | 7.05 | 0 | 0 | -91.21 | 510 | 0 | 0 | 7.05 | 0 | -201.19 | -385.45 | 0 | 710 | -526 | 510
2035-01-19 21:00 | 0 | 0 | 0 | 510 | 0 | 0 | 7.05 | 0 | 0 | -260.28 | 510 | 0 | 0 | 7.05 | 0 | -225.95 | -484.36 | 0 | 710 | -501.44 | 510
2035-01-19 22:00 | -163.19 | 0 | -600 | 300 | 0 | 0 | 216.84 | -600 | 0 | -591.63 | 210 | 6.74 | 0 | 300 | -303.3 | -322.84 | -700 | 0 | 710 | -405.28 | 510
2035-01-19 23:00 | -700 | 0 | -700 | 0 | 0 | 0 | -50.03 | -700 | 0 | -700 | -90 | -293.26 | -41.67 | 0 | -165.65 | -526 | -700 | -300 | 710 | -526 | 490.46
2035-01-20 | -700 | 0 | -700 | 300 | 0 | 0 | 0 | -700 | 0 | -700 | 0 | 0 | 0 | 0 | 84.67 | -526 | -700 | 0 | 710 | -526 | 190.46
2035-01-20 01:00 | -700 | 0 | -700 | 510 | 0 | 0 | 0 | -700 | 0 | -700 | 0 | 0 | 0 | 0 | -77.79 | -526 | -700 | 300 | 710 | -526 | 0
2035-01-20 02:00 | -700 | 0 | -700 | 510 | 0 | 0 | 0 | -700 | 0 | -700 | 0 | 0 | 0 | 0 | -677.79 | -526 | -700 | 510 | 710 | -370.4 | -142.3
2035-01-20 03:00 | -700 | 0 | -700 | 510 | 0 | 0 | 0 | -700 | 0 | -700 | 55.58 | 0 | 0 | 0 | -589.4 | -526 | -700 | 332.21 | 710 | -385.57 | -442.3
2035-01-20 04:00 | -700 | 0 | -700 | 510 | 0 | 0 | 0 | -700 | 0 | -700 | 0 | 0 | 0 | 0 | -700 | -226 | -700 | 32.21 | 710 | -155.94 | -510
2035-01-20 05:00 | -700 | 0 | -700 | 510 | 0 | 0 | 0 | -700 | 0 | -700 | 0 | 0 | 0 | 0 | -640.05 | 0 | -700 | 332.21 | 410 | -321.77 | -510
2035-01-20 06:00 | -700 | 0 | -700 | 510 | 0 | 0 | 0 | -700 | 0 | -700 | 0 | 0 | 0 | 0 | -700 | -300 | -700 | 372.19 | 169.94 | -303 | -510
2035-01-20 07:00 | -700 | 0 | -700 | 510 | 0 | 0 | 0 | -700 | 0 | -700 | 0 | 0 | 0 | 0 | -700 | -161.2 | -700 | 232.84 | 410 | -371.28 | -390
2035-01-20 08:00 | -700 | 0 | -700 | 510 | 0 | 0 | 0 | -700 | 0 | -700 | 0 | 0 | 0 | 0 | -700 | -226 | -700 | 0 | 710 | -211.33 | -90
2035-01-20 09:00 | -700 | 0 | -700 | 510 | 0 | 0 | 0 | -700 | 0 | -700 | 0 | 0 | 0 | 0 | -696.16 | -526 | -700 | 300 | 710 | -503.67 | 210
2035-01-20 10:00 | -700 | 0 | -700 | 510 | 0 | 0 | 0 | -700 | 0 | -700 | 0 | 0 | 0 | 0 | -700 | -526 | -700 | 0 | 710 | -203.67 | 510
2035-01-20 11:00 | -700 | 0 | -700 | 325.38 | 0 | 0 | 0 | -700 | 0 | -700 | 0 | 0 | 0 | 0 | -700 | -526 | -700 | -292.92 | 710 | -169.42 | 510
2035-01-20 12:00 | -700 | 0 | -700 | 510 | 0 | 0 | 0 | -700 | 0 | -700 | 0 | 0 | 0 | 0 | -700 | -526 | -700 | -390.64 | 710 | -266.82 | 510
2035-01-20 13:00 | -700 | 0 | -700 | 510 | 0 | 0 | 0 | -700 | 0 | -700 | 0 | 0 | 0 | 0 | -700 | -526 | -700 | -90.64 | 710 | -112.48 | 510
2035-01-20 14:00 | -610.23 | 0 | -700 | 510 | 0 | 0 | 7.05 | -700 | 0 | -700 | 290.86 | 0 | 0 | 0 | -700 | -526 | -700 | -202.44 | 710 | 0 | 510
2035-01-20 15:00 | -10.23 | 0 | -110.49 | 406.84 | 110 | 0 | 0 | -543.12 | 0 | -100 | 510 | 0 | 0 | 7.05 | -100 | -526 | -471.73 | -185.98 | 710 | 0 | 493.93
2035-01-20 16:00 | 0 | 0 | 0 | 510 | 410 | 0 | 275.56 | 0 | 0 | 0 | 510 | 0 | 0 | 7.05 | 0 | -388.77 | 0 | 0 | 710 | -48.93 | 227.69
2035-01-20 17:00 | 0 | 0 | 0 | 510 | 710 | 0 | 510 | 0 | 0 | 0 | 510 | 0 | 0 | 7.05 | 0 | -300 | 0 | -57.48 | 710 | -78.31 | 226.84
2035-01-20 18:00 | 0 | 0 | 0 | 510 | 710 | 300 | 510 | 0 | 0 | 0 | 510 | 0 | 0 | 307.05 | 0 | 0 | 0 | 0 | 710 | -178.08 | 209.48
2035-01-20 19:00 | 0 | 0 | 0 | 510 | 710 | 479.11 | 510 | 0 | 0 | 0 | 510 | 0 | 0 | 303.39 | 0 | 0 | 0 | 0 | 710 | -159.72 | 147.78
2035-01-20 20:00 | 0 | 0 | 0 | 510 | 710 | 505 | 510 | 0 | 0 | 0 | 510 | 0 | 0 | 356.7 | 0 | 0 | 0 | 0 | 710 | -159.72 | 447.78
2035-01-20 21:00 | 0 | 0 | 0 | 510 | 710 | 457.59 | 510 | 0 | 0 | 0 | 510 | 0 | 0 | 510 | 0 | 0 | 0 | 0 | 710 | -179.33 | 272.95
2035-01-20 22:00 | 0 | 0 | 0 | 510 | 710 | 236.38 | 510 | 0 | 0 | 0 | 510 | 0 | 0 | 510 | 0 | 0 | 0 | 0 | 710 | -137.35 | 178.65
2035-01-20 23:00 | 0 | 0 | 0 | 510 | 710 | 505 | 510 | 0 | 0 | 0 | 510 | 0 | 0 | 510 | 0 | 0 | 0 | 0 | 710 | -107.52 | 232.34
2035-01-21 | 0 | 300 | 590.12 | 510 | 710 | 505 | 510 | 217.84 | 300 | 0 | 510 | 300 | 300 | 510 | 0 | 300 | 0 | 300 | 710 | -89.89 | 510
2035-01-21 01:00 | 0 | 505 | 700 | 510 | 710 | 505 | 510 | 0 | 249.4 | 0 | 510 | 600 | 505 | 510 | 0 | 505 | 0 | 510 | 710 | -180.95 | 510
2035-01-21 02:00 | 0 | 505 | 657.25 | 510 | 710 | 505 | 510 | 0 | 0 | 0 | 510 | 710 | 491.01 | 510 | 0 | 505 | 0 | 510 | 710 | -124.82 | 510
2035-01-21 03:00 | 0 | 505 | 697.13 | 510 | 710 | 505 | 510 | 0 | 127.32 | 0 | 510 | 710 | 505 | 510 | 0 | 211.81 | 0 | 510 | 710 | -63.13 | 510
2035-01-21 04:00 | 0 | 505 | 348.18 | 510 | 710 | 505 | 510 | 0 | 0 | 0 | 510 | 710 | 205 | 510 | 0 | 48.72 | 0 | 510 | 710 | -2.57 | 510
2035-01-21 05:00 | 0 | 505 | 108.82 | 510 | 710 | 505 | 510 | 0 | 0 | 0 | 510 | 710 | 0 | 510 | 0 | 0 | 0 | 510 | 710 | 16.17 | 510
2035-01-21 06:00 | 0 | 505 | 0 | 510 | 710 | 505 | 510 | 0 | 0 | 0 | 510 | 590.81 | 0 | 510 | 0 | 0 | 0 | 510 | 710 | 0 | 510
2035-01-21 07:00 | 0 | 505 | 0 | 510 | 710 | 505 | 510 | 0 | 0 | 0 | 510 | 587.94 | 0 | 510 | 0 | 0 | 0 | 510 | 710 | 0 | 510
2035-01-21 08:00 | 0 | 505 | 44.98 | 510 | 710 | 505 | 510 | 0 | 0 | 0 | 510 | 658.1 | 107.17 | 510 | 0 | 37.05 | 0 | 510 | 710 | 0 | 510
2035-01-21 09:00 | 0 | 505 | 635.14 | 510 | 710 | 505 | 510 | 0 | 205 | 0 | 510 | 710 | 407.17 | 510 | 0 | 337.05 | 0 | 510 | 710 | 44.48 | 510
2035-01-21 10:00 | 477.25 | 505 | 700 | 510 | 710 | 505 | 510 | 0 | 505 | 0 | 510 | 710 | 505 | 510 | 0 | 423.49 | 0 | 510 | 710 | 104.72 | 510
2035-01-21 11:00 | 700 | 505 | 454.21 | 510 | 710 | 505 | 510 | 0 | 505 | 0 | 510 | 710 | 505 | 510 | 0 | 505 | 0 | 510 | 710 | 69.08 | 510
2035-01-21 12:00 | 425.94 | 505 | 700 | 510 | 710 | 505 | 510 | 0 | 505 | 0 | 510 | 710 | 505 | 510 | 177.61 | 505 | 0 | 510 | 710 | 65.99 | 510
2035-01-21 13:00 | 532.43 | 505 | 700 | 510 | 710 | 505 | 510 | 0 | 505 | 48.79 | 510 | 710 | 505 | 510 | 405.94 | 505 | 0 | 510 | 710 | 22.63 | 510
2035-01-21 14:00 | 404.98 | 505 | 700 | 510 | 710 | 505 | 510 | 0 | 505 | 357.3 | 510 | 710 | 505 | 510 | 700 | 505 | 0 | 510 | 710 | 7.32 | 510
2035-01-21 15:00 | 540.71 | 505 | 700 | 510 | 710 | 505 | 510 | 0 | 505 | 493.03 | 510 | 710 | 505 | 510 | 700 | 505 | 0 | 510 | 710 | 0 | 510
2035-01-21 16:00 | 27.37 | 505 | 700 | 510 | 710 | 505 | 510 | 439.48 | 505 | 0 | 510 | 710 | 505 | 510 | 700 | 505 | 0 | 510 | 710 | 24.84 | 510
2035-01-21 17:00 | 27.37 | 505 | 700 | 510 | 710 | 505 | 510 | 0 | 505 | 452.49 | 510 | 710 | 505 | 510 | 700 | 505 | 100 | 510 | 710 | 0 | 510
2035-01-21 18:00 | 590.69 | 505 | 700 | 510 | 600 | 505 | 510 | 475.03 | 505 | 700 | 510 | 600 | 505 | 510 | 686.14 | 505 | 700 | 510 | 600 | -93.76 | 510
2035-01-21 19:00 | 686.14 | 505 | 700 | 510 | 300 | 505 | 510 | 686.14 | 505 | 700 | 510 | 300 | 505 | 510 | 686.14 | 505 | 700 | 510 | 300 | 0 | 510
2035-01-21 20:00 | 686.14 | 505 | 700 | 510 | 0 | 505 | 510 | 686.14 | 505 | 700 | 510 | 0 | 505 | 510 | 686.14 | 505 | 700 | 510 | 0 | 0 | 510
2035-01-21 21:00 | 624.03 | 505 | 700 | 510 | 0 | 505 | 510 | 686.14 | 505 | 700 | 510 | 0 | 505 | 510 | 686.14 | 505 | 700 | 510 | 0 | 0 | 510
2035-01-21 22:00 | 613.03 | 505 | 700 | 510 | 0 | 505 | 510 | 686.14 | 505 | 700 | 510 | 0 | 505 | 510 | 686.14 | 505 | 700 | 510 | 0 | 0 | 510
2035-01-21 23:00 | 635.44 | 505 | 700 | 510 | 0 | 505 | 510 | 686.14 | 505 | 700 | 510 | 0 | 505 | 510 | 679.77 | 505 | 700 | 510 | 0 | 0 | 510
2035-01-22 | 686.14 | 505 | 700 | 510 | 0 | 505 | 510 | 686.14 | 505 | 700 | 510 | 0 | 505 | 510 | 346.88 | 505 | 700 | 510 | 0 | -148.1 | 510
2035-01-22 01:00 | 686.14 | 505 | 700 | 510 | 0 | 505 | 510 | 686.14 | 505 | 700 | 510 | 0 | 505 | 510 | 352.06 | 505 | 700 | 510 | 0 | -118.93 | 510
2035-01-22 02:00 | 686.14 | 505 | 700 | 510 | 0 | 505 | 510 | 686.14 | 505 | 700 | 510 | 0 | 505 | 510 | 333.25 | 505 | 700 | 510 | 0 | -51.55 | 510
2035-01-22 03:00 | 686.14 | 505 | 700 | 510 | 0 | 505 | 510 | 686.14 | 505 | 700 | 510 | 0 | 505 | 510 | 315.58 | 505 | 700 | 510 | 0 | -96.2 | 510
2035-01-22 04:00 | 700 | 505 | 686.14 | 510 | 0 | 505 | 510 | 686.14 | 505 | 700 | 510 | 0 | 505 | 510 | 281.33 | 505 | 700 | 510 | 0 | -120.82 | 510
2035-01-22 05:00 | 686.14 | 505 | 700 | 510 | 0 | 505 | 510 | 686.14 | 505 | 700 | 510 | 0 | 505 | 510 | 263.55 | 505 | 700 | 510 | 0 | -138.75 | 510
2035-01-22 06:00 | 686.14 | 505 | 700 | 510 | 0 | 505 | 510 | 686.14 | 505 | 700 | 510 | 0 | 505 | 510 | 195.19 | 505 | 700 | 510 | 0 | -151.07 | 510
2035-01-22 07:00 | 686.14 | 505 | 700 | 510 | 0 | 505 | 510 | 686.14 | 505 | 700 | 510 | 0 | 505 | 510 | 148.56 | 505 | 700 | 510 | 0 | -70.62 | 510
2035-01-22 08:00 | 686.14 | 505 | 700 | 510 | 0 | 505 | 510 | 686.14 | 505 | 700 | 510 | 0 | 505 | 510 | 293.69 | 505 | 700 | 510 | 0 | -133.25 | 510
2035-01-22 09:00 | 686.14 | 505 | 700 | 510 | 0 | 505 | 510 | 686.14 | 505 | 700 | 510 | 0 | 505 | 510 | 266.98 | 505 | 700 | 510 | 0 | -204.53 | 510
2035-01-22 10:00 | 700 | 505 | 686.14 | 510 | 0 | 505 | 510 | 686.14 | 505 | 700 | 510 | 0 | 505 | 510 | 220.52 | 505 | 700 | 510 | 0 | -183.45 | 510
2035-01-22 11:00 | 686.14 | 505 | 700 | 510 | 0 | 505 | 510 | 686.14 | 505 | 700 | 510 | 0 | 505 | 510 | 220.52 | 505 | 700 | 506.57 | 0 | -205.3 | 510
2035-01-22 12:00 | 686.14 | 505 | 700 | 510 | 0 | 505 | 510 | 700 | 505 | 686.14 | 510 | 0 | 505 | 510 | 260.42 | 505 | 700 | 430.34 | 0 | -225.57 | 510
2035-01-22 13:00 | 686.14 | 505 | 700 | 510 | 0 | 505 | 510 | 700 | 505 | 686.14 | 510 | 0 | 505 | 510 | 257.91 | 505 | 700 | 457.55 | 0 | -184.24 | 510
2035-01-22 14:00 | 686.14 | 505 | 700 | 510 | 0 | 505 | 510 | 686.14 | 505 | 700 | 510 | 0 | 505 | 510 | 284.94 | 505 | 700 | 510 | 0 | -185.85 | 510
2035-01-22 15:00 | 686.14 | 505 | 700 | 510 | 0 | 505 | 510 | 686.14 | 505 | 700 | 510 | 0 | 505 | 510 | 291.97 | 505 | 700 | 510 | 0 | 40.46 | 510
2035-01-22 16:00 | 686.14 | 505 | 700 | 510 | 0 | 505 | 510 | 686.14 | 505 | 700 | 510 | 0 | 505 | 510 | 251.48 | 505 | 700 | 510 | 0 | 168.98 | 510
2035-01-22 17:00 | 686.14 | 505 | 700 | 510 | 0 | 505 | 510 | 686.14 | 505 | 700 | 510 | 0 | 505 | 510 | 347.71 | 505 | 700 | 510 | 0 | 180.4 | 240.02
2035-01-22 18:00 | 700 | 505 | 686.14 | 510 | 0 | 505 | 510 | 700 | 505 | 686.14 | 510 | 0 | 505 | 510 | 473.79 | 505 | 700 | 510 | 0 | 151.94 | -59.98
2035-01-22 19:00 | 700 | 505 | 686.14 | 510 | 0 | 505 | 510 | 700 | 505 | 686.14 | 510 | 0 | 505 | 510 | 491.88 | 505 | 700 | 510 | 0 | 159.21 | 0
2035-01-22 20:00 | 700 | 505 | 686.14 | 510 | 0 | 505 | 510 | 700 | 505 | 686.14 | 510 | 0 | 505 | 510 | 345.61 | 505 | 700 | 510 | 0 | 260.89 | 300
2035-01-22 21:00 | 686.14 | 505 | 700 | 510 | 0 | 505 | 510 | 700 | 505 | 686.14 | 510 | 0 | 505 | 510 | 359.75 | 505 | 700 | 510 | 0 | 217.1 | 510
2035-01-22 22:00 | 700 | 505 | 686.14 | 510 | 0 | 505 | 510 | 700 | 505 | 686.14 | 510 | 0 | 505 | 510 | 173.62 | 505 | 700 | 510 | 0 | 171.98 | 510
2035-01-22 23:00 | 700 | 505 | 686.14 | 510 | 0 | 505 | 510 | 700 | 505 | 686.14 | 510 | 0 | 505 | 510 | 299.16 | 505 | 700 | 510 | 0 | -108.93 | 510
2035-01-23 | 686.14 | 505 | 700 | 510 | 0 | 505 | 510 | 686.14 | 505 | 700 | 510 | 0 | 505 | 510 | 343.81 | 505 | 700 | 510 | 0 | -14.69 | 510
2035-01-23 01:00 | 700 | 505 | 686.14 | 510 | 0 | 505 | 510 | 686.14 | 505 | 700 | 510 | 0 | 505 | 510 | 387.27 | 505 | 700 | 510 | 0 | -50.43 | 510
2035-01-23 02:00 | 686.14 | 505 | 700 | 510 | 0 | 505 | 510 | 700 | 505 | 686.14 | 510 | 0 | 505 | 510 | 345.66 | 505 | 700 | 510 | 0 | -31.17 | 510
2035-01-23 03:00 | 686.14 | 505 | 700 | 510 | 0 | 505 | 510 | 686.14 | 505 | 700 | 510 | 0 | 505 | 510 | 351.16 | 505 | 700 | 510 | 0 | -51.72 | 510
2035-01-23 04:00 | 686.14 | 505 | 700 | 510 | 0 | 505 | 510 | 686.14 | 505 | 700 | 510 | 0 | 505 | 510 | 225.95 | 505 | 700 | 510 | 0 | -168.01 | 510
2035-01-23 05:00 | 686.14 | 505 | 700 | 510 | 0 | 505 | 510 | 686.14 | 505 | 700 | 510 | 0 | 505 | 510 | 225.95 | 505 | 700 | 510 | 0 | -74.95 | 510
2035-01-23 06:00 | 686.14 | 505 | 700 | 510 | 0 | 505 | 510 | 686.14 | 505 | 700 | 510 | 0 | 505 | 510 | 167.28 | 505 | 700 | 510 | 0 | -100.42 | 510
2035-01-23 07:00 | 686.14 | 505 | 700 | 510 | 0 | 505 | 510 | 700 | 505 | 686.14 | 510 | 0 | 505 | 510 | 185.2 | 505 | 700 | 510 | 0 | -115.36 | 510
2035-01-23 08:00 | 686.14 | 505 | 700 | 510 | 0 | 505 | 510 | 686.14 | 505 | 700 | 510 | 0 | 505 | 510 | 242.1 | 505 | 700 | 510 | 0 | -91.6 | 510
2035-01-23 09:00 | 686.14 | 505 | 700 | 510 | 0 | 505 | 510 | 686.14 | 505 | 700 | 510 | 0 | 505 | 510 | 318.4 | 505 | 700 | 510 | 0 | -82.4 | 510
2035-01-23 10:00 | 686.14 | 505 | 700 | 510 | 0 | 505 | 510 | 686.14 | 505 | 700 | 510 | 0 | 505 | 510 | 323.38 | 505 | 700 | 510 | 0 | -111.77 | 510
2035-01-23 11:00 | 686.14 | 505 | 700 | 510 | 0 | 505 | 510 | 686.14 | 505 | 700 | 510 | 0 | 505 | 510 | 326.17 | 505 | 700 | 510 | 0 | -175.22 | 510
2035-01-23 12:00 | 686.14 | 505 | 700 | 510 | 0 | 505 | 510 | 686.14 | 505 | 700 | 510 | 0 | 505 | 510 | 244.24 | 505 | 700 | 510 | 0 | -133.27 | 510
2035-01-23 13:00 | 686.14 | 505 | 700 | 510 | 0 | 505 | 510 | 686.14 | 505 | 700 | 510 | 0 | 505 | 510 | 274.13 | 505 | 700 | 510 | 0 | -123.61 | 510
2035-01-23 14:00 | 686.14 | 505 | 700 | 510 | 0 | 505 | 510 | 686.14 | 505 | 700 | 510 | 0 | 505 | 510 | 303.2 | 505 | 700 | 510 | 0 | -98.89 | 510
2035-01-23 15:00 | 700 | 505 | 686.14 | 510 | 0 | 505 | 510 | 700 | 505 | 686.14 | 510 | 0 | 505 | 510 | 319.7 | 505 | 700 | 510 | 0 | -134.54 | 510
2035-01-23 16:00 | 686.14 | 505 | 700 | 510 | 0 | 505 | 510 | 686.14 | 505 | 700 | 510 | 0 | 505 | 510 | 314.88 | 505 | 700 | 510 | 0 | -103.75 | 510
2035-01-23 17:00 | 686.14 | 505 | 700 | 510 | 0 | 505 | 510 | 686.14 | 505 | 700 | 510 | 0 | 505 | 510 | 439.9 | 505 | 700 | 510 | 0 | -104.37 | 510
2035-01-23 18:00 | 686.14 | 505 | 700 | 510 | 0 | 505 | 510 | 700 | 505 | 686.14 | 510 | 0 | 505 | 510 | 538.34 | 505 | 700 | 510 | 0 | -49.1 | 210
2035-01-23 19:00 | 700 | 505 | 686.14 | 510 | 0 | 505 | 510 | 686.14 | 505 | 700 | 510 | 0 | 505 | 510 | 520.23 | 505 | 700 | 510 | 0 | -18.06 | 510
2035-01-23 20:00 | 686.14 | 505 | 700 | 510 | 300 | 505 | 510 | 686.14 | 505 | 700 | 510 | 300 | 505 | 510 | 386.46 | 505 | 700 | 510 | 300 | -136.35 | 510
2035-01-23 21:00 | 700 | 505 | 686.14 | 510 | 600 | 505 | 510 | 700 | 505 | 686.14 | 510 | 600 | 505 | 510 | 203.04 | 505 | 700 | 510 | 600 | -65.76 | 510
2035-01-23 22:00 | 686.14 | 505 | 700 | 510 | 710 | 505 | 510 | 700 | 505 | 614.84 | 510 | 710 | 505 | 510 | 258.3 | 505 | 700 | 510 | 710 | -99.78 | 510
2035-01-23 23:00 | 686.14 | 505 | 700 | 510 | 710 | 505 | 510 | 700 | 505 | 599.01 | 510 | 710 | 505 | 510 | 289.1 | 505 | 700 | 510 | 710 | -62.09 | 510
2035-01-24 | 686.14 | 505 | 700 | 510 | 710 | 505 | 510 | 700 | 505 | 597.75 | 510 | 710 | 505 | 510 | 240.68 | 505 | 700 | 510 | 710 | 0 | 510
2035-01-24 01:00 | 700 | 505 | 496.32 | 510 | 710 | 505 | 510 | 606.91 | 505 | 700 | 510 | 710 | 505 | 510 | 686.14 | 505 | 700 | 510 | 710 | 36.71 | 510
2035-01-24 02:00 | 450.92 | 505 | 700 | 510 | 710 | 505 | 510 | 177.29 | 505 | 700 | 510 | 710 | 505 | 510 | 589.94 | 505 | 700 | 510 | 710 | 0 | 510
2035-01-24 03:00 | 312.32 | 505 | 700 | 510 | 710 | 505 | 510 | 0 | 505 | 700 | 510 | 710 | 505 | 510 | 298.83 | 505 | 700 | 510 | 710 | 0 | 510
2035-01-24 04:00 | 0 | 505 | 700 | 510 | 710 | 505 | 510 | 0 | 505 | 263.33 | 510 | 710 | 505 | 510 | 396.83 | 505 | 700 | 510 | 710 | 0 | 510
2035-01-24 05:00 | 107.46 | 505 | 700 | 510 | 710 | 505 | 510 | 0 | 505 | 315.04 | 510 | 710 | 505 | 510 | 0 | 505 | 700 | 510 | 710 | 0 | 510
2035-01-24 06:00 | 161.51 | 505 | 700 | 510 | 710 | 505 | 510 | 0 | 505 | 106.01 | 510 | 710 | 505 | 510 | 91.43 | 505 | 700 | 510 | 710 | 0 | 510
2035-01-24 07:00 | 100 | 505 | 644.91 | 510 | 710 | 505 | 510 | 134.67 | 505 | 106.01 | 510 | 710 | 505 | 510 | 120.06 | 505 | 700 | 510 | 710 | -1.27 | 510
2035-01-24 08:00 | 700 | 505 | 686.14 | 510 | 710 | 505 | 510 | 667.2 | 505 | 700 | 510 | 710 | 505 | 510 | 686.14 | 505 | 700 | 510 | 710 | -170.44 | 510
2035-01-24 09:00 | 700 | 505 | 686.14 | 510 | 710 | 505 | 510 | 558.39 | 505 | 700 | 510 | 710 | 505 | 510 | 686.14 | 505 | 700 | 510 | 710 | -109.25 | 510
2035-01-24 10:00 | 686.14 | 505 | 700 | 510 | 710 | 505 | 510 | 700 | 505 | 174.94 | 510 | 710 | 505 | 510 | 624.21 | 505 | 700 | 510 | 710 | -28.58 | 510
2035-01-24 11:00 | 489.67 | 505 | 700 | 510 | 710 | 505 | 510 | 413.65 | 505 | 0 | 510 | 710 | 505 | 510 | 683.22 | 505 | 396.39 | 510 | 710 | 0 | 510
2035-01-24 12:00 | 225.67 | 505 | 700 | 510 | 710 | 505 | 510 | 233.08 | 505 | 0 | 510 | 710 | 505 | 510 | 676.44 | 505 | 428.57 | 510 | 710 | 0 | 510
2035-01-24 13:00 | 197.11 | 505 | 700 | 510 | 710 | 505 | 510 | 0 | 505 | 210.32 | 510 | 710 | 505 | 510 | 660.7 | 505 | 437.3 | 510 | 710 | 0 | 510
2035-01-24 14:00 | 528.11 | 505 | 700 | 510 | 710 | 505 | 510 | 14.71 | 505 | 651.52 | 510 | 710 | 505 | 510 | 700 | 505 | 539.5 | 510 | 710 | 0 | 510
2035-01-24 15:00 | 700 | 505 | 686.14 | 510 | 710 | 505 | 510 | 614.71 | 505 | 700 | 510 | 710 | 505 | 510 | 582.64 | 505 | 700 | 510 | 710 | -54.26 | 510
2035-01-24 16:00 | 686.14 | 505 | 700 | 510 | 710 | 505 | 510 | 575.56 | 505 | 700 | 510 | 710 | 505 | 510 | 603.88 | 505 | 700 | 510 | 710 | -75.69 | 510
2035-01-24 17:00 | 686.14 | 505 | 700 | 510 | 710 | 505 | 510 | 686.14 | 505 | 700 | 510 | 710 | 505 | 510 | 656.78 | 505 | 700 | 510 | 710 | -83.58 | 510
2035-01-24 18:00 | 686.14 | 505 | 700 | 510 | 710 | 505 | 510 | 686.14 | 505 | 700 | 510 | 710 | 505 | 510 | 686.14 | 505 | 700 | 510 | 710 | -198.89 | 210
2035-01-24 19:00 | 700 | 505 | 686.14 | 510 | 710 | 505 | 510 | 686.14 | 505 | 700 | 510 | 710 | 505 | 510 | 686.14 | 505 | 700 | 510 | 710 | -230.6 | 490.43
2035-01-24 20:00 | 522.87 | 505 | 700 | 510 | 710 | 505 | 510 | 455.94 | 505 | 700 | 510 | 710 | 505 | 510 | 380.29 | 505 | 700 | 510 | 710 | -171.64 | 510
2035-01-24 21:00 | 502.49 | 505 | 700 | 510 | 710 | 505 | 510 | 455.94 | 505 | 190.12 | 510 | 710 | 505 | 510 | 342.08 | 505 | 700 | 510 | 710 | -59.24 | 510
2035-01-24 22:00 | 568.17 | 505 | 635.94 | 510 | 710 | 505 | 510 | 0 | 205 | 0 | 510 | 710 | 504.96 | 510 | 0 | 300 | 259.94 | 510 | 710 | -54.98 | 510
2035-01-24 23:00 | 0 | 433.94 | 35.94 | 510 | 710 | 505 | 510 | 0 | 0 | 0 | 510 | 410 | 204.96 | 488.95 | 0 | 0 | 0 | 394.5 | 710 | 0 | 510
2035-01-25 | 0 | 133.94 | 0 | 210 | 410 | 205 | 210 | 0 | 0 | 0 | 510 | 110 | 0 | 448.05 | 228.9 | 0 | -334.6 | 253.14 | 710 | -109.17 | 210
2035-01-25 01:00 | -490.67 | 0 | -100 | 510 | 110 | 0 | 448.05 | -255.89 | 0 | -600 | 510 | 48.11 | 0 | 510 | 39.92 | 0 | -700 | 510 | 710 | -293.21 | 131.98
2035-01-25 02:00 | -444 | 0 | -700 | 510 | 48.11 | 0 | 510 | -700 | 0 | -700 | 510 | 0 | 0 | 453.73 | -519.47 | -64.7 | -700 | 510 | 710 | -92.99 | 0
2035-01-25 03:00 | -700 | 0 | -309.72 | 510 | 48.11 | 0 | 510 | -700 | 0 | -700 | 510 | 46.45 | 0 | 510 | -597.4 | 37.87 | -700 | 510 | 710 | -109.75 | -86.52
2035-01-25 04:00 | -700 | 0 | -700 | 266.11 | 300 | 87.98 | 300 | -700 | 0 | -700 | 210 | 118.7 | 0 | 210 | -700 | 0 | -700 | 510 | 710 | -183.49 | -169.24
2035-01-25 05:00 | -700 | 0 | -700 | -33.89 | 0 | 0 | 0 | -700 | 0 | -700 | -90 | -181.3 | -51.58 | -90 | -700 | 0 | -700 | 319.52 | 710 | -222.98 | -469.24
2035-01-25 06:00 | -700 | 0 | -700 | -333.89 | -155.59 | 0 | -300 | -700 | 0 | -700 | -390 | -422.3 | 0 | -390 | -700 | 0 | -700 | 19.52 | 710 | -522.98 | -510
2035-01-25 07:00 | -700 | 0 | -700 | -182.36 | -300 | -194.51 | -300 | -700 | 0 | -700 | -510 | -300 | -237.05 | -367.65 | -700 | 0 | -700 | -218.11 | 710 | -526 | -444.79
2035-01-25 08:00 | -700 | 0 | -700 | 117.64 | 0 | 0 | 0 | -700 | 0 | -700 | -210 | 0 | 0 | -67.65 | -639.52 | 0 | -700 | -435.63 | 710 | -526 | -144.79
2035-01-25 09:00 | -700 | 0 | -700 | -41.02 | 0 | 0 | 0 | -700 | 0 | -700 | -510 | 0 | 0 | 0 | -476.2 | 0 | -700 | -510 | 710 | -526 | 155.21
2035-01-25 10:00 | -700 | 0 | -700 | 211.36 | 0 | 0 | 0 | -700 | 0 | -700 | -231.52 | 0 | 0 | 0 | -411.3 | -133.35 | -700 | -239.18 | 710 | -526 | 302.04
2035-01-25 11:00 | -700 | 0 | -700 | -88.64 | 0 | 0 | -77.94 | -700 | 0 | -700 | -510 | 0 | 0 | -157 | -487.11 | -209.58 | -700 | -450.05 | 710 | -526 | 265.99
2035-01-25 12:00 | -700 | 0 | -700 | -238.79 | -110.18 | 0 | -210 | -700 | 0 | -700 | -510 | -300 | 0 | -252.21 | -677.85 | -455.97 | -700 | -150.05 | 710 | -526 | 213.4
2035-01-25 13:00 | -700 | 0 | -700 | -510 | -410.18 | 0 | -510 | -700 | 0 | -700 | -510 | -600 | -60.4 | -510 | -688.73 | -526 | -700 | -450.05 | 710 | -526 | 232.2
2035-01-25 14:00 | -700 | 0 | -700 | -300 | -190.02 | 0 | -300 | -700 | 0 | -700 | -510 | -300 | 0 | -471.01 | -540.23 | -526 | -700 | -510 | 710 | -526 | 342.18
2035-01-25 15:00 | -700 | 0 | -700 | 0 | 0 | 0 | 0 | -700 | 0 | -700 | -307.6 | 0 | 0 | -171.01 | -427.9 | -242.71 | -700 | -493.47 | 710 | -526 | 153.88
2035-01-25 16:00 | -700 | 0 | -700 | 300 | 0 | 0 | 0 | -700 | 0 | -700 | -160.39 | 0 | 0 | 0 | -466.18 | 0 | -700 | -397.09 | 710 | -526 | 0
2035-01-25 17:00 | -700 | 0 | -700 | 0 | 0 | 0 | 0 | -700 | 0 | -700 | -354.97 | -281.56 | 0 | -210 | -554.24 | -124.72 | -700 | -510 | 710 | -526 | 271.78
2035-01-25 18:00 | -700 | 0 | -700 | -300 | -300 | 0 | -300 | -700 | 0 | -700 | -510 | -581.56 | 0 | -510 | -700 | -261.96 | -700 | -510 | 710 | -526 | 0
2035-01-25 19:00 | -700 | 0 | -700 | -510 | -135.31 | -89.03 | -510 | -700 | 0 | -700 | -510 | -400.48 | -260.73 | -510 | -661.65 | -526 | -700 | -510 | 710 | -526 | 300
2035-01-25 20:00 | -700 | 0 | -700 | -510 | -304.47 | -357.13 | -510 | -700 | 0 | -700 | -510 | -516.12 | -144.62 | -510 | -700 | -526 | -700 | -510 | 710 | -526 | 229.42
2035-01-25 21:00 | -700 | 0 | -700 | -510 | -394.36 | -266.88 | -510 | -700 | 0 | -700 | -510 | -514.24 | -146.51 | -510 | -700 | -526 | -700 | -510 | 710 | -526 | 90
2035-01-25 22:00 | -700 | 0 | -700 | -510 | -660.15 | 0 | -510 | -700 | 0 | -700 | -510 | -529.67 | -131.02 | -510 | -700 | -526 | -700 | -510 | 710 | -526 | -210
2035-01-25 23:00 | -700 | 0 | -700 | -510 | -443.15 | -217.89 | -510 | -700 | 0 | -700 | -510 | -443.15 | -217.89 | -510 | -700 | -526 | -700 | -510 | 710 | -526 | -510
2035-01-26 | -700 | 0 | -700 | -510 | -710 | -517.89 | -510 | -700 | 0 | -700 | -510 | -710 | -517.89 | -510 | -700 | -526 | -700 | -510 | 710 | -526 | -510
2035-01-26 01:00 | -700 | 0 | -700 | -510 | -710 | -517.89 | -510 | -700 | 0 | -700 | -510 | -710 | -517.89 | -510 | -700 | -526 | -700 | -510 | 710 | -526 | -510
2035-01-26 02:00 | -700 | 0 | -700 | -510 | -710 | -517.89 | -510 | -700 | 0 | -700 | -510 | -710 | -517.89 | -510 | -700 | -526 | -700 | -510 | 710 | -526 | -510
2035-01-26 03:00 | -700 | 0 | -700 | -510 | -710 | -517.89 | -510 | -700 | 0 | -700 | -510 | -710 | -517.89 | -510 | -700 | -526 | -700 | -510 | 710 | -526 | -510
2035-01-26 04:00 | -700 | 0 | -700 | -510 | -710 | -517.89 | -510 | -700 | 0 | -700 | -510 | -710 | -517.89 | -510 | -700 | -526 | -700 | -510 | 710 | -526 | -510
2035-01-26 05:00 | -700 | 0 | -700 | -510 | -710 | -517.89 | -510 | -700 | 0 | -700 | -510 | -710 | -517.89 | -510 | -700 | -526 | -700 | -510 | 710 | -526 | -510
2035-01-26 06:00 | -700 | 0 | -700 | -510 | -710 | -517.89 | -510 | -700 | 0 | -700 | -510 | -710 | -517.89 | -510 | -700 | -526 | -700 | -510 | 710 | -526 | -510
2035-01-26 07:00 | -700 | -300 | -700 | -510 | -521.07 | -409.88 | -510 | -700 | -300 | -700 | -510 | -523.04 | -407.9 | -510 | -700 | -526 | -700 | -510 | 710 | -526 | -210
2035-01-26 08:00 | -700 | 0 | -700 | -210 | -221.07 | -109.88 | -210 | -700 | 0 | -700 | -225.39 | -223.04 | -107.9 | -210 | -700 | -526 | -700 | -510 | 710 | -526 | 90
2035-01-26 09:00 | -700 | 65.75 | -700 | 90 | 78.93 | 190.12 | 90 | -700 | 0 | -700 | 0 | 0 | 0 | 0 | -700 | -526 | -700 | -510 | 710 | -526 | 390
2035-01-26 10:00 | -700 | 0 | -700 | 300 | 0 | 0 | 216.75 | -700 | 0 | -700 | 0 | 0 | 0 | 0 | -700 | -477.77 | -700 | -510 | 710 | -526 | 510
2035-01-26 11:00 | -700 | 0 | -700 | 0 | -168.92 | 0 | -83.16 | -700 | 0 | -700 | -300 | -152.4 | 0 | -300 | -700 | -526 | -700 | -510 | 710 | -526 | 510
2035-01-26 12:00 | -700 | 0 | -700 | 300 | 0 | 0 | 216.84 | -700 | 0 | -700 | 0 | 0 | 0 | 0 | -700 | -394.34 | -700 | -210 | 710 | -318.51 | 510
2035-01-26 13:00 | -700 | 0 | -700 | 510 | 0 | 0 | 7.05 | -700 | 0 | -700 | 44.83 | 0 | 0 | 0 | -700 | -232.26 | -700 | 0 | 710 | -495.17 | 510
2035-01-26 14:00 | -700 | 0 | -700 | 510 | 0 | 0 | 7.05 | -700 | 0 | -700 | 237.29 | 0 | 0 | 0 | -700 | -417.08 | -700 | 0 | 710 | -311.76 | 510
2035-01-26 15:00 | -700 | 0 | -700 | 510 | 0 | 0 | 7.05 | -700 | 0 | -700 | 398.51 | 0 | 0 | 0 | -700 | -526 | -700 | 0 | 710 | -203.67 | 510
2035-01-26 16:00 | -257.57 | 0 | -700 | 510 | 0 | 0 | 7.05 | -700 | 0 | -700 | 387.61 | 0 | 0 | 0 | -700 | -526 | -700 | 0 | 710 | -203.67 | 510
2035-01-26 17:00 | -700 | 0 | -700 | 510 | 0 | 0 | 7.05 | -700 | 0 | -700 | 87.61 | 0 | 0 | 0 | -700 | -526 | -700 | 0 | 710 | -203.67 | 510
2035-01-26 18:00 | -396.72 | 0 | -700 | 272.02 | 0 | 0 | 244.8 | -700 | 0 | -700 | 0 | 0 | 0 | 0 | -700 | -479.56 | -700 | 0 | 710 | -249.76 | 510
2035-01-26 19:00 | -700 | 0 | -700 | -27.98 | 0 | 0 | 9.85 | -700 | 0 | -700 | -210 | -39.13 | -170.11 | -210 | -700 | -348.04 | -700 | -210 | 710 | -502.32 | 510
2035-01-26 20:00 | -700 | -300 | -700 | -327.98 | -300 | -300 | -290.15 | -700 | -300 | -700 | -510 | -339.13 | -470.11 | -510 | -700 | -526 | -700 | -510 | 710 | -526 | 510
2035-01-26 21:00 | -700 | 0 | -700 | -510 | -133.46 | -213.82 | -510 | -700 | -117.55 | -700 | -510 | -458.47 | -526 | -510 | -700 | -526 | -700 | -510 | 710 | -526 | 210
2035-01-26 22:00 | -700 | -283.9 | -700 | -510 | -433.46 | -513.82 | -510 | -700 | -343.26 | -700 | -510 | -362.66 | -526 | -510 | -700 | -526 | -700 | -510 | 710 | -526 | -90
2035-01-26 23:00 | -700 | -321 | -700 | -510 | -469.14 | -321 | -510 | -700 | -321 | -700 | -510 | -469.14 | -321 | -510 | -700 | -526 | -700 | -510 | 710 | -526 | -390
2035-01-27 | -700 | -21 | -700 | -210 | -169.14 | -21 | -210 | -700 | -21 | -700 | -210 | -169.14 | -21 | -210 | -700 | -458.16 | -700 | -210 | 699.52 | -526 | -90
2035-01-27 01:00 | -700 | 0 | -700 | -510 | 0 | 0 | -47.46 | -700 | 0 | -700 | -510 | 0 | 0 | -47.46 | -700 | -526 | -700 | 0 | 472.27 | -526 | 0
2035-01-27 02:00 | -700 | 0 | -700 | -510 | 0 | 0 | -47.46 | -700 | 0 | -700 | -510 | 0 | 0 | -47.46 | -700 | -526 | -700 | -85 | 256.5 | -526 | 298.97
2035-01-27 03:00 | -700 | 0 | -700 | -510 | 0 | 0 | -47.46 | -700 | 0 | -700 | -510 | 0 | 0 | -47.46 | -700 | -226 | -700 | -334.07 | 0 | -526 | 510
2035-01-27 04:00 | -700 | 0 | -700 | -510 | 0 | 0 | -47.46 | -700 | 0 | -700 | -510 | 0 | 0 | -47.46 | -700 | -4.19 | -700 | -510 | 0 | -526 | 468.16
2035-01-27 05:00 | -700 | 0 | -700 | -510 | 0 | 0 | -47.46 | -700 | 0 | -700 | -510 | 0 | 0 | -47.46 | -700 | -30.14 | -700 | -347.73 | 0 | -526 | 334.73
2035-01-27 06:00 | -700 | 0 | -700 | -510 | 0 | 0 | -47.46 | -700 | 0 | -700 | -510 | 0 | 0 | -47.46 | -700 | -330.14 | -700 | -124.94 | 0 | -526 | 406.11
2035-01-27 07:00 | -700 | 0 | -700 | -510 | 0 | 0 | -47.46 | -700 | 0 | -700 | -510 | 0 | 0 | -47.46 | -700 | -30.14 | -700 | -424.94 | 110 | -526 | 300
2035-01-27 08:00 | -700 | 0 | -700 | -510 | 0 | 0 | -47.46 | -700 | 0 | -700 | -510 | 0 | 0 | -47.46 | -700 | -154.51 | -700 | -302.57 | 410 | -526 | 0
2035-01-27 09:00 | -700 | 0 | -700 | -510 | 0 | 0 | -47.46 | -700 | 0 | -700 | -510 | 0 | 0 | -47.46 | -700 | -454.51 | -700 | -510 | 710 | -526 | 191.1
2035-01-27 10:00 | -700 | 0 | -700 | -510 | 0 | 0 | -47.46 | -700 | 0 | -700 | -510 | 0 | 0 | -47.46 | -700 | -526 | -700 | -510 | 710 | -526 | 259.95
2035-01-27 11:00 | -700 | 0 | -700 | -510 | 0 | 0 | -47.46 | -700 | 0 | -700 | -510 | 0 | 0 | -47.46 | -700 | -526 | -700 | -510 | 710 | -526 | 259.95
2035-01-27 12:00 | -700 | 0 | -700 | -390 | 0 | 0 | -167.58 | -700 | 0 | -700 | -510 | 0 | 0 | -47.46 | -700 | -526 | -700 | -510 | 710 | -526 | 259.95
2035-01-27 13:00 | -700 | 0 | -700 | -90 | -272.99 | 0 | -195.17 | -700 | 0 | -700 | -351.49 | 0 | 0 | -206.13 | -700 | -526 | -700 | -510 | 710 | -526 | 259.95
2035-01-27 14:00 | -700 | 0 | -700 | 210 | 0 | 0 | 104.83 | -700 | 0 | -700 | -51.49 | 0 | 0 | 0 | -700 | -335.92 | -700 | -300 | 710 | -392.31 | 0
2035-01-27 15:00 | -700 | 0 | -700 | 510 | 0 | 0 | 404.83 | -700 | 0 | -700 | 248.51 | 0 | 0 | 210 | -700 | -35.92 | -700 | 0 | 710 | -330.59 | 194.68
2035-01-27 16:00 | -700 | 0 | -700 | 510 | 59.71 | 0 | 510 | -700 | 0 | -700 | 510 | 0 | 0 | 510 | -700 | 0 | -700 | 189.59 | 710 | -416.88 | 494.68
2035-01-27 17:00 | -700 | 0 | -700 | 510 | 109.16 | 0 | 510 | -700 | 0 | -700 | 510 | 0 | 0 | 510 | -700 | 0 | -700 | -110.41 | 710 | -445.83 | 510
2035-01-27 18:00 | -700 | 0 | -700 | 510 | 409.16 | 0 | 510 | -700 | 0 | -700 | 510 | 0 | 0 | 327.16 | -700 | 0 | -700 | -410.41 | 710 | -526 | 510
2035-01-27 19:00 | -700 | 0 | -700 | 510 | 109.16 | 0 | 510 | -700 | 0 | -700 | 510 | 0 | 0 | 510 | -700 | 0 | -700 | -510 | 710 | -526 | 510
2035-01-27 20:00 | -700 | 0 | -700 | 510 | 300 | 0 | 510 | -700 | 0 | -700 | 510 | 0 | 0 | 372.12 | -700 | 300 | -700 | -210 | 710 | -526 | 510
2035-01-27 21:00 | -700 | 0 | -700 | 510 | 0 | 0 | 510 | -700 | 0 | -700 | 510 | 0 | 0 | 372.12 | -700 | 505 | -700 | -408.73 | 710 | -526 | 510
2035-01-27 22:00 | -700 | 0 | -700 | 420.89 | 167.47 | 0 | 510 | -700 | 0 | -700 | 390 | 0 | 0 | 72.12 | -700 | 300 | -700 | -510 | 710 | -526 | 510
2035-01-27 23:00 | -700 | 0 | -700 | 120.89 | 0 | 0 | 210 | -700 | 0 | -700 | 90 | 0 | 0 | 0 | -700 | 0 | -700 | -510 | 710 | -526 | 510
2035-01-28 | -700 | 0 | -700 | -179.11 | -13.18 | 0 | -90 | -700 | 0 | -700 | -210 | -190.15 | -21.97 | -210 | -700 | -238.28 | -700 | -510 | 491.44 | -526 | 300
2035-01-28 01:00 | -700 | 0 | -700 | -479.11 | -313.18 | -257.13 | -390 | -700 | -300 | -700 | -510 | -490.15 | -321.97 | -510 | -700 | -311.64 | -700 | -510 | 191.44 | -526 | 0
2035-01-28 02:00 | -700 | -227.28 | -700 | -510 | -349.38 | -526 | -510 | -700 | -425.87 | -700 | -510 | -281.02 | -526 | -510 | -700 | -464.71 | -700 | -510 | 0 | -526 | 0
2035-01-28 03:00 | -700 | -178.73 | -700 | -510 | -525.28 | -526 | -510 | -700 | -418.5 | -700 | -510 | -288.3 | -526 | -510 | -700 | -526 | -700 | -510 | -67.32 | -526 | -300
2035-01-28 04:00 | -700 | -318.86 | -700 | -510 | -386.77 | -526 | -510 | -700 | -363.37 | -700 | -510 | -342.79 | -526 | -510 | -700 | -526 | -700 | -510 | 0 | -526 | -129.88
2035-01-28 05:00 | -700 | -317.41 | -700 | -510 | -399.92 | -526 | -498.31 | -700 | -410.45 | -700 | -510 | -296.25 | -526 | -510 | -700 | -345.06 | -700 | -510 | -244.02 | -526 | -429.88
2035-01-28 06:00 | -700 | -17.41 | -700 | -510 | -699.92 | -510.74 | -510 | -700 | -153.61 | -700 | -510 | -550.1 | -526 | -510 | -700 | -226 | -700 | -510 | -351.21 | -501.04 | -510
2035-01-28 07:00 | -700 | 0 | -700 | -510 | -710 | -517.89 | -510 | -700 | -121.99 | -700 | -510 | -581.36 | -526 | -510 | -700 | -526 | -700 | -510 | -190 | -434.19 | -510
2035-01-28 08:00 | -700 | -42.96 | -700 | -510 | -659.47 | -526 | -510 | -700 | -241.4 | -700 | -510 | -463.33 | -526 | -510 | -700 | -526 | -700 | -510 | 110 | -522.11 | -510
2035-01-28 09:00 | -700 | 0 | -700 | -510 | -710 | -517.89 | -510 | -700 | 0 | -700 | -510 | -710 | -517.89 | -510 | -700 | -526 | -700 | -510 | 410 | -526 | -510
2035-01-28 10:00 | -700 | 0 | -700 | -510 | -710 | -517.89 | -510 | -700 | -158.61 | -700 | -510 | -545.16 | -526 | -510 | -700 | -526 | -700 | -510 | 710 | -526 | -510
2035-01-28 11:00 | -700 | 0 | -700 | -510 | -710 | -517.89 | -510 | -700 | 0 | -700 | -510 | -710 | -517.89 | -510 | -700 | -526 | -700 | -510 | 710 | -526 | -510
2035-01-28 12:00 | -700 | 0 | -700 | -510 | -710 | -517.89 | -510 | -700 | -154.34 | -700 | -510 | -656.85 | -418.09 | -510 | -700 | -526 | -700 | -510 | 710 | -526 | -510
2035-01-28 13:00 | -700 | -114.9 | -700 | -510 | -588.36 | -526 | -510 | -700 | -454.34 | -700 | -510 | -356.85 | -526 | -406.13 | -700 | -526 | -700 | -510 | 710 | -526 | -510
2035-01-28 14:00 | -700 | -163.06 | -700 | -510 | -540.76 | -526 | -510 | -700 | -481.11 | -700 | -510 | -226.42 | -526 | -510 | -700 | -526 | -700 | -510 | 710 | -526 | -510
2035-01-28 15:00 | -700 | 0 | -700 | -510 | -710 | -517.89 | -510 | -700 | -296.51 | -700 | -510 | -408.87 | -526 | -510 | -700 | -526 | -700 | -510 | 710 | -526 | -510
2035-01-28 16:00 | -700 | -2.65 | -700 | -510 | -699.3 | -526 | -510 | -700 | -232.99 | -700 | -510 | -471.65 | -526 | -510 | -700 | -526 | -700 | -510 | 710 | -526 | -510
2035-01-28 17:00 | -700 | -178.09 | -700 | -510 | -525.91 | -526 | -510 | -700 | -350.36 | -700 | -510 | -355.65 | -526 | -510 | -700 | -526 | -700 | -510 | 710 | -526 | -510
2035-01-28 18:00 | -700 | -198.61 | -700 | -510 | -505.62 | -526 | -510 | -700 | -196.62 | -700 | -510 | -507.6 | -526 | -510 | -700 | -526 | -700 | -510 | 710 | -526 | -510
2035-01-28 19:00 | -700 | -204.81 | -700 | -510 | -710 | -314.64 | -510 | -700 | -202.81 | -700 | -510 | -710 | -316.62 | -510 | -700 | -526 | -700 | -510 | 710 | -526 | -510
2035-01-28 20:00 | -700 | -504.81 | -700 | -510 | -410 | -526 | -303.2 | -700 | -502.81 | -700 | -510 | -410 | -526 | -305.18 | -700 | -526 | -700 | -510 | 710 | -526 | -510
2035-01-28 21:00 | -700 | -439.4 | -700 | -510 | -352.42 | -526 | -425.31 | -700 | -440.85 | -700 | -510 | -266.21 | -526 | -510 | -700 | -526 | -700 | -510 | 710 | -526 | -510
2035-01-28 22:00 | -700 | -139.4 | -700 | -510 | -652.42 | -437.37 | -510 | -700 | -146.6 | -700 | -510 | -557.03 | -526 | -510 | -700 | -526 | -700 | -510 | 710 | -526 | -510
2035-01-28 23:00 | -700 | 0 | -700 | -510 | -710 | -517.89 | -510 | -700 | -85.11 | -700 | -510 | -617.8 | -526 | -510 | -700 | -526 | -700 | -510 | 710 | -526 | -510
2035-01-29 | -700 | -44.49 | -700 | -510 | -657.95 | -526 | -510 | -700 | -170.16 | -700 | -510 | -533.74 | -526 | -510 | -700 | -526 | -700 | -510 | 710 | -526 | -510
2035-01-29 01:00 | -700 | -295.47 | -700 | -510 | -409.9 | -526 | -510 | -700 | -453.55 | -700 | -510 | -253.65 | -526 | -510 | -700 | -526 | -700 | -510 | 710 | -526 | -510
2035-01-29 02:00 | -700 | -68.13 | -700 | -510 | -634.58 | -526 | -510 | -700 | -153.55 | -700 | -510 | -550.16 | -526 | -510 | -700 | -526 | -700 | -510 | 454.55 | -526 | -510
2035-01-29 03:00 | -700 | -310.88 | -700 | -510 | -394.67 | -526 | -510 | -700 | -212.81 | -700 | -510 | -491.59 | -526 | -510 | -700 | -526 | -700 | -510 | 410 | -526 | -510
2035-01-29 04:00 | -700 | -329.59 | -700 | -510 | -376.17 | -526 | -510 | -700 | -254.43 | -700 | -510 | -450.45 | -526 | -510 | -700 | -526 | -700 | -510 | 710 | -526 | -510
2035-01-29 05:00 | -700 | -383.69 | -700 | -510 | -322.7 | -526 | -510 | -700 | -235.67 | -700 | -510 | -468.99 | -526 | -510 | -700 | -526 | -700 | -510 | 578.02 | -526 | -510
2035-01-29 06:00 | -700 | -496.54 | -700 | -510 | -211.17 | -526 | -510 | -700 | -526 | -700 | -510 | -182.05 | -526 | -510 | -700 | -526 | -700 | -510 | 360.75 | -526 | -510
2035-01-29 07:00 | -700 | -496.54 | -700 | -510 | -211.17 | -526 | -510 | -700 | -526 | -700 | -510 | -182.05 | -526 | -510 | -700 | -526 | -700 | -510 | 660.75 | -526 | -510
2035-01-29 08:00 | -700 | -196.54 | -700 | -510 | -507.67 | -526 | -510 | -700 | -430.19 | -700 | -510 | -276.75 | -526 | -510 | -700 | -526 | -700 | -510 | 710 | -526 | -510
2035-01-29 09:00 | -700 | -226 | -700 | -510 | -482.05 | -522.49 | -510 | -700 | -230.85 | -700 | -510 | -473.76 | -526 | -510 | -700 | -526 | -700 | -510 | 710 | -526 | -314.16
2035-01-29 10:00 | -700 | -526 | -700 | -510 | -182.05 | -526 | -510 | -700 | -526 | -700 | -510 | -182.05 | -526 | -510 | -700 | -526 | -700 | -510 | 710 | -526 | -510
2035-01-29 11:00 | -700 | -526 | -700 | -510 | -182.05 | -526 | -510 | -700 | -526 | -700 | -510 | -182.05 | -526 | -510 | -700 | -526 | -700 | -510 | 710 | -526 | -510
2035-01-29 12:00 | -700 | -240.19 | -700 | -510 | -464.53 | -526 | -510 | -700 | -451.58 | -700 | -510 | -410 | -526 | -355.76 | -700 | -526 | -700 | -510 | 710 | -526 | -510
2035-01-29 13:00 | -700 | 0 | -700 | -510 | -710 | -517.89 | -510 | -700 | -151.58 | -700 | -510 | -710 | -367.46 | -510 | -700 | -526 | -700 | -510 | 710 | -526 | -510
2035-01-29 14:00 | -700 | 0 | -700 | -510 | -710 | -517.89 | -510 | -700 | 0 | -700 | -510 | -710 | -517.89 | -510 | -700 | -526 | -700 | -510 | 710 | -526 | -510
2035-01-29 15:00 | -700 | 0 | -700 | -510 | -710 | -517.89 | -510 | -700 | 0 | -700 | -510 | -710 | -517.89 | -510 | -700 | -526 | -700 | -510 | 710 | -526 | -287.89
2035-01-29 16:00 | -700 | 0 | -700 | -510 | -710 | -517.89 | -510 | -700 | 0 | -700 | -510 | -710 | -517.89 | -510 | -700 | -526 | -700 | -510 | 710 | -526 | -510
2035-01-29 17:00 | -700 | 0 | -700 | -510 | -710 | -517.89 | -510 | -700 | 0 | -700 | -510 | -710 | -517.89 | -510 | -700 | -526 | -700 | -510 | 710 | -526 | -510
2035-01-29 18:00 | -700 | 0 | -700 | -510 | -710 | -517.89 | -510 | -700 | 0 | -700 | -510 | -710 | -517.89 | -510 | -700 | -526 | -700 | -510 | 710 | -526 | -510
2035-01-29 19:00 | -700 | -177.4 | -700 | -510 | -526.59 | -526 | -510 | -700 | 0 | -700 | -510 | -701.92 | -526 | -510 | -700 | -526 | -700 | -510 | 710 | -526 | -510
2035-01-29 20:00 | -700 | -177.4 | -700 | -510 | -526.59 | -526 | -510 | -700 | -224.49 | -700 | -510 | -480.05 | -526 | -510 | -700 | -526 | -700 | -510 | 710 | -526 | -210
2035-01-29 21:00 | -700 | 0 | -700 | -510 | -701.92 | -526 | -510 | -700 | 0 | -700 | -510 | -701.92 | -526 | -510 | -700 | -526 | -700 | -510 | 710 | -526 | -205
2035-01-29 22:00 | -700 | 0 | -700 | -510 | -701.92 | -526 | -510 | -700 | -37.2 | -700 | -510 | -665.15 | -526 | -510 | -700 | -526 | -700 | -510 | 710 | -526 | -210
2035-01-29 23:00 | -700 | -220.54 | -700 | -510 | -483.95 | -526 | -510 | -700 | -43.84 | -700 | -510 | -658.59 | -526 | -510 | -700 | -526 | -700 | -510 | 710 | -526 | -510
2035-01-30 | -700 | 0 | -700 | -499.86 | -183.95 | -226 | -210 | -700 | 0 | -700 | -325.57 | -358.59 | -226 | -210 | -299.98 | -526 | -700 | -294.7 | 710 | -526 | -510
2035-01-30 01:00 | -700 | 0 | -700 | -510 | -98.57 | 0 | -510 | -700 | 0 | -700 | -510 | -98.57 | 0 | -510 | -508.98 | -526 | -700 | -294.7 | 710 | -526 | -510
2035-01-30 02:00 | -700 | 0 | -700 | -510 | -98.57 | 0 | -510 | -700 | 0 | -700 | -510 | -98.57 | 0 | -510 | -518.45 | -526 | -700 | -294.7 | 710 | -526 | -510
2035-01-30 03:00 | -700 | 0 | -700 | -510 | -98.57 | 0 | -510 | -700 | 0 | -700 | -510 | -98.57 | 0 | -510 | -700 | -526 | -700 | -294.7 | 710 | -526 | -510
2035-01-30 04:00 | -700 | 0 | -700 | -510 | -98.57 | 0 | -510 | -700 | 0 | -700 | -510 | -98.57 | 0 | -510 | -667.61 | -526 | -700 | -300.03 | 710 | -520.64 | -510
2035-01-30 05:00 | -700 | 0 | -700 | -510 | -98.57 | 0 | -510 | -700 | 0 | -700 | -510 | -98.57 | 0 | -510 | -700 | -526 | -700 | -327.55 | 710 | -492.96 | -510
2035-01-30 06:00 | -700 | 0 | -700 | -510 | -98.57 | 0 | -510 | -700 | 0 | -700 | -510 | -98.57 | 0 | -510 | -478.36 | -526 | -700 | -294.7 | 710 | -526 | -510
2035-01-30 07:00 | -700 | 0 | -700 | -510 | -98.57 | 0 | -510 | -700 | 0 | -700 | -510 | -98.57 | 0 | -510 | -700 | -526 | -700 | -294.7 | 710 | -526 | -510
2035-01-30 08:00 | -700 | 0 | -700 | -510 | -98.57 | 0 | -510 | -700 | 0 | -700 | -510 | -98.57 | 0 | -510 | -700 | -475.32 | -700 | -344.7 | 710 | -526 | -510
2035-01-30 09:00 | -700 | 0 | -700 | -510 | -98.57 | 0 | -510 | -700 | 0 | -700 | -510 | -98.57 | 0 | -510 | -700 | -526 | -700 | -359.48 | 710 | -526 | -445.16
2035-01-30 10:00 | -700 | 0 | -700 | -510 | -98.57 | 0 | -510 | -700 | 0 | -700 | -510 | -98.57 | 0 | -510 | -700 | -526 | -700 | -510 | 710 | -526 | -294.49
2035-01-30 11:00 | -700 | 0 | -700 | -510 | -98.57 | 0 | -510 | -700 | 0 | -700 | -510 | -98.57 | 0 | -510 | -700 | -526 | -700 | -436.98 | 710 | -526 | -367.58
2035-01-30 12:00 | -700 | 0 | -700 | -510 | -98.57 | 0 | -510 | -700 | 0 | -700 | -510 | -98.57 | 0 | -510 | -700 | -526 | -700 | -510 | 710 | -526 | -161.88
2035-01-30 13:00 | -700 | 0 | -700 | -510 | -98.57 | 0 | -510 | -700 | 0 | -700 | -510 | -98.57 | 0 | -510 | -700 | -526 | -700 | -507.8 | 710 | -526 | -296.69
2035-01-30 14:00 | -700 | 0 | -700 | -510 | -98.57 | 0 | -510 | -700 | 0 | -700 | -510 | -98.57 | 0 | -510 | -700 | -526 | -700 | -510 | 710 | -526 | -284.92
2035-01-30 15:00 | -700 | 0 | -700 | -510 | -98.57 | 0 | -510 | -700 | 0 | -700 | -510 | -98.57 | 0 | -510 | -700 | -526 | -700 | -380.65 | 710 | -526 | -423.96
2035-01-30 16:00 | -700 | 0 | -700 | -510 | -98.57 | 0 | -510 | -700 | 0 | -700 | -510 | -98.57 | 0 | -510 | -700 | -380.05 | -700 | -473.35 | 710 | -526 | -475.28
2035-01-30 17:00 | -700 | 0 | -700 | -510 | -98.57 | 0 | -510 | -700 | 0 | -700 | -510 | -98.57 | 0 | -510 | -700 | -273.87 | -700 | -510 | 710 | -526 | -364.15
2035-01-30 18:00 | -700 | 0 | -700 | -510 | -67.31 | 0 | -510 | -700 | 0 | -700 | -510 | -98.57 | 0 | -510 | -700 | -213.9 | -700 | -210 | 710 | -526 | -137.33
2035-01-30 19:00 | -700 | 0 | -700 | -510 | -67.31 | 0 | -510 | -700 | 0 | -700 | -510 | -98.57 | 0 | -510 | -700 | 0 | -700 | 90 | 710 | -526 | 162.67
2035-01-30 20:00 | -700 | 0 | -700 | -510 | 0 | 0 | -510 | -700 | 0 | -700 | -510 | -98.57 | 0 | -510 | -698.31 | 74 | -700 | 112.85 | 710 | -526 | 440.51
2035-01-30 21:00 | -700 | 0 | -700 | -510 | -98.57 | 0 | -510 | -700 | 0 | -700 | -510 | -98.57 | 0 | -510 | -511.04 | -226 | -700 | -187.15 | 710 | -526 | 140.51
2035-01-30 22:00 | -700 | 0 | -700 | -510 | -98.57 | 0 | -510 | -700 | 0 | -700 | -510 | -98.57 | 0 | -510 | -700 | -526 | -700 | -487.15 | 710 | -526 | -159.49
2035-01-30 23:00 | -700 | -205.99 | -700 | -480.26 | 0 | -226 | -210 | -700 | -226 | -700 | -460.53 | 0 | -226 | -210 | -700 | -526 | -700 | -510 | 710 | -526 | -294.49
2035-01-31 | -700 | -505.99 | -700 | -510 | -201.83 | -526 | -510 | -700 | -526 | -700 | -510 | -182.05 | -526 | -510 | -700 | -526 | -700 | -510 | 710 | -526 | -510
2035-01-31 01:00 | -700 | -478.86 | -700 | -510 | -341.78 | -526 | -396.97 | -700 | -526 | -700 | -510 | -182.05 | -526 | -510 | -700 | -526 | -700 | -510 | 710 | -526 | -510
2035-01-31 02:00 | -700 | -178.86 | -700 | -510 | -641.78 | -408.89 | -510 | -700 | -312.87 | -700 | -510 | -392.69 | -526 | -510 | -700 | -526 | -700 | -510 | 710 | -526 | -510
2035-01-31 03:00 | -700 | 0 | -700 | -510 | -710 | -517.89 | -510 | -700 | -128.67 | -700 | -510 | -574.75 | -526 | -510 | -700 | -526 | -700 | -510 | 710 | -526 | -510
2035-01-31 04:00 | -700 | -48.57 | -700 | -510 | -699.02 | -480.71 | -510 | -700 | -266.16 | -700 | -510 | -438.86 | -526 | -510 | -700 | -526 | -700 | -510 | 710 | -526 | -510
2035-01-31 05:00 | -700 | -348.57 | -700 | -510 | -399.02 | -526 | -468.44 | -700 | -515.49 | -700 | -510 | -192.44 | -526 | -510 | -700 | -526 | -700 | -510 | 710 | -526 | -510
2035-01-31 06:00 | -700 | -181.6 | -700 | -510 | -522.44 | -526 | -510 | -700 | -432.19 | -700 | -510 | -274.77 | -526 | -510 | -700 | -526 | -700 | -510 | 710 | -526 | -510
2035-01-31 07:00 | -700 | -72.05 | -700 | -510 | -630.71 | -526 | -510 | -700 | -354.2 | -700 | -510 | -351.85 | -526 | -510 | -700 | -526 | -700 | -510 | 710 | -526 | -510
2035-01-31 08:00 | -700 | -48.24 | -700 | -510 | -657.17 | -523.06 | -510 | -700 | -262.58 | -700 | -510 | -442.4 | -526 | -510 | -700 | -526 | -700 | -510 | 710 | -526 | -510
2035-01-31 09:00 | -700 | -348.24 | -700 | -510 | -357.74 | -526 | -510 | -700 | -492.06 | -700 | -510 | -215.6 | -526 | -510 | -700 | -526 | -700 | -510 | 710 | -526 | -510
2035-01-31 10:00 | -700 | -416.51 | -700 | -510 | -290.26 | -526 | -510 | -700 | -505.01 | -700 | -510 | -202.8 | -526 | -510 | -700 | -526 | -700 | -510 | 710 | -526 | -510
2035-01-31 11:00 | -700 | -295.79 | -700 | -510 | -410 | -526 | -509.58 | -700 | -461.89 | -700 | -510 | -396.47 | -526 | -359.1 | -700 | -526 | -700 | -510 | 710 | -526 | -510
2035-01-31 12:00 | -700 | 0 | -700 | -510 | -710 | -517.89 | -510 | -700 | -161.89 | -700 | -510 | -696.47 | -370.82 | -510 | -700 | -526 | -700 | -510 | 710 | -526 | -510
2035-01-31 13:00 | -700 | -3.43 | -700 | -510 | -698.53 | -526 | -510 | -700 | -381.15 | -700 | -510 | -410 | -526 | -425.3 | -700 | -526 | -700 | -510 | 710 | -526 | -510
2035-01-31 14:00 | -700 | 0 | -700 | -510 | -710 | -517.89 | -510 | -700 | -81.15 | -700 | -510 | -710 | -437.36 | -510 | -700 | -526 | -700 | -510 | 710 | -526 | -510
2035-01-31 15:00 | -700 | 0 | -700 | -510 | -710 | -517.89 | -510 | -700 | 0 | -700 | -510 | -710 | -517.89 | -510 | -700 | -526 | -700 | -510 | 710 | -526 | -510
2035-01-31 16:00 | -700 | 0 | -700 | -510 | -710 | -517.89 | -510 | -700 | -251.69 | -700 | -510 | -453.17 | -526 | -510 | -700 | -526 | -700 | -510 | 710 | -526 | -510
2035-01-31 17:00 | -700 | 0 | -700 | -510 | -710 | -517.89 | -510 | -700 | -114.41 | -700 | -510 | -588.84 | -526 | -510 | -700 | -526 | -700 | -510 | 710 | -526 | -510
2035-01-31 18:00 | -700 | -256.74 | -700 | -510 | -448.18 | -526 | -510 | -700 | -180.1 | -700 | -510 | -523.92 | -526 | -510 | -700 | -526 | -700 | -510 | 710 | -526 | -510
2035-01-31 19:00 | -700 | 0 | -700 | -510 | -710 | -517.89 | -510 | -700 | 0 | -700 | -510 | -710 | -517.89 | -510 | -700 | -526 | -700 | -510 | 710 | -526 | -510
2035-01-31 20:00 | -700 | 0 | -700 | -510 | -710 | -517.89 | -510 | -700 | 0 | -700 | -510 | -710 | -517.89 | -510 | -700 | -526 | -700 | -510 | 710 | -526 | -510
2035-01-31 21:00 | -700 | 0 | -700 | -510 | -710 | -517.89 | -510 | -700 | 0 | -700 | -510 | -710 | -517.89 | -510 | -700 | -526 | -700 | -510 | 710 | -526 | -510
2035-01-31 22:00 | -700 | 0 | -700 | -510 | -710 | -517.89 | -510 | -700 | 0 | -700 | -510 | -710 | -517.89 | -510 | -700 | -526 | -700 | -510 | 710 | -526 | -510
2035-01-31 23:00 | -700 | 0 | -700 | -510 | -710 | -517.89 | -510 | -700 | 0 | -700 | -510 | -710 | -517.89 | -510 | -700 | -526 | -700 | -510 | 710 | -526 | -510
2035-02-01 | -700 | 0 | -700 | -510 | -710 | -517.89 | -510 | -700 | 0 | -700 | -510 | -710 | -517.89 | -510 | -700 | -526 | -700 | -510 | 710 | -526 | -510
2035-02-01 01:00 | -700 | 0 | -700 | -510 | -710 | -517.89 | -510 | -700 | 0 | -700 | -510 | -710 | -517.89 | -510 | -700 | -526 | -700 | -510 | 710 | -526 | -510
2035-02-01 02:00 | -700 | 0 | -700 | -510 | -710 | -517.89 | -510 | -700 | 0 | -700 | -510 | -710 | -517.89 | -510 | -700 | -526 | -700 | -510 | 710 | -526 | -510
2035-02-01 03:00 | -700 | 0 | -700 | -510 | -710 | -517.89 | -510 | -700 | 0 | -700 | -510 | -710 | -517.89 | -510 | -700 | -526 | -700 | -510 | 710 | -526 | -510
2035-02-01 04:00 | -700 | 0 | -700 | -510 | -710 | -517.89 | -510 | -700 | 0 | -700 | -510 | -710 | -517.89 | -510 | -700 | -526 | -700 | -510 | 710 | -526 | -510
2035-02-01 05:00 | -700 | 0 | -700 | -510 | -710 | -517.89 | -510 | -700 | 0 | -700 | -510 | -710 | -517.89 | -510 | -700 | -526 | -700 | -510 | 710 | -526 | -510
2035-02-01 06:00 | -700 | 0 | -700 | -510 | -710 | -517.89 | -510 | -700 | 0 | -700 | -510 | -710 | -517.89 | -510 | -700 | -526 | -700 | -510 | 710 | -526 | -510
2035-02-01 07:00 | -700 | 0 | -700 | -510 | -710 | -517.89 | -510 | -700 | 0 | -700 | -510 | -710 | -517.89 | -510 | -700 | -526 | -700 | -510 | 710 | -526 | -510
2035-02-01 08:00 | -700 | 0 | -700 | -510 | -710 | -517.89 | -510 | -700 | 0 | -700 | -510 | -710 | -517.89 | -510 | -700 | -526 | -700 | -510 | 710 | -526 | -510
2035-02-01 09:00 | -700 | 0 | -700 | -510 | -710 | -517.89 | -510 | -700 | 0 | -700 | -510 | -710 | -517.89 | -510 | -700 | -526 | -700 | -510 | 710 | -526 | -510
2035-02-01 10:00 | -700 | 0 | -700 | -510 | -710 | -517.89 | -510 | -700 | 0 | -700 | -510 | -710 | -517.89 | -510 | -700 | -526 | -700 | -510 | 710 | -526 | -510
2035-02-01 11:00 | -700 | 0 | -700 | -510 | -710 | -517.89 | -510 | -700 | 0 | -700 | -510 | -710 | -517.89 | -510 | -700 | -526 | -700 | -510 | 710 | -526 | -510
2035-02-01 12:00 | -700 | 0 | -700 | -510 | -710 | -517.89 | -510 | -700 | -5.79 | -700 | -510 | -696.2 | -526 | -510 | -700 | -526 | -700 | -510 | 710 | -526 | -510
2035-02-01 13:00 | -700 | 0 | -700 | -510 | -710 | -517.89 | -510 | -700 | 0 | -700 | -510 | -710 | -517.89 | -510 | -700 | -526 | -700 | -510 | 710 | -526 | -510
2035-02-01 14:00 | -700 | -144.09 | -700 | -510 | -710 | -374.9 | -510 | -700 | -6.53 | -700 | -510 | -710 | -511.41 | -510 | -700 | -526 | -700 | -510 | 710 | -526 | -426.35
2035-02-01 15:00 | -700 | -444.09 | -700 | -390 | -490 | -526 | -403.36 | -700 | -306.53 | -700 | -390 | -600 | -526 | -429.29 | -700 | -526 | -700 | -510 | 710 | -526 | -126.35
2035-02-01 16:00 | -675.1 | -226.91 | -600 | -90 | -190 | -300 | -103.36 | -700 | -300 | -700 | -90 | -300 | -300 | -129.29 | -700 | -226 | -700 | -510 | 710 | -505.69 | 173.65
2035-02-01 17:00 | -75.1 | 0 | 0 | 210 | 110 | 0 | 196.64 | -171.04 | 0 | -100 | 210 | 0 | 0 | 170.71 | -600 | 74 | -100 | -283.87 | 710 | -504.24 | 473.65
2035-02-01 18:00 | 0 | 300 | 0 | 510 | 410 | 300 | 496.64 | 0 | 0 | 0 | 510 | 300 | 0 | 470.71 | 0 | 0 | 0 | 16.13 | 710 | -204.24 | 510
2035-02-01 19:00 | 0 | 505 | 515.45 | 510 | 710 | 505 | 510 | 0 | 0 | 0 | 510 | 600 | 0 | 510 | 0 | 0 | 0 | 316.13 | 710 | 0 | 510
2035-02-01 20:00 | 193.52 | 505 | 0 | 510 | 710 | 505 | 510 | 0 | 0 | 0 | 510 | 710 | 0 | 510 | 0 | 0 | 0 | 510 | 710 | 0 | 510
2035-02-01 21:00 | 0 | 505 | 0 | 510 | 710 | 505 | 510 | 0 | 0 | 0 | 510 | 628.29 | 0 | 510 | 0 | 0 | 0 | 331.44 | 710 | 0 | 510
2035-02-01 22:00 | 0 | 505 | 0 | 510 | 710 | 505 | 510 | 0 | 0 | 0 | 510 | 328.29 | 0 | 510 | 0 | 0 | 0 | 31.44 | 710 | 0 | 510
2035-02-01 23:00 | 0 | 205 | 0 | 510 | 410 | 205 | 391.14 | 0 | 0 | 0 | 278.5 | 28.29 | 0 | 210 | 0 | -156.65 | 0 | -268.56 | 710 | -300 | 510
2035-02-02 | 0 | 0 | 0 | 510 | 710 | 44.88 | 510 | 0 | 0 | 0 | 510 | 48.11 | 0 | 510 | 0 | 0 | 0 | 31.44 | 710 | 0 | 325.54
2035-02-02 01:00 | 0 | 0 | 0 | 473.58 | 410 | 0 | 210 | 0 | 0 | 0 | 510 | 48.11 | 0 | 510 | -117.93 | 0 | 0 | 0 | 710 | 0 | 356.95
2035-02-02 02:00 | 0 | 0 | 0 | 437.96 | 600 | 0 | 510 | 0 | 0 | 0 | 390 | 167.87 | 0 | 510 | 0 | 0 | -42.03 | 0 | 710 | 0 | 356.95
2035-02-02 03:00 | -600 | 0 | -600 | 137.96 | 300 | 168.74 | 294.38 | -600 | 0 | -600 | 90 | 300 | 38 | 210 | -600 | 218.72 | -642.03 | 12.05 | 710 | -239.65 | 356.04
2035-02-02 04:00 | -700 | 0 | -700 | -162.04 | 0 | 0 | -5.62 | -700 | 0 | -700 | -210 | 0 | -187.24 | -90 | -571.58 | 0 | -700 | -287.95 | 489.86 | -447.7 | 56.04
2035-02-02 05:00 | -700 | 0 | -700 | -462.04 | -173.92 | -194.2 | -305.62 | -700 | 0 | -700 | -510 | -88.65 | -480.95 | -390 | -577.67 | 0 | -700 | -510 | 189.86 | -526 | -241.52
2035-02-02 06:00 | -700 | 0 | -700 | -510 | 0 | 0 | -309.71 | -700 | 0 | -700 | -510 | -5.25 | -226 | -510 | -700 | 0 | -700 | -210 | 110 | -304.62 | -510
2035-02-02 07:00 | -700 | 0 | -700 | -510 | 0 | -276.1 | -406.36 | -700 | -80.44 | -700 | -510 | -56.79 | -526 | -510 | -700 | -226 | -700 | -510 | 410 | -469.66 | -432.43
2035-02-02 08:00 | -700 | 0 | -700 | -510 | 0 | -362.98 | -489.02 | -700 | -117.21 | -700 | -510 | -20.44 | -526 | -510 | -700 | -526 | -700 | -510 | 710 | -526 | -510
2035-02-02 09:00 | -700 | 0 | -700 | -510 | -167.56 | -494.59 | -510 | -700 | -203.97 | -700 | -510 | 0 | -526 | -444.76 | -700 | -526 | -700 | -510 | 710 | -526 | -510
2035-02-02 10:00 | -700 | 0 | -700 | -510 | -195.97 | -466.07 | -510 | -700 | -85.43 | -700 | -510 | -51.86 | -526 | -510 | -700 | -526 | -700 | -510 | 710 | -526 | -510
2035-02-02 11:00 | -700 | 0 | -700 | -510 | -171.27 | -490.88 | -510 | -700 | -161.08 | -700 | -510 | 0 | -526 | -487.11 | -700 | -526 | -700 | -510 | 710 | -526 | -510
2035-02-02 12:00 | -700 | -78.75 | -700 | -510 | -58.45 | -526 | -510 | -700 | -315.36 | -700 | -510 | 0 | -526 | -334.78 | -700 | -526 | -700 | -510 | 710 | -526 | -510
2035-02-02 13:00 | -700 | -50.26 | -700 | -510 | -86.61 | -526 | -510 | -700 | -274.46 | -700 | -510 | 0 | -526 | -375.16 | -700 | -526 | -700 | -510 | 710 | -526 | -510
2035-02-02 14:00 | -700 | 0 | -700 | -510 | -305.3 | -356.29 | -510 | -700 | -116.86 | -700 | -510 | -20.79 | -526 | -510 | -700 | -526 | -700 | -510 | 710 | -526 | -510
2035-02-02 15:00 | -700 | 0 | -700 | -510 | -384.48 | -276.8 | -510 | -700 | -36.05 | -700 | -510 | -100.66 | -526 | -510 | -700 | -526 | -700 | -510 | 710 | -526 | -510
2035-02-02 16:00 | -700 | 0 | -700 | -510 | -435.07 | -226 | -510 | -700 | 0 | -700 | -510 | -241.97 | -419.88 | -510 | -700 | -526 | -700 | -510 | 710 | -526 | -510
2035-02-02 17:00 | -700 | -55.37 | -700 | -510 | -135.07 | -526 | -456.55 | -700 | -243.03 | -700 | -510 | 0 | -526 | -406.19 | -700 | -526 | -700 | -510 | 710 | -526 | -510
2035-02-02 18:00 | -700 | -95.41 | -700 | -510 | -135.07 | -526 | -417.01 | -700 | -247.52 | -700 | -510 | -44.46 | -526 | -357.34 | -700 | -526 | -700 | -510 | 710 | -526 | -510
2035-02-02 19:00 | -700 | 0 | -700 | -510 | -435.07 | -226 | -510 | -700 | 0 | -700 | -510 | -344.46 | -316.97 | -510 | -700 | -526 | -700 | -510 | 710 | -526 | -510
2035-02-02 20:00 | -700 | 0 | -700 | -510 | -541.69 | -118.94 | -510 | -700 | 0 | -700 | -510 | -355.38 | -306.02 | -510 | -700 | -526 | -700 | -510 | 710 | -526 | -510
2035-02-02 21:00 | -700 | 0 | -700 | -510 | -315.98 | -345.58 | -510 | -700 | 0 | -700 | -510 | -140.14 | -522.13 | -510 | -700 | -526 | -700 | -510 | 710 | -526 | -510
2035-02-02 22:00 | -700 | 0 | -700 | -510 | -614.76 | -45.58 | -510 | -700 | 0 | -700 | -510 | -438.92 | -222.13 | -510 | -700 | -526 | -700 | -510 | 710 | -526 | -510
2035-02-02 23:00 | -700 | 0 | -700 | -510 | -660.15 | 0 | -510 | -700 | 0 | -700 | -510 | -660.15 | 0 | -510 | -700 | -526 | -700 | -510 | 710 | -526 | -510
2035-02-03 | -700 | 0 | -700 | -510 | -660.15 | 0 | -510 | -700 | 0 | -700 | -510 | -660.15 | 0 | -510 | -622.49 | -526 | -700 | -510 | 410 | -526 | -510
2035-02-03 01:00 | -700 | 0 | -700 | -510 | -660.15 | 0 | -510 | -700 | 0 | -700 | -510 | -660.15 | 0 | -510 | -658.03 | -526 | -700 | -239.97 | 110 | -526 | -510
2035-02-03 02:00 | -700 | 0 | -700 | -510 | -660.15 | 0 | -510 | -700 | 0 | -700 | -510 | -660.15 | 0 | -510 | -700 | -526 | -700 | -200.54 | 71.54 | -526 | -510
2035-02-03 03:00 | -700 | 0 | -700 | -510 | -660.15 | 0 | -510 | -700 | 0 | -700 | -510 | -660.15 | 0 | -510 | -700 | -526 | -700 | -123.2 | -4.01 | -526 | -510
2035-02-03 04:00 | -700 | 0 | -700 | -510 | -660.15 | 0 | -510 | -700 | 0 | -700 | -510 | -660.15 | 0 | -510 | -700 | -526 | -700 | -127.19 | 0 | -526 | -510
2035-02-03 05:00 | -700 | 0 | -700 | -510 | -660.15 | 0 | -510 | -700 | 0 | -700 | -510 | -660.15 | 0 | -510 | -700 | -526 | -700 | -151.29 | 23.5 | -526 | -510
2035-02-03 06:00 | -700 | 0 | -700 | -510 | -660.15 | 0 | -510 | -700 | 0 | -700 | -510 | -660.15 | 0 | -510 | -700 | -526 | -700 | -451.29 | 316.1 | -526 | -510
2035-02-03 07:00 | -700 | 0 | -700 | -510 | -660.15 | 0 | -510 | -700 | 0 | -700 | -510 | -660.15 | 0 | -510 | -700 | -526 | -700 | -510 | 373.36 | -526 | -510
2035-02-03 08:00 | -700 | 0 | -700 | -510 | -660.15 | 0 | -510 | -700 | 0 | -700 | -510 | -660.15 | 0 | -510 | -700 | -526 | -700 | -510 | 410 | -526 | -510
2035-02-03 09:00 | -700 | 0 | -700 | -510 | -660.15 | 0 | -510 | -700 | 0 | -700 | -510 | -660.15 | 0 | -510 | -700 | -526 | -700 | -510 | 710 | -526 | -510
2035-02-03 10:00 | -700 | 0 | -700 | -510 | -660.15 | 0 | -510 | -700 | 0 | -700 | -510 | -660.15 | 0 | -510 | -700 | -526 | -700 | -510 | 710 | -526 | -510
2035-02-03 11:00 | -700 | 0 | -700 | -510 | -660.15 | 0 | -510 | -700 | 0 | -700 | -510 | -660.15 | 0 | -510 | -700 | -526 | -700 | -510 | 710 | -526 | -510
2035-02-03 12:00 | -700 | 0 | -700 | -510 | -660.15 | 0 | -510 | -700 | 0 | -700 | -510 | -660.15 | 0 | -510 | -700 | -526 | -700 | -510 | 710 | -526 | -510
2035-02-03 13:00 | -700 | 0 | -700 | -510 | -660.15 | 0 | -510 | -700 | 0 | -700 | -510 | -660.15 | 0 | -510 | -700 | -526 | -700 | -510 | 710 | -526 | -510
2035-02-03 14:00 | -700 | 0 | -700 | -510 | -660.15 | 0 | -510 | -700 | 0 | -700 | -510 | -660.15 | 0 | -510 | -700 | -526 | -700 | -510 | 710 | -526 | -510
2035-02-03 15:00 | -700 | 0 | -700 | -510 | -660.15 | 0 | -510 | -700 | 0 | -700 | -510 | -660.15 | 0 | -510 | -700 | -526 | -700 | -510 | 710 | -526 | -510
2035-02-03 16:00 | -700 | 0 | -700 | -510 | -660.15 | 0 | -510 | -700 | 0 | -700 | -510 | -660.15 | 0 | -510 | -700 | -526 | -700 | -510 | 710 | -493.13 | -510
2035-02-03 17:00 | -700 | 0 | -700 | -510 | -660.15 | 0 | -510 | -700 | 0 | -700 | -510 | -660.15 | 0 | -510 | -700 | -526 | -700 | -510 | 710 | -515.79 | -510
2035-02-03 18:00 | -700 | 0 | -700 | -510 | -660.15 | 0 | -510 | -700 | 0 | -700 | -510 | -660.15 | 0 | -510 | -700 | -526 | -700 | -510 | 710 | -526 | -510
2035-02-03 19:00 | -700 | 0 | -700 | -510 | -660.15 | 0 | -510 | -700 | 0 | -700 | -510 | -660.15 | 0 | -510 | -700 | -526 | -700 | -510 | 710 | -526 | -510
2035-02-03 20:00 | -700 | 0 | -700 | -510 | -660.15 | 0 | -510 | -700 | 0 | -700 | -510 | -660.15 | 0 | -510 | -700 | -526 | -700 | -510 | 710 | -516.8 | -510
2035-02-03 21:00 | -700 | 0 | -700 | -510 | -660.15 | 0 | -510 | -700 | 0 | -700 | -510 | -660.15 | 0 | -510 | -700 | -526 | -700 | -510 | 710 | -507.59 | -510
2035-02-03 22:00 | -700 | 0 | -700 | -510 | -660.15 | 0 | -510 | -700 | 0 | -700 | -510 | -660.15 | 0 | -510 | -700 | -526 | -700 | -510 | 710 | -510.8 | -510
2035-02-03 23:00 | -700 | 0 | -700 | -510 | -443.15 | -217.89 | -510 | -700 | 0 | -700 | -510 | -443.15 | -217.89 | -510 | -700 | -526 | -700 | -510 | 710 | -526 | -510
2035-02-04 | -700 | 0 | -700 | -510 | -710 | -517.89 | -510 | -700 | 0 | -700 | -510 | -710 | -517.89 | -510 | -700 | -526 | -700 | -510 | 410 | -526 | -510
2035-02-04 01:00 | -700 | 0 | -700 | -510 | -710 | -517.89 | -510 | -700 | 0 | -700 | -510 | -710 | -517.89 | -510 | -700 | -526 | -700 | -510 | 110 | -526 | -510
2035-02-04 02:00 | -700 | 0 | -700 | -510 | -710 | -517.89 | -510 | -700 | 0 | -700 | -510 | -710 | -517.89 | -510 | -700 | -526 | -700 | -510 | -32.91 | -526 | -510
2035-02-04 03:00 | -700 | 0 | -700 | -510 | -710 | -517.89 | -510 | -700 | 0 | -700 | -510 | -710 | -517.89 | -510 | -700 | -526 | -700 | -510 | -182.05 | -526 | -510
2035-02-04 04:00 | -700 | 0 | -700 | -510 | -710 | -517.89 | -510 | -700 | 0 | -700 | -510 | -710 | -517.89 | -510 | -700 | -526 | -700 | -358.36 | -334 | -526 | -510
2035-02-04 05:00 | -700 | 0 | -700 | -510 | -710 | -517.89 | -510 | -700 | 0 | -700 | -510 | -710 | -517.89 | -510 | -700 | -526 | -700 | -204.84 | -487.83 | -526 | -510
2035-02-04 06:00 | -700 | 0 | -700 | -510 | -710 | -517.89 | -510 | -700 | 0 | -700 | -510 | -710 | -517.89 | -510 | -700 | -526 | -700 | -436.85 | -255.35 | -526 | -510
2035-02-04 07:00 | -700 | 0 | -700 | -510 | -710 | -517.89 | -510 | -700 | 0 | -700 | -510 | -710 | -517.89 | -510 | -700 | -526 | -700 | -502.07 | -190 | -526 | -510
2035-02-04 08:00 | -700 | 0 | -700 | -510 | -710 | -517.89 | -510 | -700 | 0 | -700 | -510 | -710 | -517.89 | -510 | -700 | -526 | -700 | -510 | 110 | -526 | -510
2035-02-04 09:00 | -700 | 0 | -700 | -510 | -710 | -517.89 | -510 | -700 | 0 | -700 | -510 | -710 | -517.89 | -510 | -700 | -526 | -700 | -510 | 410 | -526 | -510
2035-02-04 10:00 | -700 | 0 | -700 | -510 | -710 | -517.89 | -510 | -700 | 0 | -700 | -510 | -710 | -517.89 | -510 | -700 | -526 | -700 | -510 | 710 | -526 | -510
2035-02-04 11:00 | -700 | 0 | -700 | -510 | -710 | -517.89 | -510 | -700 | 0 | -700 | -510 | -710 | -517.89 | -510 | -700 | -526 | -700 | -510 | 710 | -526 | -510
2035-02-04 12:00 | -700 | 0 | -700 | -510 | -710 | -517.89 | -510 | -700 | 0 | -700 | -510 | -710 | -517.89 | -510 | -700 | -526 | -700 | -510 | 710 | -526 | -510
2035-02-04 13:00 | -700 | -144.09 | -700 | -510 | -710 | -374.9 | -510 | -700 | -140.98 | -700 | -510 | -710 | -377.98 | -510 | -700 | -526 | -700 | -510 | 710 | -526 | -510
2035-02-04 14:00 | -700 | -444.09 | -700 | -390 | -490 | -526 | -403.36 | -700 | -440.98 | -700 | -300 | -490 | -526 | -496.52 | -700 | -526 | -700 | -510 | 710 | -526 | -390
2035-02-04 15:00 | -600 | -300 | -600 | -90 | -190 | -300 | -103.36 | -700 | -300 | -700 | 0 | -190 | -300 | -196.52 | -700 | -302.6 | -700 | -478.65 | 710 | -526 | -90
2035-02-04 16:00 | 0 | 0 | 0 | 210 | 110 | 0 | 196.64 | -100 | 0 | -100 | 300 | 110 | 0 | 103.48 | -100 | -2.6 | -100 | -178.65 | 710 | -487.16 | 210
2035-02-04 17:00 | 600 | 300 | 263.21 | 510 | 410 | 300 | 496.64 | 0 | 203.15 | 0 | 419.17 | 410 | 205 | 210 | 0 | 198.82 | 0 | 121.35 | 710 | -187.16 | 510
2035-02-04 18:00 | 700 | 505 | 354.64 | 510 | 710 | 505 | 510 | 0 | 503.15 | 0 | 510 | 710 | 505 | 510 | 0 | 498.82 | 0 | 421.35 | 710 | 112.84 | 510
2035-02-04 19:00 | 700 | 505 | 354.64 | 510 | 710 | 505 | 510 | 0 | 505 | 0 | 510 | 710 | 505 | 510 | 0 | 505 | 0 | 510 | 710 | 285.01 | 510
2035-02-04 20:00 | 700 | 505 | 354.64 | 510 | 710 | 505 | 510 | 500.19 | 505 | 0 | 510 | 710 | 505 | 510 | 0 | 505 | 0 | 510 | 710 | 259.76 | 510
2035-02-04 21:00 | 700 | 505 | 479.8 | 510 | 710 | 505 | 510 | 500.19 | 505 | 0 | 510 | 710 | 505 | 510 | 122.73 | 505 | 0 | 510 | 710 | 250.29 | 510
2035-02-04 22:00 | 700 | 505 | 216.41 | 510 | 710 | 505 | 510 | 113.69 | 505 | 600 | 510 | 710 | 505 | 510 | 700 | 505 | 0 | 510 | 710 | 196.96 | 510
2035-02-04 23:00 | 700 | 505 | 338.84 | 510 | 710 | 505 | 510 | 113.69 | 505 | 0 | 510 | 710 | 505 | 510 | 160.98 | 505 | 0 | 510 | 710 | 253.17 | 510
2035-02-05 | 686.14 | 505 | 700 | 510 | 710 | 505 | 510 | 147.98 | 505 | 0 | 510 | 710 | 505 | 510 | 0 | 505 | 0 | 510 | 710 | 260.13 | 510
2035-02-05 01:00 | 700 | 505 | 679.7 | 510 | 710 | 505 | 510 | 0 | 505 | 225.29 | 510 | 710 | 505 | 510 | 0 | 505 | 0 | 510 | 710 | 290.18 | 510
2035-02-05 02:00 | 158.32 | 505 | 700 | 510 | 710 | 505 | 510 | 0 | 505 | 405.22 | 510 | 710 | 505 | 510 | 0 | 505 | 0 | 510 | 710 | 287.59 | 510
2035-02-05 03:00 | 345.2 | 505 | 700 | 510 | 710 | 505 | 510 | 403.14 | 505 | 0 | 510 | 710 | 505 | 510 | 0 | 474.01 | 0 | 510 | 710 | 254.91 | 510
2035-02-05 04:00 | 258.61 | 505 | 700 | 510 | 710 | 505 | 510 | 0 | 505 | 0 | 510 | 710 | 505 | 510 | 0 | 174.01 | 0 | 510 | 710 | 254.36 | 510
2035-02-05 05:00 | 258.61 | 505 | 700 | 510 | 710 | 505 | 510 | 0 | 209.53 | 0 | 510 | 710 | 505 | 510 | 0 | 238.82 | 0 | 510 | 710 | 189.08 | 510
2035-02-05 06:00 | 0 | 505 | 323.28 | 510 | 710 | 505 | 510 | 0 | 0 | 0 | 510 | 710 | 429.66 | 510 | 0 | 268.03 | 0 | 510 | 710 | 159.65 | 510
2035-02-05 07:00 | 11.64 | 505 | 700 | 510 | 710 | 505 | 510 | 0 | 0 | 0 | 510 | 710 | 429.66 | 510 | 0 | 278.11 | 0 | 510 | 710 | 149.49 | 510
2035-02-05 08:00 | 0 | 505 | 459.34 | 510 | 710 | 505 | 510 | 0 | 0 | 0 | 510 | 710 | 429.66 | 510 | 0 | 327.94 | 0 | 510 | 710 | 99.29 | 510
2035-02-05 09:00 | 0 | 505 | 107.59 | 510 | 710 | 505 | 510 | 0 | 0 | 0 | 510 | 710 | 429.66 | 510 | 0 | 248.02 | -10.07 | 510 | 710 | 179.81 | 510
2035-02-05 10:00 | 0 | 205 | 0 | 510 | 710 | 223.14 | 510 | 0 | 0 | 0 | 510 | 710 | 429.66 | 510 | 0 | 172.67 | -610.07 | 510 | 710 | 255.71 | 510
2035-02-05 11:00 | 0 | 0 | 0 | 510 | 710 | 429.66 | 510 | 0 | 0 | -44.24 | 510 | 710 | 429.66 | 510 | 0 | 132.45 | -700 | 510 | 710 | 296.23 | 510
2035-02-05 12:00 | 0 | 0 | 0 | 510 | 710 | 429.66 | 510 | 0 | 0 | -215.71 | 510 | 710 | 429.66 | 510 | -384.01 | 112.29 | -700 | 510 | 710 | 316.54 | 510
2035-02-05 13:00 | 0 | 0 | 0 | 510 | 710 | 429.66 | 510 | 0 | 0 | 0 | 510 | 710 | 429.66 | 510 | -384.01 | 180.98 | -700 | 510 | 710 | 247.34 | 510
2035-02-05 14:00 | 0 | 0 | 0 | 510 | 710 | 429.66 | 510 | 0 | 0 | -44.1 | 510 | 710 | 429.66 | 510 | 0 | 174.51 | -700 | 510 | 710 | 253.86 | 510
2035-02-05 15:00 | 0 | 205 | 0 | 510 | 710 | 223.14 | 510 | 0 | 0 | -509.12 | 510 | 710 | 429.66 | 510 | 0 | 225.35 | -700 | 510 | 710 | 202.65 | 510
2035-02-05 16:00 | 0 | 505 | 0 | 510 | 710 | 505 | 510 | 0 | 0 | 0 | 510 | 710 | 429.66 | 510 | 0 | 340.91 | -198.63 | 510 | 710 | 86.24 | 510
2035-02-05 17:00 | 0 | 505 | 600 | 510 | 710 | 505 | 510 | 0 | 0 | 0 | 510 | 710 | 429.66 | 510 | 0 | 426.51 | 0 | 510 | 710 | 0 | 510
2035-02-05 18:00 | 228.42 | 505 | 0 | 510 | 710 | 505 | 510 | 0 | 0 | 0 | 510 | 710 | 429.66 | 510 | 0 | 426.51 | 0 | 510 | 710 | 0 | 510
2035-02-05 19:00 | 0 | 505 | 0 | 510 | 710 | 505 | 510 | 0 | 0 | 0 | 510 | 710 | 429.66 | 510 | 0 | 314.73 | 0 | 510 | 710 | 112.61 | 510
2035-02-05 20:00 | 149.02 | 505 | 100 | 510 | 710 | 505 | 510 | 0 | 0 | 0 | 510 | 710 | 429.66 | 510 | 0 | 421.2 | 0 | 510 | 710 | 5.35 | 510
2035-02-05 21:00 | 0 | 505 | 700 | 510 | 710 | 505 | 510 | 0 | 0 | 0 | 510 | 710 | 429.66 | 510 | 0 | 417.69 | 0 | 510 | 710 | 8.89 | 510
2035-02-05 22:00 | 0 | 505 | 100 | 510 | 710 | 505 | 510 | 0 | 0 | 0 | 510 | 710 | 429.66 | 510 | 0 | 436.68 | 0 | 510 | 710 | -10.61 | 510
2035-02-05 23:00 | 0 | 205 | 0 | 510 | 710 | 438.79 | 510 | 0 | 300 | 0 | 510 | 536.76 | 300 | 510 | 0 | 174.07 | 0 | 300 | 710 | 8.47 | 510
2035-02-06 | 0 | 0 | 0 | 510 | 521.51 | 138.79 | 510 | 0 | 0 | 0 | 210 | 236.76 | 0 | 210 | 163.79 | -125.93 | -167.1 | 0 | 710 | -291.53 | 210
2035-02-06 01:00 | 0 | 0 | 0 | 510 | 411.22 | 0 | 510 | 0 | 0 | 0 | 510 | 0 | 0 | 7.05 | 268.62 | -425.93 | -274.05 | 0 | 710 | -218.72 | 428.24
2035-02-06 02:00 | 0 | 0 | 0 | 510 | 553.98 | 0 | 510 | 0 | 0 | 0 | 510 | 0 | 0 | 7.05 | 118.4 | -526 | -120.8 | 0 | 710 | -203.67 | 510
2035-02-06 03:00 | 0 | 0 | 0 | 510 | 253.98 | 0 | 491.08 | 0 | 0 | 0 | 510 | 0 | 0 | 7.05 | 38.99 | -526 | -39.78 | 0 | 710 | -203.67 | 510
2035-02-06 04:00 | 0 | 0 | 0 | 382.03 | 0 | 0 | 191.08 | 0 | 0 | 0 | 510 | 0 | 0 | 7.05 | 94.04 | -526 | -95.94 | -198.34 | 710 | -4.12 | 510
2035-02-06 05:00 | 0 | 0 | 0 | 510 | 0 | 0 | 189.97 | 0 | 0 | 0 | 510 | 0 | 0 | 7.05 | 0 | -226 | 0 | -498.34 | 710 | 0 | 510
2035-02-06 06:00 | 0 | 0 | 0 | 510 | 110 | 0 | 246.06 | 0 | 0 | 0 | 510 | 0 | 0 | 7.05 | 0 | -219.75 | 0 | -504.51 | 710 | 0 | 510
2035-02-06 07:00 | 0 | 0 | 0 | 510 | 410 | 0 | 510 | 0 | 0 | 0 | 510 | 0 | 0 | 7.05 | 0 | -291.22 | 0 | -434.02 | 710 | 0 | 510
2035-02-06 08:00 | 0 | 0 | 0 | 510 | 710 | 92.02 | 510 | 0 | 0 | 0 | 510 | 0 | 0 | 7.05 | 0 | -526 | 0 | -202.44 | 710 | 0 | 510
2035-02-06 09:00 | 0 | 0 | 0 | 510 | 577.72 | 0 | 510 | 0 | 0 | 0 | 510 | 0 | 0 | 7.05 | 0 | -526 | 0 | -202.44 | 710 | 0 | 510
2035-02-06 10:00 | 0 | 0 | 0 | 510 | 277.72 | 0 | 308.03 | 0 | 0 | 0 | 510 | 0 | 0 | 7.05 | 0 | -526 | 0 | -202.44 | 710 | 0 | 510
2035-02-06 11:00 | 0 | 0 | -566.19 | 509.02 | 0 | 0 | 8.03 | -284.84 | 0 | -600 | 427.45 | 0 | 0 | 89.52 | -89.98 | -526 | -560.27 | -202.44 | 710 | 0 | 510
2035-02-06 12:00 | -570.06 | 0 | -700 | 510 | 0 | 0 | 7.05 | -700 | 0 | -700 | 127.45 | 0 | 0 | 0 | -689.98 | -526 | -700 | -202.44 | 710 | 0 | 510
2035-02-06 13:00 | -700 | 0 | -700 | 348.91 | 0 | 0 | 0 | -700 | 0 | -700 | -43.65 | -150.67 | 0 | -39.56 | -700 | -526 | -700 | -202.44 | 710 | 0 | 510
2035-02-06 14:00 | -647.09 | 0 | -100 | 510 | 0 | 0 | 7.05 | -576.49 | 0 | -700 | 256.35 | 0 | 0 | 260.44 | -474.3 | -526 | -700 | -202.44 | 710 | 0 | 510
2035-02-06 15:00 | -600 | 0 | -228.55 | 510 | 0 | 0 | 7.05 | -700 | 0 | -632.33 | 510 | 0 | 0 | 7.05 | -526.08 | -526 | -700 | -165.88 | 710 | -36.79 | 510
2035-02-06 16:00 | 0 | 0 | -170.33 | 510 | 0 | 0 | 7.05 | -604.97 | 0 | -100 | 510 | 0 | 0 | 7.05 | -249.64 | -526 | -700 | -89.66 | 710 | -113.47 | 510
2035-02-06 17:00 | -41.54 | 0 | 0 | 510 | 0 | 0 | 7.05 | -100 | 0 | -700 | 510 | 0 | 0 | 7.05 | -45 | -494.23 | -700 | 0 | 710 | -235.21 | 510
2035-02-06 18:00 | -641.54 | 0 | -133.91 | 461.08 | 0 | 0 | 55.92 | -700 | 0 | -673.02 | 390 | 0 | 0 | 126.93 | -214.46 | -509.7 | -700 | 184.75 | 710 | -410.05 | 510
2035-02-06 19:00 | -700 | 0 | -347.73 | 161.08 | 265.36 | 0 | 90 | -700 | 0 | -700 | 90 | 0 | 247.91 | 90 | -207.69 | -226 | -700 | -115.25 | 710 | -458.15 | 510
2035-02-06 20:00 | -700 | 0 | -510.85 | -138.92 | 0 | 0 | -210 | -700 | 0 | -700 | -210 | -300 | -39.58 | -210 | -255.42 | -526 | -700 | -415.25 | 710 | -526 | 510
2035-02-06 21:00 | -700 | -300 | -700 | -438.92 | -300 | -300 | -510 | -700 | -290.98 | -700 | -510 | -600 | -339.58 | -510 | -700 | -526 | -700 | -510 | 710 | -526 | 325.12
2035-02-06 22:00 | -700 | -103.12 | -700 | -510 | -600 | -526 | -510 | -700 | 0 | -700 | -510 | -710 | -517.89 | -510 | -700 | -526 | -700 | -510 | 710 | -526 | 25.12
2035-02-06 23:00 | -700 | 0 | -700 | -510 | -710 | -517.89 | -510 | -700 | 0 | -700 | -510 | -710 | -517.89 | -510 | -700 | -526 | -700 | -510 | 710 | -526 | -274.88
2035-02-07 | -700 | -253.95 | -700 | -510 | -450.93 | -526 | -510 | -700 | -287.43 | -700 | -510 | -417.85 | -526 | -510 | -700 | -526 | -700 | -510 | 710 | -526 | -510
2035-02-07 01:00 | -700 | -404.6 | -700 | -510 | -302.03 | -526 | -510 | -700 | -458.17 | -700 | -510 | -249.09 | -526 | -510 | -700 | -526 | -700 | -510 | 710 | -526 | -510
2035-02-07 02:00 | -700 | -460.39 | -700 | -510 | -410 | -526 | -347.06 | -700 | -526 | -700 | -510 | -410 | -526 | -282.28 | -700 | -526 | -700 | -510 | 710 | -526 | -510
2035-02-07 03:00 | -700 | -160.39 | -700 | -510 | -710 | -358.72 | -510 | -700 | -226 | -700 | -510 | -710 | -293.61 | -510 | -700 | -526 | -700 | -510 | 710 | -526 | -510
2035-02-07 04:00 | -700 | 0 | -700 | -510 | -710 | -517.89 | -510 | -700 | -150.13 | -700 | -510 | -553.54 | -526 | -510 | -700 | -526 | -700 | -510 | 710 | -526 | -510
2035-02-07 05:00 | -700 | -72.42 | -700 | -510 | -710 | -446.02 | -510 | -700 | -270.63 | -700 | -510 | -434.45 | -526 | -510 | -700 | -526 | -700 | -510 | 710 | -526 | -510
2035-02-07 06:00 | -700 | -372.42 | -700 | -510 | -410 | -526 | -433.92 | -700 | -526 | -700 | -510 | -223.05 | -526 | -469.04 | -700 | -526 | -700 | -510 | 710 | -526 | -510
2035-02-07 07:00 | -700 | -72.42 | -700 | -510 | -710 | -446.02 | -510 | -700 | -226 | -700 | -510 | -523.05 | -481.32 | -510 | -700 | -526 | -700 | -510 | 710 | -526 | -510
2035-02-07 08:00 | -700 | 0 | -700 | -510 | -710 | -517.89 | -510 | -700 | 0 | -700 | -510 | -710 | -517.89 | -510 | -700 | -526 | -700 | -510 | 710 | -526 | -510
2035-02-07 09:00 | -700 | 0 | -700 | -510 | -710 | -517.89 | -510 | -700 | 0 | -700 | -510 | -710 | -517.89 | -510 | -700 | -526 | -700 | -510 | 710 | -526 | -510
2035-02-07 10:00 | -700 | 0 | -700 | -510 | -710 | -517.89 | -510 | -700 | -105.5 | -700 | -510 | -597.65 | -526 | -510 | -700 | -526 | -700 | -510 | 710 | -526 | -210
2035-02-07 11:00 | -700 | 0 | -700 | -510 | -710 | -517.89 | -510 | -700 | -82.65 | -700 | -510 | -620.23 | -526 | -510 | -700 | -526 | -700 | -510 | 710 | -526 | -210
2035-02-07 12:00 | -700 | 0 | -700 | -510 | -710 | -517.89 | -510 | -700 | 0 | -700 | -510 | -710 | -517.89 | -510 | -700 | -526 | -700 | -510 | 710 | -526 | -510
2035-02-07 13:00 | -700 | 0 | -700 | -510 | -710 | -517.89 | -510 | -700 | -141.99 | -700 | -510 | -561.58 | -526 | -510 | -700 | -526 | -700 | -510 | 710 | -526 | -210
2035-02-07 14:00 | -700 | 0 | -700 | -510 | -710 | -517.89 | -510 | -700 | 0 | -700 | -510 | -710 | -517.89 | -510 | -700 | -526 | -700 | -510 | 710 | -526 | 0
2035-02-07 15:00 | -700 | 0 | -700 | -510 | -710 | -517.89 | -510 | -700 | 0 | -700 | -510 | -710 | -517.89 | -510 | -700 | -526 | -700 | -510 | 710 | -526 | -300
2035-02-07 16:00 | -700 | 0 | -700 | -510 | -710 | -517.89 | -510 | -700 | 0 | -700 | -510 | -710 | -517.89 | -510 | -700 | -526 | -700 | -510 | 710 | -526 | -251.15
2035-02-07 17:00 | -700 | 0 | -700 | -510 | -710 | -517.89 | -510 | -700 | 0 | -700 | -510 | -710 | -517.89 | -510 | -700 | -526 | -700 | -510 | 710 | -526 | 0
2035-02-07 18:00 | -700 | 0 | -700 | -510 | -710 | -517.89 | -510 | -700 | 0 | -700 | -510 | -710 | -517.89 | -510 | -700 | -526 | -700 | -510 | 710 | -526 | -210
2035-02-07 19:00 | -700 | 0 | -700 | -510 | -710 | -517.89 | -510 | -700 | 0 | -700 | -510 | -710 | -517.89 | -510 | -700 | -526 | -700 | -510 | 710 | -526 | -510
2035-02-07 20:00 | -700 | 0 | -700 | -510 | -710 | -517.89 | -510 | -700 | 0 | -700 | -510 | -710 | -517.89 | -510 | -700 | -526 | -700 | -510 | 710 | -526 | -510
2035-02-07 21:00 | -700 | 0 | -700 | -510 | -710 | -517.89 | -510 | -700 | 0 | -700 | -510 | -710 | -517.89 | -510 | -700 | -526 | -700 | -510 | 710 | -526 | -287.59
2035-02-07 22:00 | -700 | 0 | -700 | -510 | -710 | -517.89 | -510 | -700 | 0 | -700 | -510 | -710 | -517.89 | -510 | -700 | -526 | -700 | -510 | 710 | -526 | -210
2035-02-07 23:00 | -700 | 0 | -700 | -510 | -710 | -517.89 | -510 | -700 | 0 | -700 | -510 | -710 | -517.89 | -510 | -700 | -526 | -700 | -510 | 710 | -526 | -510
2035-02-08 | -700 | 0 | -700 | -510 | -710 | -517.89 | -510 | -700 | 0 | -700 | -510 | -710 | -517.89 | -510 | -700 | -526 | -700 | -510 | 710 | -526 | -510
2035-02-08 01:00 | -700 | 0 | -700 | -510 | -710 | -517.89 | -510 | -700 | 0 | -700 | -510 | -710 | -517.89 | -510 | -700 | -526 | -700 | -510 | 710 | -526 | -510
2035-02-08 02:00 | -700 | 0 | -700 | -510 | -710 | -517.89 | -510 | -700 | 0 | -700 | -510 | -710 | -517.89 | -510 | -700 | -526 | -700 | -510 | 710 | -526 | -510
2035-02-08 03:00 | -700 | -146.52 | -700 | -510 | -557.11 | -526 | -510 | -700 | -286.58 | -700 | -510 | -418.68 | -526 | -510 | -700 | -526 | -700 | -510 | 710 | -526 | -510
2035-02-08 04:00 | -700 | 0 | -700 | -510 | -710 | -517.89 | -510 | -700 | 0 | -700 | -510 | -710 | -517.89 | -510 | -700 | -526 | -700 | -510 | 710 | -526 | -510
2035-02-08 05:00 | -700 | 0 | -700 | -510 | -710 | -517.89 | -510 | -700 | 0 | -700 | -510 | -710 | -517.89 | -510 | -700 | -526 | -700 | -510 | 710 | -526 | -510
2035-02-08 06:00 | -700 | 0 | -700 | -510 | -710 | -517.89 | -510 | -700 | 0 | -700 | -510 | -710 | -517.89 | -510 | -700 | -526 | -700 | -510 | 710 | -526 | -510
2035-02-08 07:00 | -700 | 0 | -700 | -510 | -710 | -517.89 | -510 | -700 | 0 | -700 | -510 | -710 | -517.89 | -510 | -700 | -526 | -700 | -510 | 710 | -526 | -510
2035-02-08 08:00 | -700 | 0 | -700 | -510 | -710 | -517.89 | -510 | -700 | 0 | -700 | -510 | -710 | -517.89 | -510 | -700 | -526 | -700 | -510 | 710 | -526 | -510
2035-02-08 09:00 | -700 | 0 | -700 | -510 | -710 | -517.89 | -510 | -700 | 0 | -700 | -510 | -710 | -517.89 | -510 | -700 | -526 | -700 | -510 | 710 | -526 | -510
2035-02-08 10:00 | -700 | 0 | -700 | -510 | -710 | -517.89 | -510 | -700 | -152.61 | -700 | -510 | -551.09 | -526 | -510 | -700 | -526 | -700 | -510 | 710 | -526 | -510
2035-02-08 11:00 | -700 | 0 | -700 | -510 | -710 | -517.89 | -510 | -700 | 0 | -700 | -510 | -710 | -517.89 | -510 | -700 | -526 | -700 | -510 | 710 | -526 | -510
2035-02-08 12:00 | -700 | 0 | -700 | -510 | -710 | -517.89 | -510 | -700 | 0 | -700 | -510 | -710 | -517.89 | -510 | -700 | -526 | -700 | -510 | 710 | -526 | -510
2035-02-08 13:00 | -700 | 0 | -700 | -510 | -710 | -517.89 | -510 | -700 | 0 | -700 | -510 | -710 | -517.89 | -510 | -700 | -526 | -700 | -510 | 710 | -526 | -510
2035-02-08 14:00 | -700 | 0 | -700 | -510 | -710 | -517.89 | -510 | -700 | 0 | -700 | -510 | -710 | -517.89 | -510 | -700 | -526 | -700 | -510 | 710 | -526 | -510
2035-02-08 15:00 | -700 | 0 | -700 | -510 | -710 | -517.89 | -510 | -700 | 0 | -700 | -510 | -710 | -517.89 | -510 | -700 | -526 | -700 | -510 | 710 | -526 | -510
2035-02-08 16:00 | -700 | 0 | -700 | -510 | -710 | -517.89 | -510 | -700 | 0 | -700 | -510 | -710 | -517.89 | -510 | -700 | -526 | -700 | -510 | 710 | -526 | -510
2035-02-08 17:00 | -700 | 0 | -700 | -510 | -710 | -517.89 | -510 | -700 | 0 | -700 | -510 | -710 | -517.89 | -510 | -700 | -526 | -700 | -510 | 710 | -526 | -510
2035-02-08 18:00 | -700 | -106.66 | -700 | -510 | -600 | -522.49 | -510 | -700 | 0 | -700 | -510 | -710 | -517.89 | -510 | -700 | -526 | -700 | -510 | 710 | -526 | -510
2035-02-08 19:00 | -700 | -406.66 | -700 | -510 | -300 | -526 | -510 | -700 | -265.51 | -700 | -510 | -439.51 | -526 | -510 | -700 | -526 | -700 | -510 | 710 | -526 | -510
2035-02-08 20:00 | -700 | -526 | -700 | -510 | 0 | -526 | -510 | -700 | -526 | -700 | -510 | -139.51 | -526 | -510 | -700 | -526 | -700 | -510 | 710 | -526 | -510
2035-02-08 21:00 | -700 | -526 | -700 | -510 | 0 | -526 | -278.78 | -700 | -526 | -700 | -510 | 0 | -526 | -510 | -700 | -526 | -700 | -510 | 710 | -526 | -510
2035-02-08 22:00 | -700 | -526 | -700 | -510 | 0 | -526 | -224.05 | -700 | -526 | -700 | -510 | 0 | -526 | -214.18 | -700 | -526 | -700 | -510 | 710 | -526 | -510
2035-02-08 23:00 | -700 | -526 | -700 | -510 | 0 | -526 | -279.08 | -700 | -526 | -700 | -510 | 0 | -526 | -510 | -700 | -526 | -700 | -510 | 710 | -526 | -510
2035-02-09 | -700 | -526 | -700 | -510 | 0 | -526 | -510 | -700 | -526 | -700 | -510 | -20.01 | -526 | -510 | -700 | -526 | -700 | -510 | 710 | -526 | -510
2035-02-09 01:00 | -700 | -526 | -700 | -510 | 0 | -526 | -510 | -700 | -526 | -700 | -510 | 0 | -526 | -510 | -700 | -526 | -700 | -510 | 710 | -526 | -510
2035-02-09 02:00 | -700 | -526 | -700 | -510 | -95.27 | -526 | -510 | -700 | -526 | -700 | -510 | -122.85 | -526 | -510 | -700 | -526 | -700 | -510 | 710 | -526 | -510
2035-02-09 03:00 | -700 | -310.27 | -700 | -510 | -395.27 | -526 | -510 | -700 | -435.05 | -700 | -510 | -410 | -526 | -372.08 | -700 | -526 | -700 | -510 | 710 | -526 | -510
2035-02-09 04:00 | -700 | -10.27 | -700 | -510 | -695.27 | -522.49 | -510 | -700 | -135.05 | -700 | -510 | -710 | -383.87 | -510 | -700 | -526 | -700 | -510 | 710 | -526 | -510
2035-02-09 05:00 | -700 | 0 | -700 | -510 | -710 | -517.89 | -510 | -700 | 0 | -700 | -510 | -710 | -517.89 | -510 | -700 | -526 | -700 | -510 | 710 | -526 | -510
2035-02-09 06:00 | -700 | 0 | -700 | -510 | -710 | -517.89 | -510 | -700 | 0 | -700 | -510 | -710 | -517.89 | -510 | -700 | -526 | -700 | -510 | 710 | -526 | -510
2035-02-09 07:00 | -700 | 0 | -700 | -510 | -710 | -517.89 | -510 | -700 | 0 | -700 | -510 | -710 | -517.89 | -510 | -700 | -526 | -700 | -510 | 710 | -526 | -510
2035-02-09 08:00 | -700 | 0 | -700 | -510 | -710 | -517.89 | -510 | -700 | 0 | -700 | -510 | -710 | -517.89 | -510 | -700 | -526 | -700 | -510 | 710 | -526 | -510
2035-02-09 09:00 | -700 | 0 | -700 | -510 | -710 | -517.89 | -510 | -700 | 0 | -700 | -510 | -710 | -517.89 | -510 | -700 | -526 | -700 | -510 | 710 | -526 | -510
2035-02-09 10:00 | -700 | 0 | -700 | -510 | -710 | -517.89 | -510 | -700 | 0 | -700 | -510 | -710 | -517.89 | -510 | -700 | -526 | -700 | -510 | 710 | -526 | -510
2035-02-09 11:00 | -700 | 0 | -700 | -510 | -710 | -517.89 | -510 | -700 | 0 | -700 | -510 | -710 | -517.89 | -510 | -700 | -526 | -700 | -510 | 710 | -526 | -510
2035-02-09 12:00 | -700 | 0 | -700 | -510 | -710 | -517.89 | -510 | -700 | 0 | -700 | -510 | -710 | -517.89 | -510 | -700 | -526 | -700 | -510 | 710 | -526 | -510
2035-02-09 13:00 | -700 | 0 | -700 | -510 | -710 | -517.89 | -510 | -700 | 0 | -700 | -510 | -710 | -517.89 | -510 | -700 | -526 | -700 | -510 | 710 | -526 | -510
2035-02-09 14:00 | -700 | 0 | -700 | -510 | -710 | -517.89 | -510 | -700 | 0 | -700 | -510 | -710 | -517.89 | -510 | -700 | -526 | -700 | -510 | 710 | -526 | -510
2035-02-09 15:00 | -700 | 0 | -700 | -510 | -710 | -517.89 | -510 | -700 | 0 | -700 | -510 | -710 | -517.89 | -510 | -700 | -526 | -700 | -510 | 710 | -526 | -510
2035-02-09 16:00 | -700 | 0 | -700 | -510 | -710 | -517.89 | -510 | -700 | 0 | -700 | -510 | -710 | -517.89 | -510 | -700 | -526 | -700 | -510 | 710 | -526 | -510
2035-02-09 17:00 | -700 | 0 | -700 | -510 | -710 | -517.89 | -510 | -700 | 0 | -700 | -510 | -710 | -517.89 | -510 | -700 | -526 | -700 | -510 | 710 | -526 | -510
2035-02-09 18:00 | -700 | 0 | -700 | -510 | -710 | -517.89 | -510 | -700 | 0 | -700 | -510 | -710 | -517.89 | -510 | -700 | -526 | -700 | -510 | 710 | -526 | -510
2035-02-09 19:00 | -700 | 0 | -700 | -510 | -710 | -517.89 | -510 | -700 | 0 | -700 | -510 | -710 | -517.89 | -510 | -700 | -526 | -700 | -510 | 710 | -526 | -510
2035-02-09 20:00 | -700 | 0 | -700 | -510 | -710 | -517.89 | -510 | -700 | 0 | -700 | -510 | -710 | -517.89 | -510 | -700 | -526 | -700 | -510 | 710 | -526 | -510
2035-02-09 21:00 | -700 | 0 | -700 | -510 | -710 | -517.89 | -510 | -700 | -55.02 | -700 | -510 | -647.54 | -526 | -510 | -700 | -526 | -700 | -510 | 710 | -526 | -510
2035-02-09 22:00 | -700 | 0 | -700 | -510 | -710 | -517.89 | -510 | -700 | 0 | -700 | -510 | -710 | -517.89 | -510 | -700 | -526 | -700 | -510 | 710 | -526 | -510
2035-02-09 23:00 | -700 | -68.34 | -700 | -510 | -634.37 | -526 | -510 | -700 | -263.64 | -700 | -510 | -441.35 | -526 | -510 | -700 | -526 | -700 | -510 | 710 | -526 | -510
2035-02-10 | -700 | 0 | -700 | -349.74 | -334.37 | -226 | -210 | -700 | 0 | -700 | -510 | -141.35 | -226 | -242.4 | -700 | -526 | -700 | -294.7 | 710 | -526 | -510
2035-02-10 01:00 | -700 | 0 | -700 | -510 | -98.57 | 0 | -510 | -700 | 0 | -700 | -510 | -98.57 | 0 | -510 | -697.25 | -526 | -700 | -294.7 | 710 | -526 | -510
2035-02-10 02:00 | -700 | 0 | -700 | -510 | -98.57 | 0 | -510 | -700 | 0 | -700 | -510 | -98.57 | 0 | -510 | -700 | -526 | -700 | -294.7 | 710 | -526 | -510
2035-02-10 03:00 | -700 | 0 | -700 | -510 | -98.57 | 0 | -510 | -700 | 0 | -700 | -510 | -98.57 | 0 | -510 | -700 | -526 | -700 | -294.7 | 710 | -526 | -510
2035-02-10 04:00 | -700 | 0 | -700 | -510 | -98.57 | 0 | -510 | -700 | 0 | -700 | -510 | -98.57 | 0 | -510 | -700 | -526 | -700 | -294.7 | 710 | -526 | -510
2035-02-10 05:00 | -700 | 0 | -700 | -510 | -98.57 | 0 | -510 | -700 | 0 | -700 | -510 | -98.57 | 0 | -510 | -700 | -526 | -700 | -294.7 | 710 | -526 | -510
2035-02-10 06:00 | -700 | 0 | -700 | -510 | -98.57 | 0 | -510 | -700 | 0 | -700 | -510 | -98.57 | 0 | -510 | -700 | -526 | -700 | -294.7 | 710 | -526 | -510
2035-02-10 07:00 | -700 | 0 | -700 | -510 | -98.57 | 0 | -510 | -700 | 0 | -700 | -510 | -98.57 | 0 | -510 | -700 | -526 | -700 | -294.7 | 710 | -526 | -510
2035-02-10 08:00 | -700 | 0 | -700 | -510 | -98.57 | 0 | -510 | -700 | 0 | -700 | -510 | -98.57 | 0 | -510 | -700 | -526 | -700 | -336.8 | 710 | -483.65 | -510
2035-02-10 09:00 | -700 | 0 | -700 | -510 | -98.57 | 0 | -510 | -700 | 0 | -700 | -510 | -98.57 | 0 | -510 | -646.6 | -526 | -700 | -510 | 710 | -526 | -294.49
2035-02-10 10:00 | -700 | 0 | -700 | -510 | -98.57 | 0 | -510 | -700 | 0 | -700 | -510 | -98.57 | 0 | -510 | -474.63 | -526 | -700 | -510 | 710 | -526 | -294.49
2035-02-10 11:00 | -700 | 0 | -700 | -510 | -98.57 | 0 | -510 | -700 | 0 | -700 | -510 | -98.57 | 0 | -510 | -700 | -526 | -700 | -510 | 710 | -526 | -294.49
2035-02-10 12:00 | -700 | 0 | -700 | -510 | -98.57 | 0 | -510 | -700 | 0 | -700 | -510 | -98.57 | 0 | -510 | -456.82 | -526 | -700 | -510 | 710 | -526 | -294.49
2035-02-10 13:00 | -700 | 0 | -700 | -510 | -98.57 | 0 | -510 | -700 | 0 | -700 | -510 | -98.57 | 0 | -510 | -700 | -526 | -700 | -510 | 710 | -526 | -294.49
2035-02-10 14:00 | -700 | 0 | -700 | -510 | -98.57 | 0 | -510 | -700 | 0 | -700 | -510 | -98.57 | 0 | -510 | -700 | -526 | -700 | -510 | 710 | -526 | -212.28
2035-02-10 15:00 | -700 | 0 | -700 | -510 | -98.57 | 0 | -510 | -700 | 0 | -700 | -510 | -98.57 | 0 | -510 | -700 | -526 | -700 | -510 | 710 | -526 | -294.49
2035-02-10 16:00 | -700 | 0 | -700 | -510 | -98.57 | 0 | -510 | -700 | 0 | -700 | -510 | -98.57 | 0 | -510 | -683.64 | -526 | -700 | -510 | 710 | -526 | -294.49
2035-02-10 17:00 | -700 | 0 | -700 | -510 | -98.57 | 0 | -510 | -700 | 0 | -700 | -510 | -98.57 | 0 | -510 | -574.34 | -526 | -700 | -510 | 710 | -526 | -294.49
2035-02-10 18:00 | -700 | 0 | -700 | -510 | -98.57 | 0 | -510 | -700 | 0 | -700 | -510 | -98.57 | 0 | -510 | -516.83 | -526 | -700 | -510 | 710 | -526 | -261.9
2035-02-10 19:00 | -700 | 0 | -700 | -510 | -98.57 | 0 | -510 | -700 | 0 | -700 | -510 | -98.57 | 0 | -510 | -700 | -526 | -700 | -510 | 710 | -526 | -243.81
2035-02-10 20:00 | -700 | 0 | -700 | -510 | -98.57 | 0 | -510 | -700 | 0 | -700 | -510 | -98.57 | 0 | -510 | -525.77 | -526 | -700 | -510 | 710 | -526 | -294.49
2035-02-10 21:00 | -700 | 0 | -700 | -510 | -98.57 | 0 | -510 | -700 | 0 | -700 | -510 | -98.57 | 0 | -510 | -608.41 | -526 | -700 | -510 | 710 | -526 | -294.49
2035-02-10 22:00 | -700 | 0 | -700 | -510 | -110 | 0 | -498.58 | -700 | 0 | -700 | -510 | -110 | 0 | -498.58 | -686.51 | -526 | -700 | -510 | 710 | -526 | -284.99
2035-02-10 23:00 | -700 | 0 | -700 | -282.33 | -410 | -217.89 | -210 | -700 | 0 | -700 | -282.33 | -410 | -217.89 | -210 | -689.56 | -526 | -700 | -333.59 | 710 | -486.88 | -510
2035-02-11 | -700 | 0 | -700 | -510 | -710 | -517.89 | -510 | -700 | 0 | -700 | -510 | -710 | -517.89 | -510 | -700 | -526 | -700 | -510 | 410 | -526 | -510
2035-02-11 01:00 | -700 | 0 | -700 | -510 | -710 | -517.89 | -510 | -700 | 0 | -700 | -510 | -710 | -517.89 | -510 | -700 | -526 | -700 | -510 | 523.75 | -526 | -510
2035-02-11 02:00 | -700 | 0 | -700 | -510 | -710 | -517.89 | -510 | -700 | 0 | -700 | -510 | -710 | -517.89 | -510 | -700 | -526 | -700 | -510 | 379.22 | -526 | -510
2035-02-11 03:00 | -700 | 0 | -700 | -510 | -710 | -517.89 | -510 | -700 | 0 | -700 | -510 | -710 | -517.89 | -510 | -700 | -526 | -700 | -510 | 79.22 | -526 | -510
2035-02-11 04:00 | -700 | 0 | -700 | -510 | -710 | -517.89 | -510 | -700 | 0 | -700 | -510 | -710 | -517.89 | -510 | -700 | -526 | -700 | -510 | 0 | -526 | -510
2035-02-11 05:00 | -700 | 0 | -700 | -510 | -710 | -517.89 | -510 | -700 | 0 | -700 | -510 | -710 | -517.89 | -510 | -700 | -526 | -700 | -510 | -55.9 | -526 | -510
2035-02-11 06:00 | -700 | 0 | -700 | -510 | -710 | -517.89 | -510 | -700 | 0 | -700 | -510 | -710 | -517.89 | -510 | -700 | -526 | -700 | -510 | -97.91 | -526 | -510
2035-02-11 07:00 | -700 | 0 | -700 | -510 | -710 | -517.89 | -510 | -700 | 0 | -700 | -510 | -710 | -517.89 | -510 | -700 | -526 | -700 | -510 | -139.39 | -526 | -510
2035-02-11 08:00 | -700 | 0 | -700 | -510 | -710 | -517.89 | -510 | -700 | -219.42 | -700 | -510 | -485.06 | -526 | -510 | -700 | -526 | -700 | -510 | 110 | -526 | -510
2035-02-11 09:00 | -700 | 0 | -700 | -510 | -710 | -517.89 | -510 | -700 | 0 | -700 | -510 | -710 | -517.89 | -510 | -700 | -526 | -700 | -510 | 410 | -526 | -510
2035-02-11 10:00 | -700 | 0 | -700 | -510 | -710 | -517.89 | -510 | -700 | 0 | -700 | -510 | -710 | -517.89 | -510 | -700 | -526 | -700 | -510 | 710 | -526 | -510
2035-02-11 11:00 | -700 | 0 | -700 | -510 | -710 | -517.89 | -510 | -700 | -10.58 | -700 | -510 | -691.47 | -526 | -510 | -700 | -526 | -700 | -510 | 710 | -526 | -510
2035-02-11 12:00 | -700 | 0 | -700 | -510 | -710 | -517.89 | -510 | -700 | 0 | -700 | -510 | -710 | -517.89 | -510 | -700 | -526 | -700 | -510 | 710 | -526 | -510
2035-02-11 13:00 | -700 | 0 | -700 | -510 | -710 | -517.89 | -510 | -700 | 0 | -700 | -510 | -710 | -517.89 | -510 | -700 | -526 | -700 | -510 | 710 | -526 | -510
2035-02-11 14:00 | -700 | 0 | -700 | -510 | -710 | -517.89 | -510 | -700 | -90.49 | -700 | -510 | -612.49 | -526 | -510 | -700 | -526 | -700 | -510 | 710 | -526 | -510
2035-02-11 15:00 | -700 | 0 | -700 | -510 | -710 | -517.89 | -510 | -700 | 0 | -700 | -510 | -710 | -517.89 | -510 | -700 | -526 | -700 | -510 | 710 | -526 | -510
2035-02-11 16:00 | -700 | 0 | -700 | -510 | -710 | -517.89 | -510 | -700 | 0 | -700 | -510 | -710 | -517.89 | -510 | -700 | -526 | -700 | -510 | 710 | -526 | -510
2035-02-11 17:00 | -700 | 0 | -700 | -510 | -710 | -517.89 | -510 | -700 | 0 | -700 | -510 | -710 | -517.89 | -510 | -700 | -526 | -700 | -510 | 710 | -526 | -510
2035-02-11 18:00 | -700 | 0 | -700 | -510 | -710 | -517.89 | -510 | -700 | 0 | -700 | -510 | -710 | -517.89 | -510 | -700 | -526 | -700 | -510 | 710 | -526 | -510
2035-02-11 19:00 | -700 | 0 | -700 | -510 | -710 | -517.89 | -510 | -700 | 0 | -700 | -510 | -710 | -517.89 | -510 | -700 | -526 | -700 | -510 | 710 | -526 | -510
2035-02-11 20:00 | -700 | 0 | -700 | -510 | -710 | -517.89 | -510 | -700 | 0 | -700 | -510 | -710 | -517.89 | -510 | -700 | -526 | -700 | -510 | 710 | -526 | -510
2035-02-11 21:00 | -700 | 0 | -700 | -510 | -710 | -517.89 | -510 | -700 | 0 | -700 | -510 | -706.5 | -521.4 | -510 | -700 | -526 | -700 | -510 | 710 | -526 | -510
2035-02-11 22:00 | -700 | 0 | -700 | -510 | -710 | -517.89 | -510 | -700 | 0 | -700 | -510 | -710 | -517.89 | -510 | -700 | -526 | -700 | -510 | 710 | -526 | -510
2035-02-11 23:00 | -700 | 0 | -700 | -510 | -710 | -517.89 | -510 | -700 | 0 | -700 | -510 | -710 | -517.89 | -510 | -700 | -526 | -700 | -510 | 710 | -526 | -510
2035-02-12 | -700 | 0 | -700 | -282.33 | -410 | -217.89 | -210 | -700 | 0 | -700 | -282.33 | -410 | -217.89 | -210 | -700 | -466.25 | -700 | -510 | 710 | -526 | -353.48
2035-02-12 01:00 | -700 | 0 | -700 | -510 | -110 | 0 | -498.58 | -700 | 0 | -700 | -510 | -110 | 0 | -498.58 | -700 | -510.47 | -700 | -510 | 710 | -460.25 | -375.24
2035-02-12 02:00 | -700 | 0 | -700 | -510 | -98.57 | 0 | -510 | -700 | 0 | -700 | -510 | -98.57 | 0 | -510 | -700 | -526 | -700 | -510 | 710 | -526 | -294.49
2035-02-12 03:00 | -700 | 0 | -700 | -510 | -98.57 | 0 | -510 | -700 | 0 | -700 | -510 | -98.57 | 0 | -510 | -700 | -526 | -700 | -510 | 710 | -526 | -294.49
2035-02-12 04:00 | -700 | 0 | -700 | -510 | -98.57 | 0 | -510 | -700 | 0 | -700 | -510 | -98.57 | 0 | -510 | -700 | -526 | -700 | -510 | 710 | -526 | -294.49
2035-02-12 05:00 | -700 | 0 | -700 | -510 | -98.57 | 0 | -510 | -700 | 0 | -700 | -510 | -98.57 | 0 | -510 | -700 | -526 | -700 | -510 | 710 | -526 | -294.49
2035-02-12 06:00 | -700 | 0 | -700 | -510 | -98.57 | 0 | -510 | -700 | 0 | -700 | -510 | -98.57 | 0 | -510 | -700 | -526 | -700 | -510 | 710 | -526 | -294.49
2035-02-12 07:00 | -700 | 0 | -700 | -510 | -180.54 | 0 | -428.11 | -700 | 0 | -700 | -510 | -98.57 | 0 | -510 | -700 | -526 | -700 | -510 | 710 | -526 | -294.49
2035-02-12 08:00 | -700 | 0 | -700 | -510 | 0 | 0 | -128.11 | -700 | 0 | -700 | -510 | -98.57 | 0 | -510 | -700 | -526 | -700 | -510 | 710 | -526 | -16.91
2035-02-12 09:00 | -700 | 0 | -700 | -510 | 0 | 0 | -129.81 | -700 | 0 | -700 | -510 | -98.57 | 0 | -510 | -700 | -526 | -700 | -510 | 710 | -524.51 | 283.09
2035-02-12 10:00 | -700 | 0 | -700 | -510 | -14.38 | -100.72 | -429.81 | -700 | 0 | -700 | -510 | 0 | -165.5 | -443.81 | -700 | -526 | -700 | -510 | 710 | -451.47 | 209
2035-02-12 11:00 | -700 | 0 | -700 | -510 | -98.57 | 0 | -510 | -700 | 0 | -700 | -510 | -98.57 | 0 | -510 | -700 | -526 | -700 | -510 | 710 | -388.75 | 150.69
2035-02-12 12:00 | -700 | 0 | -700 | -238.33 | -300 | 0 | -300 | -700 | -10.73 | -700 | -210 | -300 | -300 | -300 | -700 | -526 | -700 | -510 | 710 | -512.47 | 450.69
2035-02-12 13:00 | -700 | 0 | -700 | 61.67 | 0 | 0 | 0 | -700 | 0 | -700 | 90 | 0 | 0 | 0 | -700 | -526 | -700 | -510 | 710 | -212.47 | 510
2035-02-12 14:00 | -700 | 0 | -700 | 361.67 | 0 | 0 | 300 | -700 | 0 | -700 | 390 | 0 | 0 | 104.67 | -700 | -526 | -700 | -328.92 | 710 | 0 | 510
2035-02-12 15:00 | -700 | 0 | -700 | 510 | 300 | 0 | 510 | -700 | 0 | -700 | 510 | 0 | 0 | 398.86 | -700 | -526 | -700 | -28.92 | 710 | 0 | 510
2035-02-12 16:00 | -700 | 0 | -700 | 510 | 353.88 | 0 | 510 | -700 | 0 | -700 | 510 | 0 | 0 | 364.25 | -700 | -526 | -700 | 0 | 710 | 0 | 510
2035-02-12 17:00 | -700 | 0 | -700 | 300 | 53.88 | 0 | 510 | -700 | 0 | -700 | 300 | 0 | 0 | 166.14 | -700 | -526 | -700 | -300 | 710 | 0 | 510
2035-02-12 18:00 | -700 | 0 | -700 | 0 | 0 | 0 | 510 | -700 | 0 | -700 | 0 | 0 | 0 | 0 | -700 | -526 | -700 | -510 | 710 | -261.11 | 510
2035-02-12 19:00 | -700 | 0 | -700 | -300 | 0 | -252.09 | 329.74 | -700 | -269.45 | -700 | -300 | 0 | -300 | -117.57 | -700 | -526 | -700 | -510 | 710 | -464.28 | 410.85
2035-02-12 20:00 | -700 | 0 | -700 | -510 | -119.83 | -521.9 | 29.74 | -700 | 0 | -700 | -510 | 0 | -293.04 | -316.91 | -700 | -526 | -700 | -510 | 710 | -526 | 110.85
2035-02-12 21:00 | -700 | 0 | -700 | -510 | -53.93 | -285.78 | -270.26 | -700 | 0 | -700 | -510 | 0 | -154.7 | -454.56 | -700 | -526 | -700 | -510 | 710 | -505.2 | 117.45
2035-02-12 22:00 | -700 | 0 | -700 | -510 | -110 | 0 | -498.58 | -700 | 0 | -700 | -510 | -110 | 0 | -498.58 | -700 | -526 | -700 | -510 | 710 | -483.4 | 0
2035-02-12 23:00 | -700 | 0 | -700 | -282.33 | -410 | -217.89 | -210 | -700 | 0 | -700 | -282.33 | -410 | -217.89 | -210 | -700 | -526 | -700 | -510 | 710 | -526 | -294.49
2035-02-13 | -700 | 0 | -700 | -510 | -710 | -517.89 | -510 | -700 | 0 | -700 | -510 | -710 | -517.89 | -510 | -700 | -526 | -700 | -510 | 710 | -526 | -510
2035-02-13 01:00 | -700 | 0 | -700 | -510 | -710 | -517.89 | -510 | -700 | 0 | -700 | -510 | -710 | -517.89 | -510 | -700 | -526 | -700 | -510 | 710 | -526 | -510
2035-02-13 02:00 | -700 | 0 | -700 | -510 | -710 | -517.89 | -510 | -700 | 0 | -700 | -510 | -710 | -517.89 | -510 | -700 | -526 | -700 | -510 | 710 | -526 | -510
2035-02-13 03:00 | -700 | 0 | -700 | -510 | -710 | -517.89 | -510 | -700 | 0 | -700 | -510 | -710 | -517.89 | -510 | -700 | -526 | -700 | -510 | 710 | -526 | -510
2035-02-13 04:00 | -700 | -212.87 | -700 | -510 | -710 | -306.64 | -510 | -700 | 0 | -700 | -510 | -710 | -517.89 | -510 | -700 | -521.65 | -700 | -510 | 710 | -526 | -481.91
2035-02-13 05:00 | -700 | 0 | -700 | -210 | -410 | -6.64 | -210 | -700 | 0 | -700 | -510 | -529.85 | -217.89 | -510 | -700 | -269.31 | -700 | -510 | 710 | -315 | -370.31
2035-02-13 06:00 | -700 | 0 | -700 | 90 | -110 | 0 | -115.26 | -700 | 0 | -700 | -510 | -229.85 | 0 | -510 | -700 | -526 | -700 | -510 | 710 | -15 | -419.79
2035-02-13 07:00 | -700 | 0 | -700 | 300 | 0 | 0 | 110.03 | -700 | 0 | -700 | -510 | -9.84 | 0 | -510 | -700 | -526 | -700 | -302 | 710 | 0 | -119.79
2035-02-13 08:00 | -700 | 0 | -700 | 0 | 0 | 0 | 0 | -700 | 0 | -700 | -510 | -309.84 | 0 | -510 | -700 | -526 | -700 | -210 | 710 | -226 | 18.61
2035-02-13 09:00 | -700 | -19.94 | -700 | -300 | -300 | -300 | -300 | -700 | -50.78 | -700 | -510 | -291.75 | -226 | -510 | -700 | -526 | -700 | -510 | 710 | -526 | -37.65
2035-02-13 10:00 | -700 | -226 | -700 | -510 | -168.24 | -379 | -510 | -700 | -350.78 | -700 | -510 | -170.21 | -526 | -510 | -700 | -526 | -700 | -510 | 710 | -526 | -337.65
2035-02-13 11:00 | -700 | -526 | -700 | -510 | -215.54 | -526 | -210 | -700 | -526 | -700 | -510 | -410 | -526 | -282.28 | -700 | -526 | -700 | -510 | 710 | -526 | -510
2035-02-13 12:00 | -700 | -226 | -700 | -510 | -515.54 | -488.87 | -510 | -700 | -226 | -700 | -510 | -710 | -293.61 | -510 | -700 | -526 | -700 | -510 | 710 | -526 | -510
2035-02-13 13:00 | -700 | 0 | -700 | -510 | -710 | -517.89 | -510 | -700 | -13.33 | -700 | -510 | -710 | -504.66 | -510 | -700 | -526 | -700 | -510 | 710 | -526 | -390
2035-02-13 14:00 | -700 | -300 | -700 | -420.36 | -490 | -526 | -447.39 | -700 | -313.33 | -700 | -473.01 | -490 | -526 | -449.37 | -700 | -526 | -700 | -510 | 710 | -526 | -90
2035-02-13 15:00 | -650.44 | 0 | -259.34 | -120.36 | -190 | -226 | -147.39 | -700 | -13.33 | -499.96 | -173.01 | -190 | -226 | -149.37 | -700 | -491.97 | -700 | -510 | 710 | -409.64 | 210
2035-02-13 16:00 | -50.44 | 0 | 0 | 179.64 | 110 | 74 | 152.61 | -407.63 | 53.91 | 0 | 126.99 | 110 | 74 | 150.63 | -526.76 | -191.97 | -534.86 | -210 | 710 | -406.75 | 510
2035-02-13 17:00 | 0 | 300 | 216.9 | 479.64 | 410 | 374 | 452.61 | 0 | 0 | 0 | 426.99 | 410 | 374 | 450.63 | 0 | 0 | 0 | 90 | 710 | -227.89 | 510
2035-02-13 18:00 | 86.14 | 505 | 364.67 | 510 | 710 | 505 | 510 | 0 | 139.29 | 0 | 510 | 710 | 505 | 510 | 0 | 0 | 0 | 390 | 710 | 23.08 | 510
2035-02-13 19:00 | 686.14 | 505 | 700 | 510 | 710 | 505 | 510 | 0 | 439.29 | 0 | 510 | 710 | 505 | 510 | 0 | 0 | 0 | 510 | 710 | 318.46 | 510
2035-02-13 20:00 | 686.14 | 505 | 700 | 510 | 710 | 505 | 510 | 0 | 229.66 | 0 | 510 | 710 | 505 | 510 | 0 | 0 | 0 | 510 | 710 | 318.46 | 510
2035-02-13 21:00 | 600 | 505 | 600 | 510 | 710 | 505 | 510 | 0 | 61.77 | 0 | 510 | 710 | 505 | 510 | 0 | 0 | 0 | 510 | 710 | 283.08 | 510
2035-02-13 22:00 | 0 | 300 | 0 | 510 | 691.25 | 300 | 510 | 0 | 0 | 0 | 510 | 410 | 259.18 | 496.64 | 0 | 0 | 0 | 212.67 | 710 | 144.17 | 510
2035-02-13 23:00 | 0 | 0 | 0 | 210 | 391.25 | 0 | 210 | 0 | 0 | 0 | 210 | 110 | 0 | 196.64 | 0 | -300 | 0 | -87.33 | 710 | -155.83 | 331.2
2035-02-14 | -291.43 | 0 | -600 | 151.7 | 91.25 | 0 | 90 | -100 | 0 | -598.49 | -90 | -28.95 | 0 | -103.36 | -207.34 | -226 | -600 | -190.12 | 710 | -226 | 31.2
2035-02-14 01:00 | -700 | -300 | -700 | -148.3 | -208.75 | -300 | -210 | -700 | -300 | -700 | -390 | -328.95 | -300 | -403.36 | -700 | -526 | -700 | -490.12 | 710 | -526 | -268.8
2035-02-14 02:00 | -700 | -258.01 | -700 | -448.3 | -508.75 | -526 | -510 | -700 | -420.78 | -700 | -510 | -314.71 | -526 | -481.36 | -700 | -526 | -700 | -510 | 710 | -526 | -510
2035-02-14 03:00 | -700 | 0 | -700 | -510 | -710 | -517.89 | -510 | -700 | -120.78 | -700 | -510 | -614.71 | -493.7 | -510 | -700 | -526 | -700 | -510 | 710 | -526 | -510
2035-02-14 04:00 | -700 | 0 | -700 | -510 | -710 | -517.89 | -510 | -700 | -141.01 | -700 | -510 | -562.56 | -526 | -510 | -700 | -526 | -700 | -510 | 710 | -526 | -510
2035-02-14 05:00 | -700 | 0 | -700 | -510 | -710 | -517.89 | -510 | -700 | 0 | -700 | -510 | -710 | -517.89 | -510 | -700 | -526 | -700 | -510 | 710 | -526 | -510
2035-02-14 06:00 | -700 | 0 | -700 | -510 | -710 | -517.89 | -510 | -700 | 0 | -700 | -510 | -710 | -517.89 | -510 | -700 | -526 | -700 | -510 | 710 | -526 | -510
2035-02-14 07:00 | -700 | 0 | -700 | -510 | -710 | -517.89 | -510 | -700 | 0 | -700 | -510 | -710 | -517.89 | -510 | -700 | -526 | -700 | -510 | 710 | -526 | -510
2035-02-14 08:00 | -700 | 0 | -700 | -510 | -710 | -517.89 | -510 | -700 | 0 | -700 | -510 | -710 | -517.89 | -510 | -700 | -526 | -700 | -510 | 710 | -526 | -510
2035-02-14 09:00 | -700 | 0 | -700 | -510 | -710 | -517.89 | -510 | -700 | 0 | -700 | -510 | -710 | -517.89 | -510 | -700 | -526 | -700 | -510 | 710 | -526 | -510
2035-02-14 10:00 | -700 | 0 | -700 | -510 | -710 | -517.89 | -510 | -700 | 0 | -700 | -510 | -710 | -517.89 | -510 | -700 | -526 | -700 | -510 | 710 | -526 | -510
2035-02-14 11:00 | -700 | 0 | -700 | -510 | -710 | -517.89 | -510 | -700 | -15.88 | -700 | -510 | -686.22 | -526 | -510 | -700 | -526 | -700 | -510 | 710 | -526 | -510
2035-02-14 12:00 | -700 | 0 | -700 | -510 | -710 | -517.89 | -510 | -700 | 0 | -700 | -510 | -710 | -517.89 | -510 | -700 | -526 | -700 | -510 | 710 | -526 | -510
2035-02-14 13:00 | -700 | 0 | -700 | -510 | -710 | -517.89 | -510 | -700 | 0 | -700 | -510 | -710 | -517.89 | -510 | -700 | -526 | -700 | -510 | 710 | -526 | -510
2035-02-14 14:00 | -700 | 0 | -700 | -510 | -710 | -517.89 | -510 | -700 | 0 | -700 | -510 | -710 | -517.89 | -510 | -700 | -526 | -700 | -510 | 710 | -526 | -510
2035-02-14 15:00 | -700 | 0 | -700 | -510 | -710 | -517.89 | -510 | -700 | 0 | -700 | -510 | -710 | -517.89 | -510 | -700 | -526 | -700 | -510 | 710 | -526 | -510
2035-02-14 16:00 | -700 | 0 | -700 | -510 | -710 | -517.89 | -510 | -700 | 0 | -700 | -510 | -710 | -517.89 | -510 | -700 | -526 | -700 | -510 | 710 | -526 | -510
2035-02-14 17:00 | -700 | 0 | -700 | -510 | -574.78 | -526 | -510 | -700 | 0 | -700 | -510 | -710 | -517.89 | -510 | -700 | -526 | -700 | -510 | 710 | -526 | -510
2035-02-14 18:00 | -700 | 0 | -700 | -510 | -274.78 | -300 | -404.84 | -700 | 0 | -700 | -510 | -541.28 | -526 | -510 | -700 | -526 | -700 | -510 | 710 | -526 | -357.54
2035-02-14 19:00 | -700 | 0 | -700 | -510 | 0 | 0 | -277.05 | -700 | 0 | -700 | -510 | -241.28 | -405.33 | -510 | -700 | -526 | -700 | -510 | 710 | -526 | -252.41
2035-02-14 20:00 | -700 | 0 | -700 | -510 | 0 | 0 | -510 | -700 | 0 | -700 | -510 | -11.12 | -526 | -510 | -700 | -526 | -700 | -510 | 710 | -526 | -510
2035-02-14 21:00 | -700 | 0 | -700 | -510 | -90.21 | -300 | -473.21 | -700 | 0 | -700 | -510 | -231.45 | -526 | -510 | -700 | -526 | -700 | -510 | 710 | -526 | -286.86
2035-02-14 22:00 | -700 | -226 | -700 | -510 | -390.21 | -469.66 | -510 | -700 | -226 | -700 | -510 | -478.56 | -526 | -510 | -700 | -526 | -700 | -510 | 710 | -526 | -510
2035-02-14 23:00 | -700 | -526 | -700 | -510 | -90.21 | -526 | -510 | -700 | -526 | -700 | -510 | -182.05 | -526 | -510 | -700 | -526 | -700 | -510 | 710 | -526 | -510
2035-02-15 | -700 | -315.38 | -700 | -510 | -390.21 | -526 | -510 | -700 | -526 | -700 | -510 | -182.05 | -526 | -510 | -700 | -526 | -700 | -510 | 710 | -526 | -510
2035-02-15 01:00 | -700 | -479.66 | -700 | -510 | -410 | -526 | -328.04 | -700 | -526 | -700 | -510 | -182.05 | -526 | -510 | -700 | -526 | -700 | -510 | 710 | -526 | -510
2035-02-15 02:00 | -700 | -179.66 | -700 | -510 | -710 | -339.6 | -510 | -700 | -438.18 | -700 | -510 | -268.85 | -526 | -510 | -700 | -526 | -700 | -510 | 710 | -526 | -510
2035-02-15 03:00 | -700 | 0 | -700 | -510 | -710 | -517.89 | -510 | -700 | -316.7 | -700 | -510 | -388.92 | -526 | -510 | -700 | -526 | -700 | -510 | 710 | -526 | -510
2035-02-15 04:00 | -700 | 0 | -700 | -510 | -710 | -517.89 | -510 | -700 | -167.23 | -700 | -510 | -536.64 | -526 | -510 | -700 | -526 | -700 | -510 | 710 | -526 | -510
2035-02-15 05:00 | -700 | 0 | -700 | -510 | -710 | -517.89 | -510 | -700 | 0 | -700 | -510 | -710 | -517.89 | -510 | -700 | -526 | -700 | -510 | 710 | -526 | -510
2035-02-15 06:00 | -700 | 0 | -700 | -510 | -710 | -517.89 | -510 | -700 | 0 | -700 | -510 | -710 | -517.89 | -510 | -700 | -526 | -700 | -510 | 710 | -526 | -510
2035-02-15 07:00 | -700 | 0 | -700 | -510 | -710 | -517.89 | -510 | -700 | 0 | -700 | -510 | -710 | -517.89 | -510 | -700 | -526 | -700 | -510 | 710 | -526 | -510
2035-02-15 08:00 | -700 | 0 | -700 | -510 | -710 | -517.89 | -510 | -700 | 0 | -700 | -510 | -710 | -517.89 | -510 | -700 | -526 | -700 | -510 | 710 | -526 | -510
2035-02-15 09:00 | -700 | 0 | -700 | -510 | -710 | -517.89 | -510 | -700 | 0 | -700 | -510 | -710 | -517.89 | -510 | -700 | -526 | -700 | -510 | 710 | -526 | -510
2035-02-15 10:00 | -700 | 0 | -700 | -510 | -710 | -517.89 | -510 | -700 | 0 | -700 | -510 | -710 | -517.89 | -510 | -700 | -526 | -700 | -510 | 710 | -526 | -510
2035-02-15 11:00 | -700 | 0 | -700 | -510 | -710 | -517.89 | -510 | -700 | 0 | -700 | -510 | -710 | -517.89 | -510 | -700 | -526 | -700 | -510 | 710 | -526 | -510
2035-02-15 12:00 | -700 | 0 | -700 | -510 | -710 | -517.89 | -510 | -700 | 0 | -700 | -510 | -710 | -517.89 | -510 | -700 | -526 | -700 | -510 | 710 | -526 | -510
2035-02-15 13:00 | -700 | 0 | -700 | -510 | -710 | -517.89 | -510 | -700 | 0 | -700 | -510 | -710 | -517.89 | -510 | -700 | -526 | -700 | -510 | 710 | -526 | -510
2035-02-15 14:00 | -700 | -33.22 | -700 | -510 | -669.09 | -526 | -510 | -700 | -104.89 | -700 | -510 | -598.25 | -526 | -510 | -700 | -526 | -700 | -510 | 710 | -526 | -510
2035-02-15 15:00 | -700 | 0 | -700 | -510 | -710 | -517.89 | -510 | -700 | 0 | -700 | -510 | -710 | -517.89 | -510 | -700 | -526 | -700 | -510 | 710 | -526 | -510
2035-02-15 16:00 | -700 | -226 | -700 | -510 | -710 | -293.61 | -510 | -700 | -201.19 | -700 | -510 | -710 | -318.24 | -510 | -700 | -526 | -700 | -510 | 710 | -526 | -510
2035-02-15 17:00 | -700 | -526 | -700 | -510 | -410 | -526 | -282.28 | -700 | -501.19 | -700 | -510 | -410 | -526 | -306.78 | -700 | -526 | -700 | -510 | 710 | -526 | -510
2035-02-15 18:00 | -700 | -226 | -700 | -510 | -710 | -293.61 | -510 | -700 | -201.19 | -700 | -510 | -710 | -318.24 | -510 | -700 | -526 | -700 | -510 | 710 | -526 | -510
2035-02-15 19:00 | -700 | -526 | -700 | -510 | -410 | -526 | -282.28 | -700 | -430.26 | -700 | -510 | -410 | -526 | -376.81 | -700 | -526 | -700 | -510 | 710 | -526 | -510
2035-02-15 20:00 | -700 | -226 | -700 | -510 | -542.94 | -461.36 | -510 | -700 | -130.26 | -700 | -510 | -623.75 | -475.22 | -510 | -700 | -526 | -700 | -510 | 710 | -526 | -510
2035-02-15 21:00 | -700 | -226 | -700 | -510 | -620.49 | -383.49 | -510 | -700 | -226 | -700 | -510 | -615.97 | -388.03 | -510 | -700 | -526 | -700 | -510 | 710 | -526 | -510
2035-02-15 22:00 | -700 | -526 | -700 | -510 | -410 | -526 | -282.28 | -700 | -526 | -700 | -510 | -410 | -526 | -282.28 | -700 | -526 | -700 | -510 | 710 | -526 | -510
2035-02-15 23:00 | -700 | -226 | -700 | -510 | -710 | -293.61 | -510 | -700 | -226 | -700 | -510 | -710 | -293.61 | -510 | -700 | -526 | -700 | -510 | 710 | -526 | -510
2035-02-16 | -700 | 0 | -700 | -510 | -710 | -517.89 | -510 | -700 | 0 | -700 | -510 | -710 | -517.89 | -510 | -700 | -526 | -700 | -510 | 710 | -526 | -510
2035-02-16 01:00 | -700 | 0 | -700 | -510 | -710 | -517.89 | -510 | -700 | 0 | -700 | -510 | -710 | -517.89 | -510 | -700 | -526 | -700 | -510 | 710 | -526 | -510
2035-02-16 02:00 | -700 | 0 | -700 | -510 | -710 | -517.89 | -510 | -700 | 0 | -700 | -510 | -710 | -517.89 | -510 | -700 | -526 | -700 | -510 | 710 | -526 | -510
2035-02-16 03:00 | -700 | 0 | -700 | -510 | -710 | -517.89 | -510 | -700 | 0 | -700 | -510 | -710 | -517.89 | -510 | -700 | -526 | -700 | -510 | 710 | -526 | -510
2035-02-16 04:00 | -700 | 0 | -700 | -510 | -710 | -517.89 | -510 | -700 | 0 | -700 | -510 | -710 | -517.89 | -510 | -700 | -526 | -700 | -510 | 710 | -526 | -510
2035-02-16 05:00 | -700 | 0 | -700 | -510 | -710 | -517.89 | -510 | -700 | 0 | -700 | -510 | -710 | -517.89 | -510 | -700 | -526 | -700 | -510 | 710 | -526 | -510
2035-02-16 06:00 | -700 | 0 | -700 | -510 | -710 | -517.89 | -510 | -700 | 0 | -700 | -510 | -710 | -517.89 | -510 | -700 | -526 | -700 | -510 | 710 | -526 | -510
2035-02-16 07:00 | -700 | 0 | -700 | -510 | -710 | -517.89 | -510 | -700 | 0 | -700 | -510 | -710 | -517.89 | -510 | -700 | -526 | -700 | -510 | 710 | -526 | -510
2035-02-16 08:00 | -700 | 0 | -700 | -510 | -710 | -517.89 | -510 | -700 | -69.28 | -700 | -510 | -633.45 | -526 | -510 | -700 | -526 | -700 | -510 | 710 | -526 | -510
2035-02-16 09:00 | -700 | 0 | -700 | -510 | -710 | -517.89 | -510 | -700 | 0 | -700 | -510 | -710 | -517.89 | -510 | -700 | -526 | -700 | -510 | 710 | -526 | -510
2035-02-16 10:00 | -700 | 0 | -700 | -510 | -710 | -517.89 | -510 | -700 | 0 | -700 | -510 | -710 | -517.89 | -510 | -700 | -526 | -700 | -510 | 710 | -526 | -510
2035-02-16 11:00 | -700 | 0 | -700 | -510 | -710 | -517.89 | -510 | -700 | 0 | -700 | -510 | -710 | -517.89 | -510 | -700 | -526 | -700 | -510 | 710 | -526 | -510
2035-02-16 12:00 | -700 | 0 | -700 | -510 | -710 | -517.89 | -510 | -700 | 0 | -700 | -510 | -710 | -517.89 | -510 | -700 | -526 | -700 | -510 | 710 | -526 | -510
2035-02-16 13:00 | -700 | 0 | -700 | -510 | -710 | -517.89 | -510 | -700 | 0 | -700 | -510 | -710 | -517.89 | -510 | -700 | -526 | -700 | -510 | 710 | -526 | -510
2035-02-16 14:00 | -700 | 0 | -700 | -510 | -710 | -517.89 | -510 | -700 | 0 | -700 | -510 | -710 | -517.89 | -510 | -700 | -526 | -700 | -510 | 710 | -526 | -510
2035-02-16 15:00 | -700 | 0 | -700 | -510 | -710 | -517.89 | -510 | -700 | 0 | -700 | -510 | -710 | -517.89 | -510 | -700 | -526 | -700 | -510 | 710 | -526 | -510
2035-02-16 16:00 | -700 | 0 | -700 | -510 | -710 | -517.89 | -510 | -700 | 0 | -700 | -510 | -710 | -517.89 | -510 | -700 | -526 | -700 | -510 | 710 | -526 | -510
2035-02-16 17:00 | -700 | 0 | -700 | -510 | -710 | -517.89 | -510 | -700 | 0 | -700 | -510 | -710 | -517.89 | -510 | -700 | -526 | -700 | -510 | 710 | -526 | -510
2035-02-16 18:00 | -700 | 0 | -700 | -510 | -710 | -517.89 | -510 | -700 | 0 | -700 | -510 | -710 | -517.89 | -510 | -700 | -526 | -700 | -510 | 710 | -526 | -510
2035-02-16 19:00 | -700 | 0 | -700 | -510 | -710 | -517.89 | -510 | -700 | 0 | -700 | -510 | -710 | -517.89 | -510 | -700 | -526 | -700 | -510 | 710 | -526 | -510
2035-02-16 20:00 | -700 | 0 | -700 | -510 | -710 | -517.89 | -510 | -700 | 0 | -700 | -510 | -710 | -517.89 | -510 | -700 | -526 | -700 | -510 | 710 | -526 | -510
2035-02-16 21:00 | -700 | 0 | -700 | -510 | -710 | -517.89 | -510 | -700 | 0 | -700 | -510 | -710 | -517.89 | -510 | -700 | -526 | -700 | -510 | 710 | -526 | -510
2035-02-16 22:00 | -700 | -21 | -700 | -510 | -710 | -497.05 | -510 | -700 | -21 | -700 | -510 | -710 | -497.05 | -510 | -700 | -526 | -700 | -510 | 710 | -526 | -510
2035-02-16 23:00 | -700 | -321 | -700 | -510 | -469.14 | -321 | -510 | -700 | -321 | -700 | -510 | -469.14 | -321 | -510 | -700 | -526 | -700 | -510 | 710 | -526 | -510
2035-02-17 | -700 | -21 | -700 | -210 | -169.14 | -21 | -210 | -700 | -21 | -700 | -210 | -169.14 | -21 | -210 | -700 | -526 | -700 | -319.5 | 710 | -238.72 | -210
2035-02-17 01:00 | -700 | 0 | -700 | -510 | 0 | 0 | -47.46 | -700 | 0 | -700 | -510 | 0 | 0 | -47.46 | -700 | -526 | -700 | -510 | 710 | -350.07 | 89.23
2035-02-17 02:00 | -700 | 0 | -700 | -510 | 0 | 0 | -47.46 | -700 | 0 | -700 | -510 | 0 | 0 | -47.46 | -700 | -526 | -700 | -510 | 710 | -378 | 116.33
2035-02-17 03:00 | -700 | 0 | -700 | -510 | 0 | 0 | -47.46 | -700 | 0 | -700 | -510 | 0 | 0 | -47.46 | -700 | -526 | -700 | -510 | 710 | -279.48 | 20.73
2035-02-17 04:00 | -700 | 0 | -700 | -510 | 0 | 0 | -47.46 | -700 | 0 | -700 | -510 | 0 | 0 | -47.46 | -700 | -526 | -700 | -510 | 710 | -448.38 | 184.62
2035-02-17 05:00 | -700 | 0 | -700 | -510 | 0 | 0 | -47.46 | -700 | 0 | -700 | -510 | 0 | 0 | -47.46 | -700 | -526 | -700 | -510 | 710 | -526 | 259.95
2035-02-17 06:00 | -700 | 0 | -700 | -510 | 0 | 0 | -47.46 | -700 | 0 | -700 | -510 | 0 | 0 | -47.46 | -700 | -526 | -700 | -510 | 710 | -526 | 259.95
2035-02-17 07:00 | -700 | 0 | -700 | -510 | 0 | 0 | -47.46 | -700 | 0 | -700 | -510 | 0 | 0 | -47.46 | -700 | -526 | -700 | -510 | 710 | -526 | 259.95
2035-02-17 08:00 | -700 | 0 | -700 | -510 | 0 | 0 | -47.46 | -700 | 0 | -700 | -510 | 0 | 0 | -47.46 | -700 | -526 | -700 | -510 | 710 | -526 | 259.95
2035-02-17 09:00 | -700 | 0 | -700 | -510 | 0 | 0 | -47.46 | -700 | 0 | -700 | -510 | 0 | 0 | -47.46 | -700 | -526 | -700 | -510 | 710 | -526 | 259.95
2035-02-17 10:00 | -700 | 0 | -700 | -510 | 0 | 0 | -47.46 | -700 | 0 | -700 | -510 | 0 | 0 | -47.46 | -700 | -526 | -700 | -510 | 710 | -526 | 259.95
2035-02-17 11:00 | -700 | 0 | -700 | -510 | 0 | 0 | -47.46 | -700 | 0 | -700 | -510 | 0 | 0 | -47.46 | -700 | -526 | -700 | -510 | 710 | -526 | 259.95
2035-02-17 12:00 | -700 | 0 | -700 | -510 | 0 | 0 | -47.46 | -700 | 0 | -700 | -510 | 0 | 0 | -47.46 | -700 | -526 | -700 | -510 | 710 | -526 | 259.95
2035-02-17 13:00 | -700 | 0 | -700 | -510 | 0 | 0 | -47.46 | -700 | 0 | -700 | -510 | 0 | 0 | -47.46 | -700 | -526 | -700 | -510 | 710 | -526 | 259.95
2035-02-17 14:00 | -700 | 0 | -700 | -510 | 0 | 0 | -47.46 | -700 | 0 | -700 | -510 | 0 | 0 | -47.46 | -700 | -526 | -700 | -510 | 710 | -526 | 259.95
2035-02-17 15:00 | -700 | 0 | -700 | -510 | 0 | 0 | -47.46 | -700 | 0 | -700 | -510 | 0 | 0 | -47.46 | -700 | -526 | -700 | -510 | 710 | -526 | 259.95
2035-02-17 16:00 | -700 | 0 | -700 | -510 | 0 | 0 | -47.46 | -700 | 0 | -700 | -510 | 0 | 0 | -47.46 | -700 | -526 | -700 | -510 | 710 | -526 | 259.95
2035-02-17 17:00 | -700 | 0 | -700 | -510 | 0 | 0 | -47.46 | -700 | 0 | -700 | -510 | 0 | 0 | -47.46 | -700 | -526 | -700 | -510 | 710 | -526 | 259.95
2035-02-17 18:00 | -700 | 0 | -700 | -510 | 0 | 0 | -47.46 | -700 | 0 | -700 | -510 | 0 | 0 | -47.46 | -700 | -526 | -700 | -510 | 710 | -526 | 259.95
2035-02-17 19:00 | -700 | 0 | -700 | -510 | 0 | 0 | -47.46 | -700 | 0 | -700 | -510 | 0 | 0 | -47.46 | -700 | -526 | -700 | -510 | 710 | -526 | 259.95
2035-02-17 20:00 | -700 | 0 | -700 | -510 | 0 | 0 | -47.46 | -700 | 0 | -700 | -510 | 0 | 0 | -47.46 | -700 | -526 | -700 | -510 | 710 | -526 | 259.95
2035-02-17 21:00 | -700 | 0 | -700 | -510 | 0 | 0 | -47.46 | -700 | 0 | -700 | -510 | 0 | 0 | -47.46 | -700 | -526 | -700 | -510 | 710 | -526 | 259.95
2035-02-17 22:00 | -700 | 0 | -700 | -510 | 0 | 0 | -47.46 | -700 | 0 | -700 | -510 | 0 | 0 | -47.46 | -700 | -526 | -700 | -380.05 | 710 | -481.61 | 90
2035-02-17 23:00 | -700 | -21 | -700 | -210 | -169.14 | -21 | -210 | -700 | -21 | -700 | -210 | -169.14 | -21 | -210 | -700 | -402.77 | -700 | -210 | 710 | -471.17 | -210
2035-02-18 | -700 | -321 | -700 | -510 | -469.14 | -321 | -510 | -700 | -321 | -700 | -510 | -469.14 | -321 | -510 | -700 | -526 | -700 | -510 | 710 | -526 | -510
2035-02-18 01:00 | -700 | -21 | -700 | -510 | -710 | -497.05 | -510 | -700 | -21 | -700 | -510 | -710 | -497.05 | -510 | -700 | -526 | -700 | -510 | 710 | -526 | -510
2035-02-18 02:00 | -700 | 0 | -700 | -510 | -710 | -517.89 | -510 | -700 | -3.12 | -700 | -510 | -698.84 | -526 | -510 | -700 | -526 | -700 | -510 | 710 | -526 | -510
2035-02-18 03:00 | -700 | 0 | -700 | -510 | -710 | -517.89 | -510 | -700 | -51.76 | -700 | -510 | -650.77 | -526 | -510 | -700 | -526 | -700 | -510 | 710 | -526 | -510
2035-02-18 04:00 | -700 | 0 | -700 | -510 | -706.48 | -521.43 | -510 | -700 | -204.86 | -700 | -510 | -499.45 | -526 | -510 | -700 | -526 | -700 | -510 | 710 | -526 | -510
2035-02-18 05:00 | -700 | 0 | -700 | -510 | -710 | -517.89 | -510 | -700 | -9.87 | -700 | -510 | -692.16 | -526 | -510 | -700 | -526 | -700 | -510 | 710 | -526 | -510
2035-02-18 06:00 | -700 | 0 | -700 | -510 | -710 | -517.89 | -510 | -700 | -53.55 | -700 | -510 | -649 | -526 | -510 | -700 | -526 | -700 | -510 | 710 | -526 | -510
2035-02-18 07:00 | -700 | 0 | -700 | -510 | -710 | -517.89 | -510 | -700 | -72.85 | -700 | -510 | -629.92 | -526 | -510 | -700 | -526 | -700 | -510 | 710 | -526 | -510
2035-02-18 08:00 | -700 | 0 | -700 | -510 | -710 | -517.89 | -510 | -700 | -63.15 | -700 | -510 | -710 | -455.22 | -510 | -700 | -526 | -700 | -510 | 710 | -526 | -510
2035-02-18 09:00 | -700 | -75.37 | -700 | -510 | -627.43 | -526 | -510 | -700 | -363.15 | -700 | -510 | -410 | -526 | -443.07 | -700 | -526 | -700 | -510 | 710 | -526 | -510
2035-02-18 10:00 | -700 | -322.34 | -700 | -510 | -410 | -526 | -483.36 | -700 | -526 | -700 | -510 | -394.03 | -526 | -298.24 | -700 | -526 | -700 | -510 | 710 | -526 | -510
2035-02-18 11:00 | -700 | -22.34 | -700 | -510 | -710 | -495.71 | -510 | -700 | -226 | -700 | -510 | -694.03 | -309.65 | -510 | -700 | -526 | -700 | -510 | 710 | -526 | -510
2035-02-18 12:00 | -700 | -62.67 | -700 | -510 | -710 | -455.7 | -510 | -700 | -226 | -700 | -510 | -710 | -293.61 | -510 | -700 | -526 | -700 | -510 | 710 | -526 | -510
2035-02-18 13:00 | -700 | -362.67 | -700 | -510 | -410 | -526 | -443.55 | -700 | -526 | -700 | -510 | -410 | -526 | -282.28 | -700 | -526 | -700 | -510 | 710 | -526 | -510
2035-02-18 14:00 | -700 | -62.67 | -700 | -510 | -710 | -455.7 | -510 | -700 | -226 | -700 | -510 | -710 | -293.61 | -510 | -700 | -526 | -700 | -510 | 710 | -526 | -510
2035-02-18 15:00 | -700 | 0 | -700 | -510 | -710 | -517.89 | -510 | -700 | 0 | -700 | -510 | -710 | -517.89 | -510 | -700 | -526 | -700 | -510 | 710 | -526 | -510
2035-02-18 16:00 | -700 | 0 | -700 | -510 | -710 | -517.89 | -510 | -700 | 0 | -700 | -510 | -710 | -517.89 | -510 | -700 | -526 | -700 | -510 | 710 | -526 | -510
2035-02-18 17:00 | -700 | 0 | -700 | -510 | -710 | -517.89 | -510 | -700 | 0 | -700 | -510 | -710 | -517.89 | -510 | -700 | -526 | -700 | -510 | 710 | -526 | -510
2035-02-18 18:00 | -700 | -27.03 | -700 | -510 | -675.21 | -526 | -510 | -700 | 0 | -700 | -510 | -710 | -517.89 | -510 | -700 | -526 | -700 | -510 | 710 | -526 | -510
2035-02-18 19:00 | -700 | 0 | -700 | -510 | -710 | -517.89 | -510 | -700 | 0 | -700 | -510 | -710 | -517.89 | -510 | -700 | -526 | -700 | -510 | 710 | -526 | -510
2035-02-18 20:00 | -700 | -75.53 | -700 | -510 | -627.27 | -526 | -510 | -700 | 0 | -700 | -510 | -710 | -517.89 | -510 | -700 | -526 | -700 | -510 | 710 | -526 | -510
2035-02-18 21:00 | -700 | -73.87 | -700 | -510 | -379.75 | -526 | -510 | -700 | -69.6 | -700 | -510 | -633.13 | -526 | -510 | -700 | -526 | -700 | -510 | 710 | -526 | -510
2035-02-18 22:00 | -700 | 0 | -700 | -510 | -490.94 | -526 | -510 | -700 | -257.95 | -700 | -510 | -446.98 | -526 | -510 | -700 | -526 | -700 | -510 | 710 | -526 | -510
2035-02-18 23:00 | -700 | 0 | -700 | -510 | -613.68 | -526 | -510 | -700 | -215.57 | -700 | -510 | -488.86 | -526 | -510 | -700 | -526 | -700 | -510 | 710 | -526 | -510
2035-02-19 | -700 | 0 | -700 | -510 | -383.07 | -526 | -510 | -700 | 0 | -700 | -510 | -532.25 | -526 | -510 | -700 | -526 | -700 | -510 | 710 | -526 | -510
2035-02-19 01:00 | -700 | 0 | -700 | -510 | -207.23 | -300 | -510 | -700 | -49.53 | -700 | -510 | -258.54 | -526 | -510 | -700 | -526 | -700 | -510 | 710 | -526 | -510
2035-02-19 02:00 | -700 | 0 | -700 | -510 | -339.48 | 0 | -510 | -700 | 0 | -700 | -510 | -367.08 | -526 | -510 | -700 | -526 | -700 | -510 | 710 | -526 | -510
2035-02-19 03:00 | -700 | 0 | -700 | -510 | -358.9 | 0 | -510 | -700 | 0 | -700 | -510 | -360.87 | -526 | -510 | -700 | -526 | -700 | -510 | 710 | -526 | -510
2035-02-19 04:00 | -700 | 0 | -700 | -510 | -58.9 | -61.67 | -510 | -700 | -9.95 | -700 | -510 | -60.87 | -526 | -510 | -700 | -526 | -700 | -510 | 710 | -526 | -510
2035-02-19 05:00 | -700 | 0 | -700 | -510 | -304.21 | -361.67 | -510 | -700 | -309.95 | -700 | -510 | -360.87 | -526 | -510 | -700 | -526 | -700 | -510 | 710 | -526 | -510
2035-02-19 06:00 | -700 | -226 | -700 | -510 | -4.21 | -526 | -510 | -700 | -309.95 | -700 | -510 | -60.87 | -526 | -510 | -700 | -526 | -700 | -510 | 710 | -526 | -510
2035-02-19 07:00 | -700 | -526 | -700 | -510 | 0 | -526 | -510 | -700 | -526 | -700 | -510 | 0 | -526 | -510 | -700 | -526 | -700 | -510 | 710 | -526 | -510
2035-02-19 08:00 | -700 | -526 | -700 | -510 | 0 | -526 | -510 | -700 | -526 | -700 | -510 | -0.81 | -526 | -510 | -700 | -526 | -700 | -510 | 710 | -526 | -510
2035-02-19 09:00 | -700 | -526 | -700 | -510 | -110 | -526 | -510 | -700 | -526 | -700 | -510 | -162.63 | -526 | -510 | -700 | -526 | -700 | -510 | 710 | -526 | -510
2035-02-19 10:00 | -700 | -331.99 | -700 | -510 | -410 | -526 | -473.84 | -700 | -295.44 | -700 | -510 | -410 | -526 | -509.92 | -700 | -526 | -700 | -510 | 710 | -526 | -510
2035-02-19 11:00 | -700 | -31.99 | -700 | -510 | -710 | -486.14 | -510 | -700 | 0 | -700 | -510 | -710 | -517.89 | -510 | -700 | -526 | -700 | -510 | 710 | -526 | -510
2035-02-19 12:00 | -700 | 0 | -700 | -510 | -710 | -517.89 | -510 | -700 | 0 | -700 | -510 | -710 | -517.89 | -510 | -700 | -526 | -700 | -510 | 710 | -526 | -510
2035-02-19 13:00 | -700 | 0 | -700 | -510 | -710 | -517.89 | -510 | -700 | 0 | -700 | -510 | -710 | -517.89 | -510 | -700 | -526 | -700 | -510 | 710 | -526 | -510
2035-02-19 14:00 | -700 | 0 | -700 | -510 | -710 | -517.89 | -510 | -700 | 0 | -700 | -510 | -710 | -517.89 | -510 | -700 | -526 | -700 | -510 | 710 | -526 | -510
2035-02-19 15:00 | -700 | 0 | -700 | -510 | -710 | -517.89 | -510 | -700 | 0 | -700 | -510 | -710 | -517.89 | -510 | -700 | -526 | -700 | -510 | 710 | -526 | -510
2035-02-19 16:00 | -700 | 0 | -700 | -510 | -710 | -517.89 | -510 | -700 | 0 | -700 | -510 | -710 | -517.89 | -510 | -700 | -526 | -700 | -510 | 710 | -526 | -510
2035-02-19 17:00 | -700 | 0 | -700 | -510 | -710 | -517.89 | -510 | -700 | 0 | -700 | -510 | -710 | -517.89 | -510 | -700 | -526 | -700 | -510 | 710 | -526 | -510
2035-02-19 18:00 | -700 | -193.64 | -700 | -510 | -547.96 | -488.43 | -510 | -700 | -99.84 | -700 | -510 | -603.24 | -526 | -510 | -700 | -526 | -700 | -510 | 710 | -526 | -510
2035-02-19 19:00 | -700 | -493.64 | -700 | -510 | -247.96 | -526 | -476.11 | -700 | -234.91 | -700 | -510 | -469.75 | -526 | -510 | -700 | -526 | -700 | -510 | 710 | -526 | -510
2035-02-19 20:00 | -700 | -376.95 | -700 | -510 | -329.36 | -526 | -510 | -700 | -183.63 | -700 | -510 | -520.43 | -526 | -510 | -700 | -526 | -700 | -510 | 710 | -526 | -510
2035-02-19 21:00 | -700 | -295.54 | -700 | -510 | -409.83 | -526 | -510 | -700 | -178.99 | -700 | -510 | -525.01 | -526 | -510 | -700 | -526 | -700 | -510 | 710 | -526 | -510
2035-02-19 22:00 | -700 | -377.53 | -700 | -510 | -328.79 | -526 | -510 | -700 | -153.58 | -700 | -510 | -550.13 | -526 | -510 | -700 | -526 | -700 | -510 | 710 | -526 | -510
2035-02-19 23:00 | -700 | -276.24 | -700 | -510 | -428.91 | -526 | -510 | -700 | -289.7 | -700 | -510 | -415.6 | -526 | -510 | -700 | -526 | -700 | -510 | 710 | -526 | -510
2035-02-20 | -700 | 0 | -700 | -510 | -435.07 | -226 | -510 | -700 | 0 | -700 | -510 | -435.07 | -226 | -510 | -700 | -526 | -700 | -510 | 710 | -526 | -510
2035-02-20 01:00 | -700 | 0 | -700 | -510 | -660.15 | 0 | -510 | -700 | 0 | -700 | -510 | -660.15 | 0 | -510 | -700 | -526 | -700 | -510 | 710 | -526 | -510
2035-02-20 02:00 | -700 | 0 | -700 | -510 | -485.33 | -175.53 | -510 | -700 | 0 | -700 | -510 | -460.16 | -200.81 | -510 | -700 | -526 | -700 | -510 | 710 | -526 | -510
2035-02-20 03:00 | -700 | 0 | -700 | -510 | -498.2 | -162.61 | -510 | -700 | 0 | -700 | -510 | -463.65 | -197.3 | -510 | -700 | -526 | -700 | -510 | 710 | -526 | -510
2035-02-20 04:00 | -700 | -300 | -700 | -510 | -198.2 | -462.61 | -215.01 | -700 | -300 | -700 | -510 | -163.65 | -497.3 | -215.01 | -700 | -526 | -700 | -510 | 710 | -526 | -510
2035-02-20 05:00 | -700 | -1.55 | -700 | -510 | -135.07 | -526 | -509.69 | -700 | -64.33 | -700 | -510 | -135.07 | -526 | -447.7 | -700 | -526 | -700 | -510 | 710 | -526 | -510
2035-02-20 06:00 | -700 | 0 | -700 | -510 | -435.07 | -226 | -510 | -700 | 0 | -700 | -510 | -435.07 | -226 | -510 | -700 | -526 | -700 | -510 | 710 | -526 | -510
2035-02-20 07:00 | -700 | 0 | -700 | -510 | -420.83 | -240.3 | -510 | -700 | 0 | -700 | -510 | -261.5 | -400.27 | -510 | -700 | -526 | -700 | -510 | 710 | -526 | -510
2035-02-20 08:00 | -700 | 0 | -700 | -510 | -619.94 | -40.38 | -510 | -700 | 0 | -700 | -510 | -456.7 | -204.28 | -510 | -700 | -526 | -700 | -510 | 710 | -526 | -510
2035-02-20 09:00 | -700 | 0 | -700 | -510 | -430.2 | -230.89 | -510 | -700 | 0 | -700 | -510 | -583.15 | -77.31 | -510 | -700 | -526 | -700 | -510 | 710 | -526 | -510
2035-02-20 10:00 | -700 | 0 | -700 | -510 | -660.15 | 0 | -510 | -700 | 0 | -700 | -510 | -643.1 | -17.13 | -510 | -700 | -526 | -700 | -510 | 710 | -526 | -510
2035-02-20 11:00 | -700 | 0 | -700 | -510 | -660.15 | 0 | -510 | -700 | 0 | -700 | -510 | -660.15 | 0 | -510 | -700 | -526 | -700 | -510 | 710 | -526 | -510
2035-02-20 12:00 | -700 | 0 | -700 | -510 | -660.15 | 0 | -510 | -700 | 0 | -700 | -510 | -514.08 | -146.67 | -510 | -700 | -526 | -700 | -510 | 710 | -526 | -510
2035-02-20 13:00 | -700 | 0 | -700 | -510 | -573.47 | -87.04 | -510 | -700 | -1.23 | -700 | -510 | -214.08 | -446.67 | -510 | -700 | -526 | -700 | -510 | 710 | -526 | -510
2035-02-20 14:00 | -700 | 0 | -700 | -510 | -660.15 | 0 | -510 | -700 | 0 | -700 | -510 | -514.08 | -146.67 | -510 | -700 | -526 | -700 | -510 | 710 | -526 | -510
2035-02-20 15:00 | -700 | 0 | -700 | -510 | -660.15 | 0 | -510 | -700 | 0 | -700 | -510 | -660.15 | 0 | -510 | -700 | -526 | -700 | -510 | 710 | -526 | -510
2035-02-20 16:00 | -700 | 0 | -700 | -510 | -660.15 | 0 | -510 | -700 | 0 | -700 | -510 | -660.15 | 0 | -510 | -700 | -526 | -700 | -510 | 710 | -526 | -510
2035-02-20 17:00 | -700 | 0 | -700 | -510 | -660.15 | 0 | -510 | -700 | 0 | -700 | -510 | -660.15 | 0 | -510 | -700 | -526 | -700 | -510 | 710 | -526 | -510
2035-02-20 18:00 | -700 | 0 | -700 | -510 | -482.11 | -178.77 | -510 | -700 | 0 | -700 | -510 | -660.15 | 0 | -510 | -700 | -526 | -700 | -510 | 710 | -526 | -510
2035-02-20 19:00 | -700 | 0 | -700 | -510 | -660.15 | 0 | -510 | -700 | 0 | -700 | -510 | -660.15 | 0 | -510 | -700 | -526 | -700 | -510 | 710 | -526 | -510
2035-02-20 20:00 | -700 | 0 | -700 | -510 | -377.09 | -284.21 | -510 | -700 | 0 | -700 | -510 | -603.36 | -57.03 | -510 | -700 | -526 | -700 | -510 | 710 | -526 | -510
2035-02-20 21:00 | -700 | 0 | -700 | -510 | -660.15 | 0 | -510 | -700 | 0 | -700 | -510 | -660.15 | 0 | -510 | -700 | -526 | -700 | -510 | 710 | -526 | -510
2035-02-20 22:00 | -700 | -21 | -700 | -510 | -600 | -39.56 | -510 | -700 | -21 | -700 | -510 | -600 | -39.56 | -510 | -700 | -526 | -700 | -510 | 710 | -526 | -510
2035-02-20 23:00 | -700 | -321 | -700 | -344.95 | -300 | -321 | -300 | -700 | -321 | -700 | -344.95 | -300 | -321 | -300 | -700 | -526 | -700 | -510 | 710 | -526 | -210
2035-02-21 | -700 | -21 | -700 | -44.95 | 0 | -21 | 0 | -700 | -21 | -700 | -44.95 | 0 | -21 | 0 | -699.34 | -241.5 | -700 | -210 | 710 | -374.21 | 90
2035-02-21 01:00 | -700 | 0 | -700 | 0 | 0 | 0 | 0 | -700 | 0 | -700 | 0 | 0 | 0 | 0 | -700 | -526 | -700 | -29.97 | 710 | -471.64 | 390
2035-02-21 02:00 | -700 | 0 | -700 | 0 | 0 | 0 | 0 | -700 | 0 | -700 | 0 | 0 | 0 | 0 | -700 | -526 | -700 | -306.12 | 710 | -253.59 | 510
2035-02-21 03:00 | -700 | 0 | -700 | 0 | 0 | 0 | 0 | -700 | 0 | -700 | 0 | 0 | 0 | 0 | -700 | -526 | -700 | -106.51 | 710 | -526 | 510
2035-02-21 04:00 | -700 | 0 | -700 | 0 | 0 | 0 | 0 | -700 | 0 | -700 | 0 | 0 | 0 | 0 | -700 | -526 | -700 | -36.43 | 710 | -526 | 510
2035-02-21 05:00 | -700 | 0 | -700 | 0 | 0 | 0 | 0 | -700 | 0 | -700 | 0 | 0 | 0 | 0 | -700 | -526 | -700 | -69.04 | 710 | -372.87 | 510
2035-02-21 06:00 | -700 | 0 | -700 | 0 | 0 | 0 | 0 | -700 | 0 | -700 | 0 | 0 | 0 | 0 | -700 | -526 | -700 | -107.79 | 710 | -526 | 510
2035-02-21 07:00 | -700 | 0 | -700 | 0 | 0 | 0 | 0 | -700 | 0 | -700 | 0 | 0 | 0 | 0 | -700 | -526 | -700 | -391.28 | 710 | -226 | 510
2035-02-21 08:00 | -700 | 0 | -700 | 0 | 0 | 0 | 0 | -700 | 0 | -700 | 0 | 0 | 0 | 0 | -700 | -526 | -700 | -177.66 | 710 | -230.56 | 510
2035-02-21 09:00 | -700 | 0 | -700 | 0 | 0 | 0 | 0 | -700 | 0 | -700 | 0 | 0 | 0 | 0 | -700 | -526 | -700 | -8.24 | 710 | -306.48 | 510
2035-02-21 10:00 | -700 | 0 | -700 | 0 | 0 | 0 | 0 | -700 | 0 | -700 | 0 | 0 | 0 | 0 | -700 | -526 | -700 | 191.94 | 710 | -315.73 | 510
2035-02-21 11:00 | -700 | 0 | -700 | 0 | 0 | 0 | 0 | -700 | 0 | -700 | 0 | 0 | 0 | 0 | -700 | -526 | -700 | 51.98 | 710 | -266.62 | 510
2035-02-21 12:00 | -700 | 0 | -700 | 0 | 0 | 0 | 0 | -700 | 0 | -700 | 0 | 0 | 0 | 0 | -700 | -526 | -700 | -27.77 | 710 | -281.77 | 510
2035-02-21 13:00 | -700 | 0 | -700 | 0 | 0 | 0 | 0 | -700 | 0 | -700 | 0 | 0 | 0 | 0 | -700 | -526 | -700 | -44.27 | 710 | -246.37 | 510
2035-02-21 14:00 | -700 | 0 | -700 | 0 | 0 | 0 | 0 | -700 | 0 | -700 | 0 | 0 | 0 | 0 | -700 | -526 | -700 | 52.27 | 710 | -261.89 | 510
2035-02-21 15:00 | -700 | 0 | -700 | 0 | 0 | 0 | 0 | -700 | 0 | -700 | 0 | 0 | 0 | 0 | -700 | -526 | -700 | 89.26 | 710 | -320.81 | 390
2035-02-21 16:00 | -700 | 0 | -700 | 0 | 0 | 0 | 0 | -700 | 0 | -700 | 0 | 0 | 0 | 0 | -700 | -395 | -700 | 183.96 | 710 | -371.77 | 90
2035-02-21 17:00 | -700 | 0 | -700 | 0 | 0 | 0 | 0 | -700 | 0 | -700 | 0 | 0 | 0 | 0 | -700 | -95 | -700 | 336.57 | 710 | -499.54 | -210
2035-02-21 18:00 | -700 | 0 | -700 | 0 | 0 | 0 | 0 | -700 | 0 | -700 | 0 | 0 | 0 | 0 | -458.48 | 205 | -644.34 | 89.68 | 710 | -526 | -510
2035-02-21 19:00 | -700 | 0 | -700 | 0 | 0 | 0 | 0 | -700 | 0 | -700 | 0 | 0 | 0 | 0 | -322.4 | 505 | -642.08 | 0 | 710 | -526 | -510
2035-02-21 20:00 | -700 | 0 | -700 | 0 | 0 | 0 | 0 | -700 | 0 | -700 | 0 | 0 | 0 | 0 | -364.03 | 217.17 | -685.87 | 77.34 | 710 | -526 | -510
2035-02-21 21:00 | -700 | 0 | -700 | 0 | 0 | 0 | 0 | -700 | 0 | -700 | 0 | 0 | 0 | 0 | -460.77 | -82.83 | -700 | 84.37 | 710 | -526 | -210
2035-02-21 22:00 | -700 | 0 | -700 | 0 | 0 | 0 | 0 | -700 | 0 | -700 | 0 | 0 | 0 | 0 | -700 | -382.83 | -700 | 78.44 | 710 | -526 | 90
2035-02-21 23:00 | -700 | -21 | -700 | -44.95 | 0 | -21 | 0 | -700 | -21 | -700 | -44.95 | 0 | -21 | 0 | -700 | -226 | -700 | -210 | 710 | -271.8 | -24.91
2035-02-22 | -700 | -321 | -700 | -344.95 | -300 | -321 | -300 | -700 | -321 | -700 | -344.95 | -300 | -321 | -300 | -700 | -526 | -700 | -510 | 710 | -526 | -324.91
2035-02-22 01:00 | -700 | -21 | -700 | -510 | -600 | -39.56 | -510 | -700 | -21 | -700 | -510 | -600 | -39.56 | -510 | -700 | -526 | -700 | -510 | 710 | -526 | -510
2035-02-22 02:00 | -700 | 0 | -700 | -510 | -660.15 | 0 | -510 | -700 | 0 | -700 | -510 | -660.15 | 0 | -510 | -700 | -526 | -700 | -510 | 710 | -526 | -510
2035-02-22 03:00 | -700 | 0 | -700 | -510 | -660.15 | 0 | -510 | -700 | 0 | -700 | -510 | -660.15 | 0 | -510 | -700 | -526 | -700 | -510 | 710 | -526 | -510
2035-02-22 04:00 | -700 | 0 | -700 | -510 | -660.15 | 0 | -510 | -700 | 0 | -700 | -510 | -660.15 | 0 | -510 | -700 | -526 | -700 | -510 | 710 | -526 | -510
2035-02-22 05:00 | -700 | 0 | -700 | -510 | -660.15 | 0 | -510 | -700 | 0 | -700 | -510 | -660.15 | 0 | -510 | -700 | -526 | -700 | -510 | 710 | -526 | -510
2035-02-22 06:00 | -700 | 0 | -700 | -510 | -660.15 | 0 | -510 | -700 | 0 | -700 | -510 | -660.15 | 0 | -510 | -700 | -526 | -700 | -510 | 710 | -526 | -510
2035-02-22 07:00 | -700 | 0 | -700 | -510 | -660.15 | 0 | -510 | -700 | 0 | -700 | -510 | -660.15 | 0 | -510 | -700 | -526 | -700 | -510 | 710 | -526 | -510
2035-02-22 08:00 | -700 | 0 | -700 | -510 | -660.15 | 0 | -510 | -700 | 0 | -700 | -510 | -660.15 | 0 | -510 | -700 | -526 | -700 | -510 | 710 | -526 | -510
2035-02-22 09:00 | -700 | 0 | -700 | -510 | -660.15 | 0 | -510 | -700 | 0 | -700 | -510 | -660.15 | 0 | -510 | -700 | -526 | -700 | -510 | 710 | -526 | -510
2035-02-22 10:00 | -700 | 0 | -700 | -510 | -660.15 | 0 | -510 | -700 | 0 | -700 | -510 | -660.15 | 0 | -510 | -700 | -526 | -700 | -510 | 710 | -526 | -510
2035-02-22 11:00 | -700 | 0 | -700 | -510 | -660.15 | 0 | -510 | -700 | 0 | -700 | -510 | -660.15 | 0 | -510 | -700 | -526 | -700 | -510 | 710 | -526 | -510
2035-02-22 12:00 | -700 | 0 | -700 | -510 | -660.15 | 0 | -510 | -700 | 0 | -700 | -510 | -660.15 | 0 | -510 | -700 | -526 | -700 | -510 | 710 | -526 | -510
2035-02-22 13:00 | -700 | 0 | -700 | -510 | -660.15 | 0 | -510 | -700 | 0 | -700 | -510 | -660.15 | 0 | -510 | -700 | -526 | -700 | -510 | 710 | -526 | -510
2035-02-22 14:00 | -700 | 0 | -700 | -510 | -660.15 | 0 | -510 | -700 | 0 | -700 | -510 | -660.15 | 0 | -510 | -700 | -526 | -700 | -510 | 710 | -526 | -510
2035-02-22 15:00 | -700 | 0 | -700 | -510 | -660.15 | 0 | -510 | -700 | 0 | -700 | -510 | -660.15 | 0 | -510 | -700 | -526 | -700 | -510 | 710 | -526 | -510
2035-02-22 16:00 | -700 | 0 | -700 | -510 | -660.15 | 0 | -510 | -700 | 0 | -700 | -510 | -660.15 | 0 | -510 | -700 | -526 | -700 | -510 | 710 | -526 | -510
2035-02-22 17:00 | -700 | 0 | -700 | -510 | -660.15 | 0 | -510 | -700 | 0 | -700 | -510 | -660.15 | 0 | -510 | -700 | -526 | -700 | -510 | 710 | -526 | -510
2035-02-22 18:00 | -700 | 0 | -700 | -510 | -660.15 | 0 | -510 | -700 | 0 | -700 | -510 | -660.15 | 0 | -510 | -700 | -526 | -700 | -510 | 710 | -526 | -510
2035-02-22 19:00 | -700 | 0 | -700 | -510 | -403.21 | -257.99 | -510 | -700 | 0 | -700 | -510 | -660.15 | 0 | -510 | -700 | -526 | -700 | -510 | 710 | -497.78 | -510
2035-02-22 20:00 | -700 | 0 | -700 | -510 | -103.21 | 0 | -510 | -700 | 0 | -700 | -510 | -361.98 | -299.39 | -510 | -700 | -526 | -700 | -510 | 710 | -494.68 | -210
2035-02-22 21:00 | -700 | 0 | -700 | -510 | 0 | 0 | -394.16 | -700 | 0 | -700 | -510 | -143.04 | -519.22 | -510 | -700 | -526 | -700 | -510 | 710 | -526 | 0
2035-02-22 22:00 | -700 | 0 | -700 | -510 | -68.72 | 0 | -510 | -700 | 0 | -700 | -510 | -327.49 | -334.02 | -510 | -700 | -526 | -700 | -510 | 710 | -526 | 0
2035-02-22 23:00 | -700 | 0 | -700 | -510 | -36.53 | -42.15 | -510 | -700 | 0 | -700 | -510 | -38.51 | -526 | -510 | -700 | -526 | -700 | -510 | 710 | -526 | -258.66
2035-02-23 | -700 | 0 | -700 | -510 | 0 | 0 | -210 | -700 | 0 | -700 | -510 | 0 | -226 | -510 | -700 | -526 | -700 | -510 | 710 | -491.33 | 0
2035-02-23 01:00 | -700 | 0 | -700 | -510 | 0 | 0 | 0 | -700 | 0 | -700 | -510 | 0 | 0 | -210 | -700 | -526 | -700 | -510 | 710 | -460.83 | 0
2035-02-23 02:00 | -700 | 0 | -700 | -318.04 | 0 | 0 | 0 | -700 | 0 | -700 | -510 | 0 | -55.7 | -167.61 | -700 | -526 | -700 | -510 | 710 | -396.65 | 0
2035-02-23 03:00 | -700 | 0 | -700 | -510 | 0 | 0 | 0 | -700 | 0 | -700 | -510 | 0 | -340.04 | -187.54 | -700 | -526 | -700 | -510 | 710 | -380.45 | 0
2035-02-23 04:00 | -700 | 0 | -700 | -510 | 0 | 0 | 0 | -700 | 0 | -700 | -510 | 0 | -526 | -433.2 | -700 | -526 | -700 | -510 | 710 | -366.68 | -68.87
2035-02-23 05:00 | -700 | -70.6 | -700 | -510 | 0 | -226 | -81.56 | -700 | -226 | -700 | -510 | 0 | -526 | -349.75 | -700 | -526 | -700 | -510 | 710 | -526 | -368.87
2035-02-23 06:00 | -700 | -370.6 | -700 | -510 | 0 | -526 | -357.9 | -700 | -526 | -700 | -510 | 0 | -526 | -510 | -700 | -526 | -700 | -510 | 710 | -526 | -510
2035-02-23 07:00 | -700 | -506.39 | -700 | -510 | -206.56 | -526 | -234.24 | -700 | -526 | -700 | -510 | -178.56 | -526 | -510 | -700 | -526 | -700 | -510 | 710 | -526 | -510
2035-02-23 08:00 | -700 | -206.39 | -700 | -510 | -506.56 | -226 | -510 | -700 | -226 | -700 | -510 | -478.56 | -526 | -510 | -700 | -526 | -700 | -510 | 710 | -526 | -510
2035-02-23 09:00 | -700 | 0 | -700 | -510 | -710 | -517.89 | -510 | -700 | 0 | -700 | -510 | -710 | -517.89 | -510 | -700 | -526 | -700 | -510 | 710 | -526 | -510
2035-02-23 10:00 | -700 | -248.74 | -700 | -510 | -456.09 | -526 | -510 | -700 | 0 | -700 | -510 | -710 | -517.89 | -510 | -700 | -526 | -700 | -510 | 710 | -526 | -510
2035-02-23 11:00 | -700 | 0 | -700 | -510 | -710 | -517.89 | -510 | -700 | 0 | -700 | -510 | -710 | -517.89 | -510 | -700 | -526 | -700 | -510 | 710 | -526 | -510
2035-02-23 12:00 | -700 | 0 | -700 | -510 | -710 | -517.89 | -510 | -700 | 0 | -700 | -510 | -710 | -517.89 | -510 | -700 | -526 | -700 | -510 | 710 | -526 | -510
2035-02-23 13:00 | -700 | -210.07 | -700 | -390 | -614.54 | -526 | -510 | -700 | -226 | -700 | -510 | -710 | -293.61 | -510 | -700 | -526 | -700 | -510 | 710 | -526 | -510
2035-02-23 14:00 | -700 | -300 | -700 | -90 | -314.54 | -300 | -300 | -700 | -526 | -700 | -332.88 | -490 | -395 | -510 | -700 | -526 | -700 | -503.11 | 710 | -526 | -510
2035-02-23 15:00 | -333.68 | 0 | -600 | 210 | -14.54 | 0 | 0 | -377.78 | -226 | -100 | -32.88 | -190 | -95 | -210 | -100 | -226 | -360.19 | -203.11 | 710 | -226 | -210
2035-02-23 16:00 | 0 | 300 | 0 | 510 | 285.46 | 300 | 300 | 0 | 8.54 | 0 | 267.12 | 110 | 205 | 90 | 0 | 74 | 0 | 96.89 | 710 | 74 | 0
2035-02-23 17:00 | 0 | 505 | 566.69 | 510 | 486.69 | 505 | 510 | 0 | 133.75 | 0 | 510 | 410 | 505 | 321.03 | 324.78 | 374 | 0 | 396.89 | 710 | 219.3 | 90.38
2035-02-23 18:00 | 483.99 | 505 | 100 | 510 | 710 | 505 | 510 | 0 | 133.75 | 0 | 510 | 710 | 505 | 510 | 296.06 | 505 | 0 | 510 | 710 | 251.97 | 179.09
2035-02-23 19:00 | 0 | 505 | 700 | 510 | 710 | 505 | 510 | 0 | 433.75 | 0 | 510 | 710 | 505 | 510 | 210.24 | 505 | 0 | 510 | 710 | 301.14 | -120.91
2035-02-23 20:00 | 0 | 505 | 334.37 | 510 | 710 | 505 | 510 | 0 | 356.28 | 0 | 510 | 710 | 505 | 510 | 540.7 | 300 | 0 | 510 | 710 | 248.52 | 179.09
2035-02-23 21:00 | 0 | 505 | 0 | 510 | 710 | 505 | 510 | 0 | 56.28 | 0 | 510 | 615.73 | 300 | 510 | 0 | 0 | 0 | 279.46 | 710 | 24.25 | 479.09
2035-02-23 22:00 | 0 | 211.03 | 0 | 510 | 410 | 300 | 496.64 | 0 | 0 | 0 | 210 | 315.73 | 0 | 210 | 87.97 | -300 | -89.74 | -20.54 | 710 | -275.75 | 510
2035-02-23 23:00 | -453.47 | 0 | -100 | 210 | 110 | 0 | 196.64 | -125.46 | 0 | -600 | 96.05 | 15.73 | 0 | 404.84 | -495.96 | -302.14 | -689.74 | -210 | 710 | -226 | 510
2035-02-24 | -700 | -149.16 | -700 | -90 | 0 | -300 | -22.13 | -700 | -78.89 | -700 | -203.95 | -85.03 | -300 | 104.84 | -700 | -526 | -700 | -510 | 710 | -474.53 | 210
2035-02-24 01:00 | -700 | 0 | -700 | -390 | 0 | 0 | -167.58 | -700 | 0 | -700 | -503.95 | 0 | 0 | -53.52 | -700 | -526 | -700 | -510 | 710 | -526 | 259.95
2035-02-24 02:00 | -700 | 0 | -700 | -510 | 0 | 0 | -47.46 | -700 | 0 | -700 | -510 | 0 | 0 | -47.46 | -700 | -526 | -700 | -510 | 710 | -526 | 259.95
2035-02-24 03:00 | -700 | 0 | -700 | -510 | 0 | 0 | -47.46 | -700 | 0 | -700 | -510 | 0 | 0 | -47.46 | -700 | -526 | -700 | -243.74 | 710 | -526 | 0
2035-02-24 04:00 | -700 | 0 | -700 | -510 | 0 | 0 | -47.46 | -700 | 0 | -700 | -510 | 0 | 0 | -47.46 | -700 | -526 | -700 | -243.74 | 710 | -526 | 0
2035-02-24 05:00 | -700 | 0 | -700 | -510 | 0 | 0 | -47.46 | -700 | 0 | -700 | -510 | 0 | 0 | -47.46 | -700 | -526 | -700 | -299.75 | 710 | -526 | 54.68
2035-02-24 06:00 | -700 | 0 | -700 | -510 | 0 | 0 | -47.46 | -700 | 0 | -700 | -510 | 0 | 0 | -47.46 | -700 | -526 | -700 | -366.51 | 710 | -526 | 119.86
2035-02-24 07:00 | -700 | 0 | -700 | -510 | 0 | 0 | -47.46 | -700 | 0 | -700 | -510 | 0 | 0 | -47.46 | -700 | -526 | -700 | -510 | 710 | -363.98 | 102.73
2035-02-24 08:00 | -700 | 0 | -700 | -510 | 0 | 0 | -47.46 | -700 | 0 | -700 | -510 | 0 | 0 | -47.46 | -700 | -526 | -700 | -510 | 710 | -405.31 | 142.83
2035-02-24 09:00 | -700 | 0 | -700 | -510 | 0 | 0 | -47.46 | -700 | 0 | -700 | -510 | 0 | 0 | -47.46 | -700 | -526 | -700 | -510 | 710 | -526 | 259.95
2035-02-24 10:00 | -700 | 0 | -700 | -510 | 0 | -81.13 | 32.44 | -700 | 0 | -700 | -510 | 0 | -184.54 | 132.78 | -700 | -526 | -700 | -510 | 710 | -526 | 259.95
2035-02-24 11:00 | -700 | 0 | -700 | -510 | 0 | -64.12 | 15.93 | -700 | 0 | -700 | -510 | 0 | -203.71 | 151.39 | -700 | -526 | -700 | -510 | 710 | -526 | 259.95
2035-02-24 12:00 | -700 | 0 | -700 | -510 | 0 | 0 | -47.46 | -700 | 0 | -700 | -510 | 0 | 0 | -47.46 | -700 | -526 | -700 | -510 | 710 | -526 | 259.95
2035-02-24 13:00 | -700 | 0 | -700 | -510 | 0 | 0 | -47.46 | -700 | 0 | -700 | -510 | 0 | 0 | -47.46 | -700 | -526 | -700 | -510 | 710 | -526 | 259.95
2035-02-24 14:00 | -700 | 0 | -700 | -510 | 0 | 0 | -47.46 | -700 | 0 | -700 | -510 | 0 | 0 | -47.46 | -700 | -526 | -700 | -510 | 710 | -526 | 335.36
2035-02-24 15:00 | -700 | 0 | -700 | -510 | 0 | 0 | -47.46 | -700 | 0 | -700 | -510 | 0 | 0 | -47.46 | -700 | -526 | -700 | -510 | 710 | -526 | 279.88
2035-02-24 16:00 | -700 | 0 | -700 | -510 | 0 | 0 | -47.46 | -700 | 0 | -700 | -510 | 0 | 0 | -47.46 | -700 | -526 | -700 | -510 | 710 | -526 | 259.95
2035-02-24 17:00 | -700 | 0 | -700 | -510 | 0 | 0 | -47.46 | -700 | 0 | -700 | -510 | 0 | 0 | -47.46 | -700 | -526 | -700 | -510 | 710 | -526 | 332.42
2035-02-24 18:00 | -700 | 0 | -700 | -510 | 0 | 0 | -47.46 | -700 | 0 | -700 | -510 | 0 | 0 | -47.46 | -700 | -526 | -700 | -510 | 710 | -496.48 | 231.3
2035-02-24 19:00 | -700 | 0 | -700 | -510 | 0 | 0 | -47.46 | -700 | 0 | -700 | -510 | 0 | 0 | -47.46 | -700 | -526 | -700 | -510 | 710 | -526 | 259.95
2035-02-24 20:00 | -700 | 0 | -700 | -510 | 0 | 0 | -47.46 | -700 | 0 | -700 | -510 | 0 | 0 | -47.46 | -700 | -526 | -700 | -510 | 710 | -526 | 259.95
2035-02-24 21:00 | -700 | 0 | -700 | -510 | 0 | 0 | -47.46 | -700 | 0 | -700 | -510 | 0 | 0 | -47.46 | -700 | -526 | -700 | -510 | 710 | -526 | 259.95
2035-02-24 22:00 | -700 | 0 | -700 | -510 | 0 | 0 | -47.46 | -700 | 0 | -700 | -510 | 0 | 0 | -47.46 | -700 | -526 | -700 | -510 | 710 | -526 | 259.95
2035-02-24 23:00 | -700 | 0 | -700 | -210 | -137.9 | 0 | -210 | -700 | 0 | -700 | -210 | -137.9 | 0 | -210 | -700 | -226 | -700 | -499.63 | 710 | -526 | -40.05
2035-02-25 | -700 | 0 | -700 | -510 | -437.9 | -223.16 | -510 | -700 | 0 | -700 | -510 | -437.9 | -223.16 | -510 | -700 | -526 | -700 | -510 | 710 | -526 | -120.96
2035-02-25 01:00 | -700 | 0 | -700 | -510 | -455.73 | -205.25 | -510 | -700 | 0 | -700 | -510 | -356.18 | -305.21 | -510 | -700 | -526 | -700 | -510 | 710 | -526 | -380.32
2035-02-25 02:00 | -700 | 0 | -700 | -510 | -660.15 | 0 | -510 | -700 | 0 | -700 | -510 | -654.96 | -5.21 | -510 | -700 | -526 | -700 | -510 | 710 | -502.25 | -510
2035-02-25 03:00 | -700 | 0 | -700 | -510 | -660.15 | 0 | -510 | -700 | 0 | -700 | -510 | -660.15 | 0 | -510 | -700 | -526 | -700 | -510 | 679.23 | -526 | -510
2035-02-25 04:00 | -700 | 0 | -700 | -510 | -660.15 | 0 | -510 | -700 | 0 | -700 | -510 | -660.15 | 0 | -510 | -700 | -526 | -700 | -510 | 379.23 | -507.16 | -510
2035-02-25 05:00 | -700 | 0 | -700 | -510 | -660.15 | 0 | -510 | -700 | 0 | -700 | -510 | -660.15 | 0 | -510 | -700 | -526 | -700 | -510 | 292.2 | -442.27 | -510
2035-02-25 06:00 | -700 | 0 | -700 | -510 | -660.15 | 0 | -510 | -700 | 0 | -700 | -510 | -660.15 | 0 | -510 | -700 | -526 | -700 | -510 | 373.36 | -526 | -510
2035-02-25 07:00 | -700 | 0 | -700 | -510 | -660.15 | 0 | -510 | -700 | 0 | -700 | -510 | -660.15 | 0 | -510 | -700 | -526 | -700 | -510 | 325.52 | -476.65 | -510
2035-02-25 08:00 | -700 | 0 | -700 | -510 | -654.38 | -5.79 | -510 | -700 | 0 | -700 | -510 | -574.68 | -85.82 | -510 | -700 | -526 | -700 | -510 | 337.26 | -488.75 | -510
2035-02-25 09:00 | -700 | -1.23 | -700 | -510 | -354.38 | -305.79 | -510 | -700 | 0 | -700 | -510 | -275.89 | -385.82 | -510 | -700 | -526 | -700 | -510 | 410 | -526 | -510
2035-02-25 10:00 | -700 | 0 | -700 | -510 | -654.38 | -5.79 | -510 | -700 | 0 | -700 | -510 | -418.06 | -243.08 | -510 | -700 | -526 | -700 | -510 | 710 | -526 | -510
2035-02-25 11:00 | -700 | 0 | -700 | -510 | -438.74 | -222.31 | -510 | -700 | -6.36 | -700 | -510 | -130 | -526 | -510 | -700 | -526 | -700 | -510 | 710 | -526 | -510
2035-02-25 12:00 | -700 | 0 | -700 | -510 | -331.81 | -329.68 | -510 | -700 | -41.46 | -700 | -510 | -95.31 | -526 | -510 | -700 | -526 | -700 | -510 | 710 | -526 | -510
2035-02-25 13:00 | -700 | 0 | -700 | -510 | -502.37 | -158.42 | -510 | -700 | 0 | -700 | -510 | -246.61 | -415.23 | -510 | -700 | -526 | -700 | -510 | 710 | -526 | -510
2035-02-25 14:00 | -700 | 0 | -700 | -510 | -518.23 | -142.5 | -510 | -700 | 0 | -700 | -510 | -435.07 | -226 | -510 | -700 | -526 | -700 | -510 | 710 | -526 | -510
2035-02-25 15:00 | -700 | 0 | -700 | -510 | -219.45 | -442.5 | -510 | -700 | -118.8 | -700 | -510 | -135.07 | -526 | -393.92 | -700 | -526 | -700 | -510 | 710 | -526 | -510
2035-02-25 16:00 | -700 | -163.75 | -700 | -510 | -135.07 | -526 | -349.54 | -700 | -299.61 | -700 | -510 | -135.07 | -526 | -215.4 | -700 | -526 | -700 | -510 | 710 | -526 | -510
2035-02-25 17:00 | -700 | 0 | -700 | -510 | -435.07 | -226 | -510 | -700 | 0 | -700 | -510 | -435.07 | -226 | -510 | -700 | -526 | -700 | -510 | 710 | -526 | -510
2035-02-25 18:00 | -700 | 0 | -700 | -510 | -411.82 | -249.34 | -510 | -700 | 0 | -700 | -510 | -296.8 | -364.84 | -510 | -700 | -526 | -700 | -510 | 710 | -526 | -510
2035-02-25 19:00 | -700 | -115.06 | -700 | -510 | -111.82 | -526 | -420.83 | -700 | -149.77 | -700 | -510 | 0 | -526 | -498.27 | -700 | -526 | -700 | -510 | 710 | -526 | -510
2035-02-25 20:00 | -700 | -210.73 | -700 | -510 | 0 | -526 | -438.08 | -700 | -224.45 | -700 | -510 | 0 | -526 | -424.54 | -700 | -526 | -700 | -510 | 710 | -526 | -510
2035-02-25 21:00 | -700 | -319.83 | -700 | -510 | 0 | -526 | -330.36 | -700 | -385.87 | -700 | -510 | 0 | -526 | -265.16 | -700 | -526 | -700 | -510 | 710 | -526 | -510
2035-02-25 22:00 | -700 | -123.8 | -700 | -510 | -110 | -526 | -414.03 | -700 | -250.46 | -700 | -510 | -74.61 | -526 | -324.33 | -700 | -526 | -700 | -510 | 710 | -526 | -510
2035-02-25 23:00 | -700 | 0 | -700 | -510 | -410 | -419.2 | -342.82 | -700 | -62.71 | -700 | -510 | -374.61 | -526 | -210 | -700 | -526 | -700 | -510 | 710 | -526 | -510
2035-02-26 | -700 | 0 | -700 | -510 | -710 | -517.89 | -510 | -700 | -27.64 | -700 | -510 | -674.61 | -526 | -510 | -700 | -526 | -700 | -510 | 710 | -526 | -510
2035-02-26 01:00 | -700 | -226 | -700 | -510 | -585.56 | -418.56 | -510 | -700 | -226 | -700 | -510 | -531.05 | -473.29 | -510 | -700 | -526 | -700 | -510 | 710 | -526 | -510
2035-02-26 02:00 | -700 | -526 | -700 | -510 | -285.56 | -526 | -406.59 | -700 | -526 | -700 | -510 | -231.05 | -526 | -461.05 | -700 | -526 | -700 | -510 | 710 | -526 | -510
2035-02-26 03:00 | -700 | -226 | -700 | -510 | -570.6 | -433.58 | -510 | -700 | -226 | -700 | -510 | -492.96 | -511.53 | -510 | -700 | -526 | -700 | -510 | 710 | -526 | -510
2035-02-26 04:00 | -700 | -129.02 | -700 | -510 | -574.41 | -526 | -510 | -700 | -255.94 | -700 | -510 | -448.96 | -526 | -510 | -700 | -526 | -700 | -510 | 710 | -526 | -510
2035-02-26 05:00 | -700 | 0 | -700 | -510 | -710 | -517.89 | -510 | -700 | 0 | -700 | -510 | -710 | -517.89 | -510 | -700 | -526 | -700 | -510 | 710 | -526 | -510
2035-02-26 06:00 | -700 | 0 | -700 | -510 | -710 | -517.89 | -510 | -700 | 0 | -700 | -510 | -710 | -517.89 | -510 | -700 | -526 | -700 | -510 | 710 | -526 | -510
2035-02-26 07:00 | -700 | 0 | -700 | -510 | -710 | -517.89 | -510 | -700 | 0 | -700 | -510 | -710 | -517.89 | -510 | -700 | -526 | -700 | -510 | 710 | -526 | -510
2035-02-26 08:00 | -700 | -6.05 | -700 | -510 | -710 | -511.89 | -510 | -700 | -4.77 | -700 | -510 | -700.7 | -522.49 | -510 | -700 | -526 | -700 | -510 | 710 | -526 | -510
2035-02-26 09:00 | -700 | -306.05 | -700 | -510 | -410 | -526 | -499.45 | -700 | -304.77 | -700 | -510 | -400.7 | -526 | -510 | -700 | -526 | -700 | -510 | 710 | -526 | -510
2035-02-26 10:00 | -700 | -50.51 | -700 | -510 | -652 | -526 | -510 | -700 | -253.15 | -700 | -510 | -451.73 | -526 | -510 | -700 | -526 | -700 | -510 | 710 | -526 | -510
2035-02-26 11:00 | -700 | -35.5 | -700 | -510 | -666.83 | -526 | -510 | -700 | -246.61 | -700 | -510 | -458.19 | -526 | -510 | -700 | -526 | -700 | -510 | 710 | -526 | -510
2035-02-26 12:00 | -700 | 0 | -700 | -510 | -701.92 | -526 | -510 | -700 | 0 | -700 | -510 | -701.92 | -526 | -510 | -700 | -526 | -700 | -510 | 710 | -526 | -510
2035-02-26 13:00 | -700 | -226 | -700 | -510 | -566.3 | -437.9 | -510 | -700 | 0 | -700 | -510 | -701.92 | -526 | -510 | -700 | -526 | -700 | -510 | 710 | -526 | -510
2035-02-26 14:00 | -700 | -526 | -700 | -390 | -422.42 | -526 | -390 | -700 | -300 | -700 | -486.65 | -490 | -464.57 | -510 | -700 | -526 | -700 | -510 | 710 | -526 | -210
2035-02-26 15:00 | -600 | -226 | -153.01 | -90 | -122.42 | -226 | -90 | -700 | 0 | -399.76 | -186.65 | -190 | -164.57 | -210 | -700 | -455.56 | -700 | -300 | 710 | -293.86 | 90
2035-02-26 16:00 | 0 | 8.18 | 0 | 210 | 177.58 | 74 | 210 | -157.91 | 66.28 | 0 | 113.35 | 110 | 135.43 | 90 | -100 | -155.56 | -228.74 | 0 | 710 | -447.63 | 390
2035-02-26 17:00 | 0 | 308.18 | 0 | 510 | 477.58 | 374 | 510 | 0 | 0 | 0 | 413.35 | 410 | 205 | 210 | 0 | 0 | 0 | 0 | 710 | -384.45 | 510
2035-02-26 18:00 | 0 | 505 | 0 | 510 | 710 | 505 | 510 | 0 | 167.45 | 0 | 510 | 710 | 505 | 510 | 0 | 0 | 0 | 300 | 710 | -235.37 | 510
2035-02-26 19:00 | 0 | 505 | 600 | 510 | 710 | 505 | 510 | 0 | 425.3 | 0 | 510 | 710 | 505 | 510 | 0 | 0 | 0 | 510 | 710 | -83.58 | 510
2035-02-26 20:00 | 0 | 505 | 700 | 510 | 710 | 505 | 510 | 0 | 425.3 | 0 | 510 | 710 | 505 | 510 | 0 | 0 | 0 | 510 | 710 | 0 | 510
2035-02-26 21:00 | 0 | 505 | 700 | 510 | 710 | 505 | 510 | 0 | 401.36 | 0 | 510 | 710 | 505 | 510 | 0 | 0 | 0 | 510 | 710 | -53.92 | 510
2035-02-26 22:00 | 600 | 505 | 700 | 510 | 710 | 505 | 510 | 0 | 101.36 | 0 | 510 | 710 | 505 | 510 | 0 | 0 | 0 | 510 | 710 | -38.13 | 510
2035-02-26 23:00 | 700 | 505 | 155.52 | 510 | 710 | 505 | 510 | 0 | 173.55 | 0 | 510 | 710 | 505 | 510 | 0 | 0 | 0 | 510 | 710 | 0 | 510
2035-02-27 | 100 | 505 | 617.97 | 510 | 710 | 505 | 510 | 0 | 194.07 | 0 | 510 | 710 | 505 | 510 | 0 | 300 | 0 | 510 | 710 | 223.54 | 489.76
2035-02-27 01:00 | 538.73 | 505 | 600 | 510 | 710 | 505 | 510 | 0 | 327.43 | 0 | 510 | 710 | 505 | 510 | 0 | 46.5 | 0 | 510 | 710 | 309.78 | 510
2035-02-27 02:00 | 225.37 | 505 | 0 | 510 | 710 | 505 | 510 | 0 | 42.89 | 0 | 510 | 710 | 505 | 510 | 0 | 0 | 0 | 510 | 710 | 333.71 | 510
2035-02-27 03:00 | 0 | 505 | 597.36 | 510 | 710 | 505 | 510 | 0 | 0 | 0 | 510 | 710 | 370.93 | 510 | 0 | 0 | 0 | 300 | 710 | 133.81 | 510
2035-02-27 04:00 | 0 | 205 | 0 | 510 | 696.66 | 205 | 510 | 0 | 0 | 0 | 210 | 410 | 70.93 | 210 | 0 | -211.15 | 0 | 0 | 710 | 0 | 329.13
2035-02-27 05:00 | 0 | 0 | 0 | 510 | 396.66 | 0 | 510 | 0 | 0 | 0 | 406.84 | 110 | 0 | 0 | 0 | -300 | 0 | -127.17 | 710 | -300 | 510
2035-02-27 06:00 | -600 | 0 | -109 | 210 | 96.66 | 0 | 210 | -600 | 0 | -454.31 | 510 | 0 | 0 | 7.05 | -600 | 0 | -600 | -358.66 | 710 | -436.07 | 510
2035-02-27 07:00 | 0 | 0 | -452.64 | 390 | 0 | 0 | 126.93 | -700 | 0 | -226.73 | 390 | 0 | 0 | 126.93 | -700 | 113.39 | -384.68 | -355.2 | 710 | -486.58 | 510
2035-02-27 08:00 | 0 | 0 | 0 | 90 | 251.82 | 0 | 174.56 | -275.75 | 0 | -100 | 90 | 300 | 36.16 | 90 | -700 | -186.61 | -250.85 | -210 | 710 | -452.7 | 390
2035-02-27 09:00 | -600 | 0 | -600 | -210 | 0 | -137.89 | -125.44 | -700 | -284.4 | -700 | -210 | 0 | -263.84 | -210 | -700 | -486.61 | -700 | -510 | 710 | -461.28 | 90
2035-02-27 10:00 | -700 | -300 | -700 | -510 | -300 | -437.89 | -425.44 | -700 | -526 | -700 | -510 | -182.05 | -526 | -510 | -700 | -526 | -700 | -510 | 710 | -526 | -210
2035-02-27 11:00 | -700 | -322.27 | -700 | -510 | -379.92 | -526 | -210 | -700 | -526 | -700 | -510 | -182.05 | -526 | -510 | -700 | -526 | -700 | -510 | 710 | -526 | -510
2035-02-27 12:00 | -700 | -22.27 | -700 | -510 | -679.92 | -526 | -510 | -700 | -355.01 | -700 | -510 | -351.05 | -526 | -510 | -700 | -526 | -700 | -510 | 710 | -526 | -510
2035-02-27 13:00 | -700 | 0 | -700 | -510 | -710 | -517.89 | -510 | -700 | -55.01 | -700 | -510 | -647.55 | -526 | -510 | -700 | -526 | -700 | -510 | 710 | -526 | -510
2035-02-27 14:00 | -700 | -103.92 | -700 | -510 | -600 | -526 | -465.57 | -700 | -168.24 | -700 | -510 | -535.65 | -526 | -510 | -700 | -526 | -700 | -510 | 710 | -526 | -510
2035-02-27 15:00 | -700 | 0 | -700 | -210 | -300 | -226 | -165.57 | -700 | -300 | -700 | -300 | -300 | -300 | -349.87 | -700 | -526 | -700 | -510 | 710 | -526 | -227.49
2035-02-27 16:00 | -279.72 | 215.18 | -100 | 90 | 0 | 74 | 134.43 | -100 | 0 | -100 | 0 | 0 | 0 | -49.87 | -100 | -226 | -142.53 | -210 | 710 | -226 | 72.51
2035-02-27 17:00 | 0 | 0 | 0 | 390 | 300 | 0 | 434.43 | 0 | 0 | 0 | 300 | 0 | 0 | 216.84 | 0 | -526 | 0 | -61.61 | 710 | 0 | 372.51
2035-02-27 18:00 | 0 | 0 | 0 | 510 | 600 | 0 | 510 | 0 | 0 | 0 | 510 | 0 | 0 | 350.73 | 0 | -526 | 0 | -202.44 | 710 | 0 | 510
2035-02-27 19:00 | 0 | 0 | 0 | 510 | 710 | 0 | 510 | 0 | 0 | 0 | 510 | 0 | 0 | 413.37 | 0 | -452.8 | 0 | 0 | 710 | 0 | 241.88
2035-02-27 20:00 | 0 | 0 | 0 | 510 | 710 | 0 | 510 | 0 | 0 | 0 | 510 | 0 | 0 | 113.37 | 0 | -526 | 0 | -202.44 | 710 | 0 | 510
2035-02-27 21:00 | 0 | 0 | 0 | 510 | 674.81 | 0 | 510 | 0 | 0 | 0 | 510 | 0 | 0 | 7.05 | 0 | -526 | 0 | -202.44 | 710 | 0 | 510
2035-02-27 22:00 | 0 | 0 | 0 | 510 | 374.81 | 0 | 510 | 0 | 0 | 0 | 510 | 0 | 0 | 7.05 | 0 | -526 | 0 | -202.44 | 710 | 0 | 510
2035-02-27 23:00 | 0 | 0 | -81.45 | 231.89 | 74.81 | 0 | 210 | 0 | 0 | 0 | 510 | 0 | 0 | 7.05 | -212.71 | -526 | -600 | -47.94 | 710 | 0 | 359.16
2035-02-28 | -600 | 0 | -681.45 | 510 | 0 | 0 | 476.86 | -600 | 0 | -600 | 308.47 | 35.96 | 0 | 300 | -700 | -526 | -700 | -17.72 | 710 | -240.44 | 59.16
2035-02-28 01:00 | -700 | 0 | -700 | 510 | 0 | 0 | 245.48 | -700 | 0 | -700 | 8.47 | 0 | 0 | 0 | -700 | -526 | -700 | -110.79 | 710 | -469.08 | 359.16
2035-02-28 02:00 | -700 | 0 | -700 | 210 | -160.75 | 0 | -54.52 | -700 | 0 | -700 | 0 | 0 | 0 | 0 | -700 | -526 | -700 | -390.35 | 710 | -343.25 | 510
2035-02-28 03:00 | -700 | 0 | -700 | 0 | 0 | 0 | 0 | -700 | 0 | -700 | 0 | 0 | 0 | 0 | -700 | -471.92 | -700 | -390.66 | 710 | -396.61 | 510
2035-02-28 04:00 | -700 | 0 | -700 | 0 | 0 | 0 | 0 | -700 | 0 | -700 | 0 | 0 | 0 | 0 | -700 | -526 | -700 | -312.74 | 710 | -421.34 | 510
2035-02-28 05:00 | -700 | 0 | -700 | 0 | 0 | 0 | 0 | -700 | 0 | -700 | 0 | 0 | 0 | 0 | -700 | -526 | -700 | -299.89 | 710 | -434.27 | 510
2035-02-28 06:00 | -700 | 0 | -700 | 0 | 0 | 0 | 0 | -700 | 0 | -700 | 0 | 0 | 0 | 0 | -700 | -526 | -700 | -510 | 710 | -222.88 | 510
2035-02-28 07:00 | -700 | 0 | -700 | 0 | 0 | 0 | 0 | -700 | 0 | -700 | 0 | 0 | 0 | 0 | -700 | -526 | -700 | -467.48 | 710 | -265.66 | 510
2035-02-28 08:00 | -700 | 0 | -700 | 0 | 0 | 0 | 0 | -700 | 0 | -700 | 0 | 0 | 0 | 0 | -700 | -526 | -700 | -208.72 | 710 | -526 | 510
2035-02-28 09:00 | -700 | 0 | -700 | 0 | 0 | 0 | 0 | -700 | 0 | -700 | 0 | 0 | 0 | 0 | -700 | -526 | -700 | -208.72 | 710 | -526 | 510
2035-02-28 10:00 | -700 | 0 | -700 | 0 | 0 | 0 | 0 | -700 | 0 | -700 | 0 | 0 | 0 | 0 | -700 | -526 | -700 | -506.89 | 710 | -226 | 510
2035-02-28 11:00 | -700 | 0 | -700 | 0 | 0 | 0 | 0 | -700 | 0 | -700 | 0 | 0 | 0 | 0 | -700 | -526 | -700 | -510 | 710 | -222.88 | 510
2035-02-28 12:00 | -700 | 0 | -700 | 0 | 0 | 0 | 0 | -700 | 0 | -700 | 0 | 0 | 0 | 0 | -700 | -526 | -700 | -467.92 | 710 | -265.21 | 510
2035-02-28 13:00 | -700 | 0 | -700 | 0 | 0 | 0 | 0 | -700 | 0 | -700 | 0 | 0 | 0 | 0 | -700 | -526 | -700 | -510 | 710 | -222.88 | 510
2035-02-28 14:00 | -700 | 0 | -700 | 0 | 0 | 0 | 0 | -700 | 0 | -700 | 0 | 0 | 0 | 0 | -700 | -526 | -700 | -510 | 710 | -222.88 | 510
2035-02-28 15:00 | -700 | 0 | -700 | 0 | 0 | 0 | 0 | -700 | 0 | -700 | 0 | 0 | 0 | 0 | -700 | -401.78 | -700 | -458.42 | 710 | -398.04 | 510
2035-02-28 16:00 | -700 | 0 | -700 | 0 | 0 | 0 | 0 | -700 | 0 | -700 | 0 | 0 | 0 | 0 | -700 | -291.52 | -700 | -510 | 710 | -455.56 | 510
2035-02-28 17:00 | -700 | 0 | -700 | 0 | 0 | 0 | 0 | -700 | 0 | -700 | 0 | 0 | 0 | 0 | -700 | -288.78 | -700 | -510 | 710 | -458.29 | 510
2035-02-28 18:00 | -700 | 0 | -700 | 0 | 0 | 0 | 0 | -700 | 0 | -700 | 0 | 0 | 0 | 0 | -700 | -257.09 | -700 | -473.96 | 710 | -526 | 510
2035-02-28 19:00 | -700 | 0 | -700 | 0 | 0 | 0 | 0 | -700 | 0 | -700 | 0 | 0 | 0 | 0 | -700 | -515.68 | -700 | -248.27 | 710 | -496.44 | 510
2035-02-28 20:00 | -700 | 0 | -700 | -149.04 | 0 | 0 | 145.51 | -700 | 0 | -700 | 0 | 0 | 0 | 0 | -700 | -526 | -700 | -208.72 | 710 | -526 | 510
2035-02-28 21:00 | -700 | 0 | -700 | 0 | 0 | 0 | 0 | -700 | 0 | -700 | 0 | 0 | 0 | 0 | -700 | -526 | -700 | -208.72 | 710 | -526 | 510
2035-02-28 22:00 | -700 | 0 | -700 | 0 | 0 | 0 | 0 | -700 | 0 | -700 | 0 | 0 | 0 | 0 | -700 | -439.68 | -700 | -233.62 | 710 | -462.94 | 390
2035-02-28 23:00 | -700 | -21 | -700 | -44.95 | 0 | -21 | 0 | -700 | -21 | -700 | -44.95 | 0 | -21 | 0 | -700 | -226 | -700 | -210 | 710 | -389.59 | 90
2035-03-01 | -700 | -321 | -700 | -344.95 | -300 | -321 | -300 | -700 | -321 | -700 | -344.95 | -300 | -321 | -300 | -700 | -526 | -700 | -510 | 710 | -526 | -210
2035-03-01 01:00 | -700 | -103.12 | -700 | -510 | -600 | -526 | -510 | -700 | -103.12 | -700 | -510 | -600 | -526 | -510 | -700 | -526 | -700 | -510 | 710 | -526 | -510
2035-03-01 02:00 | -700 | 0 | -700 | -510 | -710 | -517.89 | -510 | -700 | 0 | -700 | -510 | -710 | -517.89 | -510 | -700 | -526 | -700 | -510 | 710 | -526 | -510
2035-03-01 03:00 | -700 | 0 | -700 | -510 | -710 | -517.89 | -510 | -700 | 0 | -700 | -510 | -710 | -517.89 | -510 | -700 | -526 | -700 | -510 | 677.07 | -526 | -510
2035-03-01 04:00 | -700 | 0 | -700 | -510 | -710 | -517.89 | -510 | -700 | 0 | -700 | -510 | -710 | -517.89 | -510 | -700 | -526 | -700 | -510 | 710 | -526 | -510
2035-03-01 05:00 | -700 | 0 | -700 | -510 | -710 | -517.89 | -510 | -700 | 0 | -700 | -510 | -710 | -517.89 | -510 | -700 | -526 | -700 | -510 | 567.85 | -526 | -510
2035-03-01 06:00 | -700 | 0 | -700 | -510 | -710 | -517.89 | -510 | -700 | 0 | -700 | -510 | -710 | -517.89 | -510 | -700 | -526 | -700 | -510 | 651.32 | -526 | -510
2035-03-01 07:00 | -700 | 0 | -700 | -510 | -710 | -517.89 | -510 | -700 | 0 | -700 | -510 | -710 | -517.89 | -510 | -700 | -526 | -700 | -510 | 710 | -526 | -510
2035-03-01 08:00 | -700 | 0 | -700 | -510 | -710 | -517.89 | -510 | -700 | 0 | -700 | -510 | -710 | -517.89 | -510 | -700 | -526 | -700 | -510 | 710 | -526 | -510
2035-03-01 09:00 | -700 | 0 | -700 | -510 | -710 | -517.89 | -510 | -700 | 0 | -700 | -510 | -710 | -517.89 | -510 | -700 | -526 | -700 | -510 | 710 | -526 | -510
2035-03-01 10:00 | -700 | 0 | -700 | -510 | -710 | -517.89 | -510 | -700 | 0 | -700 | -510 | -710 | -517.89 | -510 | -700 | -526 | -700 | -510 | 710 | -526 | -510
2035-03-01 11:00 | -700 | 0 | -700 | -510 | -710 | -517.89 | -510 | -700 | 0 | -700 | -510 | -710 | -517.89 | -510 | -700 | -526 | -700 | -510 | 710 | -526 | -510
2035-03-01 12:00 | -700 | 0 | -700 | -510 | -710 | -517.89 | -510 | -700 | 0 | -700 | -510 | -710 | -517.89 | -510 | -700 | -526 | -700 | -510 | 710 | -526 | -510
2035-03-01 13:00 | -700 | 0 | -700 | -510 | -710 | -517.89 | -510 | -700 | 0 | -700 | -510 | -710 | -517.89 | -510 | -700 | -526 | -700 | -510 | 710 | -526 | -510
2035-03-01 14:00 | -700 | 0 | -700 | -510 | -710 | -517.89 | -510 | -700 | 0 | -700 | -510 | -710 | -517.89 | -510 | -700 | -526 | -700 | -510 | 710 | -526 | -510
2035-03-01 15:00 | -700 | 0 | -700 | -510 | -710 | -517.89 | -510 | -700 | 0 | -700 | -510 | -710 | -517.89 | -510 | -700 | -526 | -700 | -510 | 710 | -526 | -510
2035-03-01 16:00 | -700 | -300 | -700 | -390 | -600 | -451.36 | -510 | -700 | -300 | -700 | -390 | -600 | -451.36 | -510 | -700 | -526 | -700 | -510 | 710 | -526 | -283.83
2035-03-01 17:00 | -100 | 0 | -100 | -90 | -300 | -151.36 | -210 | -700 | 0 | -700 | -90 | -300 | -151.36 | -210 | -700 | -226 | -700 | -451.97 | 710 | -413.03 | 16.17
2035-03-01 18:00 | -202.19 | 66.55 | -600 | 210 | 0 | 148.64 | 90 | -700 | 66.55 | -519.28 | 210 | 0 | 148.64 | 90 | -100 | 74 | -700 | -151.97 | 710 | -470.36 | 316.17
2035-03-01 19:00 | 0 | 0 | 0 | 510 | 0 | 0 | 7.05 | -291.34 | 0 | 0 | 510 | 0 | 0 | 7.05 | 0 | -226 | -677.1 | 0 | 710 | -501.38 | 510
2035-03-01 20:00 | 0 | 0 | -188.51 | 510 | 0 | 0 | 7.05 | -79.28 | 0 | 0 | 510 | 0 | 0 | 7.05 | 0 | -423.27 | -603.94 | 0 | 710 | -305.62 | 510
2035-03-01 21:00 | 0 | 0 | 0 | 510 | 0 | 0 | 7.05 | -33.48 | 0 | 0 | 510 | 0 | 0 | 7.05 | 0 | -123.27 | -634.42 | 0 | 710 | -303.86 | 219.4
2035-03-01 22:00 | 0 | 0 | -26.44 | 510 | 0 | 0 | 7.05 | -617.86 | 0 | 0 | 510 | 0 | 0 | 7.05 | 0 | -200.6 | -700 | 0 | 710 | -210.62 | 203.39
2035-03-01 23:00 | 0 | 0 | 0 | 510 | 0 | 0 | 7.05 | -17.86 | 0 | 0 | 510 | 0 | 0 | 7.05 | 0 | -300 | -606.7 | -261.62 | 710 | -130.45 | 476.73
2035-03-02 | -600 | 0 | 0 | 510 | 0 | 0 | 7.05 | -431.83 | 0 | -600 | 510 | 0 | 0 | 7.05 | 0 | 0 | -434.15 | 0 | 710 | -382.21 | 176.73
2035-03-02 01:00 | -100 | 0 | -475.47 | 510 | 0 | 0 | 7.05 | -20.87 | 0 | -516.86 | 510 | 0 | 0 | 7.05 | 0 | 0 | -640.89 | -5.51 | 710 | -194.54 | 0
2035-03-02 02:00 | -700 | 0 | -41.83 | 510 | 0 | 0 | 7.05 | -620.87 | 0 | -700 | 510 | 0 | 0 | 7.05 | -358.13 | 0 | -700 | -0.44 | 710 | -199.65 | 0
2035-03-02 03:00 | -197.06 | 0 | -641.83 | 510 | 0 | 0 | 7.05 | -700 | 0 | -700 | 510 | 0 | 0 | 7.05 | -700 | 0 | -700 | 138.97 | 710 | -343.16 | 0
2035-03-02 04:00 | -700 | 0 | -700 | 510 | 0 | 0 | 7.05 | -700 | 0 | -700 | 372.91 | 0 | 0 | 9.23 | -700 | -221.86 | -700 | 109.96 | 710 | -526 | 0
2035-03-02 05:00 | -700 | 0 | -700 | 210 | 0 | 0 | 235.91 | -700 | 0 | -700 | 72.91 | 0 | 0 | 0 | -700 | -227.84 | -700 | -190.04 | 710 | -526 | 0
2035-03-02 06:00 | -700 | 0 | -700 | -90 | -140.17 | 0 | -64.09 | -700 | 0 | -700 | -227.09 | -47.69 | 0 | -300 | -700 | -342.46 | -700 | -490.04 | 710 | -526 | 0
2035-03-02 07:00 | -700 | 0 | -700 | -390 | 0 | 0 | -263.63 | -700 | 0 | -700 | -510 | -123.92 | 0 | -300 | -700 | -526 | -700 | -436.79 | 710 | -473.32 | -237.39
2035-03-02 08:00 | -700 | -226 | -700 | -210 | 298.51 | -226 | 36.37 | -700 | -226 | -700 | -262.8 | 0 | -226 | 0 | -700 | -526 | -700 | -510 | 710 | -415.42 | -256.18
2035-03-02 09:00 | -700 | -526 | -700 | -510 | -1.49 | -526 | -263.63 | -700 | -526 | -700 | -510 | 0 | -526 | -299.39 | -700 | -526 | -700 | -510 | 710 | -526 | -510
2035-03-02 10:00 | -700 | -526 | -700 | -510 | -75.9 | -526 | -510 | -700 | -526 | -700 | -510 | -179.95 | -526 | -510 | -700 | -526 | -700 | -510 | 710 | -526 | -510
2035-03-02 11:00 | -700 | -329.86 | -700 | -510 | -375.9 | -526 | -510 | -700 | -526 | -700 | -510 | -182.05 | -526 | -510 | -700 | -526 | -700 | -510 | 710 | -526 | -510
2035-03-02 12:00 | -700 | -29.86 | -700 | -510 | -672.41 | -526 | -510 | -700 | -334.6 | -700 | -510 | -371.22 | -526 | -510 | -700 | -526 | -700 | -510 | 710 | -526 | -510
2035-03-02 13:00 | -700 | -329.86 | -700 | -510 | -375.9 | -526 | -510 | -700 | -526 | -700 | -510 | -182.05 | -526 | -510 | -700 | -526 | -700 | -510 | 710 | -526 | -510
2035-03-02 14:00 | -700 | -321.64 | -700 | -510 | -384.03 | -526 | -510 | -700 | -500.78 | -700 | -510 | -206.98 | -526 | -510 | -700 | -526 | -700 | -510 | 710 | -526 | -510
2035-03-02 15:00 | -700 | -370.6 | -700 | -510 | -335.64 | -526 | -510 | -700 | -500.78 | -700 | -510 | -206.98 | -526 | -510 | -700 | -526 | -700 | -510 | 710 | -526 | -510
2035-03-02 16:00 | -700 | -497.53 | -700 | -510 | -210.19 | -526 | -510 | -700 | -526 | -700 | -510 | -182.05 | -526 | -510 | -700 | -526 | -700 | -510 | 710 | -526 | -510
2035-03-02 17:00 | -700 | -526 | -700 | -510 | -182.05 | -526 | -510 | -700 | -457.13 | -700 | -510 | -250.12 | -526 | -510 | -700 | -526 | -700 | -510 | 710 | -526 | -510
2035-03-02 18:00 | -700 | -490.14 | -700 | -510 | -217.5 | -526 | -510 | -700 | -493.59 | -700 | -510 | -214.09 | -526 | -510 | -700 | -526 | -700 | -510 | 710 | -526 | -510
2035-03-02 19:00 | -700 | -526 | -700 | -510 | -37 | -526 | -510 | -700 | -401.9 | -700 | -510 | -304.7 | -526 | -510 | -700 | -526 | -700 | -510 | 710 | -526 | -510
2035-03-02 20:00 | -700 | -447.71 | -700 | -510 | -259.43 | -526 | -510 | -700 | -305.65 | -700 | -510 | -399.83 | -526 | -510 | -700 | -526 | -700 | -510 | 710 | -526 | -510
2035-03-02 21:00 | -700 | -448.64 | -700 | -510 | -258.51 | -526 | -510 | -700 | -338.77 | -700 | -510 | -367.1 | -526 | -510 | -700 | -526 | -700 | -510 | 710 | -526 | -510
2035-03-02 22:00 | -700 | -526 | -700 | -510 | -91.56 | -526 | -510 | -700 | -526 | -700 | -510 | -182.05 | -526 | -510 | -700 | -526 | -700 | -510 | 710 | -526 | -510
2035-03-02 23:00 | -700 | -300 | -700 | -510 | -300 | -526 | -510 | -700 | -331.13 | -700 | -510 | -374.65 | -526 | -510 | -700 | -526 | -700 | -510 | 710 | -526 | -510
2035-03-03 | -700 | 0 | -700 | -510 | 0 | -226 | -383.62 | -700 | -31.13 | -700 | -510 | -74.65 | -226 | -278.3 | -700 | -226 | -700 | -510 | 410 | -458.26 | -350.19
2035-03-03 01:00 | -700 | 0 | -700 | -510 | -98.57 | 0 | -510 | -700 | 0 | -700 | -510 | -98.57 | 0 | -510 | -700 | 0 | -700 | -510 | 110 | -468.09 | -255.65
2035-03-03 02:00 | -700 | 0 | -700 | -510 | -98.57 | 0 | -510 | -700 | 0 | -700 | -510 | -98.57 | 0 | -510 | -700 | 0 | -700 | -510 | 22.98 | -498.45 | -136.13
2035-03-03 03:00 | -700 | 0 | -700 | -510 | -98.57 | 0 | -510 | -700 | 0 | -700 | -510 | -98.57 | 0 | -510 | -700 | 0 | -700 | -510 | 0 | -490.05 | -120.9
2035-03-03 04:00 | -700 | 0 | -700 | -510 | -98.57 | 0 | -510 | -700 | 0 | -700 | -510 | -98.57 | 0 | -510 | -700 | 0 | -700 | -510 | 0 | -434.06 | -176.6
2035-03-03 05:00 | -700 | 0 | -700 | -510 | -98.57 | 0 | -510 | -700 | 0 | -700 | -510 | -98.57 | 0 | -510 | -700 | 0 | -700 | -510 | 0 | -431.06 | -179.6
2035-03-03 06:00 | -700 | 0 | -700 | -510 | -98.57 | 0 | -510 | -700 | 0 | -700 | -510 | -98.57 | 0 | -510 | -700 | 0 | -700 | -510 | 0 | -416.41 | -194.17
2035-03-03 07:00 | -700 | 0 | -700 | -510 | -98.57 | 0 | -510 | -700 | 0 | -700 | -510 | -98.57 | 0 | -510 | -700 | 0 | -700 | -510 | 26.65 | -401.42 | -236.44
2035-03-03 08:00 | -700 | 0 | -700 | -510 | -98.57 | 0 | -510 | -700 | 0 | -700 | -510 | -98.57 | 0 | -510 | -700 | -175.83 | -700 | -510 | 326.65 | -371.67 | -400.32
2035-03-03 09:00 | -700 | 0 | -700 | -510 | -98.57 | 0 | -510 | -700 | 0 | -700 | -510 | -98.57 | 0 | -510 | -700 | -475.83 | -700 | -510 | 626.65 | -273.19 | -510
2035-03-03 10:00 | -700 | 0 | -700 | -510 | -98.57 | 0 | -510 | -700 | 0 | -700 | -510 | -98.57 | 0 | -510 | -700 | -526 | -700 | -510 | 710 | -486.04 | -334.25
2035-03-03 11:00 | -700 | 0 | -700 | -510 | -98.57 | 0 | -510 | -700 | 0 | -700 | -510 | -98.57 | 0 | -510 | -700 | -526 | -700 | -510 | 710 | -526 | -294.49
2035-03-03 12:00 | -700 | 0 | -700 | -510 | -98.57 | 0 | -510 | -700 | 0 | -700 | -510 | -98.57 | 0 | -510 | -700 | -526 | -700 | -510 | 710 | -526 | -294.49
2035-03-03 13:00 | -700 | 0 | -700 | -510 | -98.57 | 0 | -510 | -700 | 0 | -700 | -510 | -98.57 | 0 | -510 | -700 | -526 | -700 | -510 | 710 | -526 | -294.49
2035-03-03 14:00 | -700 | 0 | -700 | -390 | -218.81 | 0 | -510 | -700 | 0 | -700 | -390 | -218.81 | 0 | -510 | -700 | -526 | -700 | -510 | 710 | -526 | -294.49
2035-03-03 15:00 | -700 | -300 | -700 | -90 | -190 | -300 | -244.41 | -700 | -300 | -700 | -90 | -190 | -300 | -244.41 | -700 | -300 | -700 | -298.8 | 710 | -394.14 | -297.31
2035-03-03 16:00 | -600 | 0 | -198.45 | 210 | 110 | 0 | 55.59 | -600 | 0 | -502.87 | 210 | 110 | 0 | 55.59 | -274.42 | 0 | -600 | 1.2 | 710 | -94.14 | 2.69
2035-03-03 17:00 | 0 | 300 | 0 | 510 | 410 | 300 | 355.59 | 0 | 300 | 0 | 510 | 410 | 300 | 355.59 | 0 | 205 | 0 | 301.2 | 710 | 92.54 | 302.69
2035-03-03 18:00 | 559.38 | 505 | 600 | 510 | 710 | 505 | 510 | 0 | 505 | 306.6 | 510 | 710 | 505 | 510 | 15.9 | 505 | 0 | 510 | 710 | 278.28 | 510
2035-03-03 19:00 | 559.38 | 505 | 700 | 510 | 710 | 505 | 510 | 0 | 505 | 507.96 | 510 | 710 | 505 | 510 | 286.29 | 505 | 0 | 510 | 710 | 252.22 | 510
2035-03-03 20:00 | 559.38 | 505 | 700 | 510 | 710 | 505 | 510 | 589.48 | 505 | 507.96 | 510 | 710 | 505 | 510 | 286.29 | 505 | 0 | 510 | 710 | 244.85 | 510
2035-03-03 21:00 | 559.38 | 505 | 700 | 510 | 710 | 505 | 510 | 0 | 505 | 690.89 | 510 | 710 | 505 | 510 | 180 | 505 | 0 | 510 | 710 | 260.31 | 510
2035-03-03 22:00 | 430.23 | 505 | 700 | 510 | 710 | 505 | 510 | 0 | 505 | 592.25 | 510 | 710 | 505 | 510 | 57.78 | 505 | 0 | 510 | 710 | 283.8 | 510
2035-03-03 23:00 | 100 | 505 | 700 | 510 | 710 | 505 | 510 | 0 | 505 | 536.51 | 510 | 710 | 505 | 510 | 657.78 | 505 | 0 | 510 | 710 | 219.7 | 510
2035-03-04 | 686.14 | 505 | 700 | 510 | 710 | 505 | 510 | 565.19 | 505 | 700 | 510 | 710 | 505 | 510 | 700 | 505 | 469.02 | 510 | 710 | 231.07 | 510
2035-03-04 01:00 | 686.14 | 505 | 700 | 510 | 710 | 505 | 510 | 619.93 | 505 | 700 | 510 | 710 | 505 | 510 | 700 | 505 | 480.73 | 510 | 710 | 244.68 | 510
2035-03-04 02:00 | 686.14 | 505 | 700 | 510 | 710 | 505 | 510 | 214.64 | 505 | 700 | 510 | 710 | 505 | 510 | 700 | 505 | 387.97 | 510 | 710 | 241.7 | 510
2035-03-04 03:00 | 700 | 505 | 686.14 | 510 | 710 | 505 | 510 | 213.02 | 505 | 700 | 510 | 710 | 505 | 510 | 700 | 505 | 15.71 | 510 | 710 | 261.08 | 510
2035-03-04 04:00 | 700 | 505 | 616.3 | 510 | 710 | 505 | 510 | 0 | 505 | 363.87 | 510 | 710 | 505 | 510 | 536.13 | 505 | 0 | 510 | 710 | 272.18 | 510
2035-03-04 05:00 | 700 | 505 | 177.29 | 510 | 710 | 505 | 510 | 0 | 505 | 0 | 510 | 710 | 505 | 510 | 132.38 | 505 | 0 | 510 | 710 | 280.67 | 510
2035-03-04 06:00 | 100 | 505 | 502.67 | 510 | 710 | 505 | 510 | 0 | 505 | 0 | 510 | 710 | 505 | 510 | 0 | 505 | 0 | 510 | 710 | 288.14 | 510
2035-03-04 07:00 | 0 | 505 | 438.71 | 510 | 710 | 505 | 510 | 0 | 505 | 0 | 510 | 710 | 505 | 510 | 0 | 505 | 0 | 510 | 710 | 278.38 | 510
2035-03-04 08:00 | 60.33 | 505 | 700 | 510 | 710 | 505 | 510 | 0 | 505 | 122.15 | 510 | 710 | 505 | 510 | 101.53 | 505 | 0 | 510 | 710 | 290.88 | 510
2035-03-04 09:00 | 25.48 | 505 | 600 | 510 | 710 | 505 | 510 | 0 | 441.43 | 0 | 510 | 710 | 505 | 510 | 0 | 339.47 | 0 | 510 | 710 | 345.13 | 510
2035-03-04 10:00 | 0 | 205 | 0 | 510 | 710 | 505 | 510 | 0 | 141.43 | 0 | 510 | 410 | 205 | 283.78 | 0 | 39.47 | 0 | 300 | 710 | 266.37 | 510
2035-03-04 11:00 | 0 | 0 | 0 | 510 | 710 | 505 | 510 | 0 | 0 | 0 | 510 | 110 | 0 | 448.05 | 0 | 0 | 0 | 0 | 710 | 0 | 356.95
2035-03-04 12:00 | 0 | 0 | 0 | 510 | 710 | 455.31 | 510 | 0 | 0 | 0 | 510 | 48.11 | 0 | 510 | 0 | 0 | 0 | -156.76 | 710 | 0 | 510
2035-03-04 13:00 | 0 | 0 | 0 | 510 | 710 | 155.31 | 510 | 0 | 0 | 0 | 510 | 48.11 | 0 | 510 | 0 | 0 | 0 | -156.76 | 710 | 0 | 510
2035-03-04 14:00 | 0 | 0 | 0 | 510 | 710 | 0 | 510 | 0 | 0 | 0 | 510 | 110 | 0 | 448.05 | 0 | 0 | 0 | -156.76 | 710 | 0 | 510
2035-03-04 15:00 | 0 | 205 | 0 | 510 | 710 | 205 | 510 | 0 | 0 | 0 | 255.44 | 410 | 205 | 210 | 0 | -67.69 | 0 | -90 | 710 | 0 | 510
2035-03-04 16:00 | 100 | 505 | 292.56 | 510 | 710 | 505 | 510 | 0 | 299.32 | 43.41 | 510 | 710 | 505 | 510 | 0 | 38.06 | 0 | 210 | 710 | 300 | 510
2035-03-04 17:00 | 700 | 505 | 686.14 | 510 | 710 | 505 | 510 | 600 | 505 | 643.41 | 510 | 710 | 505 | 510 | 600 | 338.06 | 0 | 510 | 710 | 325.39 | 510
2035-03-04 18:00 | 700 | 505 | 686.14 | 510 | 710 | 505 | 510 | 686.14 | 505 | 700 | 510 | 710 | 505 | 510 | 700 | 505 | 547.39 | 510 | 710 | 234.44 | 510
2035-03-04 19:00 | 700 | 505 | 686.14 | 510 | 710 | 505 | 510 | 700 | 505 | 686.14 | 510 | 710 | 505 | 510 | 700 | 505 | 665.79 | 510 | 710 | 199.65 | 510
2035-03-04 20:00 | 700 | 505 | 686.14 | 510 | 710 | 505 | 510 | 686.14 | 505 | 700 | 510 | 710 | 505 | 510 | 700 | 505 | 665.79 | 510 | 710 | 207.71 | 510
2035-03-04 21:00 | 700 | 505 | 686.14 | 510 | 710 | 505 | 510 | 686.14 | 505 | 700 | 510 | 710 | 505 | 510 | 700 | 505 | 686.14 | 510 | 710 | 218.17 | 510
2035-03-04 22:00 | 686.14 | 505 | 700 | 510 | 710 | 505 | 510 | 686.14 | 505 | 700 | 510 | 710 | 505 | 510 | 700 | 505 | 363.38 | 510 | 710 | 232.54 | 510
2035-03-04 23:00 | 700 | 505 | 686.14 | 510 | 710 | 505 | 510 | 700 | 505 | 686.14 | 510 | 710 | 505 | 510 | 686.14 | 505 | 700 | 510 | 710 | 202 | 510
2035-03-05 | 686.14 | 505 | 700 | 510 | 710 | 505 | 510 | 700 | 505 | 686.14 | 510 | 710 | 505 | 510 | 671.75 | 505 | 700 | 510 | 710 | 219.4 | 510
2035-03-05 01:00 | 463.8 | 505 | 700 | 510 | 710 | 505 | 510 | 700 | 505 | 388.46 | 510 | 710 | 505 | 510 | 495.89 | 505 | 700 | 510 | 710 | 274.18 | 510
2035-03-05 02:00 | 592.41 | 505 | 700 | 510 | 710 | 505 | 510 | 600 | 505 | 255.4 | 510 | 710 | 505 | 510 | 135.67 | 505 | 700 | 510 | 710 | 283.53 | 510
2035-03-05 03:00 | 592.41 | 505 | 700 | 510 | 710 | 505 | 510 | 0 | 505 | 700 | 510 | 710 | 505 | 510 | 0 | 505 | 700 | 510 | 710 | 284.55 | 510
2035-03-05 04:00 | 629.63 | 505 | 700 | 510 | 710 | 505 | 510 | 0 | 505 | 368.52 | 510 | 710 | 505 | 510 | 0 | 505 | 552.77 | 510 | 710 | 303.87 | 510
2035-03-05 05:00 | 426.05 | 505 | 700 | 510 | 710 | 505 | 510 | 0 | 505 | 386.91 | 510 | 710 | 505 | 510 | 0 | 505 | 655.71 | 510 | 710 | 306.84 | 510
2035-03-05 06:00 | 700 | 505 | 221.87 | 510 | 710 | 505 | 510 | 0 | 505 | 182.73 | 510 | 710 | 505 | 510 | 0 | 505 | 422.34 | 510 | 710 | 317.5 | 510
2035-03-05 07:00 | 419.05 | 505 | 700 | 510 | 710 | 505 | 510 | 0 | 505 | 456.67 | 510 | 710 | 505 | 510 | 0 | 505 | 149.78 | 510 | 710 | 321.01 | 510
2035-03-05 08:00 | 600 | 505 | 652.66 | 510 | 710 | 505 | 510 | 146.85 | 505 | 600 | 510 | 710 | 505 | 510 | 177.46 | 300 | 92.55 | 510 | 710 | 330.93 | 510
2035-03-05 09:00 | 0 | 505 | 189.6 | 510 | 710 | 505 | 510 | 0 | 300 | 0 | 510 | 702.09 | 300 | 510 | 0 | 0 | 0 | 300 | 710 | 184.99 | 510
2035-03-05 10:00 | 0 | 205 | 0 | 352.96 | 410 | 205 | 210 | 0 | 0 | 0 | 210 | 402.09 | 0 | 210 | 0 | -300 | 0 | 0 | 710 | 0 | 510
2035-03-05 11:00 | 0 | 0 | 0 | 510 | 110 | 0 | 299.12 | 0 | 0 | 0 | 172.51 | 102.09 | 0 | 242.02 | 0 | -526 | 0 | 0 | 710 | 0 | 510
2035-03-05 12:00 | 0 | 0 | 0 | 510 | 384.1 | 0 | 227.33 | 0 | 0 | 0 | 196.28 | 110 | 0 | 222.58 | 0 | -347.83 | 0 | 0 | 710 | 0 | 510
2035-03-05 13:00 | 0 | 0 | 0 | 510 | 684.1 | 117.62 | 510 | 0 | 0 | 0 | 496.28 | 410 | 0 | 310.23 | 0 | -47.83 | 0 | 0 | 710 | 0 | 510
2035-03-05 14:00 | 0 | 205 | 0 | 510 | 710 | 417.62 | 510 | 0 | 0 | 0 | 510 | 710 | 13.63 | 510 | 0 | 0 | 0 | 23.6 | 710 | 0 | 510
2035-03-05 15:00 | 0 | 505 | 46.08 | 510 | 710 | 505 | 510 | 0 | 205 | 0 | 510 | 710 | 241.71 | 510 | 0 | 0 | 0 | 323.6 | 710 | 51.03 | 510
2035-03-05 16:00 | 422.13 | 505 | 646.08 | 510 | 710 | 505 | 510 | 0 | 505 | 266.4 | 510 | 710 | 505 | 510 | 0 | 277.98 | 0 | 510 | 710 | 280.41 | 510
2035-03-05 17:00 | 575.94 | 505 | 700 | 510 | 710 | 505 | 510 | 9.54 | 505 | 700 | 510 | 710 | 505 | 510 | 0 | 505 | 0 | 510 | 710 | 220.23 | 510
2035-03-05 18:00 | 700 | 505 | 686.14 | 510 | 710 | 505 | 510 | 0 | 505 | 700 | 510 | 710 | 505 | 510 | 0 | 505 | 0 | 510 | 710 | 158.99 | 510
2035-03-05 19:00 | 700 | 505 | 550.04 | 510 | 710 | 505 | 510 | 0 | 505 | 433.87 | 510 | 710 | 505 | 510 | 0 | 505 | 0 | 510 | 710 | 146.84 | 510
2035-03-05 20:00 | 364.11 | 505 | 700 | 510 | 710 | 505 | 510 | 0 | 505 | 288.09 | 510 | 710 | 505 | 510 | 0 | 300 | 0 | 510 | 710 | 153.41 | 510
2035-03-05 21:00 | 364.11 | 505 | 418.14 | 510 | 710 | 505 | 510 | 0 | 505 | 0 | 510 | 710 | 505 | 510 | 0 | 0 | 0 | 510 | 710 | 217.02 | 510
2035-03-05 22:00 | 0 | 279.68 | 0 | 510 | 710 | 505 | 510 | 0 | 205 | 0 | 452.5 | 410 | 205 | 210 | -76.01 | -300 | 74.51 | 483.72 | 710 | -10.03 | 510
2035-03-05 23:00 | 0 | 80.95 | 0 | 510 | 710 | 505 | 510 | 0 | 0 | 0 | 510 | 253.32 | 0 | 510 | -172.36 | 0 | 168.95 | 448.06 | 710 | 0 | 405.73
2035-03-06 | 0 | 127.14 | 0 | 510 | 710 | 505 | 510 | 0 | 0 | 0 | 510 | 349.18 | 0 | 510 | -83.25 | 0 | 81.6 | 510 | 710 | 0 | 105.73
2035-03-06 01:00 | 0 | 0 | 0 | 510 | 458.23 | 205 | 510 | 0 | 0 | 0 | 257.57 | 49.18 | 0 | 210 | -214.85 | 0 | 210.6 | 510 | 496.55 | 0 | 0
2035-03-06 02:00 | 0 | 0 | 0 | 510 | 158.23 | 0 | 248.28 | 0 | 0 | 0 | 510 | 0 | 0 | 7.05 | -280.92 | 0 | -290.75 | 510 | 196.55 | 0 | 0
2035-03-06 03:00 | 0 | 0 | 0 | 510 | 0 | 0 | 161.71 | 0 | 0 | 0 | 510 | 0 | 0 | 7.05 | -379.13 | 0 | -171.36 | 450.67 | 66.25 | 0 | 0
2035-03-06 04:00 | 0 | 0 | -108.38 | 510 | 0 | 0 | 7.05 | -476.45 | 0 | 0 | 510 | 0 | 0 | 7.05 | -589.66 | 0 | -215.14 | 428.61 | 88.27 | 0 | 0
2035-03-06 05:00 | -274.79 | 0 | -100 | 510 | 0 | 0 | 7.05 | -538.01 | 0 | -61.55 | 510 | 0 | 0 | 7.05 | -685.64 | 0 | -280.64 | 386.09 | 130.71 | 0 | 0
2035-03-06 06:00 | -44.16 | 0 | -700 | 510 | 0 | 0 | 7.05 | -700 | 0 | -661.55 | 390 | 0 | 0 | 126.93 | -700 | 0 | -419.48 | 280.18 | 236.41 | 0 | 0
2035-03-06 07:00 | 0 | 0 | -511.73 | 390 | 0 | 0 | 126.93 | -700 | 0 | -203.1 | 90 | 0 | 0 | 426.63 | -700 | 0 | -479.09 | 313.91 | 410 | 0 | 0
2035-03-06 08:00 | -600 | 0 | -351.68 | 90 | 0 | 0 | 426.63 | -700 | 0 | -585.18 | -210 | 294 | -3.05 | 430.23 | -700 | -226 | -503.92 | 90 | 710 | -226 | 152.86
2035-03-06 09:00 | -700 | -226 | -700 | -210 | 0 | -226 | 178.85 | -700 | -300 | -700 | -510 | 0 | -303.05 | 130.23 | -700 | -526 | -700 | -210 | 710 | -526 | 155.92
2035-03-06 10:00 | -700 | -526 | -700 | -510 | 0 | -526 | 221 | -700 | -526 | -700 | -510 | 0 | -526 | 216.18 | -700 | -526 | -700 | -510 | 710 | -526 | 0
2035-03-06 11:00 | -700 | -526 | -700 | -510 | 0 | -526 | 203.46 | -700 | -526 | -700 | -510 | 0 | -526 | 216.18 | -700 | -526 | -700 | -510 | 710 | -526 | 0
2035-03-06 12:00 | -700 | -526 | -700 | -510 | 0 | -526 | 100.37 | -700 | -526 | -700 | -510 | 0 | -526 | 112.82 | -700 | -526 | -700 | -510 | 710 | -526 | -203.31
2035-03-06 13:00 | -700 | -526 | -700 | -510 | 0 | -526 | 85.25 | -700 | -526 | -700 | -510 | 0 | -526 | 0 | -700 | -526 | -700 | -510 | 710 | -526 | -503.31
2035-03-06 14:00 | -700 | -526 | -700 | -510 | -41.63 | -526 | -214.75 | -700 | -526 | -700 | -510 | -84.12 | -526 | -300 | -700 | -526 | -700 | -510 | 710 | -526 | -390
2035-03-06 15:00 | -700 | -526 | -700 | -510 | -138.93 | -526 | -90 | -700 | -526 | -700 | -510 | -84.12 | -526 | -90 | -700 | -526 | -700 | -510 | 710 | -526 | -90
2035-03-06 16:00 | -600 | -331.84 | -600 | -510 | 161.07 | -526 | 210 | -700 | -329.73 | -700 | -510 | 159.04 | -526 | 210 | -700 | -526 | -700 | -510 | 710 | -526 | 210
2035-03-06 17:00 | 0 | -31.84 | 0 | -210 | 461.07 | -226 | 510 | -100 | -29.73 | -100 | -210 | 459.04 | -226 | 510 | -100 | -226 | -234 | -210 | 710 | -299.45 | 510
2035-03-06 18:00 | 0 | 0 | 0 | 90 | 710 | 0 | 510 | 0 | 0 | 0 | 90 | 159.04 | 0 | 267.43 | 0 | -62.37 | 0 | -510 | 710 | -150.65 | 510
2035-03-06 19:00 | 0 | 0 | 0 | 390 | 710 | 0 | 510 | 0 | 0 | 0 | 390 | 0 | 0 | 126.93 | 0 | -139.1 | 0 | -510 | 710 | -74.51 | 510
2035-03-06 20:00 | 0 | 0 | 0 | 510 | 666.63 | 0 | 510 | 0 | 0 | 0 | 510 | 0 | 0 | 7.05 | 0 | -231.84 | 0 | -478.78 | 710 | -13.89 | 510
2035-03-06 21:00 | 0 | 0 | 0 | 510 | 366.63 | 0 | 510 | 0 | 0 | 0 | 510 | 0 | 0 | 7.05 | 0 | -526 | 0 | -178.78 | 710 | -23.81 | 510
2035-03-06 22:00 | 0 | 0 | 0 | 510 | 66.63 | 0 | 510 | 0 | 0 | 0 | 510 | 0 | 0 | 7.05 | 0 | -526 | 0 | -145.47 | 710 | -57.31 | 510
2035-03-06 23:00 | 0 | 0 | 0 | 510 | 0 | 0 | 510 | 0 | 0 | 0 | 510 | 0 | 0 | 7.05 | 98.02 | -459.83 | -100 | -267.71 | 710 | 0 | 510
2035-03-07 | -100 | 0 | -513.6 | 306.85 | 0 | 0 | 210 | -100 | 0 | -316.55 | 210 | 124.69 | 0 | 181.93 | -411.21 | -457.26 | -700 | 32.29 | 710 | -226 | 210
2035-03-07 01:00 | -700 | 0 | -700 | 90 | 0 | 0 | 76.82 | -700 | 0 | -700 | -90 | 0 | 0 | -118.07 | -362.25 | -526 | -700 | -210 | 710 | -526 | -90
2035-03-07 02:00 | -700 | -117.25 | -700 | -210 | -300 | -300 | -223.18 | -700 | -300 | -700 | -390 | -300 | -300 | -418.07 | -700 | -526 | -700 | -510 | 710 | -374.72 | -390
2035-03-07 03:00 | -700 | -336.03 | -700 | -510 | -322.54 | -526 | -510 | -700 | -447.94 | -700 | -510 | -259.2 | -526 | -510 | -700 | -526 | -700 | -510 | 710 | -452.3 | -510
2035-03-07 04:00 | -700 | -80.32 | -700 | -510 | -622.54 | -526 | -510 | -700 | -250.94 | -700 | -510 | -453.91 | -526 | -510 | -700 | -526 | -700 | -510 | 653.91 | -526 | -510
2035-03-07 05:00 | -700 | -341.37 | -700 | -510 | -364.53 | -526 | -510 | -700 | -414.13 | -700 | -510 | -292.62 | -526 | -510 | -700 | -526 | -700 | -510 | 710 | -526 | -510
2035-03-07 06:00 | -700 | -69.23 | -700 | -510 | -633.5 | -526 | -510 | -700 | -211.31 | -700 | -510 | -493.08 | -526 | -510 | -700 | -526 | -700 | -510 | 710 | -526 | -510
2035-03-07 07:00 | -700 | 0 | -700 | -510 | -710 | -517.89 | -510 | -700 | -113.58 | -700 | -510 | -589.67 | -526 | -510 | -700 | -526 | -700 | -510 | 710 | -526 | -510
2035-03-07 08:00 | -700 | 0 | -700 | -510 | -710 | -517.89 | -510 | -700 | -66.49 | -700 | -510 | -636.2 | -526 | -510 | -700 | -526 | -700 | -510 | 710 | -526 | -510
2035-03-07 09:00 | -700 | 0 | -700 | -510 | -710 | -517.89 | -510 | -700 | -131.33 | -700 | -510 | -572.12 | -526 | -510 | -700 | -526 | -700 | -510 | 710 | -526 | -233.04
2035-03-07 10:00 | -700 | 0 | -700 | -510 | -710 | -517.89 | -510 | -700 | 0 | -700 | -510 | -710 | -517.89 | -510 | -700 | -526 | -700 | -510 | 710 | -526 | 0
2035-03-07 11:00 | -700 | 0 | -700 | -510 | -710 | -517.89 | -510 | -700 | 0 | -700 | -510 | -710 | -517.89 | -510 | -700 | -526 | -700 | -510 | 710 | -526 | 0
2035-03-07 12:00 | -700 | 0 | -700 | -510 | -710 | -517.89 | -510 | -700 | 0 | -700 | -510 | -710 | -517.89 | -510 | -700 | -526 | -700 | -510 | 710 | -526 | -300
2035-03-07 13:00 | -700 | 0 | -700 | -510 | -710 | -517.89 | -510 | -700 | -182.39 | -700 | -510 | -521.66 | -526 | -510 | -700 | -526 | -700 | -510 | 710 | -526 | -510
2035-03-07 14:00 | -700 | 0 | -700 | -510 | -710 | -517.89 | -510 | -700 | 0 | -700 | -510 | -710 | -517.89 | -510 | -700 | -526 | -700 | -510 | 710 | -526 | -510
2035-03-07 15:00 | -700 | 0 | -700 | -510 | -710 | -517.89 | -510 | -700 | 0 | -700 | -510 | -710 | -517.89 | -510 | -700 | -526 | -700 | -510 | 710 | -526 | -222.11
2035-03-07 16:00 | -700 | 0 | -700 | -510 | -710 | -517.89 | -510 | -700 | 0 | -700 | -510 | -710 | -517.89 | -510 | -700 | -526 | -700 | -510 | 710 | -526 | -350.2
2035-03-07 17:00 | -700 | 0 | -700 | -510 | -710 | -517.89 | -510 | -700 | 0 | -700 | -510 | -710 | -517.89 | -510 | -700 | -526 | -700 | -510 | 710 | -526 | -510
2035-03-07 18:00 | -700 | 0 | -700 | -510 | -710 | -517.89 | -510 | -700 | 0 | -700 | -510 | -710 | -517.89 | -510 | -700 | -526 | -700 | -510 | 710 | -526 | -210
2035-03-07 19:00 | -700 | 0 | -700 | -510 | -710 | -517.89 | -510 | -700 | 0 | -700 | -510 | -710 | -517.89 | -510 | -700 | -526 | -700 | -510 | 710 | -526 | -170.28
2035-03-07 20:00 | -700 | 0 | -700 | -510 | -710 | -517.89 | -510 | -700 | 0 | -700 | -510 | -710 | -517.89 | -510 | -700 | -526 | -700 | -510 | 710 | -526 | 0
2035-03-07 21:00 | -700 | 0 | -700 | -510 | -710 | -517.89 | -510 | -700 | 0 | -700 | -510 | -710 | -517.89 | -510 | -700 | -526 | -700 | -510 | 710 | -526 | -264.11
2035-03-07 22:00 | -700 | 0 | -700 | -510 | -710 | -517.89 | -510 | -700 | 0 | -700 | -510 | -710 | -517.89 | -510 | -700 | -526 | -700 | -510 | 710 | -526 | -331.36
2035-03-07 23:00 | -700 | 0 | -700 | -510 | -710 | -517.89 | -510 | -700 | 0 | -700 | -510 | -710 | -517.89 | -510 | -700 | -526 | -700 | -510 | 710 | -526 | -510
2035-03-08 | -700 | -63.88 | -700 | -510 | -638.79 | -526 | -510 | -700 | -174.17 | -700 | -510 | -529.78 | -526 | -510 | -700 | -526 | -700 | -510 | 410 | -526 | -510
2035-03-08 01:00 | -700 | -363.88 | -700 | -510 | -342.28 | -526 | -510 | -700 | -411.17 | -700 | -510 | -295.54 | -526 | -510 | -700 | -526 | -700 | -510 | 710 | -526 | -510
2035-03-08 02:00 | -700 | -74.99 | -700 | -510 | -627.81 | -526 | -510 | -700 | -111.17 | -700 | -510 | -592.04 | -526 | -510 | -700 | -526 | -700 | -510 | 710 | -526 | -510
2035-03-08 03:00 | -700 | -337.62 | -700 | -510 | -368.24 | -526 | -510 | -700 | -387.16 | -700 | -510 | -319.28 | -526 | -510 | -700 | -526 | -700 | -510 | 609.04 | -526 | -510
2035-03-08 04:00 | -700 | -37.62 | -700 | -510 | -664.74 | -526 | -510 | -700 | -87.16 | -700 | -510 | -615.78 | -526 | -510 | -700 | -526 | -700 | -510 | 399.93 | -526 | -510
2035-03-08 05:00 | -700 | -112.77 | -700 | -510 | -590.47 | -526 | -510 | -700 | -355.03 | -700 | -510 | -351.03 | -526 | -510 | -700 | -526 | -700 | -510 | 699.93 | -526 | -510
2035-03-08 06:00 | -700 | -21.99 | -700 | -510 | -680.19 | -526 | -510 | -700 | -59.45 | -700 | -510 | -643.16 | -526 | -510 | -700 | -526 | -700 | -510 | 402.31 | -526 | -510
2035-03-08 07:00 | -700 | 0 | -700 | -510 | -706.38 | -521.53 | -510 | -700 | -63.44 | -700 | -510 | -639.22 | -526 | -510 | -700 | -526 | -700 | -510 | 702.31 | -526 | -510
2035-03-08 08:00 | -700 | -226 | -700 | -510 | -541.39 | -462.91 | -510 | -700 | -253.15 | -700 | -510 | -451.72 | -526 | -510 | -700 | -526 | -700 | -510 | 710 | -526 | -510
2035-03-08 09:00 | -700 | -526 | -700 | -510 | -241.39 | -526 | -450.73 | -700 | -526 | -700 | -510 | -182.05 | -526 | -510 | -700 | -526 | -700 | -510 | 710 | -526 | -510
2035-03-08 10:00 | -700 | -226 | -700 | -510 | -541.39 | -462.91 | -510 | -700 | -479.34 | -700 | -510 | -228.17 | -526 | -510 | -700 | -526 | -700 | -510 | 710 | -526 | -510
2035-03-08 11:00 | -700 | 0 | -700 | -510 | -710 | -517.89 | -510 | -700 | -180.01 | -700 | -510 | -524.01 | -526 | -510 | -700 | -526 | -700 | -510 | 710 | -526 | -510
2035-03-08 12:00 | -700 | 0 | -700 | -510 | -710 | -517.89 | -510 | -700 | -69.04 | -700 | -510 | -633.69 | -526 | -510 | -700 | -526 | -700 | -510 | 710 | -526 | -510
2035-03-08 13:00 | -700 | 0 | -700 | -510 | -710 | -517.89 | -510 | -700 | -180 | -700 | -510 | -524.02 | -526 | -510 | -700 | -526 | -700 | -510 | 710 | -526 | -510
2035-03-08 14:00 | -700 | 0 | -700 | -510 | -710 | -517.89 | -510 | -700 | -23.47 | -700 | -510 | -678.72 | -526 | -510 | -700 | -526 | -700 | -510 | 710 | -526 | -510
2035-03-08 15:00 | -700 | 0 | -700 | -510 | -710 | -517.89 | -510 | -700 | -323.47 | -700 | -510 | -382.22 | -526 | -510 | -700 | -526 | -700 | -510 | 710 | -526 | -510
2035-03-08 16:00 | -700 | -116.35 | -700 | -510 | -665.36 | -447.24 | -510 | -700 | -319.45 | -700 | -510 | -386.19 | -526 | -510 | -700 | -526 | -700 | -510 | 710 | -526 | -510
2035-03-08 17:00 | -700 | -416.35 | -700 | -510 | -365.36 | -526 | -435.13 | -700 | -513.49 | -700 | -510 | -194.42 | -526 | -510 | -700 | -526 | -700 | -510 | 710 | -526 | -510
2035-03-08 18:00 | -700 | -498.23 | -700 | -510 | -209.5 | -526 | -510 | -700 | -306.82 | -700 | -510 | -398.67 | -526 | -510 | -700 | -526 | -700 | -510 | 710 | -526 | -510
2035-03-08 19:00 | -700 | -526 | -700 | -510 | -182.05 | -526 | -510 | -700 | -526 | -700 | -510 | -182.05 | -526 | -510 | -700 | -526 | -700 | -510 | 710 | -526 | -510
2035-03-08 20:00 | -700 | -526 | -700 | -510 | -182.05 | -526 | -510 | -700 | -526 | -700 | -510 | -182.05 | -526 | -510 | -700 | -526 | -700 | -510 | 710 | -526 | -510
2035-03-08 21:00 | -700 | -526 | -700 | -510 | -182.05 | -526 | -510 | -700 | -526 | -700 | -510 | -182.05 | -526 | -510 | -700 | -526 | -700 | -510 | 710 | -526 | -510
2035-03-08 22:00 | -700 | -456.77 | -700 | -510 | -375 | -526 | -385.61 | -700 | -526 | -700 | -510 | -182.05 | -526 | -510 | -700 | -526 | -700 | -510 | 710 | -526 | -510
2035-03-08 23:00 | -700 | -156.77 | -700 | -510 | -675 | -397.46 | -510 | -700 | -231.27 | -700 | -510 | -473.35 | -526 | -510 | -700 | -526 | -700 | -510 | 530.38 | -526 | -510
2035-03-09 | -700 | -94.16 | -700 | -510 | -608.86 | -526 | -510 | -700 | -426.83 | -700 | -510 | -280.06 | -526 | -510 | -700 | -526 | -700 | -510 | 230.38 | -514.67 | -510
2035-03-09 01:00 | -700 | -394.16 | -700 | -510 | -312.36 | -526 | -510 | -700 | -526 | -700 | -510 | -182.05 | -526 | -510 | -700 | -467.21 | -700 | -510 | 0 | -526 | -510
2035-03-09 02:00 | -700 | -271.6 | -700 | -510 | -433.49 | -526 | -510 | -700 | -460.49 | -700 | -510 | -246.8 | -526 | -510 | -700 | -167.21 | -700 | -510 | -63.49 | -523.92 | -510
2035-03-09 03:00 | -700 | -50.07 | -700 | -510 | -652.43 | -526 | -510 | -700 | -262.72 | -700 | -510 | -442.26 | -526 | -510 | -700 | -467.21 | -700 | -510 | -219.39 | -513.22 | -510
2035-03-09 04:00 | -700 | 0 | -700 | -510 | -701.92 | -526 | -510 | -700 | 0 | -700 | -510 | -701.92 | -526 | -510 | -700 | -300 | -700 | -510 | -418.51 | -512.86 | -510
2035-03-09 05:00 | -700 | 0 | -700 | -510 | -701.92 | -526 | -510 | -700 | 0 | -700 | -510 | -701.92 | -526 | -510 | -700 | 0 | -700 | -510 | -418.05 | -474.19 | -510
2035-03-09 06:00 | -700 | 0 | -700 | -510 | -710 | -398.42 | -510 | -700 | 0 | -700 | -510 | -710 | -517.89 | -510 | -700 | 0 | -700 | -510 | -190 | -412.32 | -510
2035-03-09 07:00 | -700 | 0 | -700 | -510 | -637.83 | -398.42 | -510 | -700 | 0 | -700 | -510 | -701.92 | -526 | -510 | -700 | 0 | -700 | -510 | 110 | -428.4 | -510
2035-03-09 08:00 | -700 | 0 | -700 | -510 | -416.72 | -398.42 | -510 | -700 | 0 | -700 | -510 | -701.92 | -526 | -510 | -700 | -226 | -700 | -510 | 410 | -450.68 | -261.7
2035-03-09 09:00 | -700 | -218.84 | -700 | -510 | -116.72 | -526 | -510 | -700 | -282.69 | -700 | -510 | -422.53 | -526 | -510 | -700 | -526 | -700 | -510 | 710 | -386.72 | -397.76
2035-03-09 10:00 | -700 | -518.84 | -700 | -510 | -189.13 | -526 | -510 | -700 | -526 | -700 | -510 | -182.05 | -526 | -510 | -700 | -526 | -700 | -510 | 710 | -467.32 | -510
2035-03-09 11:00 | -700 | -218.84 | -700 | -510 | -489.13 | -522.49 | -510 | -700 | -260.39 | -700 | -510 | -444.57 | -526 | -510 | -700 | -526 | -700 | -510 | 710 | -526 | -510
2035-03-09 12:00 | -700 | 0 | -700 | -510 | -710 | -517.89 | -510 | -700 | 0 | -700 | -510 | -710 | -517.89 | -510 | -700 | -526 | -700 | -510 | 710 | -526 | -510
2035-03-09 13:00 | -700 | 0 | -700 | -510 | -710 | -517.89 | -510 | -700 | 0 | -700 | -510 | -710 | -517.89 | -510 | -700 | -526 | -700 | -510 | 710 | -440.73 | -510
2035-03-09 14:00 | -700 | 0 | -700 | -510 | -710 | -517.89 | -510 | -700 | 0 | -700 | -510 | -710 | -517.89 | -510 | -700 | -526 | -700 | -510 | 710 | -451.11 | -510
2035-03-09 15:00 | -700 | 0 | -700 | -510 | -710 | -517.89 | -510 | -700 | 0 | -700 | -510 | -710 | -517.89 | -510 | -700 | -526 | -700 | -510 | 710 | -405.73 | -510
2035-03-09 16:00 | -700 | -89.56 | -700 | -510 | -710 | -429.02 | -510 | -700 | -229.25 | -700 | -510 | -475.35 | -526 | -510 | -700 | -526 | -700 | -510 | 710 | -416.74 | -510
2035-03-09 17:00 | -700 | -389.56 | -700 | -510 | -410 | -526 | -417 | -700 | -526 | -700 | -510 | -182.05 | -526 | -510 | -700 | -526 | -700 | -510 | 710 | -451.54 | -510
2035-03-09 18:00 | -700 | -526 | -700 | -510 | -182.05 | -526 | -510 | -700 | -526 | -700 | -510 | -182.05 | -526 | -510 | -700 | -526 | -700 | -510 | 710 | -483.51 | -510
2035-03-09 19:00 | -700 | -231.93 | -700 | -510 | -472.69 | -526 | -510 | -700 | -381.43 | -700 | -510 | -410 | -526 | -425.02 | -700 | -526 | -700 | -510 | 710 | -487.61 | -510
2035-03-09 20:00 | -700 | 0 | -700 | -510 | -710 | -517.89 | -510 | -700 | -81.43 | -700 | -510 | -710 | -437.08 | -510 | -700 | -526 | -700 | -510 | 710 | -475.46 | -510
2035-03-09 21:00 | -700 | 0 | -700 | -510 | -710 | -517.89 | -510 | -700 | 0 | -700 | -510 | -710 | -517.89 | -510 | -700 | -526 | -700 | -510 | 710 | -459.95 | -510
2035-03-09 22:00 | -700 | 0 | -700 | -510 | -710 | -517.89 | -510 | -700 | 0 | -700 | -510 | -710 | -517.89 | -510 | -700 | -526 | -700 | -510 | 710 | -526 | -510
2035-03-09 23:00 | -700 | 0 | -700 | -510 | -710 | -517.89 | -510 | -700 | 0 | -700 | -510 | -710 | -517.89 | -510 | -700 | -526 | -700 | -510 | 410 | -526 | -510
2035-03-10 | -700 | 0 | -700 | -510 | -710 | -517.89 | -510 | -700 | 0 | -700 | -510 | -710 | -517.89 | -510 | -700 | -526 | -700 | -510 | 110 | -371.78 | -510
2035-03-10 01:00 | -700 | 0 | -700 | -510 | -710 | -517.89 | -510 | -700 | 0 | -700 | -510 | -710 | -517.89 | -510 | -700 | -526 | -700 | -510 | -190 | -389.13 | -510
2035-03-10 02:00 | -700 | 0 | -700 | -510 | -710 | -517.89 | -510 | -700 | 0 | -700 | -510 | -710 | -517.89 | -510 | -700 | -526 | -700 | -497.75 | -385.16 | -334.39 | -510
2035-03-10 03:00 | -700 | 0 | -700 | -510 | -710 | -517.89 | -510 | -700 | 0 | -700 | -510 | -710 | -517.89 | -510 | -700 | -526 | -700 | -504.44 | -378.12 | -334.73 | -510
2035-03-10 04:00 | -700 | 0 | -700 | -510 | -710 | -517.89 | -510 | -700 | 0 | -700 | -510 | -710 | -517.89 | -510 | -700 | -526 | -700 | -372.64 | -552.18 | -292.56 | -510
2035-03-10 05:00 | -700 | 0 | -700 | -510 | -710 | -517.89 | -510 | -700 | 0 | -700 | -510 | -710 | -517.89 | -510 | -700 | -526 | -700 | -322.49 | -621.29 | -273.62 | -510
2035-03-10 06:00 | -700 | 0 | -700 | -510 | -710 | -517.89 | -510 | -700 | 0 | -700 | -510 | -710 | -517.89 | -510 | -700 | -526 | -700 | -435.32 | -492.24 | -289.69 | -510
2035-03-10 07:00 | -700 | 0 | -700 | -510 | -710 | -517.89 | -510 | -700 | 0 | -700 | -510 | -710 | -517.89 | -510 | -700 | -526 | -700 | -302.27 | -616.42 | -298.86 | -510
2035-03-10 08:00 | -700 | 0 | -700 | -510 | -710 | -517.89 | -510 | -700 | 0 | -700 | -510 | -710 | -517.89 | -510 | -700 | -526 | -700 | -314.96 | -609.13 | -293.42 | -510
2035-03-10 09:00 | -700 | 0 | -700 | -510 | -710 | -517.89 | -510 | -700 | -260.87 | -700 | -510 | -444.09 | -526 | -510 | -700 | -526 | -700 | -510 | -311.57 | -315.27 | -510
2035-03-10 10:00 | -700 | 0 | -700 | -510 | -710 | -517.89 | -510 | -700 | 0 | -700 | -510 | -710 | -517.89 | -510 | -700 | -526 | -700 | -510 | -258.98 | -448.76 | -510
2035-03-10 11:00 | -700 | 0 | -700 | -510 | -710 | -517.89 | -510 | -700 | 0 | -700 | -510 | -710 | -517.89 | -510 | -700 | -526 | -700 | -510 | -182.05 | -526 | -510
2035-03-10 12:00 | -700 | 0 | -700 | -510 | -710 | -517.89 | -510 | -700 | 0 | -700 | -510 | -710 | -517.89 | -510 | -700 | -526 | -700 | -510 | -182.05 | -526 | -510
2035-03-10 13:00 | -700 | 0 | -700 | -510 | -710 | -517.89 | -510 | -700 | 0 | -700 | -510 | -710 | -517.89 | -510 | -700 | -526 | -700 | -510 | -261.75 | -445.98 | -510
2035-03-10 14:00 | -700 | 0 | -700 | -510 | -710 | -517.89 | -510 | -700 | 0 | -700 | -510 | -710 | -517.89 | -510 | -700 | -526 | -700 | -510 | -182.05 | -526 | -510
2035-03-10 15:00 | -700 | 0 | -700 | -510 | -710 | -517.89 | -510 | -700 | 0 | -700 | -510 | -710 | -517.89 | -510 | -700 | -526 | -700 | -510 | -190 | -472.97 | -510
2035-03-10 16:00 | -700 | -103.12 | -700 | -510 | -600 | -526 | -510 | -700 | 0 | -700 | -510 | -710 | -517.89 | -510 | -700 | -526 | -700 | -510 | 110 | -369.12 | -510
2035-03-10 17:00 | -700 | -300 | -700 | -390 | -300 | -300 | -499.82 | -700 | -300 | -700 | -510 | -430.36 | -300 | -510 | -700 | -226 | -700 | -510 | 410 | -456.27 | -252.75
2035-03-10 18:00 | -700 | 0 | -700 | -90 | 0 | 0 | -199.82 | -700 | 0 | -700 | -210 | -130.36 | 0 | -210 | -700 | 74 | -700 | -210 | 710 | -468.61 | 47.25
2035-03-10 19:00 | -700 | 0 | -700 | 210 | 122.37 | 0 | 100.18 | -700 | 0 | -700 | 90 | 0 | 0 | 65.23 | -584.75 | 0 | -700 | 90 | 710 | -336.15 | 42.13
2035-03-10 20:00 | -700 | 0 | -700 | 510 | 0 | 0 | 7.05 | -700 | 0 | -700 | 390 | 0 | 0 | 65.23 | -358.57 | 0 | -700 | 169.17 | 710 | -374.25 | 0
2035-03-10 21:00 | -700 | 0 | -700 | 510 | 0 | 0 | 7.05 | -700 | 0 | -700 | 510 | 0 | 0 | 0 | -264.31 | 0 | -700 | 0 | 710 | -200.09 | 0
2035-03-10 22:00 | -700 | 0 | -700 | 510 | 0 | 0 | 7.05 | -700 | 0 | -700 | 300 | 0 | 0 | 0 | -315.29 | 0 | -700 | 0 | 528.18 | -12.53 | 0
2035-03-10 23:00 | -700 | 0 | -700 | 210 | 0 | 0 | 236.65 | -700 | 0 | -700 | 0 | 0 | 0 | 0 | -700 | 0 | -700 | 288.42 | 228.18 | 0 | 0
2035-03-11 | -700 | 0 | -700 | -90 | 0 | 0 | -58.61 | -700 | 0 | -700 | -300 | -222.3 | 0 | -300 | -433.34 | -300 | -700 | 386.28 | 0 | -300 | -140.07
2035-03-11 01:00 | -700 | -258.93 | -700 | -390 | -300 | -300 | -358.61 | -700 | 0 | -700 | -510 | -522.3 | -138.42 | -510 | -640.93 | -526 | -700 | 235.81 | 0 | -526 | -396.05
2035-03-11 02:00 | -700 | 0 | -700 | -510 | -600 | -60.4 | -510 | -700 | 0 | -700 | -510 | -647.76 | -12.45 | -510 | -523.06 | -526 | -700 | -64.19 | 0 | -526 | -481.66
2035-03-11 03:00 | -700 | 0 | -700 | -510 | -660.15 | 0 | -510 | -700 | 0 | -700 | -510 | -660.15 | 0 | -510 | -700 | -486.1 | -700 | -364.19 | 0 | -254.87 | -203.69
2035-03-11 04:00 | -700 | 0 | -700 | -510 | -660.15 | 0 | -510 | -700 | 0 | -700 | -510 | -660.15 | 0 | -510 | -700 | -526 | -700 | -460.74 | 0 | -492.7 | 0
2035-03-11 05:00 | -700 | 0 | -700 | -510 | -660.15 | 0 | -510 | -700 | 0 | -700 | -510 | -660.15 | 0 | -510 | -700 | -526 | -700 | -465.46 | -17.01 | -210.82 | -300
2035-03-11 06:00 | -700 | 0 | -700 | -510 | -660.15 | 0 | -510 | -700 | 0 | -700 | -510 | -660.15 | 0 | -510 | -700 | -300 | -700 | -222.97 | -192.29 | -468.54 | -502.33
2035-03-11 07:00 | -700 | 0 | -700 | -510 | -660.15 | 0 | -510 | -700 | 0 | -700 | -510 | -660.15 | 0 | -510 | -700 | 0 | -700 | -510 | -492.29 | -168.54 | -510
2035-03-11 08:00 | -700 | 0 | -700 | -510 | -660.15 | 0 | -510 | -700 | 0 | -700 | -510 | -660.15 | 0 | -510 | -700 | -136.66 | -700 | -510 | -300 | -226 | -510
2035-03-11 09:00 | -700 | 0 | -700 | -510 | -660.15 | 0 | -510 | -700 | 0 | -700 | -510 | -660.15 | 0 | -510 | -700 | -436.66 | -700 | -510 | 0 | -526 | -215.01
2035-03-11 10:00 | -700 | 0 | -700 | -510 | -660.15 | 0 | -510 | -700 | 0 | -700 | -510 | -660.15 | 0 | -510 | -700 | -226 | -700 | -510 | 0 | -526 | -423.01
2035-03-11 11:00 | -700 | 0 | -700 | -510 | -660.15 | 0 | -510 | -700 | 0 | -700 | -510 | -426.59 | -234.52 | -510 | -700 | -526 | -700 | -405.94 | 0 | -353.6 | -363.74
2035-03-11 12:00 | -700 | 0 | -700 | -510 | -660.15 | 0 | -510 | -700 | 0 | -700 | -510 | -660.15 | 0 | -510 | -700 | -526 | -700 | -186.94 | 0 | -416.23 | -436.5
2035-03-11 13:00 | -700 | 0 | -700 | -510 | -510.11 | -150.65 | -510 | -700 | 0 | -700 | -510 | -435.07 | -226 | -510 | -700 | -526 | -696.58 | -185.48 | 0 | -219.82 | -510
2035-03-11 14:00 | -700 | -1.23 | -700 | -510 | -210.11 | -450.65 | -510 | -700 | -207.54 | -700 | -510 | -135.07 | -526 | -306.3 | -700 | -422.34 | -700 | -485.48 | 0 | -148.67 | -420.47
2035-03-11 15:00 | -700 | 0 | -700 | -510 | -510.11 | -150.65 | -510 | -700 | 0 | -700 | -510 | -435.07 | -226 | -510 | -700 | -300 | -700 | -496.09 | -166.73 | -211.71 | -510
2035-03-11 16:00 | -700 | 0 | -700 | -510 | -435.07 | -226 | -510 | -700 | -41.53 | -700 | -510 | -340.85 | -279.39 | -510 | -700 | 0 | -700 | -510 | -103.58 | -379.43 | -510
2035-03-11 17:00 | -700 | -298.03 | -700 | -510 | -135.07 | -526 | -216.96 | -700 | -341.53 | -700 | -510 | -40.85 | -526 | -268.13 | -700 | 0 | -700 | -510 | 0 | -465.65 | -407.82
2035-03-11 18:00 | -700 | -427.6 | -700 | -510 | 0 | -526 | -223.96 | -700 | -468.28 | -700 | -510 | 0 | -526 | -183.79 | -700 | -23.87 | -700 | -510 | 0 | -526 | -153.56
2035-03-11 19:00 | -700 | -400.16 | -700 | -510 | -36.08 | -526 | -215.01 | -700 | -449.74 | -700 | -510 | 0 | -526 | -202.1 | -700 | -106.2 | -700 | -510 | 0 | -526 | -57.99
2035-03-11 20:00 | -700 | -100.16 | -700 | -510 | -336.08 | -226 | -510 | -700 | -149.74 | -700 | -510 | -290.14 | -230.86 | -502.1 | -700 | -406.2 | -700 | -510 | 0 | -526 | -30.4
2035-03-11 21:00 | -700 | -224.6 | -700 | -510 | -36.08 | -526 | -388.35 | -700 | -291.53 | -700 | -510 | 0 | -526 | -358.31 | -700 | -106.2 | -700 | -510 | 0 | -526 | -210
2035-03-11 22:00 | -700 | -64.49 | -700 | -510 | -72.55 | -526 | -510 | -700 | -181.01 | -700 | -510 | 0 | -526 | -467.43 | -700 | -39.91 | -700 | -510 | 0 | -487.96 | -510
2035-03-11 23:00 | -700 | -321 | -700 | -344.95 | -300 | -321 | -300 | -700 | -321 | -700 | -344.95 | -300 | -321 | -300 | -700 | -127.77 | -700 | -510 | 0 | -423.98 | -510
2035-03-12 | -700 | -21 | -700 | -44.95 | 0 | -21 | 0 | -700 | -21 | -700 | -44.95 | 0 | -21 | 0 | -700 | 172.23 | -700 | -210 | 300 | -123.98 | -210
2035-03-12 01:00 | -700 | 0 | -700 | 0 | 0 | 0 | 0 | -700 | 0 | -700 | 0 | 0 | 0 | 0 | -700 | 0 | -700 | 90 | 87.91 | -276.09 | 90
2035-03-12 02:00 | -700 | 0 | -700 | 0 | 0 | 0 | 0 | -700 | 0 | -700 | 0 | 0 | 0 | 0 | -700 | 0 | -700 | 272.56 | 0 | -280.6 | 0
2035-03-12 03:00 | -700 | 0 | -700 | 0 | 0 | 0 | 0 | -700 | 0 | -700 | 0 | 0 | 0 | 0 | -700 | 0 | -700 | 359.53 | 0 | -370.14 | 0
2035-03-12 04:00 | -700 | 0 | -700 | 0 | 0 | 0 | 0 | -700 | 0 | -700 | 0 | 0 | 0 | 0 | -700 | 0 | -700 | 109.49 | 0 | -112.73 | 0
2035-03-12 05:00 | -700 | 0 | -700 | 0 | 0 | 0 | 0 | -700 | 0 | -700 | 0 | 0 | 0 | 0 | -700 | 0 | -700 | 64.53 | 0 | -66.43 | 0
2035-03-12 06:00 | -700 | 0 | -700 | 0 | 0 | 0 | 0 | -700 | 0 | -700 | 0 | 0 | 0 | 0 | -700 | 0 | -700 | 0 | 0 | 0 | 0
2035-03-12 07:00 | -700 | 0 | -700 | 0 | 0 | 0 | 0 | -700 | 0 | -700 | 0 | 0 | 0 | 0 | -700 | 0 | -700 | 1.97 | 0 | -2.03 | 0
2035-03-12 08:00 | -700 | 0 | -700 | 0 | 0 | 0 | 0 | -700 | 0 | -700 | 0 | 0 | 0 | 0 | -700 | 0 | -700 | 0 | 0 | 0 | 0
2035-03-12 09:00 | -700 | 0 | -700 | 0 | 0 | 0 | 0 | -700 | 0 | -700 | 0 | 0 | 0 | 0 | -700 | 0 | -700 | 0 | 0 | 0 | 0
2035-03-12 10:00 | -700 | 0 | -700 | 0 | 0 | 0 | 0 | -700 | 0 | -700 | 0 | 0 | 0 | 0 | -700 | 0 | -700 | 0 | 0 | 0 | 0
2035-03-12 11:00 | -700 | 0 | -700 | 0 | 0 | 0 | 0 | -700 | 0 | -700 | 0 | 0 | 0 | 0 | -700 | 0 | -700 | 0 | 290.71 | 0 | -298.36
2035-03-12 12:00 | -700 | 0 | -700 | 0 | 0 | 0 | 0 | -700 | 0 | -700 | 0 | 0 | 0 | 0 | -700 | 0 | -700 | -10.59 | 507.24 | 0 | -510
2035-03-12 13:00 | -700 | 0 | -700 | 0 | 0 | 0 | 0 | -700 | 0 | -700 | 0 | 0 | 0 | 0 | -700 | 0 | -700 | -218.47 | 710 | 0 | -510
2035-03-12 14:00 | -700 | 0 | -700 | 0 | 0 | 0 | 0 | -700 | 0 | -700 | 0 | 0 | 0 | 0 | -700 | 0 | -700 | -218.47 | 710 | 0 | -510
2035-03-12 15:00 | -700 | 0 | -700 | 0 | 0 | 0 | 0 | -700 | 0 | -700 | 0 | 0 | 0 | 0 | -700 | 0 | -700 | -218.47 | 710 | 0 | -510
2035-03-12 16:00 | -700 | 0 | -700 | 0 | 0 | 0 | 0 | -700 | 0 | -700 | 0 | 0 | 0 | 0 | -700 | 0 | -700 | -249.42 | 710 | -270.39 | -210
2035-03-12 17:00 | -700 | 0 | -700 | 0 | 0 | 0 | 0 | -700 | 0 | -700 | 0 | 0 | 0 | 0 | -700 | -300 | -700 | 50.58 | 710 | -505.53 | 18.21
2035-03-12 18:00 | -700 | 0 | -700 | 0 | 0 | 0 | 0 | -700 | 0 | -700 | 0 | 0 | 0 | 0 | -700 | 0 | -700 | -133.47 | 710 | -462.85 | -134.58
2035-03-12 19:00 | -700 | 0 | -700 | 0 | 0 | 0 | 0 | -700 | 0 | -700 | 0 | 0 | 0 | 0 | -700 | 0 | -700 | -204.41 | 710 | -517.43 | -9.27
2035-03-12 20:00 | -700 | 0 | -700 | 0 | 0 | 0 | 0 | -700 | 0 | -700 | 0 | 0 | 0 | 0 | -700 | 0 | -700 | -156.42 | 710 | -518.78 | -55.96
2035-03-12 21:00 | -700 | 0 | -700 | 0 | 0 | 0 | 0 | -700 | 0 | -700 | 0 | 0 | 0 | 0 | -700 | 127.88 | -700 | -337.94 | 710 | -525.81 | 0
2035-03-12 22:00 | -700 | 0 | -700 | 0 | 0 | 0 | 0 | -700 | 0 | -700 | 0 | 0 | 0 | 0 | -700 | 0 | -700 | -242.84 | 710 | -488.08 | 0
2035-03-12 23:00 | -700 | -21 | -700 | -44.95 | 0 | -21 | 0 | -700 | -21 | -700 | -44.95 | 0 | -21 | 0 | -700 | -96.1 | -700 | -210 | 692.02 | -226 | -190.92
2035-03-13 | -700 | -321 | -700 | -344.95 | -300 | -321 | -300 | -700 | -321 | -700 | -344.95 | -300 | -321 | -300 | -585.85 | -372.62 | -700 | -510 | 392.02 | -526 | -353.15
2035-03-13 01:00 | -700 | -21 | -700 | -510 | -77.63 | -387.52 | -510 | -700 | -145.33 | -700 | -510 | -79.61 | -526 | -510 | -654.44 | -257.98 | -700 | -510 | 278.95 | -526 | -53.15
2035-03-13 02:00 | -700 | 0 | -700 | -210 | -171.45 | -87.52 | -210 | -700 | 0 | -700 | -390 | -41.83 | -226 | -332.61 | -700 | 0 | -700 | -510 | 578.95 | -526 | 246.85
2035-03-13 03:00 | -700 | 0 | -700 | 90 | 60.06 | 0 | 90 | -700 | 0 | -700 | -90 | 0 | 0 | -32.61 | -700 | 300 | -700 | -510 | 705.34 | -520.71 | 510
2035-03-13 04:00 | -100 | 0 | -643.3 | 390 | 0 | 0 | 126.93 | -600 | 0 | -533.24 | 210 | 39.32 | 0 | 267.39 | -700 | 204.11 | -620.85 | -510 | 710 | -425.49 | 510
2035-03-13 05:00 | 0 | 0 | -43.3 | 510 | 0 | 0 | 7.05 | 0 | 0 | -439.88 | 510 | 0 | 0 | 7.05 | -510.36 | 0 | -20.85 | -304.84 | 710 | -418.96 | 510
2035-03-13 06:00 | 0 | 0 | 0 | 510 | 0 | 0 | 7.05 | 0 | 0 | 0 | 510 | 0 | 0 | 7.05 | 0 | 0 | 0 | -71.09 | 410 | -221.98 | 390.95
2035-03-13 07:00 | 0 | 0 | 0 | 510 | 0 | 0 | 7.05 | 0 | 0 | 0 | 510 | 0 | 0 | 7.05 | 0 | 0 | 0 | -178.08 | 584.05 | -107.41 | 210
2035-03-13 08:00 | 0 | 0 | 0 | 510 | 0 | 0 | 7.05 | 0 | 0 | 0 | 510 | 0 | 0 | 7.05 | 0 | -226 | 0 | -478.08 | 710 | -20.39 | 510
2035-03-13 09:00 | 0 | 0 | 0 | 510 | 0 | 0 | 7.05 | 0 | 0 | 0 | 510 | 0 | 0 | 7.05 | 0 | -526 | 0 | -202.44 | 710 | 0 | 510
2035-03-13 10:00 | 0 | 0 | 0 | 510 | 0 | 0 | 7.05 | -100 | 0 | -226.41 | 510 | 0 | 0 | 7.05 | -292.83 | -526 | 0 | 0 | 710 | -203.67 | 510
2035-03-13 11:00 | -600 | 0 | -590.4 | 216.76 | 0 | 0 | 300 | -700 | 0 | -700 | 210 | 20.25 | 0 | 105.57 | -700 | -526 | -526.64 | 78.46 | 710 | -259.65 | 485.94
2035-03-13 12:00 | -700 | 0 | -700 | -83.24 | 0 | 0 | 0 | -700 | 0 | -700 | -90 | -258.66 | 0 | -194.43 | -700 | -526 | -700 | 159.38 | 710 | -96.11 | 185.94
2035-03-13 13:00 | -700 | 0 | -700 | -383.24 | 0 | 0 | -300 | -700 | 0 | -700 | -390 | -410 | 0 | -494.43 | -700 | -526 | -700 | 300 | 710 | -106.68 | 0
2035-03-13 14:00 | -700 | 0 | -700 | -510 | 0 | 0 | -369.93 | -700 | -136.87 | -700 | -510 | -710 | -300 | -510 | -700 | -526 | -700 | 0 | 710 | -300 | 0
2035-03-13 15:00 | -700 | 0 | -700 | -383.24 | 0 | 0 | -69.93 | -700 | 0 | -700 | -420.03 | -410 | 0 | -210 | -700 | -476.2 | -700 | -300 | 710 | 0 | 0
2035-03-13 16:00 | -700 | 0 | -700 | -83.24 | 0 | 0 | 0 | -700 | 0 | -700 | -129.61 | -110 | 0 | -251.98 | -700 | -176.2 | -700 | -493.62 | 710 | -192.35 | 68.53
2035-03-13 17:00 | -700 | 0 | -700 | 216.76 | 0 | 0 | 300 | -700 | 0 | -700 | 170.39 | 0 | 0 | 0 | -532.4 | 123.8 | -700 | -401.41 | 710 | -469.46 | 368.53
2035-03-13 18:00 | -100 | 0 | -559.79 | 510 | 0 | 0 | 7.05 | -343.92 | 0 | -700 | 470.39 | 0 | 0 | 46.62 | -340.87 | 320.21 | -595.02 | -510 | 710 | -501.18 | 465.92
2035-03-13 19:00 | -243.5 | 0 | 0 | 510 | 0 | 0 | 7.05 | 0 | 0 | -549.14 | 510 | 0 | 0 | 7.05 | -227.27 | 350.58 | -326.87 | -510 | 710 | -526 | 459.26
2035-03-13 20:00 | 0 | 0 | 0 | 510 | 0 | 0 | 7.05 | 0 | 0 | -142.62 | 510 | 0 | 0 | 7.05 | 0 | 402.26 | -180.88 | -510 | 710 | -526 | 406.95
2035-03-13 21:00 | 0 | 0 | 0 | 510 | 0 | 0 | 7.05 | 0 | 0 | -142.62 | 510 | 0 | 0 | 7.05 | 0 | 456.67 | -407.29 | -510 | 710 | -526 | 351.85
2035-03-13 22:00 | 0 | 0 | 0 | 510 | 0 | 0 | 7.05 | 0 | 0 | -142.62 | 510 | 0 | 0 | 7.05 | -32.05 | 400.38 | -592.6 | -510 | 710 | -526 | 408.85
2035-03-13 23:00 | 0 | 0 | 0 | 210 | 0 | 113.24 | 192.95 | -100 | 0 | -149.41 | 210 | 0 | 115.26 | 190.93 | 0 | 407.4 | -700 | -210 | 710 | -526 | 108.85
2035-03-14 | -336.27 | 300 | -600 | 510 | 300 | 413.24 | 492.95 | -700 | 300 | -563.97 | 510 | 300 | 415.26 | 490.93 | 0 | 505 | -497.41 | 90 | 710 | -489.11 | 126.25
2035-03-14 01:00 | 0 | 323.27 | -491.3 | 510 | 307.42 | 505 | 510 | -700 | 325.27 | -152.64 | 510 | 305.4 | 505 | 510 | 0 | 505 | -700 | 390 | 710 | -189.11 | 100.97
2035-03-14 02:00 | -100 | 266.53 | -603.34 | 510 | 364.8 | 505 | 510 | -364.68 | 268.54 | -700 | 510 | 362.77 | 505 | 510 | -4.78 | 505 | -700 | 510 | 710 | 110.89 | 61.83
2035-03-14 03:00 | -700 | 370.87 | -396.98 | 510 | 259.28 | 505 | 510 | -700 | 372.88 | -700 | 510 | 257.25 | 505 | 510 | -424.98 | 505 | -700 | 510 | 710 | 168.03 | 0
2035-03-14 04:00 | -700 | 155.94 | -237.83 | 510 | 476.65 | 505 | 510 | -700 | 157.95 | -700 | 510 | 474.62 | 505 | 510 | -464.17 | 505 | -700 | 492.33 | 710 | 152.31 | 210
2035-03-14 05:00 | -245.18 | 0 | -700 | 510 | 710 | 429.66 | 510 | -560.02 | 0 | -700 | 510 | 710 | 429.66 | 510 | -700 | 415.3 | -700 | 192.33 | 710 | 194.75 | 510
2035-03-14 06:00 | -496.73 | 0 | -700 | 510 | 710 | 429.66 | 510 | -700 | 0 | -700 | 510 | 710 | 429.66 | 510 | -366.55 | 115.3 | -700 | 267.77 | 710 | 259.63 | 510
2035-03-14 07:00 | -360.76 | 25.04 | -700 | 510 | 710 | 404.43 | 510 | -700 | 300 | -700 | 510 | 410 | 300 | 482.85 | -223.6 | 0 | -700 | 163.57 | 710 | -40.37 | 510
2035-03-14 08:00 | -700 | 0 | -700 | 210 | 410 | 104.43 | 210 | -700 | 0 | -700 | 210 | 110 | 0 | 182.85 | -455.11 | -300 | -700 | -136.43 | 710 | -340.37 | 210
2035-03-14 09:00 | -700 | -300 | -700 | -90 | 110 | -195.57 | -90 | -700 | -250.11 | -700 | -90 | 0 | -300 | 75.63 | -700 | -526 | -700 | -436.43 | 710 | -526 | 510
2035-03-14 10:00 | -700 | 0 | -700 | -390 | 0 | -13.69 | -153.96 | -700 | 0 | -700 | -390 | 0 | -158.1 | -10.28 | -700 | -526 | -700 | -510 | 710 | -526 | 510
2035-03-14 11:00 | -700 | 0 | -700 | -510 | 0 | 0 | -47.46 | -700 | 0 | -700 | -510 | 0 | 0 | -47.46 | -700 | -526 | -700 | -410.88 | 710 | -526 | 510
2035-03-14 12:00 | -700 | 0 | -700 | -510 | 0 | 0 | -47.46 | -700 | 0 | -700 | -510 | 0 | 0 | -47.46 | -700 | -526 | -700 | -445.59 | 710 | -526 | 510
2035-03-14 13:00 | -700 | 0 | -700 | -510 | 0 | 0 | -47.46 | -700 | 0 | -700 | -510 | 0 | 0 | -47.46 | -700 | -526 | -700 | -414.19 | 710 | -526 | 510
2035-03-14 14:00 | -700 | 0 | -700 | -510 | 0 | 0 | -47.46 | -700 | 0 | -700 | -510 | 0 | 0 | -47.46 | -700 | -526 | -700 | -510 | 710 | -526 | 510
2035-03-14 15:00 | -700 | 0 | -700 | -510 | 0 | 0 | -47.46 | -700 | 0 | -700 | -510 | 0 | 0 | -47.46 | -700 | -526 | -700 | -510 | 710 | -526 | 510
2035-03-14 16:00 | -700 | 0 | -700 | -510 | 0 | 0 | -47.46 | -700 | 0 | -700 | -510 | 0 | 0 | -47.46 | -700 | -526 | -700 | -471.76 | 710 | -526 | 510
2035-03-14 17:00 | -700 | 0 | -700 | -510 | 0 | 0 | -47.46 | -700 | 0 | -700 | -510 | 0 | 0 | -47.46 | -700 | -526 | -700 | -510 | 710 | -526 | 497.62
2035-03-14 18:00 | -700 | 0 | -700 | -510 | 0 | 0 | -47.46 | -700 | 0 | -700 | -510 | 0 | 0 | -47.46 | -700 | -526 | -700 | -510 | 710 | -501.7 | 510
2035-03-14 19:00 | -700 | 0 | -700 | -510 | 0 | 0 | -47.46 | -700 | 0 | -700 | -510 | 0 | 0 | -47.46 | -700 | -526 | -700 | -510 | 710 | -468.73 | 510
2035-03-14 20:00 | -700 | 0 | -700 | -510 | 0 | 0 | -47.46 | -700 | 0 | -700 | -510 | 0 | 0 | -47.46 | -700 | -526 | -700 | -510 | 710 | -505.99 | 510
2035-03-14 21:00 | -700 | 0 | -700 | -510 | 0 | 0 | -47.46 | -700 | 0 | -700 | -510 | 0 | 0 | -47.46 | -700 | -526 | -700 | -510 | 710 | -475.02 | 489.63
2035-03-14 22:00 | -700 | 0 | -700 | -510 | 0 | 0 | -47.46 | -700 | 0 | -700 | -510 | 0 | 0 | -47.46 | -700 | -526 | -700 | -510 | 710 | -453.54 | 189.63
2035-03-14 23:00 | -700 | -21 | -700 | -210 | -169.14 | -21 | -210 | -700 | -21 | -700 | -210 | -169.14 | -21 | -210 | -700 | -320.42 | -700 | -460.48 | 710 | -401.02 | -110.37
2035-03-15 | -700 | -321 | -700 | -510 | -469.14 | -321 | -510 | -700 | -321 | -700 | -510 | -469.14 | -321 | -510 | -700 | -526 | -700 | -510 | 710 | -526 | -410.37
2035-03-15 01:00 | -700 | -21 | -700 | -510 | -710 | -497.05 | -510 | -700 | -21 | -700 | -510 | -710 | -497.05 | -510 | -700 | -526 | -700 | -510 | 710 | -526 | -510
2035-03-15 02:00 | -700 | 0 | -700 | -510 | -710 | -517.89 | -510 | -700 | 0 | -700 | -510 | -710 | -517.89 | -510 | -700 | -526 | -700 | -510 | 710 | -526 | -510
2035-03-15 03:00 | -700 | 0 | -700 | -510 | -710 | -517.89 | -510 | -700 | 0 | -700 | -510 | -710 | -517.89 | -510 | -700 | -526 | -700 | -510 | 710 | -526 | -510
2035-03-15 04:00 | -700 | 0 | -700 | -510 | -710 | -517.89 | -510 | -700 | 0 | -700 | -510 | -710 | -517.89 | -510 | -700 | -526 | -700 | -510 | 710 | -526 | -510
2035-03-15 05:00 | -700 | 0 | -700 | -510 | -710 | -517.89 | -510 | -700 | 0 | -700 | -510 | -710 | -517.89 | -510 | -700 | -526 | -700 | -510 | 710 | -526 | -510
2035-03-15 06:00 | -700 | 0 | -700 | -510 | -710 | -517.89 | -510 | -700 | 0 | -700 | -510 | -710 | -517.89 | -510 | -700 | -526 | -700 | -510 | 710 | -526 | -510
2035-03-15 07:00 | -700 | 0 | -700 | -510 | -710 | -517.89 | -510 | -700 | 0 | -700 | -510 | -710 | -517.89 | -510 | -700 | -526 | -700 | -510 | 710 | -526 | -510
2035-03-15 08:00 | -700 | 0 | -700 | -510 | -710 | -517.89 | -510 | -700 | 0 | -700 | -510 | -710 | -517.89 | -510 | -700 | -526 | -700 | -510 | 710 | -453.01 | -510
2035-03-15 09:00 | -700 | 0 | -700 | -510 | -710 | -517.89 | -510 | -700 | 0 | -700 | -510 | -710 | -517.89 | -510 | -700 | -526 | -700 | -510 | 710 | -526 | -510
2035-03-15 10:00 | -700 | 0 | -700 | -510 | -710 | -517.89 | -510 | -700 | 0 | -700 | -510 | -710 | -517.89 | -510 | -700 | -526 | -700 | -510 | 710 | -526 | -383.88
2035-03-15 11:00 | -700 | 0 | -700 | -510 | -710 | -517.89 | -510 | -700 | 0 | -700 | -510 | -710 | -517.89 | -510 | -700 | -526 | -700 | -510 | 710 | -526 | -510
2035-03-15 12:00 | -700 | 0 | -700 | -510 | -710 | -517.89 | -510 | -700 | 0 | -700 | -510 | -710 | -517.89 | -510 | -700 | -526 | -700 | -510 | 710 | -526 | -510
2035-03-15 13:00 | -700 | 0 | -700 | -510 | -710 | -517.89 | -510 | -700 | 0 | -700 | -510 | -710 | -517.89 | -510 | -700 | -526 | -700 | -510 | 710 | -526 | -510
2035-03-15 14:00 | -700 | 0 | -700 | -510 | -710 | -517.89 | -510 | -700 | 0 | -700 | -510 | -710 | -517.89 | -510 | -700 | -526 | -700 | -510 | 710 | -526 | -510
2035-03-15 15:00 | -700 | -226 | -700 | -510 | -710 | -293.61 | -510 | -700 | -137.57 | -700 | -510 | -710 | -381.37 | -510 | -700 | -526 | -700 | -510 | 710 | -526 | -509.8
2035-03-15 16:00 | -700 | -526 | -700 | -390 | -422.42 | -526 | -390 | -700 | -437.57 | -700 | -300 | -600 | -526 | -390 | -700 | -526 | -700 | -510 | 710 | -526 | -209.8
2035-03-15 17:00 | -361.35 | -226 | -600 | -90 | -122.42 | -226 | -90 | -600 | -137.57 | -600 | 0 | -300 | -260.82 | -90 | -600 | -526 | -600 | -275.8 | 710 | -266.85 | 90.2
2035-03-15 18:00 | 0 | 0 | 0 | 210 | 177.58 | 74 | 210 | 0 | 0 | 0 | 300 | 0 | 6.81 | 210 | 0 | -226 | 0 | -322.25 | 710 | -53.7 | 390.2
2035-03-15 19:00 | 0 | 167.22 | 0 | 510 | 477.58 | 374 | 510 | 0 | 0 | 0 | 510 | 280.39 | 0 | 510 | 0 | 0 | 0 | -116.12 | 710 | 0 | 459.95
2035-03-15 20:00 | 0 | 467.22 | 0 | 510 | 710 | 505 | 510 | 0 | 0 | 0 | 510 | 384.91 | 0 | 510 | 0 | 0 | 0 | -184.56 | 710 | 0 | 510
2035-03-15 21:00 | 0 | 505 | 0 | 510 | 710 | 505 | 510 | 0 | 0 | 0 | 510 | 684.91 | 0 | 510 | 0 | 0 | 0 | 0 | 710 | 0 | 510
2035-03-15 22:00 | 0 | 505 | 0 | 510 | 710 | 505 | 510 | 0 | 0 | 0 | 510 | 472.05 | 0 | 510 | 0 | 0 | 0 | 0 | 710 | 0 | 510
2035-03-15 23:00 | 0 | 503.37 | 0 | 510 | 710 | 505 | 510 | 0 | 0 | 0 | 510 | 436.08 | 0 | 510 | 0 | 0 | 0 | 0 | 710 | 0 | 510
2035-03-16 | 0 | 203.37 | 0 | 510 | 710 | 471.2 | 510 | 0 | 0 | 0 | 510 | 580.75 | 0 | 510 | 0 | 0 | 0 | -300 | 710 | 0 | 510
2035-03-16 01:00 | 0 | 0 | 0 | 510 | 710 | 505 | 510 | 0 | 0 | 0 | 510 | 280.75 | 0 | 510 | 0 | 0 | 0 | -147.21 | 710 | 0 | 510
2035-03-16 02:00 | 0 | 0 | 0 | 510 | 710 | 505 | 510 | 0 | 0 | 0 | 510 | 280.75 | 0 | 510 | 0 | 0 | 0 | -82.19 | 710 | 0 | 510
2035-03-16 03:00 | 0 | 0 | 0 | 510 | 710 | 501.72 | 510 | 0 | 0 | 0 | 510 | 0 | 0 | 510 | 0 | -85.91 | 0 | -340.62 | 710 | 0 | 510
2035-03-16 04:00 | 0 | 0 | 0 | 510 | 710 | 201.72 | 510 | 0 | 0 | 0 | 510 | 0 | 0 | 270.1 | 0 | -385.91 | 0 | -340.62 | 710 | 0 | 510
2035-03-16 05:00 | 0 | 0 | 0 | 390 | 410 | 0 | 383.83 | 0 | 0 | 0 | 390 | 0 | 0 | 126.93 | -221.69 | -526 | 217.3 | -202.44 | 710 | 0 | 510
2035-03-16 06:00 | 0 | 0 | -325.06 | 90 | 110 | 0 | 316.52 | -22.9 | 0 | -212.87 | 90 | 0 | 0 | 426.63 | -465.01 | -439.49 | -70.92 | -210 | 710 | 0 | 434.08
2035-03-16 07:00 | -353.7 | -226 | -100 | -210 | 67.28 | -226 | 300 | -622.9 | -226 | -700 | -210 | 300 | -226 | 177.94 | -700 | -226 | -670.92 | 90 | 710 | -226 | 134.08
2035-03-16 08:00 | -700 | -526 | -700 | -510 | -232.72 | -526 | 0 | -700 | -526 | -700 | -510 | 0 | -526 | -122.06 | -700 | -526 | -700 | -210 | 710 | -526 | -165.92
2035-03-16 09:00 | -700 | -383.89 | -700 | -510 | -532.72 | -526 | -300 | -700 | -526 | -700 | -510 | -270.08 | -526 | -422.06 | -700 | -526 | -700 | -510 | 710 | -526 | -465.92
2035-03-16 10:00 | -700 | -83.89 | -700 | -510 | -710 | -434.64 | -510 | -700 | -399.54 | -700 | -510 | -307.04 | -526 | -510 | -700 | -526 | -700 | -510 | 710 | -526 | -510
2035-03-16 11:00 | -700 | 0 | -700 | -510 | -710 | -517.89 | -510 | -700 | -139.24 | -700 | -510 | -564.3 | -526 | -510 | -700 | -526 | -700 | -510 | 710 | -526 | -510
2035-03-16 12:00 | -700 | 0 | -700 | -510 | -710 | -517.89 | -510 | -700 | -434.53 | -700 | -510 | -348.41 | -526 | -434.13 | -700 | -526 | -700 | -510 | 710 | -526 | -510
2035-03-16 13:00 | -700 | 0 | -700 | -510 | -710 | -517.89 | -510 | -700 | -134.53 | -700 | -510 | -648.41 | -446.23 | -510 | -700 | -526 | -700 | -510 | 710 | -526 | -510
2035-03-16 14:00 | -700 | 0 | -700 | -510 | -710 | -517.89 | -510 | -700 | 0 | -700 | -510 | -710 | -517.89 | -510 | -700 | -526 | -700 | -510 | 710 | -526 | -510
2035-03-16 15:00 | -700 | 0 | -700 | -510 | -710 | -517.89 | -510 | -700 | 0 | -700 | -510 | -710 | -517.89 | -510 | -700 | -526 | -700 | -510 | 710 | -526 | -510
2035-03-16 16:00 | -700 | 0 | -700 | -510 | -710 | -517.89 | -510 | -700 | 0 | -700 | -510 | -710 | -517.89 | -510 | -700 | -526 | -700 | -510 | 710 | -526 | -510
2035-03-16 17:00 | -700 | 0 | -700 | -510 | -710 | -517.89 | -510 | -700 | 0 | -700 | -510 | -710 | -517.89 | -510 | -700 | -526 | -700 | -510 | 710 | -526 | -510
2035-03-16 18:00 | -700 | 0 | -700 | -510 | -710 | -517.89 | -510 | -700 | 0 | -700 | -510 | -710 | -517.89 | -510 | -700 | -526 | -700 | -510 | 710 | -526 | -510
2035-03-16 19:00 | -700 | -76.1 | -700 | -510 | -626.71 | -526 | -510 | -700 | -262.85 | -700 | -510 | -442.13 | -526 | -510 | -700 | -526 | -700 | -510 | 710 | -526 | -510
2035-03-16 20:00 | -700 | -198.41 | -700 | -510 | -540.87 | -490.82 | -510 | -700 | -25.83 | -700 | -510 | -676.39 | -526 | -510 | -700 | -526 | -700 | -510 | 710 | -526 | -510
2035-03-16 21:00 | -700 | -498.41 | -700 | -510 | -240.87 | -526 | -478.49 | -700 | -280.69 | -700 | -510 | -424.5 | -526 | -510 | -700 | -526 | -700 | -510 | 710 | -526 | -510
2035-03-16 22:00 | -700 | -198.41 | -700 | -510 | -517.33 | -514.45 | -510 | -700 | -218.47 | -700 | -510 | -486 | -526 | -510 | -700 | -526 | -700 | -510 | 710 | -526 | -510
2035-03-16 23:00 | -700 | -388.42 | -700 | -510 | -318.02 | -526 | -510 | -700 | -386.43 | -700 | -510 | -320 | -526 | -510 | -700 | -526 | -700 | -510 | 710 | -526 | -510
2035-03-17 | -700 | -88.42 | -700 | -510 | -490.08 | -226 | -510 | -700 | -212.34 | -700 | -510 | -492.05 | -526 | -510 | -700 | -526 | -700 | -510 | 410 | -526 | -510
2035-03-17 01:00 | -700 | 0 | -700 | -510 | -241.15 | 0 | -510 | -700 | 0 | -700 | -510 | -287.35 | -226 | -510 | -700 | -526 | -700 | -510 | 710 | -526 | -510
2035-03-17 02:00 | -700 | 0 | -700 | -510 | 0 | 0 | -510 | -700 | 0 | -700 | -510 | -102.07 | 0 | -510 | -700 | -526 | -700 | -510 | 710 | -526 | -510
2035-03-17 03:00 | -700 | 0 | -700 | -510 | -300 | 0 | -510 | -700 | 0 | -700 | -510 | -402.07 | 0 | -510 | -700 | -526 | -700 | -510 | 710 | -526 | -510
2035-03-17 04:00 | -700 | 0 | -700 | -510 | -300 | 0 | -510 | -700 | 0 | -700 | -510 | -365.47 | 0 | -510 | -700 | -526 | -700 | -510 | 516.12 | -526 | -510
2035-03-17 05:00 | -700 | 0 | -700 | -510 | 0 | 0 | -510 | -700 | 0 | -700 | -510 | -408.88 | 0 | -510 | -700 | -526 | -700 | -510 | 672.87 | -526 | -510
2035-03-17 06:00 | -700 | 0 | -700 | -510 | 0 | 0 | -510 | -700 | 0 | -700 | -510 | -195.5 | 0 | -510 | -700 | -526 | -700 | -510 | 710 | -526 | -510
2035-03-17 07:00 | -700 | 0 | -700 | -510 | 0 | 0 | -510 | -700 | 0 | -700 | -510 | 0 | 0 | -510 | -700 | -526 | -700 | -510 | 710 | -526 | -510
2035-03-17 08:00 | -700 | 0 | -700 | -510 | -18.64 | -185.81 | -510 | -700 | -199.93 | -700 | -510 | 0 | -226 | -510 | -700 | -526 | -700 | -510 | 624.56 | -526 | -510
2035-03-17 09:00 | -700 | -226 | -700 | -510 | -26.52 | -485.81 | -510 | -700 | -499.93 | -700 | -510 | -139.98 | -526 | -510 | -700 | -526 | -700 | -510 | 710 | -526 | -510
2035-03-17 10:00 | -700 | -526 | -700 | -510 | -2.32 | -526 | -510 | -700 | -526 | -700 | -510 | -115.79 | -526 | -510 | -700 | -526 | -700 | -510 | 710 | -526 | -510
2035-03-17 11:00 | -700 | -226 | -700 | -510 | -2.14 | -481.68 | -510 | -700 | -526 | -700 | -510 | -115.61 | -526 | -510 | -700 | -526 | -700 | -510 | 710 | -526 | -510
2035-03-17 12:00 | -700 | -526 | -700 | -510 | 0 | -526 | -445.64 | -700 | -526 | -700 | -510 | -49.17 | -526 | -510 | -700 | -526 | -700 | -510 | 710 | -526 | -510
2035-03-17 13:00 | -700 | -526 | -700 | -510 | 0 | -526 | -459.71 | -700 | -526 | -700 | -510 | -63.23 | -526 | -510 | -700 | -526 | -700 | -510 | 710 | -526 | -510
2035-03-17 14:00 | -700 | -526 | -700 | -510 | 0 | -526 | -251.29 | -700 | -526 | -700 | -510 | 0 | -526 | -364.87 | -700 | -526 | -700 | -510 | 710 | -526 | -510
2035-03-17 15:00 | -700 | -526 | -700 | -510 | 0 | -526 | -47.34 | -700 | -526 | -700 | -510 | 0 | -526 | -160.92 | -700 | -526 | -700 | -510 | 710 | -526 | -510
2035-03-17 16:00 | -700 | -526 | -700 | -510 | 0 | -526 | 26.68 | -700 | -526 | -700 | -510 | 0 | -526 | -87.56 | -700 | -526 | -700 | -510 | 710 | -526 | -510
2035-03-17 17:00 | -700 | -526 | -700 | -510 | 0 | -526 | -258.53 | -700 | -526 | -700 | -510 | 0 | -526 | -372.11 | -700 | -526 | -700 | -510 | 710 | -526 | -510
2035-03-17 18:00 | -700 | -526 | -700 | -510 | 0 | -526 | -237.75 | -700 | -526 | -700 | -510 | 0 | -526 | -351.33 | -700 | -526 | -490.4 | -510 | 710 | -526 | -210
2035-03-17 19:00 | -700 | -226 | -700 | -350.6 | 0 | -280.09 | -226.23 | -700 | -226 | -700 | -510 | 0 | -435.53 | -339.81 | -700 | -381.48 | -312.1 | -510 | 710 | -526 | 90
2035-03-17 20:00 | -700 | 0 | -700 | -50.6 | 0 | 0 | 0 | -700 | 0 | -700 | -210 | -9.76 | -135.53 | -39.81 | -700 | -81.48 | -700 | -510 | 710 | -526 | 390
2035-03-17 21:00 | -520.32 | 0 | -100 | 249.4 | 0 | 0 | 267.39 | -349.18 | 0 | -600 | 90 | 166.28 | 0 | 260.19 | -329.05 | 218.52 | -368.21 | -510 | 710 | -446.26 | 510
2035-03-17 22:00 | 0 | 0 | 0 | 509.77 | 0 | 0 | 210 | -131.07 | 0 | 0 | 390 | 0 | 0 | 126.93 | -428.44 | 19.67 | 231.79 | -510 | 710 | -233.06 | 510
2035-03-17 23:00 | 0 | 0 | 0 | 510 | 300 | 0 | 510 | 0 | 0 | 0 | 510 | 0 | 0 | 7.05 | 0 | 0 | 0 | -457.05 | 710 | -49.41 | 300
2035-03-18 | 0 | 300 | 0 | 510 | 600 | 300 | 510 | 0 | 0 | 0 | 510 | 36.2 | 0 | 307.05 | 0 | 0 | 0 | -157.05 | 710 | 0 | 510
2035-03-18 01:00 | 0 | 505 | 0 | 510 | 710 | 505 | 510 | 0 | 0 | 0 | 510 | 336.2 | 0 | 510 | 0 | 0 | 0 | 142.95 | 710 | 0 | 510
2035-03-18 02:00 | 0 | 505 | 0 | 510 | 710 | 505 | 510 | 0 | 0 | 0 | 510 | 577.74 | 0 | 510 | 0 | 0 | 0 | 442.95 | 710 | 0 | 510
2035-03-18 03:00 | 0 | 505 | 0 | 510 | 710 | 505 | 510 | 0 | 0 | 0 | 510 | 568 | 0 | 510 | 0 | 0 | 0 | 510 | 710 | 0 | 510
2035-03-18 04:00 | 0 | 505 | 0 | 510 | 710 | 505 | 510 | 0 | 0 | 0 | 510 | 459.3 | 0 | 510 | 0 | 0 | 0 | 480.43 | 453.1 | 0 | 510
2035-03-18 05:00 | 0 | 422.67 | 0 | 510 | 710 | 505 | 510 | 0 | 0 | 0 | 510 | 210.16 | 0 | 510 | 0 | 0 | 0 | 388.46 | 153.1 | 0 | 510
2035-03-18 06:00 | 0 | 122.67 | 0 | 510 | 710 | 458.87 | 510 | 0 | 0 | 0 | 510 | 0 | 0 | 510 | 0 | 0 | 0 | 360.11 | 0 | 0 | 510
2035-03-18 07:00 | 0 | 235.9 | 0 | 510 | 710 | 505 | 510 | 0 | 0 | 0 | 510 | 0 | 0 | 510 | 0 | 0 | 0 | 360.11 | 0 | 0 | 510
2035-03-18 08:00 | 0 | 0 | 0 | 510 | 710 | 287.66 | 510 | 0 | 0 | 0 | 510 | 0 | 0 | 318.25 | 0 | 0 | 0 | 300.7 | 110 | 0 | 291.07
2035-03-18 09:00 | 0 | 0 | 0 | 510 | 410 | 0 | 362.47 | 0 | 0 | 0 | 498.79 | 0 | 0 | 18.25 | 0 | 0 | 0 | 101.13 | 410 | 0 | 5.11
2035-03-18 10:00 | 0 | 0 | 0 | 494.29 | 110 | 0 | 62.47 | 0 | 0 | 0 | 510 | 0 | 0 | 7.05 | 0 | 0 | 0 | -198.87 | 710 | 0 | 0
2035-03-18 11:00 | 0 | 0 | 0 | 510 | 0 | 0 | 7.05 | 0 | 0 | 0 | 510 | 0 | 0 | 7.05 | 0 | 0 | 0 | -198.87 | 710 | 0 | 0
2035-03-18 12:00 | 0 | 0 | 0 | 510 | 0 | 0 | 7.05 | 0 | 0 | 0 | 510 | 0 | 0 | 7.05 | 0 | 0 | 0 | -198.87 | 710 | 0 | 0
2035-03-18 13:00 | 0 | 0 | 0 | 510 | 0 | 0 | 7.05 | 0 | 0 | 0 | 510 | 0 | 0 | 7.05 | 0 | 0 | 0 | -198.87 | 710 | 0 | 0
2035-03-18 14:00 | 0 | 0 | 0 | 510 | 0 | 0 | 7.05 | 0 | 0 | 0 | 510 | 0 | 0 | 7.05 | 0 | 0 | 0 | -198.87 | 710 | 0 | 0
2035-03-18 15:00 | 0 | 0 | 0 | 406.84 | 110 | 0 | 0 | 0 | 0 | 0 | 510 | 0 | 0 | 7.05 | 0 | 0 | 0 | -198.87 | 710 | 0 | 0
2035-03-18 16:00 | 0 | 205 | 0 | 391.52 | 410 | 205 | 210 | 0 | 0 | 0 | 210 | 110 | 0 | 196.64 | 0 | 0 | 0 | -198.87 | 710 | 0 | 0
2035-03-18 17:00 | 0 | 505 | 0 | 510 | 710 | 505 | 510 | 0 | 0 | 0 | 510 | 410 | 0 | 496.64 | 0 | 0 | 0 | 0 | 710 | 0 | 210
2035-03-18 18:00 | 100 | 505 | 317.9 | 510 | 710 | 505 | 510 | 0 | 0 | 0 | 510 | 710 | 249.54 | 510 | 0 | 0 | 0 | 300 | 710 | 27.63 | 510
2035-03-18 19:00 | 700 | 505 | 0 | 510 | 710 | 505 | 510 | 0 | 0 | 0 | 510 | 710 | 407.05 | 510 | 0 | 0 | 0 | 510 | 710 | 282.81 | 510
2035-03-18 20:00 | 214.77 | 505 | 600 | 510 | 710 | 505 | 510 | 0 | 0 | 0 | 510 | 710 | 505 | 510 | 0 | 0 | 0 | 510 | 710 | 290.6 | 510
2035-03-18 21:00 | 0 | 505 | 700 | 510 | 710 | 505 | 510 | 0 | 0 | 0 | 510 | 710 | 505 | 510 | 0 | 0 | 0 | 510 | 710 | 287.57 | 510
2035-03-18 22:00 | 0 | 505 | 700 | 510 | 710 | 505 | 510 | 0 | 0 | 0 | 510 | 710 | 505 | 510 | 0 | 0 | 0 | 510 | 710 | 313.72 | 510
2035-03-18 23:00 | 0 | 505 | 700 | 510 | 710 | 505 | 510 | 0 | 0 | 0 | 510 | 710 | 505 | 510 | 0 | 0 | 0 | 510 | 710 | 359.04 | 510
2035-03-19 | 157.97 | 505 | 700 | 510 | 710 | 505 | 510 | 0 | 115.58 | 0 | 510 | 710 | 505 | 510 | 0 | 0 | 0 | 447.06 | 710 | 317.56 | 510
2035-03-19 01:00 | 600 | 505 | 100 | 510 | 710 | 505 | 510 | 0 | 98.22 | 0 | 510 | 710 | 505 | 510 | 0 | 0 | 0 | 468.34 | 710 | 335.43 | 510
2035-03-19 02:00 | 0 | 505 | 700 | 510 | 710 | 505 | 510 | 0 | 29.34 | 0 | 510 | 710 | 505 | 510 | 0 | 0 | 0 | 468.34 | 710 | 300.38 | 510
2035-03-19 03:00 | 0 | 505 | 600 | 510 | 710 | 505 | 510 | 0 | 0 | 0 | 510 | 710 | 505 | 510 | 0 | 0 | 0 | 490.48 | 710 | 340.49 | 510
2035-03-19 04:00 | 0 | 505 | 0 | 510 | 710 | 505 | 510 | 0 | 0 | 0 | 510 | 710 | 505 | 510 | 0 | 0 | 0 | 510 | 710 | 274.09 | 510
2035-03-19 05:00 | 347.95 | 505 | 0 | 510 | 710 | 505 | 510 | 0 | 0 | 0 | 510 | 710 | 505 | 510 | 0 | 0 | 0 | 510 | 710 | 271.5 | 510
2035-03-19 06:00 | 0 | 505 | 0 | 510 | 710 | 505 | 510 | 0 | 0 | 0 | 510 | 710 | 505 | 510 | 0 | 0 | 0 | 275.28 | 710 | 318.82 | 510
2035-03-19 07:00 | 0 | 505 | 0 | 510 | 710 | 505 | 510 | 0 | 0 | 0 | 510 | 461.1 | 300 | 510 | 0 | 0 | 0 | 224.23 | 710 | 246.38 | 335.13
2035-03-19 08:00 | 0 | 205 | 0 | 510 | 410 | 288.66 | 496.64 | 0 | 0 | 0 | 210 | 161.1 | 0 | 210 | 0 | -4.11 | 0 | 0 | 710 | 0 | 35.13
2035-03-19 09:00 | -600 | 0 | -600 | 210 | 110 | 0 | 196.64 | -600 | 0 | -600 | 90 | 71.35 | 0 | 348.79 | -600 | -304.11 | -600 | -300 | 710 | -187.59 | 335.13
2035-03-19 10:00 | -700 | 0 | -700 | 27.39 | 0 | 0 | 17.15 | -700 | 0 | -700 | -210 | 0 | 0 | 48.79 | -700 | -526 | -700 | -510 | 710 | -487.59 | 135.12
2035-03-19 11:00 | -700 | 0 | -700 | 77.24 | 0 | 0 | 0 | -700 | 0 | -700 | -510 | 0 | 0 | -106.88 | -700 | -526 | -700 | -510 | 710 | -526 | 423.01
2035-03-19 12:00 | -700 | 0 | -700 | 0 | 0 | 0 | 0 | -700 | 0 | -700 | -510 | 0 | 0 | -117.31 | -700 | -526 | -700 | -510 | 710 | -526 | 123.01
2035-03-19 13:00 | -700 | 0 | -700 | 180.63 | 0 | 0 | 0 | -700 | 0 | -700 | -510 | 0 | 0 | -417.31 | -700 | -526 | -700 | -510 | 710 | -526 | 112.7
2035-03-19 14:00 | -700 | 0 | -700 | 250.5 | 0 | 0 | 0 | -700 | 0 | -700 | -390 | 0 | 0 | -441.29 | -700 | -526 | -700 | -510 | 710 | -460.07 | 272.94
2035-03-19 15:00 | -700 | 0 | -700 | 510 | 0 | 0 | 0 | -700 | 0 | -700 | -90 | 0 | 0 | -141.29 | -700 | -526 | -700 | -434.86 | 710 | -160.07 | 210
2035-03-19 16:00 | -517.67 | 0 | -100 | 510 | 0 | 0 | 7.05 | -600 | 0 | -408.97 | 210 | 147.89 | 0 | 158.71 | -700 | -404.91 | -700 | -321.87 | 710 | 0 | 510
2035-03-19 17:00 | 0 | 0 | 0 | 510 | 0 | 0 | 7.05 | 0 | 0 | 0 | 510 | 0 | 0 | 7.05 | -211.56 | -526 | -100 | -126.43 | 710 | -76.47 | 510
2035-03-19 18:00 | 0 | 0 | 0 | 510 | 0 | 0 | 7.05 | 0 | 0 | 0 | 510 | 0 | 0 | 7.05 | 0 | -526 | 0 | -14.38 | 710 | -189.2 | 510
2035-03-19 19:00 | 0 | 0 | 0 | 510 | 0 | 0 | 7.05 | 0 | 0 | 0 | 510 | 0 | 0 | 7.05 | 0 | -526 | 0 | -27.06 | 710 | -176.45 | 510
2035-03-19 20:00 | 0 | 0 | 0 | 510 | 0 | 0 | 7.05 | 0 | 0 | 0 | 510 | 0 | 0 | 7.05 | 0 | -334.91 | 0 | -100.93 | 710 | -291.76 | 510
2035-03-19 21:00 | 0 | 0 | 0 | 510 | 0 | 0 | 7.05 | 0 | 0 | 0 | 510 | 0 | 0 | 7.05 | -572.37 | -34.91 | -100 | -189.27 | 710 | -500.58 | 510
2035-03-19 22:00 | 0 | 0 | -233.79 | 510 | 0 | 0 | 7.05 | -525.97 | 0 | -100 | 510 | 0 | 0 | 7.05 | -700 | 104.08 | -700 | -409.87 | 710 | -421.87 | 510
2035-03-19 23:00 | -185.61 | 0 | -700 | 510 | 0 | 0 | 7.05 | -577.39 | 0 | -700 | 510 | 0 | 0 | 7.05 | -700 | 184.47 | -700 | -510 | 710 | -405 | 510
2035-03-20 | -700 | 0 | -485.18 | 510 | 0 | 0 | 7.05 | -700 | 0 | -686.37 | 510 | 0 | 0 | 7.05 | -700 | 191.79 | -700 | -494.23 | 710 | -428.5 | 510
2035-03-20 01:00 | -700 | 0 | -2.53 | 510 | 0 | 0 | 7.05 | -700 | 0 | -571.04 | 510 | 0 | 0 | 7.05 | -700 | 140.95 | -557.19 | -510 | 710 | -359.59 | 510
2035-03-20 02:00 | -600 | 0 | 0 | 510 | 0 | 0 | 7.05 | -700 | 0 | -323.3 | 510 | 0 | 0 | 7.05 | -700 | 99.63 | -568.4 | -510 | 710 | -316.49 | 510
2035-03-20 03:00 | 0 | 0 | -429.44 | 510 | 0 | 0 | 7.05 | -700 | 0 | -27.95 | 510 | 0 | 0 | 7.05 | -700 | 81.29 | -377.57 | -510 | 710 | -297.35 | 510
2035-03-20 04:00 | -100 | 0 | -621.47 | 509.78 | 0 | 0 | 7.27 | -700 | 0 | -300.68 | 510 | 0 | 0 | 7.05 | -700 | 93.41 | -562.18 | -510 | 710 | -309.99 | 510
2035-03-20 05:00 | -700 | 0 | -550.93 | 510 | 0 | 0 | 7.05 | -700 | 0 | -700 | 460.04 | 0 | 0 | 0 | -700 | 96.95 | -700 | -510 | 710 | -343.47 | 510
2035-03-20 06:00 | -440.17 | 0 | -642.63 | 390 | 0 | 0 | 126.93 | -700 | 0 | -700 | 390 | 0 | 0 | 126.93 | -700 | 194.62 | -700 | -510 | 710 | -317.27 | 390
2035-03-20 07:00 | -700 | 0 | -42.63 | 90 | 0 | 0 | 426.63 | -403.24 | 0 | -700 | 90 | 0 | 0 | 426.63 | -700 | 74 | -700 | -210 | 710 | -247.75 | 90
2035-03-20 08:00 | -700 | -226 | -405.71 | -210 | 37.64 | -226 | 300 | -700 | -226 | -700 | -210 | 0 | -226 | 243.43 | -700 | -226 | -700 | -510 | 518.83 | -99.68 | -210
2035-03-20 09:00 | -700 | -526 | -700 | -510 | -262.36 | -526 | 0 | -700 | -526 | -700 | -510 | -189.65 | -526 | -56.57 | -700 | -526 | -700 | -510 | 710 | -177.66 | -510
2035-03-20 10:00 | -700 | -526 | -700 | -510 | 0 | -526 | -298.21 | -700 | -526 | -700 | -510 | 0 | -526 | -263.09 | -700 | -526 | -700 | -510 | 412.37 | -303.84 | -510
2035-03-20 11:00 | -700 | -526 | -700 | -510 | 0 | -526 | -427.01 | -700 | -526 | -700 | -510 | 0 | -526 | -327.08 | -700 | -526 | -700 | -510 | 710 | -526 | -510
2035-03-20 12:00 | -700 | -526 | -700 | -510 | 0 | -526 | -371.71 | -700 | -526 | -700 | -510 | 0 | -526 | -285.68 | -700 | -526 | -700 | -510 | 710 | -312.47 | -510
2035-03-20 13:00 | -700 | -526 | -700 | -510 | 0 | -526 | -491.29 | -700 | -526 | -700 | -510 | 0 | -526 | -401.94 | -700 | -526 | -700 | -510 | 710 | -370.34 | -510
2035-03-20 14:00 | -700 | -526 | -700 | -510 | 0 | -526 | -507.43 | -700 | -526 | -700 | -510 | 0 | -526 | -405.79 | -700 | -526 | -700 | -510 | 674.8 | -391.89 | -510
2035-03-20 15:00 | -700 | -526 | -700 | -510 | 0 | -526 | -454.54 | -700 | -526 | -700 | -510 | 0 | -526 | -389.72 | -700 | -526 | -700 | -510 | 559.2 | -392.34 | -510
2035-03-20 16:00 | -700 | -526 | -700 | -510 | 0 | -526 | -188.64 | -700 | -526 | -700 | -510 | 0 | -526 | -175.53 | -700 | -526 | -700 | -510 | 710 | -526 | -510
2035-03-20 17:00 | -700 | -526 | -700 | -510 | 0 | -526 | -182.47 | -700 | -526 | -700 | -510 | 0 | -526 | -184.44 | -700 | -526 | -700 | -510 | 710 | -378.95 | -510
2035-03-20 18:00 | -700 | -526 | -700 | -510 | 0 | -526 | -33.01 | -700 | -526 | -700 | -510 | 0 | -526 | -40.19 | -700 | -526 | -700 | -510 | 710 | -444.68 | -510
2035-03-20 19:00 | -700 | -526 | -700 | -510 | 0 | -526 | -247.53 | -700 | -526 | -700 | -510 | 0 | -526 | -340.19 | -700 | -526 | -700 | -510 | 710 | -465.5 | -510
2035-03-20 20:00 | -700 | -526 | -700 | -510 | -178.56 | -526 | -438.69 | -700 | -526 | -700 | -510 | -182.05 | -526 | -510 | -700 | -526 | -700 | -510 | 710 | -518.75 | -510
2035-03-20 21:00 | -700 | -226 | -700 | -510 | -478.56 | -526 | -510 | -700 | -226 | -700 | -510 | -482.05 | -522.49 | -510 | -700 | -526 | -700 | -510 | 484.14 | -526 | -510
2035-03-20 22:00 | -700 | 0 | -700 | -510 | -710 | -517.89 | -510 | -700 | 0 | -700 | -510 | -710 | -517.89 | -510 | -700 | -526 | -700 | -510 | 184.14 | -526 | -510
2035-03-20 23:00 | -700 | 0 | -700 | -510 | -710 | -517.89 | -510 | -700 | 0 | -700 | -510 | -710 | -517.89 | -510 | -700 | -526 | -700 | -510 | -115.86 | -526 | -510
2035-03-21 | -700 | 0 | -700 | -510 | -710 | -517.89 | -510 | -700 | 0 | -700 | -510 | -710 | -517.89 | -510 | -700 | -370.1 | -700 | -510 | -415.86 | -445.95 | -510
2035-03-21 01:00 | -700 | 0 | -700 | -510 | -710 | -517.89 | -510 | -700 | 0 | -700 | -510 | -710 | -517.89 | -510 | -700 | -75.81 | -700 | -510 | -710 | -442.65 | -510
2035-03-21 02:00 | -700 | 0 | -700 | -510 | -710 | -517.89 | -510 | -700 | 0 | -700 | -510 | -710 | -517.89 | -510 | -700 | -234.54 | -700 | -510 | -575.59 | -420.09 | -510
2035-03-21 03:00 | -700 | 0 | -700 | -510 | -710 | -517.89 | -510 | -700 | 0 | -700 | -510 | -710 | -517.89 | -510 | -700 | -133.71 | -700 | -510 | -687.26 | -408.03 | -510
2035-03-21 04:00 | -700 | 0 | -700 | -510 | -710 | -517.89 | -510 | -700 | 0 | -700 | -510 | -710 | -517.89 | -510 | -700 | -40.15 | -700 | -510 | -710 | -478.05 | -510
2035-03-21 05:00 | -700 | 0 | -700 | -510 | -710 | -517.89 | -510 | -700 | 0 | -700 | -510 | -710 | -517.89 | -510 | -700 | -37.65 | -700 | -510 | -710 | -480.53 | -510
2035-03-21 06:00 | -700 | 0 | -700 | -510 | -710 | -517.89 | -510 | -700 | 0 | -700 | -510 | -710 | -517.89 | -510 | -700 | -54.6 | -700 | -510 | -710 | -463.7 | -510
2035-03-21 07:00 | -700 | 0 | -700 | -510 | -710 | -517.89 | -510 | -700 | 0 | -700 | -510 | -710 | -517.89 | -510 | -700 | -226 | -700 | -510 | -480.69 | -523.85 | -510
2035-03-21 08:00 | -700 | 0 | -700 | -510 | -710 | -517.89 | -510 | -700 | 0 | -700 | -510 | -710 | -517.89 | -510 | -700 | -526 | -700 | -510 | -262.5 | -445.22 | -510
2035-03-21 09:00 | -700 | 0 | -700 | -510 | -710 | -517.89 | -510 | -700 | 0 | -700 | -510 | -710 | -517.89 | -510 | -700 | -526 | -700 | -510 | 37.5 | -526 | -510
2035-03-21 10:00 | -700 | 0 | -700 | -510 | -710 | -517.89 | -510 | -700 | 0 | -700 | -510 | -710 | -517.89 | -510 | -700 | -526 | -700 | -510 | 337.5 | -526 | -510
2035-03-21 11:00 | -700 | 0 | -700 | -510 | -710 | -517.89 | -510 | -700 | 0 | -700 | -510 | -710 | -517.89 | -510 | -700 | -526 | -700 | -510 | 554.86 | -526 | -510
2035-03-21 12:00 | -700 | 0 | -700 | -510 | -710 | -517.89 | -510 | -700 | 0 | -700 | -510 | -710 | -517.89 | -510 | -700 | -526 | -700 | -510 | 293.45 | -526 | -510
2035-03-21 13:00 | -700 | 0 | -700 | -510 | -710 | -517.89 | -510 | -700 | 0 | -700 | -510 | -710 | -517.89 | -510 | -700 | -526 | -700 | -510 | 593.45 | -526 | -510
2035-03-21 14:00 | -700 | 0 | -700 | -510 | -710 | -517.89 | -510 | -700 | 0 | -700 | -510 | -710 | -517.89 | -510 | -700 | -526 | -700 | -510 | 619.28 | -526 | -510
2035-03-21 15:00 | -700 | -13.24 | -700 | -510 | -600 | -480.21 | -510 | -700 | -224.78 | -700 | -390 | -600 | -526 | -510 | -700 | -526 | -700 | -510 | 710 | -526 | -510
2035-03-21 16:00 | -700 | 0 | -700 | -210 | -300 | -180.21 | -210 | -700 | -300 | -700 | -90 | -300 | -275.92 | -210 | -700 | -284.48 | -700 | -256.91 | 710 | -526 | -510
2035-03-21 17:00 | -600 | 213.62 | -595.42 | 90 | 0 | 119.79 | 90 | -700 | 0 | -700 | 210 | 0 | 24.08 | 90 | -700 | 15.52 | -700 | 43.09 | 710 | -226 | -288.81
2035-03-21 18:00 | 0 | 0 | 0 | 390 | 0 | 0 | 142.85 | -201.21 | 0 | -100 | 510 | 0 | 0 | 7.05 | -213.41 | 0 | -100 | 0 | 710 | -211.62 | 11.19
2035-03-21 19:00 | 0 | 0 | 0 | 510 | 0 | 0 | 442.85 | 0 | 0 | -17.98 | 510 | 0 | 0 | 7.05 | -147.66 | 0 | 0 | 0 | 710 | -432.26 | 225.3
2035-03-21 20:00 | 0 | 0 | 0 | 510 | 0 | 0 | 142.85 | 0 | 0 | -49.05 | 510 | 0 | 0 | 7.05 | 0 | 0 | 0 | 0 | 710 | -453.84 | 246.24
2035-03-21 21:00 | 0 | 0 | 0 | 510 | 0 | 0 | 22.16 | 0 | 0 | -461.91 | 510 | 0 | 0 | 7.05 | 0 | 0 | 0 | 0 | 710 | -480.59 | 272.19
2035-03-21 22:00 | 0 | 0 | 0 | 510 | 0 | 0 | 7.05 | 0 | 0 | -129.56 | 510 | 0 | 0 | 7.05 | -69.13 | 0 | 0 | 0 | 710 | -477.26 | 268.96
2035-03-21 23:00 | 0 | 0 | 0 | 510 | 0 | 0 | 7.05 | 0 | 0 | -116.17 | 510 | 0 | 0 | 7.05 | -352.01 | 0 | 0 | 0 | 458.38 | -466.1 | 510
2035-03-22 | 0 | 0 | 0 | 510 | 0 | 0 | 7.05 | -600 | 0 | -300.31 | 510 | 0 | 0 | 7.05 | -216.59 | 0 | 0 | 0 | 464.25 | -472.15 | 510
2035-03-22 01:00 | 0 | 0 | 0 | 510 | 0 | 0 | 307.05 | 0 | 0 | 0 | 510 | 0 | 0 | 7.05 | 0 | 0 | 0 | 0 | 397.28 | -403.07 | 510
2035-03-22 02:00 | 0 | 0 | 0 | 510 | 0 | 0 | 7.05 | 0 | 0 | 0 | 510 | 0 | 0 | 7.05 | 0 | 0 | 0 | 0 | 106.46 | -103.07 | 510
2035-03-22 03:00 | 0 | 0 | 0 | 510 | 0 | 0 | 129.82 | 0 | 0 | 0 | 510 | 0 | 0 | 7.05 | 0 | 0 | 0 | 0 | 6.54 | 0 | 510
2035-03-22 04:00 | 0 | 0 | 0 | 510 | 0 | 0 | 54.14 | 0 | 0 | 0 | 510 | 0 | 0 | 7.05 | -53.55 | 0 | 0 | 41.03 | 0 | 0 | 475.56
2035-03-22 05:00 | 0 | 0 | 0 | 510 | 0 | 0 | 7.05 | 0 | 0 | -72.42 | 510 | 0 | 0 | 7.05 | -373.7 | 0 | 0 | 341.03 | 0 | 0 | 175.85
2035-03-22 06:00 | 0 | 0 | 0 | 510 | 0 | 0 | 7.05 | 0 | 0 | -236.16 | 390 | 0 | 0 | 126.93 | -126.3 | 0 | 0 | 257.2 | 110 | 0 | 149.49
2035-03-22 07:00 | 0 | 0 | 0 | 426.33 | 0 | 0 | 90.63 | 0 | 0 | 0 | 90 | 42.27 | 0 | 384.32 | -100 | 0 | 0 | 39.54 | 410 | 0 | 66.64
2035-03-22 08:00 | -194.37 | 0 | -100 | 126.33 | 0 | 0 | 176.81 | -100 | 0 | -523.05 | -210 | 0 | -176.84 | 84.32 | -700 | 0 | -600 | 3.93 | 710 | 0 | -203.1
2035-03-22 09:00 | -700 | -300 | -700 | -173.67 | -300 | -300 | -123.19 | -700 | -300 | -700 | -510 | -300 | -476.84 | -215.68 | -700 | -300 | -700 | -296.07 | 637.93 | -300 | -503.1
2035-03-22 10:00 | -700 | -490.56 | -700 | -473.67 | -340.38 | -526 | -423.19 | -700 | -526 | -700 | -510 | -182.05 | -526 | -510 | -700 | -526 | -700 | -510 | 337.93 | -526 | -510
2035-03-22 11:00 | -700 | -484.69 | -700 | -510 | -222.88 | -526 | -510 | -700 | -526 | -700 | -510 | -182.05 | -526 | -510 | -700 | -526 | -700 | -510 | 72.54 | -526 | -510
2035-03-22 12:00 | -700 | -192.73 | -700 | -510 | -511.44 | -526 | -510 | -700 | -525.62 | -700 | -510 | -182.43 | -526 | -510 | -700 | -526 | -700 | -510 | 0 | -526 | -510
2035-03-22 13:00 | -700 | -261.42 | -700 | -510 | -443.55 | -526 | -510 | -700 | -470.87 | -700 | -510 | -236.54 | -526 | -510 | -700 | -526 | -700 | -510 | 0 | -526 | -510
2035-03-22 14:00 | -700 | -403.12 | -700 | -510 | -303.5 | -526 | -510 | -700 | -359.55 | -700 | -510 | -346.57 | -526 | -510 | -700 | -526 | -700 | -510 | 110 | -526 | -510
2035-03-22 15:00 | -700 | -103.12 | -700 | -510 | -600 | -526 | -510 | -700 | -59.55 | -700 | -510 | -643.07 | -526 | -510 | -700 | -526 | -700 | -510 | 410 | -526 | -510
2035-03-22 16:00 | -700 | -300 | -700 | -390 | -300 | -300 | -508.6 | -700 | -300 | -700 | -510 | -595.9 | -300 | -510 | -700 | -526 | -700 | -210 | 710 | -526 | -510
2035-03-22 17:00 | -291.18 | 0 | -600 | -90 | 0 | 0 | -208.6 | -600 | 0 | -700 | -210 | -295.9 | 0 | -210 | -100 | -226 | -560.19 | 90 | 710 | -226 | -306.6
2035-03-22 18:00 | -383.4 | 0 | 0 | 210 | 215.13 | 0 | 91.4 | 0 | 30.67 | -233.46 | 90 | 4.1 | 300 | 90 | 0 | 0 | 0 | 0 | 710 | 0 | -199.07
2035-03-22 19:00 | 0 | 0 | 0 | 510 | 0 | 0 | 7.05 | -57.39 | 0 | 0 | 390 | 0 | 0 | 126.93 | 0 | 0 | 0 | 0 | 710 | 0 | -199.07
2035-03-22 20:00 | 0 | 0 | 0 | 510 | 0 | 0 | 7.05 | -57.39 | 0 | 0 | 510 | 0 | 0 | 7.05 | 0 | 0 | 0 | 0 | 710 | 0 | -199.07
2035-03-22 21:00 | 0 | 0 | 0 | 510 | 0 | 0 | 7.05 | -461.28 | 0 | 0 | 510 | 0 | 0 | 7.05 | 0 | 0 | 0 | 0 | 710 | 0 | -199.07
2035-03-22 22:00 | 0 | 0 | -100 | 510 | 0 | 0 | 7.05 | -700 | 0 | -230.34 | 510 | 0 | 0 | 7.05 | 0 | 0 | 0 | 0 | 710 | 0 | -199.07
2035-03-22 23:00 | -600 | 0 | -700 | 510 | 0 | 0 | 7.05 | -700 | 0 | -700 | 210 | 6.74 | 0 | 300 | -459.44 | 0 | -600 | 106.24 | 410 | 0 | 0
2035-03-23 | -700 | 0 | -700 | 300 | 0 | 0 | 33.23 | -700 | 0 | -700 | 48.34 | 0 | 0 | 0 | -93.95 | 0 | -700 | 270.59 | 110 | -300 | -134.54
2035-03-23 01:00 | -700 | 0 | -700 | 0 | 0 | 0 | 0 | -700 | 0 | -700 | -251.66 | 0 | 0 | -5.21 | -665.24 | 0 | -700 | 2.14 | 0 | -406.44 | 0
2035-03-23 02:00 | -700 | 0 | -700 | 102.2 | 0 | 0 | 0 | -700 | 0 | -700 | -184.6 | 0 | 0 | 0 | -333.77 | 0 | -700 | 302.14 | 0 | -346.04 | -112.38
2035-03-23 03:00 | -700 | 0 | -700 | 112.06 | 0 | 0 | 42.45 | -700 | 0 | -700 | -119.53 | 0 | 0 | 0 | -470.44 | 0 | -700 | 424.95 | 0 | -227.63 | -91.35
2035-03-23 04:00 | -700 | 0 | -700 | -187.94 | 0 | 0 | 0 | -700 | 0 | -700 | -419.53 | 0 | 0 | -86.26 | -531.49 | 0 | -700 | 466.3 | 0 | -206.35 | -375.15
2035-03-23 05:00 | -700 | 0 | -700 | -487.94 | 0 | 0 | 0 | -700 | 0 | -700 | -510 | 0 | 0 | -94.39 | -531.49 | 0 | -700 | 239.33 | 0 | -149.33 | -372.56
2035-03-23 06:00 | -700 | 0 | -700 | -510 | 0 | 0 | 0 | -700 | 0 | -700 | -510 | -110 | 0 | -123.65 | -387.93 | 0 | -700 | 177.95 | 0 | -233.46 | -510
2035-03-23 07:00 | -700 | 0 | -700 | -510 | -120.49 | 0 | -210 | -700 | 0 | -700 | -510 | -410 | -89.3 | -303.57 | -489.42 | -226 | -700 | 43.14 | 0 | -328.16 | -510
2035-03-23 08:00 | -700 | 0 | -700 | -510 | -420.49 | 0 | -510 | -700 | 0 | -700 | -510 | -710 | -389.3 | -510 | -402.61 | -526 | -700 | -210 | 9.83 | -526 | -510
2035-03-23 09:00 | -700 | -219.56 | -700 | -510 | -710 | -300 | -510 | -700 | 0 | -700 | -510 | -710 | -517.89 | -510 | -700 | -526 | -700 | -510 | 309.83 | -526 | -510
2035-03-23 10:00 | -700 | 0 | -700 | -510 | -710 | -517.89 | -510 | -700 | 0 | -700 | -510 | -710 | -517.89 | -510 | -700 | -526 | -700 | -510 | 609.83 | -526 | -510
2035-03-23 11:00 | -700 | 0 | -700 | -510 | -710 | -517.89 | -510 | -700 | 0 | -700 | -510 | -710 | -517.89 | -510 | -700 | -526 | -700 | -510 | 472.53 | -526 | -510
2035-03-23 12:00 | -700 | 0 | -700 | -510 | -710 | -517.89 | -510 | -700 | 0 | -700 | -510 | -710 | -517.89 | -510 | -700 | -526 | -700 | -510 | 316.84 | -526 | -510
2035-03-23 13:00 | -700 | 0 | -700 | -510 | -710 | -517.89 | -510 | -700 | 0 | -700 | -510 | -710 | -517.89 | -510 | -700 | -526 | -700 | -510 | 412.72 | -526 | -510
2035-03-23 14:00 | -700 | 0 | -700 | -510 | -710 | -517.89 | -510 | -700 | 0 | -700 | -510 | -710 | -517.89 | -510 | -700 | -526 | -700 | -510 | 499.62 | -526 | -510
2035-03-23 15:00 | -700 | 0 | -700 | -510 | -710 | -517.89 | -510 | -700 | 0 | -700 | -510 | -710 | -517.89 | -510 | -700 | -526 | -700 | -510 | 199.62 | -526 | -510
2035-03-23 16:00 | -700 | 0 | -700 | -510 | -710 | -517.89 | -510 | -700 | 0 | -700 | -510 | -710 | -517.89 | -510 | -700 | -526 | -700 | -510 | 499.62 | -526 | -510
2035-03-23 17:00 | -700 | 0 | -700 | -510 | -710 | -517.89 | -510 | -700 | 0 | -700 | -510 | -710 | -517.89 | -510 | -700 | -526 | -700 | -510 | 710 | -470.38 | -510
2035-03-23 18:00 | -700 | 0 | -700 | -510 | -710 | -517.89 | -510 | -700 | 0 | -700 | -510 | -710 | -517.89 | -510 | -700 | -424.53 | -700 | -510 | 710 | -429.41 | -510
2035-03-23 19:00 | -700 | 0 | -700 | -510 | -710 | -300.17 | -510 | -700 | 0 | -700 | -510 | -710 | -517.89 | -510 | -700 | -526 | -700 | -510 | 710 | -431.26 | -510
2035-03-23 20:00 | -700 | 0 | -700 | -510 | -710 | -0.17 | -510 | -700 | 0 | -700 | -510 | -710 | -517.89 | -510 | -617.6 | -526 | -700 | -510 | 710 | -436.84 | -510
2035-03-23 21:00 | -700 | 0 | -700 | -510 | -710 | -0.17 | -510 | -700 | 0 | -700 | -510 | -710 | -517.89 | -510 | -700 | -526 | -700 | -510 | 710 | -452 | -510
2035-03-23 22:00 | -700 | -21 | -700 | -510 | -710 | -300.17 | -510 | -700 | -21 | -700 | -510 | -710 | -497.05 | -510 | -700 | -526 | -700 | -510 | 410 | -444.74 | -510
2035-03-23 23:00 | -700 | -321 | -700 | -510 | -469.14 | -321 | -510 | -700 | -321 | -700 | -510 | -469.14 | -321 | -510 | -700 | -526 | -700 | -358.81 | 110 | -526 | -510
2035-03-24 | -700 | -21 | -700 | -210 | -169.14 | -21 | -210 | -700 | -21 | -700 | -210 | -169.14 | -21 | -210 | -588.31 | -226 | -700 | -58.81 | 154.81 | -226 | -210
2035-03-24 01:00 | -700 | 0 | -700 | -510 | 0 | 0 | -47.46 | -700 | 0 | -700 | -510 | 0 | 0 | -47.46 | -700 | 0 | -700 | 241.19 | -40.84 | -255.52 | -510
2035-03-24 02:00 | -700 | 0 | -700 | -510 | 0 | 0 | -47.46 | -700 | 0 | -700 | -510 | 0 | 0 | -47.46 | -700 | 0 | -700 | 299.85 | -193.48 | -162.65 | -510
2035-03-24 03:00 | -700 | 0 | -700 | -510 | 0 | 0 | -47.46 | -700 | 0 | -700 | -510 | 0 | 0 | -47.46 | -700 | 0 | -700 | 0 | 0 | -132.42 | -426.23
2035-03-24 04:00 | -700 | 0 | -700 | -510 | 0 | 0 | -47.46 | -700 | 0 | -700 | -510 | 0 | 0 | -47.46 | -700 | 0 | -700 | 300 | 0 | -387.3 | -479.93
2035-03-24 05:00 | -700 | 0 | -700 | -510 | 0 | 0 | -47.46 | -700 | 0 | -700 | -510 | 0 | 0 | -47.46 | -700 | 0 | -700 | 217.62 | -184.21 | -87.3 | -510
2035-03-24 06:00 | -700 | 0 | -700 | -510 | 0 | 0 | -47.46 | -700 | 0 | -700 | -510 | 0 | 0 | -47.46 | -700 | 0 | -700 | 0 | 0 | -52.39 | -505.85
2035-03-24 07:00 | -700 | 0 | -700 | -510 | 0 | 0 | -47.46 | -700 | 0 | -700 | -510 | 0 | 0 | -47.46 | -700 | 0 | -700 | -66.1 | -0.3 | 0 | -491.51
2035-03-24 08:00 | -700 | 0 | -700 | -510 | 0 | 0 | -47.46 | -700 | 0 | -700 | -510 | 0 | 0 | -47.46 | -700 | 0 | -700 | -366.1 | 0 | 0 | -191.51
2035-03-24 09:00 | -700 | 0 | -700 | -510 | 0 | 0 | -47.46 | -700 | 0 | -700 | -510 | 0 | 0 | -47.46 | -700 | 0 | -700 | -261.21 | 0 | -298 | 0
2035-03-24 10:00 | -700 | 0 | -700 | -510 | 0 | 0 | -47.46 | -700 | 0 | -700 | -510 | 0 | 0 | -47.46 | -700 | 0 | -700 | -165.47 | 0 | -331.52 | -62.49
2035-03-24 11:00 | -700 | 0 | -700 | -510 | 0 | 0 | -47.46 | -700 | 0 | -700 | -510 | 0 | 0 | -47.46 | -700 | 0 | -700 | -180.38 | 0 | -284.66 | -94.19
2035-03-24 12:00 | -700 | 0 | -700 | -510 | 0 | 0 | -47.46 | -700 | 0 | -700 | -510 | 0 | 0 | -47.46 | -700 | 0 | -700 | -233.38 | 0 | 0 | -324.36
2035-03-24 13:00 | -700 | 0 | -700 | -510 | 0 | 0 | -47.46 | -700 | 0 | -700 | -510 | 0 | 0 | -47.46 | -700 | 0 | -700 | -105.54 | 0 | -290.81 | -162.99
2035-03-24 14:00 | -700 | 0 | -700 | -510 | 0 | 0 | -47.46 | -700 | 0 | -700 | -510 | 0 | 0 | -47.46 | -700 | 0 | -700 | -215.56 | 0 | 0 | -342.2
2035-03-24 15:00 | -700 | 0 | -700 | -510 | 0 | 0 | -47.46 | -700 | 0 | -700 | -510 | 0 | 0 | -47.46 | -700 | 0 | -700 | -146.58 | 0 | 0 | -411.24
2035-03-24 16:00 | -700 | 0 | -700 | -510 | 0 | 0 | -47.46 | -700 | 0 | -700 | -510 | 0 | 0 | -47.46 | -700 | 0 | -700 | 0 | -48.02 | 0 | -510
2035-03-24 17:00 | -700 | 0 | -700 | -510 | 0 | 0 | -47.46 | -700 | 0 | -700 | -510 | 0 | 0 | -47.46 | -700 | 0 | -700 | 0 | -48.02 | 0 | -510
2035-03-24 18:00 | -700 | 0 | -700 | -510 | 0 | 0 | -47.46 | -700 | 0 | -700 | -510 | 0 | 0 | -47.46 | -700 | 0 | -700 | 0 | 0 | -221.6 | -337.5
2035-03-24 19:00 | -700 | 0 | -700 | -510 | 0 | 0 | -47.46 | -700 | 0 | -700 | -510 | 0 | 0 | -47.46 | -700 | 0 | -700 | 24.17 | 0 | -379.63 | -205.03
2035-03-24 20:00 | -700 | 0 | -700 | -510 | 0 | 0 | -47.46 | -700 | 0 | -700 | -510 | 0 | 0 | -47.46 | -700 | 0 | -700 | 0 | 0 | -432.96 | -127.2
2035-03-24 21:00 | -700 | 0 | -700 | -510 | 0 | 0 | -47.46 | -700 | 0 | -700 | -510 | 0 | 0 | -47.46 | -700 | 16.13 | -700 | -74.81 | 0 | -502.38 | 0
2035-03-24 22:00 | -700 | 0 | -700 | -510 | 0 | 0 | -47.46 | -700 | 0 | -700 | -510 | 0 | 0 | -47.46 | -700 | 239.6 | -700 | -300 | 0 | -508.95 | 0
2035-03-24 23:00 | -700 | 0 | -700 | -347.62 | 0 | 0 | -210 | -700 | 0 | -700 | -347.62 | 0 | 0 | -210 | -700 | 0 | -700 | 0 | 0 | -441.31 | -118.9
2035-03-25 | -700 | 0 | -700 | -510 | -98.57 | 0 | -510 | -700 | 0 | -700 | -510 | -98.57 | 0 | -510 | -423.47 | -31.74 | -700 | -300 | 0 | -526 | -264
2035-03-25 01:00 | -700 | 0 | -700 | -510 | -98.57 | 0 | -510 | -700 | 0 | -700 | -510 | -98.57 | 0 | -510 | -556.4 | 0 | -700 | -353.58 | 0 | -484.18 | 17.41
2035-03-25 02:00 | -700 | 0 | -700 | -510 | -98.57 | 0 | -510 | -700 | 0 | -700 | -510 | -98.57 | 0 | -510 | -608.87 | 0 | -700 | -262.65 | 0 | -464.31 | -160.96
2035-03-25 03:00 | -700 | 0 | -700 | -510 | -98.57 | 0 | -510 | -700 | 0 | -700 | -510 | -98.57 | 0 | -510 | -700 | 0 | -700 | -355.56 | 0 | -445.46 | -150.87
2035-03-25 04:00 | -700 | 0 | -700 | -510 | -98.57 | 0 | -510 | -700 | 0 | -700 | -510 | -98.57 | 0 | -510 | -700 | 0 | -700 | -277.58 | 0 | -384.55 | -338.85
2035-03-25 05:00 | -700 | 0 | -700 | -510 | -98.57 | 0 | -510 | -700 | 0 | -700 | -510 | -98.57 | 0 | -510 | -700 | 0 | -700 | -68.56 | 0 | -247.87 | -286.87
2035-03-25 06:00 | -700 | 0 | -700 | -510 | -98.57 | 0 | -510 | -700 | 0 | -700 | -510 | -98.57 | 0 | -510 | -700 | 0 | -700 | 0 | 0 | -126.2 | -180.63
2035-03-25 07:00 | -700 | 0 | -700 | -510 | -98.57 | 0 | -510 | -700 | 0 | -700 | -510 | -98.57 | 0 | -510 | -700 | 0 | -700 | -33.72 | 0 | -124.49 | -401.07
2035-03-25 08:00 | -700 | 0 | -700 | -510 | -98.57 | 0 | -510 | -700 | 0 | -700 | -510 | -98.57 | 0 | -510 | -700 | 0 | -700 | -333.72 | -84.72 | 0 | -510
2035-03-25 09:00 | -700 | 0 | -700 | -510 | 0 | -98.97 | -510 | -700 | 0 | -700 | -510 | -98.57 | 0 | -510 | -700 | 0 | -700 | -371.12 | 0 | -272.59 | -476.29
2035-03-25 10:00 | -700 | 0 | -700 | -510 | 0 | -109.31 | -499.72 | -700 | 0 | -700 | -510 | -98.57 | 0 | -510 | -700 | 0 | -700 | -510 | 0 | -98.97 | -510
2035-03-25 11:00 | -700 | 0 | -700 | -510 | 0 | -109.31 | -499.72 | -700 | 0 | -700 | -510 | -98.57 | 0 | -510 | -700 | 0 | -700 | -510 | 0 | -367.84 | -242.49
2035-03-25 12:00 | -700 | 0 | -700 | -510 | 0 | -291.36 | -318.59 | -700 | 0 | -700 | -510 | -98.57 | 0 | -510 | -700 | 0 | -700 | -510 | 0 | -512.22 | -98.84
2035-03-25 13:00 | -700 | 0 | -700 | -510 | 0 | -261.48 | -348.31 | -700 | 0 | -700 | -510 | 0 | -110.59 | -498.44 | -700 | 0 | -700 | -510 | 0 | -219.58 | -390
2035-03-25 14:00 | -700 | -140.56 | -700 | -300 | -81.5 | -300 | -300 | -700 | -138.56 | -700 | -300 | -83.48 | -300 | -300 | -700 | -175.48 | -700 | -368.6 | -188.46 | -300 | -90
2035-03-25 15:00 | -700 | -100.26 | -700 | 0 | 110 | 0 | 0 | -700 | -254.2 | -700 | 0 | 0 | 0 | 0 | -700 | 0 | -700 | -212.23 | 111.54 | 0 | 210
2035-03-25 16:00 | -600 | 199.74 | -300.62 | 300 | 410 | 300 | 300 | -600 | 45.8 | -293.4 | 300 | 300 | 300 | 300 | -597.93 | 300 | -600 | 87.77 | 411.54 | 300 | 510
2035-03-25 17:00 | 0 | 215.66 | 0 | 510 | 710 | 505 | 510 | 0 | 205 | 0 | 510 | 410 | 205 | 281.37 | 0 | 205 | 0 | 210 | 686.81 | 0 | 510
2035-03-25 18:00 | 440.35 | 505 | 600 | 510 | 710 | 505 | 510 | 0 | 505 | 0 | 510 | 710 | 505 | 510 | 0 | 505 | 0 | 510 | 710 | 296.21 | 510
2035-03-25 19:00 | 686.14 | 505 | 700 | 510 | 710 | 505 | 510 | 0 | 505 | 0 | 510 | 710 | 505 | 510 | 270.92 | 505 | 0 | 510 | 710 | 249.62 | 510
2035-03-25 20:00 | 700 | 505 | 686.14 | 510 | 710 | 505 | 510 | 0 | 505 | 0 | 510 | 710 | 505 | 510 | 615.67 | 505 | 0 | 510 | 710 | 214.1 | 510
2035-03-25 21:00 | 686.14 | 505 | 700 | 510 | 710 | 505 | 510 | 0 | 505 | 114.44 | 510 | 710 | 505 | 510 | 700 | 505 | 0 | 510 | 710 | 228.31 | 510
2035-03-25 22:00 | 686.14 | 505 | 700 | 510 | 710 | 505 | 510 | 0 | 505 | 114.44 | 510 | 710 | 505 | 510 | 100 | 505 | 0 | 510 | 710 | 259.95 | 510
2035-03-25 23:00 | 686.14 | 505 | 700 | 510 | 710 | 505 | 510 | 0 | 505 | 0 | 510 | 710 | 505 | 510 | 488.57 | 505 | 0 | 510 | 710 | 251.39 | 510
2035-03-26 | 686.14 | 505 | 700 | 510 | 710 | 505 | 510 | 0 | 505 | 0 | 510 | 710 | 505 | 510 | 684.6 | 505 | 0 | 510 | 710 | 255.02 | 510
2035-03-26 01:00 | 700 | 505 | 370.63 | 510 | 710 | 505 | 510 | 0 | 505 | 0 | 510 | 710 | 505 | 510 | 84.6 | 505 | 0 | 510 | 710 | 302.8 | 510
2035-03-26 02:00 | 700 | 505 | 686.14 | 510 | 710 | 505 | 510 | 0 | 505 | 0 | 510 | 710 | 505 | 510 | 7.76 | 505 | 0 | 510 | 710 | 278.1 | 510
2035-03-26 03:00 | 600 | 505 | 700 | 510 | 710 | 505 | 510 | 0 | 505 | 0 | 510 | 710 | 505 | 510 | 0 | 505 | 0 | 510 | 710 | 280.46 | 510
2035-03-26 04:00 | 0 | 505 | 700 | 510 | 710 | 505 | 510 | 0 | 399.72 | 0 | 510 | 710 | 505 | 510 | 0 | 505 | 0 | 510 | 710 | 281.69 | 510
2035-03-26 05:00 | 0 | 505 | 202.02 | 510 | 710 | 505 | 510 | 0 | 250.03 | 0 | 510 | 710 | 505 | 510 | 0 | 416.55 | 0 | 510 | 710 | 277.71 | 510
2035-03-26 06:00 | 0 | 505 | 0 | 510 | 710 | 505 | 510 | 0 | 0 | 0 | 510 | 591.92 | 205 | 510 | 0 | 116.55 | 0 | 510 | 710 | 107.96 | 510
2035-03-26 07:00 | 0 | 505 | 0 | 510 | 710 | 505 | 510 | 0 | 107.25 | 0 | 510 | 710 | 300 | 510 | 0 | 300 | 0 | 510 | 710 | 270.32 | 510
2035-03-26 08:00 | 0 | 300 | 0 | 510 | 410 | 300 | 496.64 | 0 | 0 | 0 | 210 | 410 | 0 | 210 | 0 | 0 | 0 | 249.3 | 410 | 0 | 210
2035-03-26 09:00 | -264.68 | 0 | -600 | 210 | 110 | 0 | 196.64 | -319.7 | 0 | -100 | 0 | 216.33 | 0 | 300 | -100 | 0 | -100 | -11.55 | 110 | 0 | 417.71
2035-03-26 10:00 | -700 | 0 | -700 | -90 | 0 | 0 | 0 | -700 | 0 | -700 | -300 | 0 | -225.51 | 0 | -700 | 0 | -700 | -291.05 | 0 | 0 | 117.71
2035-03-26 11:00 | -700 | 0 | -700 | -390 | 0 | 0 | 0 | -700 | 0 | -700 | -510 | 0 | -525.51 | -183.99 | -700 | 0 | -700 | -510 | 0 | -65.51 | 116.12
2035-03-26 12:00 | -700 | 0 | -700 | -510 | 0 | 0 | 0 | -700 | 0 | -700 | -510 | 0 | -526 | -230.33 | -700 | 0 | -700 | -510 | 0 | -35.72 | 116.12
2035-03-26 13:00 | -700 | 0 | -700 | -510 | 0 | 0 | 0 | -700 | 0 | -700 | -510 | 0 | -526 | -92.59 | -700 | 0 | -700 | -300 | 0 | -335.72 | 416.12
2035-03-26 14:00 | -700 | 0 | -700 | -327.8 | 0 | 0 | 0 | -700 | 0 | -700 | -510 | 0 | -226 | -136.63 | -700 | 0 | -700 | 0 | 0 | -300 | 116.12
2035-03-26 15:00 | -700 | 0 | -700 | -27.8 | 0 | 0 | 0 | -700 | 0 | -700 | -276.94 | 0 | 0 | 0 | -700 | 0 | -700 | 0 | 0 | 0 | 0
2035-03-26 16:00 | -363.18 | 0 | -100 | 210 | 110 | 0 | 196.64 | -288.61 | 0 | -600 | 23.06 | 193.31 | 0 | 300 | -507.88 | 0 | -100 | 65.78 | 240.59 | 0 | 210
2035-03-26 17:00 | 0 | 300 | 0 | 510 | 410 | 300 | 496.64 | 0 | 0 | 0 | 323.06 | 410 | 0 | 510 | 0 | 0 | 0 | 365.78 | 540.59 | 40.47 | 510
2035-03-26 18:00 | 0 | 505 | 0 | 510 | 710 | 505 | 510 | 0 | 0 | 0 | 510 | 710 | 39.43 | 510 | 0 | 0 | 0 | 510 | 710 | 259.64 | 510
2035-03-26 19:00 | 0 | 505 | 0 | 510 | 710 | 505 | 510 | 0 | 0 | 0 | 510 | 710 | 339.43 | 510 | 0 | 0 | 0 | 510 | 710 | 334.85 | 510
2035-03-26 20:00 | 0 | 505 | 0 | 510 | 710 | 505 | 510 | 0 | 0 | 0 | 510 | 710 | 224.77 | 510 | 0 | 93.75 | 0 | 510 | 710 | 207.45 | 510
2035-03-26 21:00 | 0 | 505 | 600 | 510 | 710 | 505 | 510 | 0 | 0 | 0 | 510 | 710 | 52.99 | 510 | 0 | 0 | 0 | 510 | 710 | 227.33 | 510
2035-03-26 22:00 | 0 | 505 | 485.41 | 510 | 710 | 505 | 510 | 0 | 0 | 0 | 510 | 710 | 52.99 | 510 | 0 | 0 | 0 | 510 | 710 | 112.51 | 510
2035-03-26 23:00 | 0 | 505 | 0 | 510 | 710 | 505 | 510 | 0 | 0 | 0 | 510 | 710 | 14.35 | 510 | 0 | 0 | 0 | 510 | 710 | 112.1 | 510
2035-03-27 | 12.17 | 505 | 0 | 510 | 710 | 505 | 510 | 0 | 0 | 0 | 510 | 710 | 26.26 | 510 | 0 | 0 | 0 | 510 | 710 | 142.24 | 510
2035-03-27 01:00 | 0 | 505 | 0 | 510 | 710 | 505 | 510 | 0 | 0 | 0 | 510 | 710 | 0 | 510 | 0 | 0 | 0 | 510 | 710 | 109.77 | 510
2035-03-27 02:00 | 0 | 505 | 0 | 510 | 710 | 505 | 510 | 0 | 0 | 0 | 510 | 665.7 | 0 | 510 | 0 | 0 | 0 | 510 | 710 | 0 | 510
2035-03-27 03:00 | 0 | 505 | 0 | 510 | 710 | 505 | 510 | 0 | 0 | 0 | 510 | 528.36 | 0 | 510 | 0 | 0 | 0 | 510 | 710 | 0 | 510
2035-03-27 04:00 | 0 | 450.19 | 0 | 510 | 710 | 505 | 510 | 0 | 0 | 0 | 510 | 445.79 | 0 | 510 | 0 | 0 | 0 | 510 | 515.91 | 0 | 510
2035-03-27 05:00 | 0 | 150.19 | 0 | 510 | 710 | 505 | 510 | 0 | 0 | 0 | 510 | 192.59 | 0 | 510 | 0 | 0 | 0 | 510 | 280.55 | 0 | 510
2035-03-27 06:00 | 0 | 112.61 | 0 | 510 | 710 | 505 | 510 | 0 | 0 | 0 | 510 | 48.11 | 0 | 510 | 0 | 0 | 0 | 510 | 75.49 | 0 | 510
2035-03-27 07:00 | 0 | 73.92 | 0 | 390 | 710 | 374 | 510 | 0 | 0 | 0 | 390 | 167.87 | 0 | 510 | 0 | 0 | 0 | 391.59 | 375.49 | 0 | 300.59
2035-03-27 08:00 | 0 | 74 | 0 | 90 | 410 | 74 | 418.06 | -100 | 74 | -100 | 90 | 300 | 74 | 490.29 | 0 | 0 | 0 | 91.59 | 675.49 | 0 | 300
2035-03-27 09:00 | -600 | -226 | -600 | -210 | 110 | -226 | 118.06 | -700 | -226 | -700 | -210 | 0 | -226 | 190.29 | -600 | 0 | -600 | -208.41 | 388.09 | 0 | 0
2035-03-27 10:00 | -700 | -526 | -700 | -510 | 0 | -526 | -126.81 | -700 | -526 | -700 | -510 | -17.11 | -526 | -109.71 | -700 | -300 | -700 | -508.41 | 88.09 | -300 | -300
2035-03-27 11:00 | -700 | -526 | -700 | -510 | 0 | -526 | -126.81 | -700 | -526 | -700 | -510 | 0 | -526 | -126.81 | -700 | -526 | -700 | -510 | 0 | -526 | -126.81
2035-03-27 12:00 | -700 | -526 | -700 | -510 | 0 | -526 | -126.81 | -700 | -526 | -700 | -510 | 0 | -526 | -126.81 | -700 | -526 | -700 | -510 | 0 | -526 | -126.81
2035-03-27 13:00 | -700 | -526 | -700 | -510 | 0 | -526 | -126.81 | -700 | -526 | -700 | -510 | 0 | -526 | -126.81 | -700 | -526 | -700 | -510 | 0 | -449.19 | -203.23
2035-03-27 14:00 | -700 | -526 | -700 | -510 | 0 | -526 | -126.81 | -700 | -526 | -700 | -510 | 0 | -526 | -126.81 | -700 | -526 | -700 | -510 | 0 | -305.23 | -346.46
2035-03-27 15:00 | -700 | -526 | -700 | -510 | 0 | -526 | -126.81 | -700 | -526 | -700 | -510 | 0 | -526 | -126.81 | -700 | -526 | -700 | -510 | 0 | -244.53 | -323.92
2035-03-27 16:00 | -700 | -300 | -700 | -312.58 | 0 | -300 | -288.41 | -700 | -300 | -700 | -510 | 0 | -488.11 | -290.39 | -700 | -300 | -700 | -510 | 287.59 | -271.69 | -163.91
2035-03-27 17:00 | -700 | 0 | -700 | -12.58 | 0 | 0 | 0 | -700 | 0 | -700 | -210 | 0 | -188.11 | 0 | -700 | 0 | -700 | -210 | 587.59 | 28.31 | 136.09
2035-03-27 18:00 | -700 | 0 | -700 | 287.42 | 0 | 0 | 215.66 | -700 | 0 | -700 | 0 | 0 | 0 | 0 | -700 | 0 | -420.74 | 0 | 710 | -81.55 | 436.09
2035-03-27 19:00 | -700 | 0 | -700 | 510 | 0 | 0 | 0 | -700 | 0 | -700 | 179.31 | 0 | 0 | 0 | -700 | 0 | -696.35 | 0 | 710 | -126.56 | 479.76
2035-03-27 20:00 | -700 | 0 | -700 | 510 | 0 | 0 | 0 | -700 | 0 | -700 | 475.06 | 0 | 0 | 0 | -700 | 175.03 | -700 | 0 | 710 | 0 | 179.76
2035-03-27 21:00 | -700 | 0 | -700 | 510 | 0 | 0 | -28.83 | -700 | 0 | -700 | 187.78 | 0 | 0 | -30.81 | -700 | 475.03 | -700 | 185.6 | 410 | 0 | -120.24
2035-03-27 22:00 | -700 | 0 | -700 | 300 | 0 | 0 | -192.43 | -700 | 0 | -700 | 0 | 0 | 0 | -194.41 | -700 | 175.03 | -700 | 195.87 | 110 | -48.21 | -220.97
2035-03-27 23:00 | -700 | 0 | -700 | 0 | 0 | 0 | -363.26 | -700 | 0 | -700 | -300 | 0 | 0 | -451.6 | -700 | 0 | -700 | 83.84 | 0 | -273.04 | -287.48
2035-03-28 | -700 | 0 | -700 | 102.96 | 0 | 0 | -390.33 | -700 | 0 | -700 | -199.53 | 0 | 0 | -392.3 | -700 | 0 | -700 | 10.66 | 0 | -313.51 | -318.44
2035-03-28 01:00 | -700 | 0 | -700 | -197.04 | 0 | 0 | -300 | -700 | 0 | -700 | -499.53 | 0 | 0 | -333.36 | -700 | 0 | -700 | -173.65 | -200.04 | -351.07 | -35.73
2035-03-28 02:00 | -700 | 0 | -700 | -261.04 | 0 | 0 | 0 | -700 | 0 | -700 | -510 | 0 | 0 | -33.36 | -700 | 0 | -700 | -356.82 | 0 | -417.15 | 0
2035-03-28 03:00 | -700 | 0 | -700 | 27.99 | 0 | 0 | 0 | -700 | 0 | -700 | -257.95 | 0 | 0 | 0 | -700 | 0 | -700 | -510 | 70.58 | -341.54 | 110.74
2035-03-28 04:00 | -700 | 0 | -700 | -272.01 | -98.11 | 0 | -300 | -700 | 0 | -700 | -510 | -167.53 | 0 | -300 | -700 | 0 | -700 | -510 | 0 | -339.26 | -189.26
2035-03-28 05:00 | -700 | 0 | -700 | -510 | -158.62 | 0 | -510 | -700 | 0 | -700 | -510 | -222.88 | 0 | -510 | -700 | 0 | -700 | -510 | 0 | -340.81 | -489.26
2035-03-28 06:00 | -700 | 0 | -700 | -510 | -158.62 | 0 | -510 | -700 | -6.63 | -700 | -510 | -304.97 | -226 | -510 | -700 | 0 | -700 | -510 | -153.34 | -321.67 | -488.44
2035-03-28 07:00 | -700 | -226 | -700 | -510 | -458.62 | -246.55 | -510 | -700 | -306.63 | -700 | -510 | -398.87 | -526 | -510 | -700 | -64.78 | -700 | -510 | -453.34 | -409.88 | -510
2035-03-28 08:00 | -700 | -526 | -700 | -510 | -158.62 | -526 | -397.95 | -700 | -526 | -700 | -510 | -98.87 | -526 | -408.73 | -700 | -364.78 | -700 | -510 | -153.34 | -312.82 | -367.1
2035-03-28 09:00 | -700 | -526 | -700 | -510 | -1.4 | -526 | -510 | -700 | -526 | -700 | -510 | 0 | -526 | -426.52 | -700 | -526 | -700 | -510 | 0 | -231.29 | -315.07
2035-03-28 10:00 | -700 | -526 | -700 | -510 | -165.63 | -526 | -510 | -700 | -526 | -700 | -510 | 0 | -526 | -510 | -700 | -526 | -700 | -510 | 0 | -269.05 | -350.01
2035-03-28 11:00 | -700 | -385.91 | -700 | -510 | -320.51 | -526 | -510 | -700 | -526 | -700 | -510 | -6.93 | -526 | -510 | -700 | -526 | -700 | -510 | 0 | -213.23 | -405.11
2035-03-28 12:00 | -700 | -505.32 | -700 | -510 | -259.92 | -526 | -452.63 | -700 | -526 | -700 | -510 | -64.49 | -526 | -510 | -700 | -526 | -700 | -510 | 0 | -292.5 | -364
2035-03-28 13:00 | -700 | -205.32 | -700 | -510 | -559.92 | -464.83 | -510 | -700 | -526 | -700 | -510 | -182.05 | -526 | -510 | -700 | -526 | -700 | -510 | -85.47 | -256.58 | -510
2035-03-28 14:00 | -700 | -110.7 | -700 | -510 | -592.51 | -526 | -510 | -700 | -526 | -700 | -510 | -182.05 | -526 | -510 | -700 | -526 | -700 | -510 | -149.73 | -91.49 | -510
2035-03-28 15:00 | -700 | -288.95 | -700 | -510 | -416.34 | -526 | -510 | -700 | -526 | -700 | -510 | -182.05 | -526 | -510 | -700 | -526 | -700 | -510 | -54.89 | -184.86 | -510
2035-03-28 16:00 | -700 | -60.45 | -700 | -510 | -642.17 | -526 | -510 | -700 | -526 | -700 | -510 | -182.05 | -526 | -510 | -700 | -526 | -700 | -510 | -164.08 | -207.98 | -510
2035-03-28 17:00 | -700 | 0 | -700 | -510 | -710 | -517.89 | -510 | -700 | -335.31 | -700 | -510 | -370.52 | -526 | -510 | -700 | -526 | -700 | -510 | -270.65 | -324.81 | -510
2035-03-28 18:00 | -700 | 0 | -700 | -510 | -710 | -517.89 | -510 | -700 | -38.95 | -700 | -510 | -663.42 | -526 | -510 | -700 | -457.5 | -700 | -510 | 29.35 | -526 | -510
2035-03-28 19:00 | -700 | 0 | -700 | -510 | -710 | -517.89 | -510 | -700 | 0 | -700 | -510 | -710 | -517.89 | -510 | -700 | -526 | -700 | -510 | 158.58 | -526 | -510
2035-03-28 20:00 | -700 | 0 | -700 | -510 | -710 | -517.89 | -510 | -700 | 0 | -700 | -510 | -710 | -517.89 | -510 | -700 | -526 | -700 | -510 | 458.58 | -526 | -510
2035-03-28 21:00 | -700 | 0 | -700 | -510 | -710 | -517.89 | -510 | -700 | 0 | -700 | -510 | -710 | -517.89 | -510 | -700 | -526 | -700 | -510 | 482.51 | -526 | -211.88
2035-03-28 22:00 | -700 | 0 | -700 | -510 | -710 | -517.89 | -510 | -700 | 0 | -700 | -510 | -710 | -517.89 | -510 | -700 | -526 | -700 | -510 | 182.51 | -526 | -462.42
2035-03-28 23:00 | -700 | 0 | -700 | -510 | -710 | -517.89 | -510 | -700 | 0 | -700 | -510 | -710 | -517.89 | -510 | -700 | -342.63 | -700 | -510 | -117.49 | -526 | -510
2035-03-29 | -700 | 0 | -700 | -510 | -710 | -517.89 | -510 | -700 | 0 | -700 | -510 | -710 | -517.89 | -510 | -700 | -424.47 | -700 | -510 | -282.4 | -526 | -510
2035-03-29 01:00 | -700 | 0 | -700 | -510 | -710 | -517.89 | -510 | -700 | -49.29 | -700 | -510 | -653.21 | -526 | -510 | -700 | -327.12 | -700 | -510 | -190.95 | -526 | -510
2035-03-29 02:00 | -700 | -53.23 | -700 | -510 | -649.31 | -526 | -510 | -700 | -205.92 | -700 | -510 | -498.4 | -526 | -510 | -700 | -171.77 | -700 | -510 | 0 | -526 | -466.71
2035-03-29 03:00 | -700 | 0 | -700 | -510 | -414.43 | -526 | -510 | -700 | -288.89 | -700 | -510 | -416.4 | -526 | -510 | -700 | -36.89 | -700 | -510 | 0 | -526 | -328.02
2035-03-29 04:00 | -700 | 0 | -700 | -510 | -446.46 | -526 | -510 | -700 | -268.99 | -700 | -510 | -436.06 | -526 | -510 | -700 | 0 | -700 | -510 | 0 | -508.39 | -510
2035-03-29 05:00 | -700 | 0 | -700 | -510 | -380.98 | -526 | -510 | -700 | -327.64 | -700 | -510 | -378.1 | -526 | -510 | -700 | 0 | -700 | -510 | 0 | -516.82 | -510
2035-03-29 06:00 | -700 | -28.93 | -700 | -510 | -602.48 | -526 | -510 | -700 | -148.53 | -700 | -510 | -555.12 | -526 | -510 | -700 | 0 | -700 | -510 | -271.7 | -525.35 | -510
2035-03-29 07:00 | -700 | -226 | -700 | -510 | -478.56 | -526 | -510 | -700 | -264.81 | -700 | -510 | -440.2 | -526 | -510 | -700 | -156.51 | -700 | -510 | 0 | -516.02 | -510
2035-03-29 08:00 | -700 | -526 | -700 | -510 | -182.05 | -526 | -510 | -700 | -526 | -700 | -510 | -182.05 | -526 | -510 | -700 | -456.51 | -700 | -510 | -160.95 | -421.65 | -510
2035-03-29 09:00 | -700 | -526 | -700 | -510 | -182.05 | -526 | -510 | -700 | -526 | -700 | -510 | -182.05 | -526 | -510 | -700 | -526 | -700 | -510 | -62.39 | -496.78 | -510
2035-03-29 10:00 | -700 | -526 | -700 | -510 | -182.05 | -526 | -510 | -700 | -526 | -700 | -510 | -76.27 | -526 | -510 | -700 | -526 | -700 | -510 | -10.93 | -345.88 | -510
2035-03-29 11:00 | -700 | -526 | -700 | -510 | -77.4 | -526 | -510 | -700 | -526 | -700 | -510 | 0 | -526 | -510 | -700 | -526 | -700 | -510 | 0 | -345.03 | -331.32
2035-03-29 12:00 | -700 | -526 | -700 | -510 | 0 | -526 | -510 | -700 | -526 | -700 | -510 | 0 | -526 | -323.2 | -700 | -526 | -700 | -510 | 0 | -199.88 | -287.25
2035-03-29 13:00 | -700 | -526 | -700 | -510 | 0 | -526 | -489.55 | -700 | -526 | -700 | -510 | 0 | -526 | -475.96 | -700 | -526 | -700 | -510 | 0 | -177.55 | -249.2
2035-03-29 14:00 | -700 | -526 | -700 | -510 | 0 | -526 | -498.38 | -700 | -526 | -700 | -510 | 0 | -526 | -403.53 | -700 | -526 | -700 | -510 | 0 | -296.28 | -358.06
2035-03-29 15:00 | -700 | -526 | -700 | -510 | -64.26 | -526 | -510 | -700 | -526 | -700 | -510 | 0 | -526 | -510 | -700 | -526 | -700 | -510 | 0 | -226.57 | -433.58
2035-03-29 16:00 | -700 | -526 | -700 | -510 | -241.67 | -526 | -450.44 | -700 | -526 | -700 | -510 | -177.27 | -526 | -510 | -700 | -526 | -700 | -510 | -134.03 | -96.91 | -510
2035-03-29 17:00 | -700 | -300 | -700 | -510 | -541.67 | -389.19 | -510 | -700 | -526 | -700 | -510 | -300 | -526 | -392.17 | -700 | -300 | -700 | -510 | 110 | -251.84 | -352.61
2035-03-29 18:00 | -600 | 0 | -111.23 | -210 | -241.67 | -89.19 | -210 | -700 | -226 | -100 | -210 | 0 | -226 | -92.17 | -700 | 0 | -700 | -269.11 | 410 | -245.56 | -52.61
2035-03-29 19:00 | 0 | 65.59 | 0 | 90 | 58.33 | 210.81 | 90 | -600 | 0 | 0 | 90 | 218.59 | 0 | 207.83 | -700 | 1.05 | -378.04 | -2.96 | 710 | -453.15 | 247.39
2035-03-29 20:00 | 0 | 0 | 0 | 390 | 0 | 0 | 126.93 | 0 | 0 | -543.67 | 390 | 0 | 0 | 126.93 | -403.45 | 0 | 0 | 0 | 710 | -509.57 | 300.31
2035-03-29 21:00 | -564.35 | 0 | 0 | 510 | 0 | 0 | 7.05 | 0 | 0 | -196.24 | 510 | 0 | 0 | 7.05 | -96.69 | 0 | 0 | 0 | 710 | -520.36 | 310.78
2035-03-29 22:00 | 0 | 0 | -218.76 | 510 | 0 | 0 | 7.05 | 0 | 0 | -100 | 510 | 0 | 0 | 7.05 | -171.32 | 0 | 0 | 0 | 577.9 | -511.88 | 434.79
2035-03-29 23:00 | -285.85 | 0 | 0 | 510 | 0 | 0 | 7.05 | 0 | 0 | -700 | 510 | 0 | 0 | 7.05 | -465.96 | 0 | 0 | 0 | 407.95 | -414.08 | 510
2035-03-30 | -681.22 | 0 | -232.48 | 510 | 0 | 0 | 7.05 | -600 | 0 | -700 | 510 | 0 | 0 | 7.05 | -203.05 | 0 | 0 | 0 | 379.61 | -384.85 | 510
2035-03-30 01:00 | -81.22 | 0 | 0 | 510 | 0 | 0 | 7.05 | 0 | 0 | -160.09 | 510 | 0 | 0 | 7.05 | -80.75 | 0 | 0 | 0 | 195.44 | -194.87 | 510
2035-03-30 02:00 | 0 | 0 | 0 | 510 | 0 | 0 | 7.05 | -600 | 0 | 0 | 510 | 0 | 0 | 7.05 | -409.1 | 0 | 0 | 0 | 120.94 | -118.01 | 510
2035-03-30 03:00 | -600 | 0 | 0 | 510 | 0 | 0 | 7.05 | -355.02 | 0 | -600 | 510 | 0 | 0 | 7.05 | -203.48 | 0 | -453.33 | 284.2 | 0 | -78 | 308.32
2035-03-30 04:00 | -700 | 0 | -46.04 | 510 | 0 | 0 | 7.05 | -700 | 0 | -700 | 510 | 0 | 0 | 7.05 | -700 | 300 | -700 | 0 | 30.92 | 12.34 | 169.49
2035-03-30 05:00 | -700 | 0 | -608.05 | 510 | 0 | 0 | 7.05 | -700 | 0 | -700 | 300 | 0 | 0 | 216.84 | -700 | 505 | -700 | -35.26 | 0 | -84.07 | 121.32
2035-03-30 06:00 | -700 | 0 | -700 | 306.36 | 0 | 0 | 63.79 | -700 | 0 | -700 | 0 | -30.5 | 0 | -37.59 | -700 | 300 | -700 | -210 | 0 | -273.43 | 0
2035-03-30 07:00 | -700 | 0 | -700 | 6.36 | 0 | 0 | 0 | -700 | 0 | -700 | -210 | -330.5 | 0 | -210 | -700 | 0 | -700 | -347.02 | 0 | -333.69 | 0
2035-03-30 08:00 | -700 | -300 | -700 | -293.64 | -300 | -300 | -300 | -700 | -300 | -700 | -510 | -630.5 | -300 | -510 | -700 | -300 | -700 | -510 | -300 | -346.01 | -300
2035-03-30 09:00 | -700 | -103.12 | -700 | -510 | -600 | -526 | -510 | -700 | 0 | -700 | -510 | -710 | -517.89 | -510 | -700 | -526 | -700 | -510 | -300.85 | -406.72 | -510
2035-03-30 10:00 | -700 | 0 | -700 | -510 | -710 | -517.89 | -510 | -700 | 0 | -700 | -510 | -710 | -517.89 | -510 | -700 | -526 | -700 | -410.61 | -349.04 | -458.33 | -510
2035-03-30 11:00 | -700 | 0 | -700 | -510 | -710 | -517.89 | -510 | -700 | 0 | -700 | -510 | -710 | -517.89 | -510 | -700 | -526 | -700 | -503.96 | -404.63 | -308.59 | -510
2035-03-30 12:00 | -700 | 0 | -700 | -510 | -710 | -517.89 | -510 | -700 | 0 | -700 | -510 | -710 | -517.89 | -510 | -700 | -526 | -700 | -510 | -309.37 | -398.17 | -510
2035-03-30 13:00 | -700 | 0 | -700 | -510 | -710 | -517.89 | -510 | -700 | 0 | -700 | -510 | -710 | -517.89 | -510 | -700 | -526 | -700 | -479.27 | -371.01 | -367.18 | -510
2035-03-30 14:00 | -700 | 0 | -700 | -510 | -710 | -517.89 | -510 | -700 | 0 | -700 | -510 | -710 | -517.89 | -510 | -700 | -526 | -700 | -510 | -340.22 | -367.18 | -510
2035-03-30 15:00 | -700 | -144.5 | -700 | -510 | -710 | -374.49 | -510 | -700 | 0 | -700 | -510 | -710 | -517.89 | -510 | -700 | -526 | -700 | -474.76 | -371.57 | -371.17 | -510
2035-03-30 16:00 | -700 | -444.5 | -700 | -300 | -600 | -526 | -383.16 | -700 | -107.88 | -700 | -505.31 | -600 | -526 | -510 | -700 | -526 | -700 | -510 | -149.82 | -441.87 | -510
2035-03-30 17:00 | -700 | -299.83 | -700 | 0 | -300 | -300 | -83.16 | -700 | -300 | -700 | -205.31 | -300 | -300 | -300 | -700 | -255.6 | -700 | -300 | 150.18 | -371.15 | -210
2035-03-30 18:00 | -123.24 | 0 | -100 | 300 | 0 | 0 | 216.84 | -600 | 0 | -639.76 | 94.69 | 0 | 0 | 0 | -700 | 44.4 | -416.96 | 0 | 450.18 | -71.15 | 90
2035-03-30 19:00 | 0 | 0 | 0 | 510 | 0 | 0 | 7.05 | 0 | 0 | -461.08 | 394.69 | 0 | 0 | 122.24 | -100 | 0 | 0 | 0 | 710 | -371.15 | 165.99
2035-03-30 20:00 | 0 | 0 | 0 | 510 | 0 | 0 | 7.05 | 0 | 0 | -41.27 | 510 | 0 | 0 | 7.05 | 0 | 0 | 0 | 0 | 710 | -357.75 | 152.99
2035-03-30 21:00 | 0 | 0 | 0 | 510 | 0 | 0 | 7.05 | 0 | 0 | 0 | 510 | 0 | 0 | 7.05 | 0 | 0 | 0 | 0 | 710 | -499.52 | 290.56
2035-03-30 22:00 | 0 | 0 | 0 | 510 | 0 | 0 | 7.05 | 0 | 0 | 0 | 510 | 0 | 0 | 7.05 | 0 | 0 | 0 | 0 | 410 | -415.45 | 509.28
2035-03-30 23:00 | 0 | 0 | 0 | 510 | 0 | 0 | 7.05 | 0 | 0 | -256.19 | 510 | 0 | 0 | 7.05 | -565.98 | 0 | 0 | 0 | 288.73 | -291.1 | 510
2035-03-31 | 0 | 0 | 0 | 510 | 0 | 0 | 107.07 | 0 | 0 | 0 | 510 | 0 | 0 | 7.05 | 0 | 0 | 0 | 0 | 196.14 | -195.58 | 510
2035-03-31 01:00 | 0 | 0 | 0 | 510 | 0 | 0 | 407.07 | 0 | 0 | 0 | 510 | 0 | 0 | 7.05 | 0 | 0 | 0 | 0 | 17.77 | -11.59 | 510
2035-03-31 02:00 | 0 | 0 | 0 | 510 | 0 | 0 | 510 | 0 | 0 | 0 | 510 | 0 | 0 | 7.05 | 0 | 0 | 0 | 6.55 | 0 | 0 | 510
2035-03-31 03:00 | 0 | 0 | 0 | 510 | 0 | 0 | 510 | 0 | 0 | 0 | 510 | 0 | 0 | 7.05 | 0 | 0 | 0 | 6.55 | 0 | 0 | 510
2035-03-31 04:00 | 0 | 0 | 0 | 510 | 0 | 0 | 510 | 0 | 0 | 0 | 510 | 0 | 0 | 7.05 | 0 | 0 | 0 | 6.55 | 0 | 0 | 510
2035-03-31 05:00 | 0 | 0 | 0 | 510 | 0 | 0 | 510 | 0 | 0 | 0 | 510 | 0 | 0 | 7.05 | 0 | 0 | 0 | 6.55 | 0 | 0 | 510
2035-03-31 06:00 | 0 | 0 | 0 | 510 | 0 | 0 | 510 | 0 | 0 | 0 | 510 | 0 | 0 | 7.05 | 0 | 0 | 0 | 6.55 | 0 | 0 | 510
2035-03-31 07:00 | 0 | 0 | 0 | 510 | 0 | 0 | 510 | 0 | 0 | 0 | 510 | 0 | 0 | 7.05 | 0 | 0 | 0 | 6.55 | 0 | 0 | 510
2035-03-31 08:00 | 0 | 0 | 0 | 510 | 0 | 0 | 347.36 | -62.68 | 0 | -100 | 300 | 0 | 0 | 216.84 | 0 | 0 | 0 | 75.41 | 0 | 0 | 441.21
2035-03-31 09:00 | -600 | 0 | -600 | 469.65 | 0 | 0 | 47.36 | -662.68 | 0 | -700 | 0 | 0 | 0 | 0 | -600 | 0 | -600 | 0 | 0 | 0 | 510
2035-03-31 10:00 | -700 | 0 | -700 | 510 | 0 | 0 | 0 | -700 | 0 | -700 | 0 | 0 | 0 | 0 | -700 | 0 | -700 | 0 | 0 | 0 | 328.57
2035-03-31 11:00 | -700 | 0 | -700 | 305.53 | 0 | 0 | 0 | -700 | 0 | -700 | -259.15 | 0 | 0 | 0 | -700 | 0 | -700 | 0 | 0 | 0 | 28.57
2035-03-31 12:00 | -700 | 0 | -700 | 5.53 | 0 | 0 | 0 | -700 | 0 | -700 | 0 | 0 | 0 | 0 | -700 | 0 | -700 | 0 | 0 | 0 | 273.97
2035-03-31 13:00 | -700 | 0 | -700 | 305.53 | 0 | 0 | 0 | -700 | 0 | -700 | -93.48 | 0 | 0 | 0 | -700 | 0 | -700 | 0 | 0 | 0 | 78.3
2035-03-31 14:00 | -700 | 0 | -700 | 510 | 0 | 0 | 0 | -700 | 0 | -700 | 0 | 0 | 0 | 0 | -700 | 0 | -700 | 0 | 0 | 0 | 0
2035-03-31 15:00 | -700 | 0 | -700 | 216.28 | 0 | 0 | 0 | -700 | 0 | -700 | 0 | 0 | 0 | 0 | -700 | 0 | -700 | 0 | 0 | 0 | 300
2035-03-31 16:00 | -158.73 | 0 | -600 | 406.84 | 110 | 0 | 0 | -600 | 0 | -532.2 | 300 | 0 | 0 | 216.84 | -600 | 0 | -410.41 | 0 | 6.54 | 0 | 510
2035-03-31 17:00 | 0 | 205 | 0 | 334.58 | 410 | 205 | 210 | 0 | 0 | 0 | 210 | 110 | 0 | 196.64 | 0 | 0 | 0 | 189.47 | 117.14 | 0 | 210
2035-03-31 18:00 | 100 | 505 | 347.96 | 510 | 710 | 505 | 510 | 0 | 0 | 0 | 510 | 410 | 300 | 496.64 | 0 | 212.14 | 0 | 489.47 | 417.14 | 300 | 510
2035-03-31 19:00 | 700 | 505 | 39.12 | 510 | 710 | 505 | 510 | 0 | 113.9 | 0 | 510 | 710 | 505 | 510 | 0 | 274.46 | 0 | 510 | 710 | 264.98 | 510
2035-03-31 20:00 | 100 | 505 | 639.12 | 510 | 710 | 505 | 510 | 0 | 5.24 | 0 | 510 | 710 | 505 | 510 | 0 | 400.87 | 0 | 510 | 710 | 232.4 | 510
2035-03-31 21:00 | 686.14 | 505 | 700 | 510 | 710 | 505 | 510 | 0 | 294.67 | 0 | 510 | 710 | 505 | 510 | 0 | 379.2 | 0 | 510 | 710 | 232.4 | 510
2035-03-31 22:00 | 700 | 505 | 600.19 | 510 | 710 | 505 | 510 | 0 | 380.55 | 0 | 510 | 710 | 505 | 510 | 0 | 312.51 | 0 | 510 | 710 | 226.19 | 510
2035-03-31 23:00 | 700 | 505 | 298.61 | 510 | 710 | 505 | 510 | 0 | 80.55 | 0 | 510 | 710 | 505 | 510 | 0 | 437.36 | 0 | 510 | 710 | 206.51 | 510
2035-04-01 | 100 | 505 | 0 | 510 | 710 | 505 | 510 | 0 | 0 | 0 | 510 | 710 | 481.81 | 510 | 0 | 360.25 | 0 | 510 | 710 | 284.25 | 510
2035-04-01 01:00 | 0 | 505 | 0 | 510 | 710 | 505 | 510 | 0 | 0 | 0 | 510 | 710 | 470.56 | 510 | 0 | 488.3 | 0 | 510 | 710 | 259.04 | 510
2035-04-01 02:00 | 0 | 505 | 239.33 | 510 | 710 | 505 | 510 | 0 | 0 | 0 | 510 | 710 | 505 | 510 | 0 | 363.48 | 0 | 510 | 710 | 277.68 | 510
2035-04-01 03:00 | 0 | 505 | 123.45 | 510 | 710 | 505 | 510 | 0 | 0 | 0 | 510 | 710 | 505 | 510 | 0 | 300 | 0 | 510 | 710 | 249.53 | 510
2035-04-01 04:00 | 0 | 505 | 0 | 510 | 710 | 505 | 510 | 0 | 0 | 0 | 510 | 710 | 392.56 | 510 | 0 | 0 | 0 | 510 | 710 | 54.75 | 510
2035-04-01 05:00 | 0 | 505 | 0 | 510 | 710 | 505 | 510 | 0 | 0 | 0 | 510 | 710 | 92.56 | 510 | 0 | 0 | 0 | 492.8 | 541.51 | 0 | 510
2035-04-01 06:00 | 0 | 374.85 | 0 | 510 | 710 | 505 | 510 | 0 | 0 | 0 | 510 | 410 | 0 | 399.93 | 0 | 0 | 0 | 301.89 | 241.51 | 0 | 482.32
2035-04-01 07:00 | 0 | 300 | 0 | 510 | 410 | 374 | 422.28 | 0 | 0 | 0 | 239.42 | 110 | 0 | 167.25 | 0 | 0 | 0 | 179.91 | 0 | 0 | 336.81
2035-04-01 08:00 | -100 | 0 | -442.62 | 210 | 110 | 74 | 122.28 | -100 | 0 | -100 | -60.58 | -190 | -25.77 | -132.75 | -229.28 | 0 | -100 | 0 | 300 | 111.91 | 103.78
2035-04-01 09:00 | -700 | -300 | -700 | -90 | -190 | -226 | -177.72 | -700 | -300 | -700 | -360.58 | -490 | -325.77 | -432.75 | -700 | -300 | -700 | -300 | 0 | -188.09 | -196.22
2035-04-01 10:00 | -700 | -368.77 | -700 | -390 | -490 | -526 | -477.72 | -700 | -148.89 | -700 | -510 | -554.76 | -526 | -510 | -700 | -526 | -700 | -443.74 | -300 | -488.09 | -496.22
2035-04-01 11:00 | -700 | -68.77 | -700 | -510 | -710 | -449.64 | -510 | -700 | 0 | -700 | -510 | -710 | -517.89 | -510 | -700 | -526 | -700 | -510 | -182.05 | -526 | -510
2035-04-01 12:00 | -700 | 0 | -700 | -510 | -710 | -517.89 | -510 | -700 | 0 | -700 | -510 | -710 | -517.89 | -510 | -700 | -526 | -700 | -229.71 | -462.92 | -526 | -510
2035-04-01 13:00 | -700 | 0 | -700 | -510 | -710 | -517.89 | -510 | -700 | 0 | -700 | -510 | -710 | -517.89 | -510 | -700 | -526 | -700 | -72.02 | -620.92 | -526 | -510
2035-04-01 14:00 | -700 | 0 | -700 | -510 | -710 | -517.89 | -510 | -700 | -69.18 | -700 | -510 | -710 | -449.24 | -510 | -700 | -375.07 | -700 | -311.45 | -710 | -300 | -510
2035-04-01 15:00 | -700 | -300 | -700 | -435.8 | -410 | -300 | -510 | -700 | -369.18 | -700 | -300 | -600 | -526 | -457.53 | -700 | -75.07 | -700 | -263.63 | -600 | 0 | -510
2035-04-01 16:00 | -700 | 0 | -700 | -135.8 | -110 | 0 | -210 | -700 | -157.14 | -700 | 0 | -300 | -226 | -157.53 | -700 | 0 | -700 | -16.79 | -300 | 0 | -210
2035-04-01 17:00 | -155.45 | 0 | -100 | 164.2 | 190 | 71.96 | 90 | -597.09 | 0 | -700 | 300 | 0 | 74 | 142.47 | -120.82 | 0 | -100 | 165.49 | 0 | 259.93 | 90
2035-04-01 18:00 | -600 | 0 | 0 | 464.2 | 0 | 0 | 52.8 | 0 | 0 | -110.65 | 510 | 0 | 0 | 7.05 | 0 | 0 | 0 | 0 | 126.42 | 0 | 390
2035-04-01 19:00 | 0 | 0 | 0 | 510 | 0 | 0 | 7.05 | 0 | 0 | -163.66 | 510 | 0 | 0 | 7.05 | 0 | 0 | 0 | 0 | 6.54 | 0 | 510
2035-04-01 20:00 | 0 | 0 | -40.89 | 510 | 0 | 0 | 7.05 | -79.12 | 0 | 0 | 510 | 0 | 0 | 7.05 | 0 | 0 | 0 | 0 | 6.54 | 0 | 510
2035-04-01 21:00 | 0 | 0 | 0 | 510 | 0 | 0 | 7.05 | -389.32 | 0 | 0 | 510 | 0 | 0 | 7.05 | 0 | 0 | 0 | 0 | 6.54 | 0 | 510
2035-04-01 22:00 | 0 | 0 | 0 | 510 | 0 | 0 | 7.05 | -473.98 | 0 | 0 | 510 | 0 | 0 | 7.05 | 0 | 0 | 0 | 0 | 6.54 | 0 | 510
2035-04-01 23:00 | -166.72 | 0 | 0 | 510 | 0 | 0 | 7.05 | -700 | 0 | -222.08 | 510 | 0 | 0 | 7.05 | 0 | 0 | 0 | 0 | 6.54 | 0 | 510
2035-04-02 | -700 | 0 | -335.63 | 510 | 0 | 0 | 7.05 | -557.43 | 0 | -700 | 318.35 | 0 | 0 | 198.51 | -100 | 0 | -161.39 | 126.12 | 0 | -96.37 | 484.06
2035-04-02 01:00 | -700 | 0 | -700 | 242.79 | 0 | 0 | 73.21 | -700 | 0 | -700 | 18.35 | 0 | 0 | 0 | -700 | 0 | -700 | 351.48 | 0 | -19.21 | 184.06
2035-04-02 02:00 | -700 | 0 | -700 | -57.21 | 0 | 0 | 0 | -700 | 0 | -700 | -281.65 | 0 | 0 | -120.88 | -700 | 0 | -700 | 446.43 | 0 | -79.08 | 0
2035-04-02 03:00 | -700 | 0 | -700 | -357.21 | 0 | 0 | 0 | -700 | 0 | -700 | -389.72 | -110 | 0 | -210 | -700 | 0 | -700 | 335.28 | 0 | -167.72 | -191.18
2035-04-02 04:00 | -700 | 0 | -700 | -210 | -290.16 | 0 | -210 | -700 | 0 | -700 | -510 | -410 | -19.14 | -510 | -700 | 0 | -700 | 141.53 | 0 | -293.88 | -138.11
2035-04-02 05:00 | -700 | -158.68 | -700 | -510 | -590.16 | -300 | -510 | -700 | -200.28 | -700 | -510 | -710 | -319.14 | -510 | -700 | -300 | -700 | -158.47 | -190 | -518.73 | -438.11
2035-04-02 06:00 | -700 | 0 | -700 | -510 | -710 | -517.89 | -510 | -700 | 0 | -700 | -510 | -710 | -517.89 | -510 | -700 | -526 | -700 | -458.47 | 110 | -526 | -510
2035-04-02 07:00 | -700 | 0 | -700 | -510 | -710 | -517.89 | -510 | -700 | 0 | -700 | -510 | -710 | -517.89 | -510 | -700 | -526 | -700 | -510 | 410 | -526 | -510
2035-04-02 08:00 | -700 | 0 | -700 | -510 | -710 | -517.89 | -510 | -700 | 0 | -700 | -510 | -710 | -517.89 | -510 | -700 | -526 | -700 | -510 | 710 | -526 | -510
2035-04-02 09:00 | -700 | 0 | -700 | -510 | -710 | -517.89 | -510 | -700 | 0 | -700 | -510 | -710 | -517.89 | -510 | -700 | -526 | -700 | -510 | 710 | -526 | -510
2035-04-02 10:00 | -700 | 0 | -700 | -510 | -710 | -517.89 | -510 | -700 | 0 | -700 | -510 | -710 | -517.89 | -510 | -700 | -526 | -700 | -510 | 710 | -526 | -510
2035-04-02 11:00 | -700 | 0 | -700 | -510 | -710 | -517.89 | -510 | -700 | 0 | -700 | -510 | -710 | -517.89 | -510 | -700 | -526 | -700 | -510 | 710 | -526 | -510
2035-04-02 12:00 | -700 | 0 | -700 | -510 | -710 | -517.89 | -510 | -700 | 0 | -700 | -510 | -710 | -517.89 | -510 | -700 | -526 | -700 | -510 | 710 | -526 | -510
2035-04-02 13:00 | -700 | 0 | -700 | -510 | -710 | -517.89 | -510 | -700 | 0 | -700 | -510 | -710 | -517.89 | -510 | -700 | -526 | -700 | -510 | 710 | -526 | -510
2035-04-02 14:00 | -700 | 0 | -700 | -510 | -710 | -517.89 | -510 | -700 | 0 | -700 | -510 | -710 | -517.89 | -510 | -700 | -526 | -700 | -510 | 710 | -526 | -510
2035-04-02 15:00 | -700 | -144.09 | -700 | -510 | -710 | -374.9 | -510 | -700 | 0 | -700 | -510 | -710 | -517.89 | -510 | -700 | -526 | -700 | -510 | 710 | -526 | -510
2035-04-02 16:00 | -700 | -444.09 | -700 | -390 | -490 | -526 | -403.36 | -700 | -196.54 | -700 | -417.86 | -600 | -526 | -510 | -700 | -526 | -700 | -510 | 710 | -526 | -510
2035-04-02 17:00 | -700 | -209.23 | -700 | -90 | -190 | -300 | -103.36 | -700 | -300 | -700 | -117.86 | -300 | -300 | -300 | -660.91 | -339.23 | -700 | -296.39 | 710 | -352.96 | -210
2035-04-02 18:00 | -202.25 | 0 | -100 | 210 | 110 | 0 | 196.64 | -141.22 | 0 | -100 | 182.14 | 0 | 0 | 0 | -60.91 | -80.29 | -100 | -145.24 | 710 | -67.02 | 90
2035-04-02 19:00 | 0 | 0 | 0 | 510 | 410 | 0 | 496.64 | 0 | 0 | 0 | 482.14 | 0 | 0 | 34.88 | 0 | 0 | 0 | -445.24 | 710 | 0 | 390
2035-04-02 20:00 | 0 | 0 | 0 | 510 | 710 | 0 | 510 | 0 | 0 | 0 | 510 | 0 | 0 | 7.05 | 0 | 0 | 0 | -288.78 | 710 | 0 | 510
2035-04-02 21:00 | 0 | 0 | 0 | 510 | 710 | 0 | 510 | 0 | 0 | 0 | 510 | 0 | 0 | 304.69 | 0 | 0 | 0 | 0 | 710 | 0 | 510
2035-04-02 22:00 | 0 | 0 | 0 | 510 | 710 | 0 | 510 | 0 | 0 | 0 | 510 | 0 | 0 | 103.17 | 0 | 0 | 0 | 0 | 710 | 0 | 210
2035-04-02 23:00 | 0 | 0 | 0 | 510 | 710 | 0 | 510 | 0 | 0 | 0 | 510 | 0 | 0 | 103.17 | 0 | 0 | 0 | 0 | 410 | 0 | 106.14
2035-04-03 | 0 | 0 | 0 | 510 | 710 | 300 | 510 | 0 | 0 | 0 | 510 | 0 | 0 | 403.17 | 0 | 0 | 0 | 154.03 | 710 | 0 | 406.14
2035-04-03 01:00 | 0 | 0 | 0 | 510 | 710 | 48.26 | 510 | 0 | 0 | 0 | 510 | 0 | 0 | 490.07 | 0 | 0 | 0 | 86.44 | 710 | 0 | 510
2035-04-03 02:00 | 0 | 0 | 0 | 510 | 710 | 348.26 | 510 | 0 | 0 | 0 | 510 | 0 | 0 | 462.28 | 0 | 0 | 0 | 0 | 474.31 | 0 | 510
2035-04-03 03:00 | 0 | 0 | 0 | 510 | 710 | 505 | 510 | 0 | 0 | 0 | 510 | 0 | 0 | 462.28 | 0 | 0 | 0 | 0 | 418.1 | 0 | 510
2035-04-03 04:00 | 0 | 0 | 0 | 510 | 710 | 505 | 510 | 0 | 0 | 0 | 510 | 0 | 0 | 462.28 | 0 | 0 | 0 | 0 | 596.45 | 0 | 510
2035-04-03 05:00 | 0 | 0 | 0 | 510 | 710 | 406.81 | 510 | 0 | 0 | 0 | 510 | 0 | 0 | 510 | 0 | 0 | 0 | 0 | 296.45 | 0 | 510
2035-04-03 06:00 | 0 | 0 | 0 | 510 | 710 | 106.81 | 510 | 0 | 0 | 0 | 510 | 0 | 0 | 510 | 0 | 0 | 0 | 0 | 596.45 | 0 | 510
2035-04-03 07:00 | 0 | 0 | 0 | 510 | 710 | 406.81 | 510 | 0 | 0 | 0 | 510 | 0 | 0 | 307.05 | 0 | 0 | 0 | 0 | 710 | 0 | 398.73
2035-04-03 08:00 | 0 | 0 | 0 | 510 | 410 | 107.54 | 496.64 | 0 | 0 | 0 | 510 | 0 | 0 | 7.05 | 0 | 0 | 0 | -300 | 710 | 0 | 98.73
2035-04-03 09:00 | 0 | 0 | 0 | 210 | 110 | 0 | 196.64 | -299.07 | 0 | -100 | 431.18 | 0 | 0 | 85.79 | -459.77 | 0 | 0 | -510 | 710 | 0 | 303.75
2035-04-03 10:00 | -82.54 | 0 | -600 | 510 | 0 | 0 | 7.05 | -700 | 0 | -700 | 510 | 0 | 0 | 7.05 | -700 | 0 | -527.16 | -510 | 710 | 0 | 303.75
2035-04-03 11:00 | -600 | 0 | -700 | 510 | 0 | 0 | 7.05 | -700 | 0 | -700 | 510 | 0 | 0 | 7.05 | -700 | 0 | -76.91 | -510 | 710 | 0 | 303.75
2035-04-03 12:00 | 0 | 0 | -700 | 510 | 0 | 0 | 7.05 | -700 | 0 | -700 | 510 | 0 | 0 | 7.05 | -700 | 0 | -549.75 | -510 | 710 | 0 | 303.75
2035-04-03 13:00 | 0 | 0 | -700 | 510 | 0 | 0 | 7.05 | -700 | 0 | -700 | 510 | 0 | 0 | 7.05 | -700 | 0 | -238.77 | -510 | 710 | 0 | 303.75
2035-04-03 14:00 | -600 | 0 | -700 | 510 | 0 | 0 | 7.05 | -700 | 0 | -700 | 510 | 0 | 0 | 7.05 | -700 | 0 | -668.05 | -510 | 710 | 0 | 303.75
2035-04-03 15:00 | -245.28 | 0 | -600 | 510 | 0 | 0 | 7.05 | -700 | 0 | -700 | 510 | 0 | 0 | 7.05 | -600 | 0 | -365.25 | -510 | 710 | 0 | 303.75
2035-04-03 16:00 | 0 | 0 | 0 | 210 | 110 | 0 | 196.64 | -100 | 0 | -100 | 457.37 | 0 | 0 | 59.62 | 0 | 0 | 0 | -510 | 710 | -212.54 | 510
2035-04-03 17:00 | 0 | 41.28 | 0 | 510 | 410 | 300 | 496.64 | 0 | 0 | 0 | 510 | 0 | 0 | 359.62 | 0 | 0 | 0 | -210 | 710 | 0 | 279.99
2035-04-03 18:00 | 0 | 341.28 | 0 | 510 | 710 | 505 | 510 | 0 | 0 | 0 | 510 | 300 | 0 | 510 | 0 | 0 | 0 | 0 | 710 | 0 | 510
2035-04-03 19:00 | 0 | 505 | 0 | 510 | 710 | 505 | 510 | 0 | 0 | 0 | 510 | 600 | 0 | 510 | 0 | 0 | 0 | 256.61 | 710 | 0 | 510
2035-04-03 20:00 | 0 | 505 | 0 | 510 | 710 | 505 | 510 | 0 | 0 | 0 | 510 | 652.49 | 0 | 510 | 0 | 0 | 0 | 495.9 | 710 | 0 | 510
2035-04-03 21:00 | 0 | 505 | 0 | 510 | 710 | 505 | 510 | 0 | 0 | 0 | 510 | 710 | 0 | 510 | 0 | 0 | 0 | 407.93 | 710 | 0 | 510
2035-04-03 22:00 | 0 | 505 | 0 | 510 | 710 | 505 | 510 | 0 | 0 | 0 | 510 | 710 | 0 | 510 | 0 | 0 | 0 | 510 | 710 | 0 | 510
2035-04-03 23:00 | 0 | 468.51 | 0 | 510 | 710 | 505 | 510 | 0 | 0 | 0 | 510 | 612.6 | 0 | 510 | 0 | 0 | 0 | 510 | 410 | 0 | 510
2035-04-04 | 0 | 168.51 | 0 | 510 | 710 | 505 | 510 | 0 | 0 | 0 | 510 | 607.74 | 0 | 510 | 0 | 0 | 0 | 210 | 710 | 0 | 210
2035-04-04 01:00 | 0 | 0 | 0 | 510 | 710 | 505 | 510 | 0 | 0 | 0 | 510 | 393.35 | 0 | 510 | 0 | 0 | 0 | 0 | 710 | 0 | 505.83
2035-04-04 02:00 | 0 | 0 | 0 | 510 | 710 | 505 | 510 | 0 | 0 | 0 | 510 | 250.95 | 0 | 510 | 0 | 0 | 0 | 0 | 710 | 0 | 510
2035-04-04 03:00 | 0 | 0 | 0 | 510 | 710 | 354.07 | 510 | 0 | 0 | 0 | 510 | 0 | 0 | 288.7 | 0 | 0 | 0 | 0 | 710 | 0 | 300
2035-04-04 04:00 | 0 | 0 | 0 | 510 | 410 | 54.07 | 510 | 0 | 0 | 0 | 510 | 0 | 0 | 7.05 | 0 | 0 | 0 | -104.14 | 710 | 0 | 0
2035-04-04 05:00 | 0 | 0 | 0 | 510 | 134.11 | 0 | 510 | 0 | 0 | 0 | 510 | 0 | 0 | 7.05 | 0 | 0 | 0 | -291.06 | 710 | 0 | 90
2035-04-04 06:00 | 0 | 0 | 0 | 390 | 0 | 0 | 342.17 | 0 | 0 | 0 | 390 | 0 | 0 | 126.93 | 0 | 0 | 0 | -436.61 | 710 | -162.71 | 390
2035-04-04 07:00 | 0 | 0 | 0 | 90 | 231.7 | 0 | 510 | -37.05 | 0 | 0 | 90 | 0 | 0 | 426.63 | -100 | -156.58 | -404.73 | -136.61 | 710 | 0 | 90
2035-04-04 08:00 | -470.46 | -226 | -100 | -210 | 0 | -226 | 288.52 | -637.05 | -226 | -600 | -210 | 225.97 | -226 | 126.63 | -700 | -456.58 | -700 | -221.4 | 710 | -300 | -210
2035-04-04 09:00 | -700 | -526 | -700 | -510 | -300 | -526 | -11.48 | -700 | -526 | -700 | -510 | -74.03 | -526 | -173.37 | -700 | -526 | -700 | -510 | 710 | -526 | -510
2035-04-04 10:00 | -700 | -304.19 | -700 | -510 | -600 | -526 | -311.48 | -700 | -526 | -700 | -510 | -218.72 | -526 | -473.37 | -700 | -526 | -700 | -510 | 710 | -526 | -510
2035-04-04 11:00 | -700 | -4.19 | -700 | -510 | -710 | -513.73 | -510 | -700 | -526 | -700 | -510 | -182.05 | -526 | -510 | -700 | -526 | -700 | -510 | 710 | -526 | -510
2035-04-04 12:00 | -700 | -144.49 | -700 | -510 | -559.12 | -526 | -510 | -700 | -526 | -700 | -510 | -130.75 | -526 | -510 | -700 | -526 | -700 | -510 | 710 | -526 | -510
2035-04-04 13:00 | -700 | -88.23 | -700 | -510 | -614.72 | -526 | -510 | -700 | -526 | -700 | -510 | -162.92 | -526 | -510 | -700 | -526 | -700 | -510 | 710 | -526 | -510
2035-04-04 14:00 | -700 | -310.98 | -700 | -510 | -394.57 | -526 | -510 | -700 | -526 | -700 | -510 | -182.05 | -526 | -510 | -700 | -526 | -700 | -510 | 710 | -526 | -510
2035-04-04 15:00 | -700 | -222.56 | -700 | -510 | -481.96 | -526 | -510 | -700 | -526 | -700 | -510 | -182.05 | -526 | -510 | -700 | -526 | -700 | -510 | 710 | -526 | -510
2035-04-04 16:00 | -700 | -22.87 | -700 | -510 | -679.32 | -526 | -510 | -700 | -526 | -700 | -510 | -182.05 | -526 | -510 | -700 | -526 | -700 | -510 | 710 | -526 | -510
2035-04-04 17:00 | -700 | -189.31 | -700 | -510 | -514.82 | -526 | -510 | -700 | -526 | -700 | -510 | -182.05 | -526 | -510 | -700 | -526 | -700 | -510 | 710 | -526 | -510
2035-04-04 18:00 | -700 | -143.49 | -700 | -510 | -560.1 | -526 | -510 | -700 | -526 | -700 | -510 | -182.05 | -526 | -510 | -700 | -526 | -700 | -510 | 710 | -526 | -510
2035-04-04 19:00 | -700 | -238.84 | -700 | -510 | -465.87 | -526 | -510 | -700 | -366.6 | -700 | -510 | -339.59 | -526 | -510 | -700 | -526 | -700 | -510 | 710 | -526 | -510
2035-04-04 20:00 | -700 | -337.85 | -700 | -510 | -368.01 | -526 | -510 | -700 | -411.37 | -700 | -510 | -295.35 | -526 | -510 | -700 | -526 | -700 | -510 | 710 | -526 | -510
2035-04-04 21:00 | -700 | -175.6 | -700 | -510 | -528.37 | -526 | -510 | -700 | -301.28 | -700 | -510 | -404.15 | -526 | -510 | -700 | -526 | -700 | -510 | 710 | -526 | -510
2035-04-04 22:00 | -700 | -103.12 | -700 | -510 | -600 | -526 | -510 | -700 | -269.6 | -700 | -510 | -435.47 | -526 | -510 | -700 | -526 | -700 | -510 | 710 | -526 | -510
2035-04-04 23:00 | -700 | -321 | -700 | -344.95 | -300 | -321 | -300 | -700 | -321 | -700 | -344.95 | -300 | -321 | -300 | -700 | -526 | -700 | -510 | 410 | -429.81 | -510
2035-04-05 | -700 | -21 | -700 | -44.95 | 0 | -21 | 0 | -700 | -21 | -700 | -44.95 | 0 | -21 | 0 | -700 | -226 | -700 | -210 | 710 | -129.81 | -210
2035-04-05 01:00 | -700 | 0 | -700 | 0 | 0 | 0 | 0 | -700 | 0 | -700 | 0 | 0 | 0 | 0 | -700 | 0 | -700 | 0 | 710 | 0 | -462.54
2035-04-05 02:00 | -700 | 0 | -700 | 0 | 0 | 0 | 0 | -700 | 0 | -700 | 0 | 0 | 0 | 0 | -700 | 0 | -700 | -198.44 | 710 | 0 | -162.54
2035-04-05 03:00 | -700 | 0 | -700 | 0 | 0 | 0 | 0 | -700 | 0 | -700 | 0 | 0 | 0 | 0 | -700 | 0 | -700 | -498.44 | 710 | 0 | 0
2035-04-05 04:00 | -700 | 0 | -700 | 0 | 0 | 0 | 0 | -700 | 0 | -700 | 0 | 0 | 0 | 0 | -700 | 0 | -700 | -248.04 | 480.51 | 0 | -244.87
2035-04-05 05:00 | -700 | 0 | -700 | 0 | 0 | 0 | 0 | -700 | 0 | -700 | 0 | 0 | 0 | 0 | -700 | 0 | -700 | -157.17 | 436.24 | 0 | -124.48
2035-04-05 06:00 | -700 | 0 | -700 | 0 | 0 | 0 | 0 | -700 | 0 | -700 | 0 | 0 | 0 | 0 | -700 | -226 | -700 | 142.83 | 410 | -69.89 | 175.52
2035-04-05 07:00 | -700 | 0 | -700 | 0 | 0 | 0 | 0 | -700 | 0 | -700 | 0 | 0 | 0 | 0 | -700 | -526 | -700 | 0 | 710 | -369.89 | 475.52
2035-04-05 08:00 | -700 | 0 | -700 | 0 | 0 | 0 | 0 | -700 | 0 | -700 | 0 | 0 | 0 | 0 | -700 | -526 | -700 | 0 | 710 | -87.18 | 510
2035-04-05 09:00 | -700 | 0 | -700 | 0 | 0 | 0 | 0 | -700 | 0 | -700 | 0 | 0 | 0 | 0 | -700 | -526 | -700 | 0 | 710 | 0 | 510
2035-04-05 10:00 | -700 | 0 | -700 | 0 | 0 | 0 | 0 | -700 | 0 | -700 | 0 | 0 | 0 | 0 | -700 | -526 | -700 | 0 | 710 | 0 | 510
2035-04-05 11:00 | -700 | 0 | -700 | 0 | 0 | 0 | 0 | -700 | 0 | -700 | 0 | 0 | 0 | 0 | -700 | -443.65 | -700 | -21.91 | 710 | 0 | 510
2035-04-05 12:00 | -700 | 0 | -700 | 0 | 0 | 0 | 0 | -700 | 0 | -700 | 0 | 0 | 0 | 0 | -700 | -143.65 | -700 | 0 | 710 | 0 | 510
2035-04-05 13:00 | -700 | 0 | -700 | 0 | 0 | 0 | 0 | -700 | 0 | -700 | 0 | 0 | 0 | 0 | -700 | -354.96 | -700 | -49.92 | 710 | 0 | 510
2035-04-05 14:00 | -700 | 0 | -700 | 0 | 0 | 0 | 0 | -700 | 0 | -700 | 0 | 0 | 0 | 0 | -700 | -370.6 | -700 | -66.28 | 710 | 0 | 510
2035-04-05 15:00 | -700 | 0 | -700 | 0 | 0 | 0 | 0 | -700 | 0 | -700 | 0 | 0 | 0 | 0 | -700 | -323.36 | -700 | -57.78 | 710 | 0 | 510
2035-04-05 16:00 | -700 | 0 | -700 | 0 | 0 | 0 | 0 | -700 | 0 | -700 | 0 | 0 | 0 | 0 | -700 | -526 | -700 | 51.05 | 710 | 0 | 510
2035-04-05 17:00 | -700 | 0 | -700 | 0 | 0 | 0 | 0 | -700 | 0 | -700 | 0 | 0 | 0 | 0 | -700 | -526 | -700 | 303.42 | 710 | 0 | 510
2035-04-05 18:00 | -700 | 0 | -700 | 0 | 0 | 0 | 0 | -700 | 0 | -700 | 0 | 0 | 0 | 0 | -700 | -409.49 | -700 | 192.19 | 710 | 0 | 510
2035-04-05 19:00 | -700 | 0 | -700 | 0 | 0 | 0 | 0 | -700 | 0 | -700 | 0 | 0 | 0 | 0 | -700 | -448.78 | -700 | 492.19 | 710 | 0 | 510
2035-04-05 20:00 | -700 | 0 | -700 | 0 | 0 | 0 | 0 | -700 | 0 | -700 | 0 | 0 | 0 | 0 | -700 | -526 | -700 | 334.97 | 710 | -3.85 | 510
2035-04-05 21:00 | -700 | 0 | -700 | 0 | 0 | 0 | 0 | -700 | 0 | -700 | 0 | 0 | 0 | 0 | -700 | -358.64 | -700 | 173.2 | 710 | -54.33 | 300
2035-04-05 22:00 | -700 | 0 | -700 | 0 | 0 | 0 | 0 | -700 | 0 | -700 | 0 | 0 | 0 | 0 | -700 | -58.64 | -700 | -74.95 | 710 | -2.09 | 0
2035-04-05 23:00 | -700 | 0 | -700 | 0 | 0 | 0 | 0 | -700 | 0 | -700 | 0 | 0 | 0 | 0 | -700 | 0 | -700 | 0 | 410 | -121.41 | -300
2035-04-06 | -700 | 0 | -700 | -300 | -300 | -220.1 | -300 | -700 | 0 | -700 | -300 | -300 | -220.1 | -300 | -700 | -300 | -700 | -210 | 710 | -421.41 | -510
2035-04-06 01:00 | -700 | 0 | -700 | -510 | -98.57 | 0 | -510 | -700 | 0 | -700 | -510 | -98.57 | 0 | -510 | -700 | -307.72 | -700 | -510 | 710 | -526 | -510
2035-04-06 02:00 | -700 | 0 | -700 | -510 | -98.57 | 0 | -510 | -700 | 0 | -700 | -510 | -98.57 | 0 | -510 | -700 | -307.72 | -700 | -510 | 710 | -526 | -510
2035-04-06 03:00 | -700 | 0 | -700 | -510 | -98.57 | 0 | -510 | -700 | 0 | -700 | -510 | -98.57 | 0 | -510 | -700 | -307.72 | -700 | -510 | 710 | -526 | -510
2035-04-06 04:00 | -700 | 0 | -700 | -510 | -98.57 | 0 | -510 | -700 | 0 | -700 | -510 | -98.57 | 0 | -510 | -700 | -307.72 | -700 | -510 | 710 | -526 | -510
2035-04-06 05:00 | -700 | 0 | -700 | -510 | -98.57 | 0 | -510 | -700 | 0 | -700 | -510 | -98.57 | 0 | -510 | -700 | -307.72 | -700 | -510 | 710 | -526 | -510
2035-04-06 06:00 | -700 | 0 | -700 | -510 | -98.57 | 0 | -510 | -700 | 0 | -700 | -510 | -98.57 | 0 | -510 | -700 | -307.72 | -700 | -510 | 710 | -526 | -510
2035-04-06 07:00 | -700 | 0 | -700 | -510 | -98.57 | 0 | -510 | -700 | 0 | -700 | -510 | -98.57 | 0 | -510 | -700 | -526 | -700 | -510 | 710 | -511.06 | -297.11
2035-04-06 08:00 | -700 | 0 | -700 | -510 | -98.57 | 0 | -510 | -700 | 0 | -700 | -510 | -98.57 | 0 | -510 | -700 | -526 | -700 | -510 | 710 | -340.95 | 2.89
2035-04-06 09:00 | -700 | 0 | -700 | -510 | -98.57 | 0 | -510 | -700 | 0 | -700 | -510 | -98.57 | 0 | -510 | -700 | -526 | -700 | -510 | 710 | -226 | 274.96
2035-04-06 10:00 | -700 | 0 | -700 | -510 | -98.57 | 0 | -510 | -700 | 0 | -700 | -510 | -98.57 | 0 | -510 | -700 | -526 | -700 | -510 | 710 | -526 | 29.15
2035-04-06 11:00 | -700 | 0 | -700 | -510 | -98.57 | 0 | -510 | -700 | 0 | -700 | -510 | -98.57 | 0 | -510 | -700 | -526 | -700 | -510 | 710 | -526 | 29.15
2035-04-06 12:00 | -700 | 0 | -700 | -510 | -98.57 | 0 | -510 | -700 | 0 | -700 | -510 | -98.57 | 0 | -510 | -700 | -526 | -700 | -510 | 710 | -526 | 0
2035-04-06 13:00 | -700 | 0 | -700 | -510 | -98.57 | 0 | -510 | -700 | 0 | -700 | -510 | -98.57 | 0 | -510 | -700 | -526 | -700 | -510 | 710 | -526 | 0
2035-04-06 14:00 | -700 | 0 | -700 | -510 | -98.57 | 0 | -510 | -700 | 0 | -700 | -510 | -98.57 | 0 | -510 | -700 | -526 | -700 | -510 | 710 | -526 | 229.02
2035-04-06 15:00 | -700 | 0 | -700 | -390 | -192.64 | -26.28 | -510 | -700 | 0 | -700 | -390 | -32.01 | -187.56 | -510 | -700 | -526 | -700 | -510 | 710 | -525.4 | 422.7
2035-04-06 16:00 | -700 | -300 | -700 | -90 | -190 | -300 | -244.41 | -700 | -300 | -700 | -90 | -190 | -300 | -244.41 | -700 | -526 | -700 | -427.6 | 710 | -225.4 | 510
2035-04-06 17:00 | -468.07 | 0 | -100 | 210 | 110 | 0 | 55.59 | -600 | 0 | -277.67 | 210 | 110 | 0 | 55.59 | -600 | -300 | -600 | -127.6 | 710 | -12.89 | 510
2035-04-06 18:00 | 131.93 | 300 | 0 | 510 | 410 | 300 | 355.59 | 0 | 37.38 | 0 | 510 | 410 | 300 | 355.59 | 0 | 0 | 0 | 172.4 | 710 | 220.8 | 510
2035-04-06 19:00 | 310.73 | 505 | 0 | 510 | 710 | 505 | 510 | 0 | 0 | 0 | 510 | 710 | 139.89 | 510 | 0 | 0 | 0 | 472.4 | 710 | 204.85 | 510
2035-04-06 20:00 | 700 | 505 | 0 | 510 | 710 | 505 | 510 | 0 | 0 | 0 | 510 | 710 | 439.89 | 510 | 0 | 0 | 0 | 510 | 710 | 192.76 | 510
2035-04-06 21:00 | 700 | 505 | 0 | 510 | 710 | 505 | 510 | 0 | 0 | 0 | 510 | 710 | 505 | 510 | 0 | 0 | 0 | 510 | 710 | 200.51 | 510
2035-04-06 22:00 | 700 | 505 | 455.95 | 510 | 710 | 505 | 510 | 0 | 0 | 0 | 510 | 710 | 505 | 510 | 0 | 0 | 0 | 510 | 710 | 271.87 | 510
2035-04-06 23:00 | 700 | 505 | 0 | 510 | 710 | 505 | 510 | 0 | 0 | 0 | 510 | 710 | 505 | 510 | 0 | 0 | 0 | 510 | 710 | 283.17 | 510
2035-04-07 | 100 | 505 | 0 | 510 | 710 | 505 | 510 | 0 | 0 | 0 | 510 | 710 | 505 | 510 | 0 | 0 | 0 | 510 | 710 | 280.42 | 510
2035-04-07 01:00 | 0 | 505 | 236.2 | 510 | 710 | 505 | 510 | 0 | 0 | 0 | 510 | 710 | 505 | 510 | 0 | 0 | 0 | 510 | 710 | 298.99 | 510
2035-04-07 02:00 | 0 | 505 | 700 | 510 | 710 | 505 | 510 | 0 | 0 | 0 | 510 | 710 | 505 | 510 | 0 | 0 | 0 | 510 | 710 | 276.73 | 510
2035-04-07 03:00 | 0 | 505 | 544.96 | 510 | 710 | 505 | 510 | 0 | 0 | 0 | 510 | 710 | 351.62 | 510 | 0 | 0 | 0 | 510 | 710 | 298.9 | 510
2035-04-07 04:00 | 0 | 505 | 28.19 | 510 | 710 | 505 | 510 | 0 | 0 | 0 | 510 | 710 | 170.36 | 510 | 0 | 0 | 0 | 351.61 | 669.36 | 0 | 510
2035-04-07 05:00 | 0 | 505 | 0 | 510 | 710 | 505 | 510 | 0 | 0 | 0 | 390 | 559.05 | 137.82 | 510 | 0 | 0 | 0 | 399.82 | 370.96 | 0 | 510
2035-04-07 06:00 | 0 | 300 | 0 | 390 | 516.42 | 300 | 510 | 0 | 0 | 0 | 90 | 259.05 | 0 | 210 | 0 | 0 | 0 | 99.82 | 70.96 | 0 | 345.79
2035-04-07 07:00 | 0 | 0 | 0 | 90 | 216.42 | 0 | 210 | -100 | 0 | -100 | -210 | 300 | -162.61 | 214.1 | -100 | 0 | -100 | 0 | 300 | 0 | 216.25
2035-04-07 08:00 | -600 | -300 | -600 | -210 | -83.58 | -300 | -90 | -700 | -300 | -700 | -510 | 0 | -462.61 | -85.9 | -700 | -300 | -700 | -53.78 | 0 | -300 | -83.75
2035-04-07 09:00 | -700 | -526 | -700 | -510 | -302.17 | -526 | -390 | -700 | -526 | -700 | -510 | -300 | -526 | -385.9 | -700 | -401.79 | -700 | -155.8 | 0 | -526 | -383.75
2035-04-07 10:00 | -700 | -226 | -700 | -510 | -569.71 | -434.48 | -510 | -700 | -526 | -700 | -510 | -182.05 | -526 | -510 | -700 | -526 | -700 | -155.8 | 0 | -526 | -510
2035-04-07 11:00 | -700 | 0 | -700 | -510 | -710 | -517.89 | -510 | -700 | -526 | -700 | -510 | -182.05 | -526 | -510 | -700 | -476.62 | -700 | -300 | -69.93 | -526 | -510
2035-04-07 12:00 | -700 | 0 | -700 | -510 | -710 | -517.89 | -510 | -700 | -378.6 | -700 | -510 | -327.73 | -526 | -510 | -700 | -377.56 | -700 | 0 | -161.98 | -526 | -510
2035-04-07 13:00 | -700 | 0 | -700 | -510 | -710 | -517.89 | -510 | -700 | -483.94 | -700 | -510 | -223.62 | -526 | -510 | -700 | -526 | -700 | -300 | -145.4 | -526 | -510
2035-04-07 14:00 | -700 | 0 | -700 | -510 | -710 | -517.89 | -510 | -700 | -351.09 | -700 | -510 | -354.92 | -526 | -510 | -700 | -526 | -700 | -335.41 | -356.99 | -526 | -510
2035-04-07 15:00 | -700 | -144.09 | -700 | -510 | -710 | -374.9 | -510 | -700 | -351.09 | -700 | -510 | -354.92 | -526 | -510 | -700 | -526 | -700 | -219.49 | -473.15 | -526 | -510
2035-04-07 16:00 | -700 | -444.09 | -700 | -390 | -490 | -526 | -403.36 | -700 | -308.01 | -700 | -307.91 | -600 | -526 | -510 | -700 | -301.31 | -700 | -128.52 | -320.06 | -526 | -510
2035-04-07 17:00 | -603.62 | -300 | -600 | -90 | -190 | -300 | -103.36 | -700 | -300 | -700 | -7.91 | -300 | -300 | -300 | -700 | -185.61 | -700 | 0 | -20.06 | -366.42 | -210
2035-04-07 18:00 | -3.62 | 0 | 0 | 210 | 110 | 0 | 196.64 | -100 | 0 | -100 | 292.09 | 0 | 0 | 0 | -324.85 | 114.39 | -100 | 300 | 279.94 | -277.39 | 90
2035-04-07 19:00 | 0 | 0 | 0 | 510 | 410 | 0 | 496.64 | 0 | 0 | 0 | 510 | 0 | 0 | 7.05 | 0 | 0 | 0 | 0 | 126.42 | 0 | 390
2035-04-07 20:00 | 0 | 0 | 0 | 510 | 710 | 0 | 510 | 0 | 0 | 0 | 510 | 0 | 0 | 7.05 | 0 | 0 | 0 | 0 | 6.54 | 0 | 510
2035-04-07 21:00 | 0 | 0 | 0 | 510 | 710 | 0 | 510 | 0 | 0 | 0 | 510 | 0 | 0 | 7.05 | 0 | 0 | 0 | 0 | 6.54 | 0 | 510
2035-04-07 22:00 | 0 | 0 | 0 | 510 | 710 | 0 | 510 | 0 | 0 | 0 | 510 | 0 | 0 | 7.05 | 0 | 0 | 0 | 0 | 6.54 | 0 | 510
2035-04-07 23:00 | 0 | 0 | 0 | 510 | 710 | 0 | 510 | 0 | 0 | 0 | 210 | 96.66 | 0 | 210 | 0 | 0 | 0 | 0 | 306.24 | 0 | 210
2035-04-08 | 0 | 0 | 0 | 510 | 710 | 300 | 510 | 0 | 0 | 0 | 510 | 396.66 | 197.3 | 510 | 0 | 0 | 0 | 300 | 606.24 | 197.3 | 510
2035-04-08 01:00 | 0 | 0 | 0 | 510 | 710 | 505 | 510 | 0 | 0 | 0 | 510 | 594.73 | 0 | 510 | 0 | 0 | 0 | 510 | 594.73 | 0 | 510
2035-04-08 02:00 | 0 | 0 | 0 | 510 | 710 | 505 | 510 | 0 | 0 | 0 | 510 | 594.73 | 0 | 510 | 0 | 0 | 0 | 510 | 594.73 | 0 | 510
2035-04-08 03:00 | 0 | 0 | 0 | 510 | 710 | 505 | 510 | 0 | 0 | 0 | 510 | 594.73 | 0 | 510 | 0 | 0 | 0 | 510 | 594.73 | 0 | 510
2035-04-08 04:00 | 0 | 296.27 | 0 | 510 | 710 | 505 | 510 | 0 | 0 | 0 | 510 | 594.73 | 0 | 510 | 0 | 0 | 0 | 510 | 594.73 | 0 | 510
2035-04-08 05:00 | 0 | 0 | 0 | 510 | 710 | 505 | 510 | 0 | 0 | 0 | 510 | 594.73 | 0 | 510 | 0 | 0 | 0 | 510 | 594.73 | 0 | 510
2035-04-08 06:00 | 0 | 300 | 0 | 510 | 710 | 505 | 510 | 0 | 0 | 0 | 510 | 594.73 | 0 | 510 | 0 | 0 | 0 | 510 | 594.73 | 0 | 510
2035-04-08 07:00 | 0 | 0 | 0 | 510 | 611.28 | 374 | 510 | 0 | 37.24 | 0 | 398.99 | 366.67 | 300 | 510 | 0 | 0 | 0 | 417 | 687.55 | 0 | 510
2035-04-08 08:00 | -100 | 0 | -100 | 210 | 311.28 | 74 | 210 | -100 | 0 | -116.3 | 98.99 | 66.67 | 0 | 210 | -534.56 | 0 | -100 | 117 | 685.77 | 300 | 510
2035-04-08 09:00 | -700 | -300 | -700 | -90 | 11.28 | -226 | -90 | -700 | -300 | -700 | -201.01 | -233.33 | -300 | -90 | -700 | 0 | -700 | -183 | 385.77 | 0 | 210
2035-04-08 10:00 | -700 | -207.89 | -700 | -390 | 0 | -526 | 0 | -700 | -95.34 | -700 | -501.01 | 0 | -526 | 0 | -700 | 0 | -700 | -483 | 85.77 | -226 | 0
2035-04-08 11:00 | -700 | -5.64 | -700 | -510 | 0 | -526 | -79.56 | -700 | 0 | -700 | -510 | 0 | -526 | -85.13 | -700 | 0 | -700 | -510 | 0 | -526 | 0
2035-04-08 12:00 | -700 | -5.64 | -700 | -510 | 0 | -526 | -79.56 | -700 | -51.5 | -700 | -510 | 0 | -526 | -34.28 | -700 | 0 | -700 | -510 | 0 | -269.6 | 0
2035-04-08 13:00 | -700 | -5.64 | -700 | -510 | 0 | -526 | -79.56 | -700 | -86.23 | -700 | -510 | 0 | -526 | 0 | -700 | 0 | -700 | -510 | 0 | -269.6 | 0
2035-04-08 14:00 | -700 | -5.64 | -700 | -390 | 0 | -526 | -199.68 | -700 | -165.17 | -700 | -432.13 | 0 | -526 | 0 | -700 | 0 | -700 | -408.82 | 0 | 0 | 0
2035-04-08 15:00 | -700 | -300 | -700 | -90 | -99.75 | -300 | -90 | -700 | -300 | -700 | -132.13 | -190 | -300 | -202.23 | -700 | 0 | -700 | -108.82 | 243.11 | 0 | 210
2035-04-08 16:00 | -221.24 | 0 | -100 | 210 | 200.25 | 0 | 210 | -362.81 | 0 | -100 | 167.87 | 110 | 0 | 97.77 | -600 | 0 | -600 | 191.18 | 543.11 | 300 | 510
2035-04-08 17:00 | 48.32 | 300 | 500 | 510 | 500.25 | 300 | 510 | 0 | 205 | 0 | 467.87 | 410 | 205 | 349.07 | 0 | 205 | 0 | 491.18 | 710 | 0 | 510
2035-04-08 18:00 | 216.52 | 505 | 700 | 510 | 710 | 505 | 510 | 0 | 505 | 0 | 510 | 710 | 505 | 510 | 600 | 505 | 297.92 | 510 | 710 | 245.07 | 510
2035-04-08 19:00 | 700 | 505 | 425.82 | 510 | 710 | 505 | 510 | 0 | 505 | 0 | 510 | 710 | 505 | 510 | 700 | 505 | 284.19 | 510 | 710 | 212.92 | 510
2035-04-08 20:00 | 425.32 | 505 | 700 | 510 | 710 | 505 | 510 | 0 | 505 | 460.12 | 510 | 710 | 505 | 510 | 700 | 505 | 360.01 | 510 | 710 | 186.15 | 510
2035-04-08 21:00 | 425.32 | 505 | 700 | 510 | 710 | 505 | 510 | 586.72 | 505 | 700 | 510 | 710 | 505 | 510 | 700 | 505 | 360.01 | 510 | 710 | 174.34 | 510
2035-04-08 22:00 | 366.87 | 505 | 700 | 510 | 710 | 505 | 510 | 0 | 505 | 700 | 510 | 710 | 505 | 510 | 578.63 | 505 | 484.36 | 510 | 710 | 208.31 | 510
2035-04-08 23:00 | 502.47 | 505 | 700 | 510 | 710 | 505 | 510 | 415.9 | 505 | 700 | 510 | 710 | 505 | 510 | 541.69 | 505 | 398.22 | 510 | 710 | 264.67 | 510
2035-04-09 | 686.14 | 505 | 700 | 510 | 710 | 505 | 510 | 0 | 505 | 118.2 | 510 | 710 | 505 | 510 | 50.45 | 505 | 696.45 | 510 | 710 | 212.47 | 510
2035-04-09 01:00 | 700 | 505 | 686.14 | 510 | 710 | 505 | 510 | 0 | 505 | 247.71 | 510 | 710 | 505 | 510 | 197.66 | 505 | 96.45 | 510 | 710 | 276.39 | 510
2035-04-09 02:00 | 700 | 505 | 686.14 | 510 | 710 | 505 | 510 | 0 | 505 | 247.71 | 510 | 710 | 505 | 510 | 0 | 505 | 0 | 510 | 710 | 280.32 | 510
2035-04-09 03:00 | 100 | 505 | 686.14 | 510 | 710 | 505 | 510 | 0 | 505 | 0 | 510 | 710 | 505 | 510 | 0 | 505 | 0 | 510 | 710 | 265.24 | 510
2035-04-09 04:00 | 681.9 | 505 | 700 | 510 | 710 | 505 | 510 | 0 | 505 | 0 | 510 | 710 | 505 | 510 | 0 | 505 | 0 | 510 | 710 | 276.66 | 510
2035-04-09 05:00 | 681.9 | 505 | 700 | 510 | 710 | 505 | 510 | 0 | 505 | 0 | 510 | 710 | 505 | 510 | 0 | 505 | 0 | 510 | 710 | 274.09 | 510
2035-04-09 06:00 | 700 | 505 | 352.33 | 510 | 710 | 505 | 510 | 0 | 205 | 0 | 510 | 710 | 238.01 | 510 | 0 | 459.34 | 0 | 510 | 710 | 264.85 | 510
2035-04-09 07:00 | 500 | 300 | 0 | 510 | 704.53 | 505 | 510 | 0 | 37.26 | 0 | 452.89 | 410 | 300 | 412.77 | 0 | 159.34 | 0 | 510 | 710 | 0 | 510
2035-04-09 08:00 | -100 | 0 | -100 | 210 | 404.53 | 205 | 210 | -100 | 0 | -100 | 152.89 | 110 | 0 | 112.77 | -384.54 | 0 | -100 | 300 | 710 | 199.45 | 403.98
2035-04-09 09:00 | -700 | -300 | -700 | -90 | 104.53 | -95 | -90 | -700 | -300 | -700 | -147.11 | -190 | -300 | -187.23 | -700 | -300 | -700 | 0 | 710 | -100.55 | 103.98
2035-04-09 10:00 | -700 | 0 | -700 | -390 | -195.47 | -144.05 | -390 | -700 | 0 | -700 | -447.11 | -47.92 | -137.01 | -487.23 | -700 | -526 | -700 | -300 | 710 | -400.55 | -196.02
2035-04-09 11:00 | -700 | 0 | -700 | -510 | -98.57 | 0 | -510 | -700 | 0 | -700 | -510 | -98.57 | 0 | -510 | -700 | -526 | -700 | -308.67 | 710 | -526 | -496.02
2035-04-09 12:00 | -700 | 0 | -700 | -510 | -98.57 | 0 | -510 | -700 | 0 | -700 | -510 | -98.57 | 0 | -510 | -700 | -526 | -700 | -294.7 | 710 | -526 | -510
2035-04-09 13:00 | -700 | 0 | -700 | -510 | -98.57 | 0 | -510 | -700 | 0 | -700 | -510 | -98.57 | 0 | -510 | -700 | -526 | -700 | -294.7 | 710 | -526 | -510
2035-04-09 14:00 | -700 | 0 | -700 | -390 | -218.81 | 0 | -510 | -700 | 0 | -700 | -435.3 | -173.42 | 0 | -510 | -700 | -526 | -700 | -132.62 | 710 | -526 | -504.19
2035-04-09 15:00 | -700 | -300 | -700 | -90 | -190 | -300 | -244.41 | -700 | -197.77 | -700 | -135.3 | -190 | -300 | -300 | -700 | -322.34 | -700 | -199.12 | 710 | -300 | -204.19
2035-04-09 16:00 | -600 | 0 | -357.9 | 210 | 110 | 0 | 55.59 | -700 | 0 | -700 | 164.7 | 110 | 0 | 0 | -627.65 | -22.34 | -600 | 0 | 710 | 0 | 95.81
2035-04-09 17:00 | 0 | 234.04 | 0 | 510 | 410 | 300 | 355.59 | -248.42 | 136.99 | -100 | 464.7 | 410 | 300 | 300 | -27.65 | 0 | 0 | 300 | 710 | 207.58 | 395.81
2035-04-09 18:00 | 100 | 505 | 0 | 510 | 710 | 505 | 510 | 0 | 0 | 0 | 510 | 710 | 364 | 510 | 0 | 0 | 0 | 510 | 710 | 220.46 | 510
2035-04-09 19:00 | 700 | 505 | 0 | 510 | 710 | 505 | 510 | 0 | 0 | 0 | 510 | 710 | 75.86 | 510 | 0 | 0 | 0 | 510 | 710 | 193.14 | 510
2035-04-09 20:00 | 700 | 505 | 0 | 510 | 710 | 505 | 510 | 0 | 0 | 0 | 510 | 710 | 321.06 | 510 | 0 | 0 | 0 | 510 | 710 | 179.88 | 510
2035-04-09 21:00 | 700 | 505 | 0 | 510 | 710 | 505 | 510 | 0 | 0 | 0 | 510 | 710 | 214.89 | 510 | 0 | 0 | 0 | 510 | 710 | 158.14 | 510
2035-04-09 22:00 | 246.53 | 505 | 0 | 510 | 653.07 | 505 | 510 | 0 | 0 | 0 | 510 | 651.05 | 202.08 | 510 | 0 | 0 | 0 | 510 | 710 | 174.06 | 466.55
2035-04-09 23:00 | 146.16 | 505 | 0 | 510 | 621.71 | 505 | 510 | 0 | 0 | 0 | 510 | 619.68 | 205 | 510 | 0 | 300 | 0 | 510 | 619.68 | 175.86 | 510
2035-04-10 | 700 | 505 | 250.06 | 510 | 654.72 | 505 | 510 | 0 | 116.25 | 0 | 510 | 652.69 | 505 | 510 | 0 | 505 | 0 | 510 | 710 | 213.13 | 510
2035-04-10 01:00 | 700 | 505 | 436.33 | 510 | 710 | 505 | 510 | 0 | 235.25 | 0 | 510 | 710 | 505 | 510 | 0 | 505 | 0 | 510 | 710 | 217.68 | 510
2035-04-10 02:00 | 700 | 505 | 407.67 | 510 | 710 | 505 | 510 | 0 | 235.25 | 0 | 510 | 710 | 505 | 510 | 0 | 505 | 0 | 510 | 710 | 236.27 | 510
2035-04-10 03:00 | 700 | 505 | 686.14 | 510 | 710 | 505 | 510 | 0 | 361.56 | 0 | 510 | 710 | 505 | 510 | 0 | 505 | 0 | 510 | 710 | 261.96 | 510
2035-04-10 04:00 | 700 | 505 | 246.77 | 510 | 710 | 505 | 510 | 0 | 255.95 | 0 | 510 | 710 | 505 | 510 | 0 | 505 | 0 | 510 | 710 | 304.35 | 510
2035-04-10 05:00 | 600 | 505 | 197.75 | 510 | 710 | 505 | 510 | 0 | 30.82 | 0 | 510 | 710 | 505 | 510 | 0 | 450.15 | 0 | 510 | 710 | 271.22 | 510
2035-04-10 06:00 | 0 | 505 | 655.26 | 510 | 710 | 505 | 510 | 0 | 0 | 0 | 510 | 710 | 476.18 | 510 | 0 | 338.9 | 0 | 510 | 710 | 193.56 | 510
2035-04-10 07:00 | 248.05 | 505 | 55.26 | 510 | 710 | 505 | 510 | 0 | 0 | 0 | 510 | 710 | 391.26 | 510 | 0 | 178.36 | 0 | 300 | 710 | 254.75 | 510
2035-04-10 08:00 | 0 | 300 | 10.27 | 510 | 609.09 | 300 | 510 | 0 | 0 | 0 | 498.14 | 410 | 91.26 | 210 | 0 | 0 | 0 | 0 | 710 | 131.17 | 510
2035-04-10 09:00 | 0 | 0 | 0 | 210 | 309.09 | 0 | 210 | 0 | 0 | 0 | 406.84 | 110 | 0 | 0 | 0 | 0 | 0 | -300 | 710 | -114.67 | 210
2035-04-10 10:00 | 0 | 0 | 0 | 507.94 | 9.09 | 0 | 0 | 0 | 0 | 0 | 510 | 0 | 0 | 7.05 | 0 | 0 | 0 | -198.87 | 710 | 0 | 0
2035-04-10 11:00 | 0 | 0 | 0 | 510 | 0 | 0 | 7.05 | 0 | 0 | 0 | 510 | 0 | 0 | 7.05 | 0 | 0 | 0 | -198.87 | 710 | 0 | 0
2035-04-10 12:00 | 0 | 0 | 0 | 510 | 0 | 0 | 7.05 | 0 | 0 | 0 | 510 | 0 | 0 | 7.05 | 0 | 0 | 0 | -198.87 | 710 | 0 | 0
2035-04-10 13:00 | 0 | 0 | 0 | 510 | 0 | 0 | 7.05 | 0 | 0 | 0 | 510 | 0 | 0 | 7.05 | 0 | 0 | 0 | -198.87 | 710 | 0 | 0
2035-04-10 14:00 | 0 | 0 | 0 | 406.84 | 110 | 0 | 0 | 0 | 0 | 0 | 510 | 0 | 0 | 7.05 | 0 | 0 | 0 | -198.87 | 710 | 0 | 0
2035-04-10 15:00 | 0 | 205 | 0 | 407.98 | 410 | 205 | 210 | 0 | 0 | 0 | 210 | 110 | 0 | 196.64 | 0 | -45.61 | 0 | 0 | 710 | 0 | 210
2035-04-10 16:00 | 0 | 505 | 360 | 510 | 710 | 505 | 510 | 0 | 205 | 0 | 510 | 410 | 294.15 | 496.64 | 0 | 254.39 | 0 | 300 | 710 | 300 | 510
2035-04-10 17:00 | 465.13 | 505 | 700 | 510 | 710 | 505 | 510 | 100 | 505 | 185.72 | 510 | 710 | 505 | 510 | 600 | 505 | 386.72 | 510 | 710 | 233.55 | 510
2035-04-10 18:00 | 700 | 505 | 625.29 | 510 | 710 | 505 | 510 | 700 | 505 | 185.72 | 510 | 710 | 505 | 510 | 700 | 505 | 481.59 | 510 | 710 | 195.85 | 510
2035-04-10 19:00 | 686.14 | 505 | 700 | 510 | 710 | 505 | 510 | 700 | 505 | 466.44 | 510 | 710 | 505 | 510 | 700 | 505 | 481.59 | 510 | 710 | 177.63 | 510
2035-04-10 20:00 | 554.44 | 505 | 700 | 510 | 710 | 505 | 510 | 700 | 505 | 545.9 | 510 | 710 | 505 | 510 | 700 | 505 | 481.59 | 510 | 710 | 213.27 | 510
2035-04-10 21:00 | 554.44 | 505 | 700 | 510 | 710 | 505 | 510 | 700 | 505 | 141.84 | 510 | 710 | 505 | 510 | 700 | 505 | 500.9 | 510 | 710 | 193.14 | 510
2035-04-10 22:00 | 554.44 | 505 | 700 | 510 | 710 | 505 | 510 | 226.67 | 505 | 700 | 510 | 710 | 505 | 510 | 700 | 505 | 430.84 | 510 | 710 | 204.94 | 510
2035-04-10 23:00 | 554.44 | 505 | 700 | 510 | 710 | 505 | 510 | 0 | 505 | 684.39 | 510 | 710 | 505 | 510 | 700 | 505 | 393.94 | 510 | 710 | 204.02 | 510
2035-04-11 | 563.38 | 505 | 700 | 510 | 710 | 505 | 510 | 0 | 505 | 84.39 | 510 | 710 | 505 | 510 | 625.42 | 505 | 0 | 510 | 710 | 216.9 | 510
2035-04-11 01:00 | 488.82 | 505 | 700 | 510 | 710 | 505 | 510 | 65.27 | 505 | 0 | 510 | 710 | 505 | 510 | 542.85 | 505 | 0 | 510 | 710 | 243.77 | 510
2035-04-11 02:00 | 418.11 | 505 | 700 | 510 | 710 | 505 | 510 | 65.27 | 505 | 0 | 510 | 710 | 505 | 510 | 392.93 | 505 | 0 | 510 | 710 | 270.18 | 510
2035-04-11 03:00 | 686.14 | 505 | 700 | 510 | 710 | 505 | 510 | 0 | 505 | 0 | 510 | 710 | 505 | 510 | 0 | 505 | 0 | 510 | 710 | 285.68 | 510
2035-04-11 04:00 | 579.08 | 505 | 700 | 510 | 710 | 505 | 510 | 0 | 451.43 | 0 | 510 | 710 | 505 | 510 | 0 | 505 | 0 | 510 | 710 | 298.76 | 510
2035-04-11 05:00 | 700 | 505 | 100 | 510 | 710 | 505 | 510 | 0 | 227.63 | 0 | 510 | 710 | 505 | 510 | 0 | 505 | 0 | 510 | 710 | 260.86 | 510
2035-04-11 06:00 | 600 | 505 | 0 | 510 | 710 | 505 | 510 | 0 | 0 | 0 | 510 | 710 | 367.01 | 510 | 0 | 437.88 | 0 | 510 | 710 | 234.54 | 510
2035-04-11 07:00 | 0 | 505 | 537.78 | 510 | 710 | 505 | 510 | 0 | 0 | 0 | 300 | 600 | 67.01 | 510 | 0 | 137.88 | 0 | 210 | 710 | 225.61 | 510
2035-04-11 08:00 | 0 | 205 | 0 | 300 | 410 | 205 | 484.14 | 0 | 0 | 0 | 0 | 300 | 0 | 216.25 | 0 | -162.12 | 0 | -90 | 710 | -74.39 | 210
2035-04-11 09:00 | -600 | -76.49 | -600 | 0 | 110 | -95 | 184.14 | -600 | -262.94 | -600 | -300 | 0 | -300 | -71.65 | -600 | -462.12 | -600 | -172.72 | 710 | -207.5 | 326.24
2035-04-11 10:00 | -700 | -376.49 | -700 | -300 | 0 | -395 | -68.57 | -700 | -526 | -700 | -510 | 0 | -526 | 0 | -700 | -526 | -700 | -472.72 | 710 | -507.5 | 26.24
2035-04-11 11:00 | -700 | -526 | -700 | -510 | 0 | -526 | -141.82 | -700 | -526 | -700 | -510 | 0 | -526 | -59.61 | -700 | -526 | -700 | -510 | 710 | -526 | 0
2035-04-11 12:00 | -700 | -517.78 | -700 | -510 | 0 | -526 | -28.75 | -700 | -526 | -700 | -510 | 0 | -526 | -165 | -700 | -526 | -700 | -510 | 710 | -526 | 0
2035-04-11 13:00 | -700 | -526 | -700 | -510 | 0 | -526 | -158.4 | -700 | -526 | -700 | -510 | 0 | -526 | -367.7 | -700 | -526 | -700 | -510 | 710 | -526 | 0
2035-04-11 14:00 | -700 | -526 | -700 | -510 | 0 | -526 | -63.28 | -700 | -526 | -700 | -510 | 0 | -526 | -367.7 | -700 | -526 | -700 | -510 | 710 | -526 | 0
2035-04-11 15:00 | -700 | -294.76 | -700 | -390 | 0 | -509.51 | -363.28 | -700 | -526 | -700 | -510 | 0 | -526 | -390 | -700 | -526 | -700 | -210 | 710 | -300 | 0
2035-04-11 16:00 | -600 | 0 | -600 | -90 | 0 | -209.51 | -90 | -700 | -226 | -700 | -210 | 0 | -226 | -90 | -600 | -488.07 | -600 | -429.75 | 710 | 0 | 300
2035-04-11 17:00 | 0 | 0 | 0 | 210 | 300 | 90.49 | 210 | -100 | 0 | -271.5 | 90 | 216.42 | 0 | 210 | 0 | -235.11 | 0 | -129.75 | 710 | 0 | 158.92
2035-04-11 18:00 | 0 | 300 | 600 | 510 | 600 | 390.49 | 510 | 0 | 86.92 | 0 | 390 | 516.42 | 300 | 510 | 0 | 0 | 0 | 170.25 | 710 | 246.41 | 458.92
2035-04-11 19:00 | 0 | 505 | 700 | 510 | 710 | 505 | 510 | 0 | 386.92 | 0 | 510 | 710 | 505 | 510 | 0 | 205 | 0 | 470.25 | 710 | 252.48 | 510
2035-04-11 20:00 | 600 | 505 | 700 | 510 | 710 | 505 | 510 | 0 | 505 | 0 | 510 | 710 | 505 | 510 | 0 | 505 | 0 | 510 | 710 | 175.48 | 510
2035-04-11 21:00 | 686.14 | 505 | 700 | 510 | 710 | 505 | 510 | 0 | 505 | 0 | 510 | 710 | 505 | 510 | 0 | 505 | 0 | 510 | 710 | 211.53 | 510
2035-04-11 22:00 | 686.14 | 505 | 700 | 510 | 710 | 505 | 510 | 0 | 505 | 0 | 510 | 710 | 505 | 510 | 0 | 505 | 0 | 510 | 710 | 207.65 | 510
2035-04-11 23:00 | 700 | 505 | 686.14 | 510 | 710 | 505 | 510 | 0 | 505 | 0 | 510 | 710 | 505 | 510 | 0 | 505 | 0 | 510 | 710 | 244.22 | 510
2035-04-12 | 439.15 | 505 | 700 | 510 | 710 | 505 | 510 | 318.67 | 505 | 0 | 510 | 710 | 505 | 510 | 600 | 505 | 0 | 510 | 710 | 226.52 | 510
2035-04-12 01:00 | 686.14 | 505 | 700 | 510 | 710 | 505 | 510 | 199.32 | 505 | 0 | 510 | 710 | 505 | 510 | 600 | 505 | 0 | 510 | 710 | 183.89 | 510
2035-04-12 02:00 | 686.14 | 505 | 700 | 510 | 710 | 505 | 510 | 0 | 505 | 0 | 510 | 710 | 505 | 510 | 229.69 | 505 | 0 | 510 | 710 | 201.41 | 510
2035-04-12 03:00 | 400.45 | 505 | 700 | 510 | 710 | 505 | 510 | 10.68 | 505 | 0 | 510 | 710 | 505 | 510 | 0 | 505 | 0 | 510 | 710 | 231.33 | 510
2035-04-12 04:00 | 0 | 505 | 100 | 510 | 710 | 505 | 510 | 0 | 505 | 0 | 510 | 710 | 505 | 510 | 0 | 505 | 0 | 510 | 710 | 252 | 510
2035-04-12 05:00 | 502.33 | 505 | 700 | 510 | 710 | 505 | 510 | 0 | 505 | 0 | 510 | 710 | 505 | 510 | 0 | 505 | 0 | 510 | 710 | 299.59 | 510
2035-04-12 06:00 | 424.05 | 505 | 700 | 510 | 710 | 505 | 510 | 0 | 505 | 0 | 510 | 710 | 505 | 510 | 278.13 | 505 | 0 | 510 | 710 | 282.49 | 510
2035-04-12 07:00 | 686.14 | 505 | 700 | 510 | 710 | 505 | 510 | 0 | 505 | 364.27 | 510 | 710 | 505 | 510 | 0 | 505 | 0 | 510 | 710 | 308.05 | 510
2035-04-12 08:00 | 255.8 | 505 | 700 | 510 | 710 | 505 | 510 | 0 | 505 | 0 | 510 | 710 | 505 | 510 | 0 | 505 | 0 | 510 | 710 | 272.79 | 510
2035-04-12 09:00 | 0 | 505 | 238.87 | 510 | 710 | 505 | 510 | 0 | 205 | 0 | 510 | 410 | 205 | 496.64 | 0 | 205 | 0 | 285.63 | 710 | 283.08 | 510
2035-04-12 10:00 | 0 | 205 | 0 | 510 | 410 | 205 | 234.64 | 0 | 0 | 0 | 210 | 110 | 0 | 196.64 | 0 | 0 | 0 | -14.37 | 710 | 0 | 257.73
2035-04-12 11:00 | 0 | 0 | 0 | 300 | 118.47 | 0 | 300 | -44.9 | 0 | 0 | 90 | 126.51 | 0 | 300 | 0 | 0 | 0 | -278.85 | 710 | 0 | 78.09
2035-04-12 12:00 | -600 | 0 | -600 | 0 | -9.67 | 0 | 0 | -644.9 | 0 | -600 | -210 | 0 | 0 | 0 | -571.96 | -77.19 | -231.59 | -510 | 710 | 0 | 378.09
2035-04-12 13:00 | -700 | 0 | -700 | -300 | -309.67 | -234.58 | -300 | -700 | -124.33 | -700 | -510 | -300 | -300 | -300 | -700 | -377.19 | -700 | -397.94 | 710 | -300 | 78.09
2035-04-12 14:00 | -700 | -226 | -700 | -510 | -501.8 | -226 | -510 | -700 | -226 | -700 | -510 | -514.35 | -490.06 | -510 | -700 | -526 | -700 | -510 | 710 | -526 | -37.95
2035-04-12 15:00 | -700 | -526 | -700 | -510 | -201.8 | -526 | -490.28 | -700 | -526 | -700 | -510 | -214.35 | -526 | -477.73 | -700 | -526 | -700 | -510 | 710 | -526 | -337.95
2035-04-12 16:00 | -700 | -526 | -700 | -510 | -174.24 | -526 | -510 | -700 | -526 | -700 | -510 | -170.64 | -526 | -510 | -700 | -526 | -700 | -510 | 710 | -378.4 | -451.1
2035-04-12 17:00 | -700 | -526 | -700 | -510 | -42.8 | -526 | -510 | -700 | -526 | -700 | -510 | -94.75 | -526 | -510 | -700 | -526 | -700 | -510 | 710 | -425.38 | -151.1
2035-04-12 18:00 | -700 | -526 | -700 | -510 | -157.67 | -526 | -510 | -700 | -526 | -700 | -510 | -182.05 | -526 | -510 | -700 | -526 | -700 | -510 | 710 | -505.9 | -25.93
2035-04-12 19:00 | -700 | -526 | -700 | -510 | -57.04 | -526 | -510 | -700 | -526 | -700 | -510 | -178.44 | -526 | -510 | -700 | -526 | -700 | -510 | 710 | -526 | 0
2035-04-12 20:00 | -700 | -526 | -700 | -510 | -182.05 | -526 | -510 | -700 | -526 | -700 | -510 | -182.05 | -526 | -510 | -700 | -526 | -700 | -510 | 710 | -526 | -210
2035-04-12 21:00 | -700 | -226 | -700 | -510 | -482.05 | -522.49 | -510 | -700 | -226 | -700 | -510 | -482.05 | -522.49 | -510 | -700 | -526 | -700 | -510 | 710 | -526 | -510
2035-04-12 22:00 | -700 | 0 | -700 | -510 | -710 | -517.89 | -510 | -700 | 0 | -700 | -510 | -710 | -517.89 | -510 | -700 | -526 | -700 | -510 | 710 | -492.09 | -510
2035-04-12 23:00 | -700 | 0 | -700 | -510 | -710 | -517.89 | -510 | -700 | 0 | -700 | -510 | -710 | -517.89 | -510 | -700 | -526 | -700 | -510 | 410 | -526 | -510
2035-04-13 | -700 | 0 | -700 | -282.33 | -410 | -217.89 | -210 | -700 | 0 | -700 | -282.33 | -410 | -217.89 | -210 | -700 | -226 | -700 | -510 | 223.37 | -406.64 | -210
2035-04-13 01:00 | -700 | 0 | -700 | -510 | -110 | 0 | -498.58 | -700 | 0 | -700 | -510 | -110 | 0 | -498.58 | -700 | -236.61 | -700 | -510 | 521.58 | -402.2 | -510
2035-04-13 02:00 | -700 | 0 | -700 | -510 | -98.57 | 0 | -510 | -700 | 0 | -700 | -510 | -98.57 | 0 | -510 | -700 | -526 | -700 | -510 | 710 | -328.22 | -491.27
2035-04-13 03:00 | -700 | 0 | -700 | -510 | -98.57 | 0 | -510 | -700 | 0 | -700 | -510 | -98.57 | 0 | -510 | -700 | -526 | -700 | -510 | 710 | -345.93 | -473.64
2035-04-13 04:00 | -700 | 0 | -700 | -510 | -98.57 | 0 | -510 | -700 | 0 | -700 | -510 | -98.57 | 0 | -510 | -700 | -526 | -700 | -510 | 710 | -319.26 | -500.18
2035-04-13 05:00 | -700 | 0 | -700 | -510 | -98.57 | 0 | -510 | -700 | 0 | -700 | -510 | -98.57 | 0 | -510 | -700 | -526 | -700 | -510 | 481.74 | -355.13 | -230.22
2035-04-13 06:00 | -700 | 0 | -700 | -510 | -98.57 | 0 | -510 | -700 | 0 | -700 | -510 | -98.57 | 0 | -510 | -700 | -526 | -700 | -510 | 431.79 | -370.48 | -163.68
2035-04-13 07:00 | -700 | 0 | -700 | -510 | -98.57 | 0 | -510 | -700 | 0 | -700 | -510 | -98.57 | 0 | -510 | -700 | -526 | -700 | -510 | 710 | -355.95 | -463.68
2035-04-13 08:00 | -700 | 0 | -700 | -510 | -98.57 | 0 | -510 | -700 | 0 | -700 | -510 | -98.57 | 0 | -510 | -700 | -526 | -700 | -510 | 709.01 | -308.37 | -510
2035-04-13 09:00 | -700 | 0 | -700 | -510 | -98.57 | 0 | -510 | -700 | 0 | -700 | -510 | 0 | -181.65 | -427.74 | -700 | -526 | -700 | -510 | 710 | -309.39 | -510
2035-04-13 10:00 | -700 | 0 | -700 | -510 | 0 | -166.46 | -442.85 | -700 | 0 | -700 | -510 | 0 | -377.7 | -232.69 | -700 | -526 | -700 | -510 | 710 | -309.39 | -510
2035-04-13 11:00 | -700 | 0 | -700 | -510 | 0 | -296.75 | -313.22 | -700 | 0 | -700 | -510 | 0 | -448.55 | -162.19 | -700 | -526 | -700 | -510 | 482.02 | -74.21 | -510
2035-04-13 12:00 | -700 | 0 | -700 | -510 | 0 | -285.65 | -324.27 | -700 | 0 | -700 | -510 | 0 | -428.07 | -182.57 | -700 | -526 | -700 | -510 | 182.02 | 59.94 | -325.39
2035-04-13 13:00 | -700 | 0 | -700 | -510 | 0 | -301.25 | -308.75 | -700 | 0 | -700 | -510 | 0 | -402.16 | -208.35 | -700 | -526 | -700 | -510 | 0 | 39.46 | -129.79
2035-04-13 14:00 | -700 | 0 | -700 | -510 | 0 | -336.85 | -273.32 | -700 | 0 | -700 | -510 | 0 | -409.95 | -200.6 | -700 | -526 | -700 | -510 | 0 | 51.63 | -142.33
2035-04-13 15:00 | -700 | -95 | -700 | -510 | 0 | -312.54 | -203.71 | -700 | -226 | -700 | -510 | 0 | -233.25 | -153.27 | -700 | -423.78 | -700 | -510 | 0 | 0 | -158.41
2035-04-13 16:00 | -700 | -395 | -700 | -300 | 0 | -361.67 | -68.84 | -700 | -526 | -700 | -252.75 | 0 | -300 | -48.16 | -700 | -123.78 | -700 | -510 | 110 | -74.9 | -90
2035-04-13 17:00 | -600 | -95 | -600 | 0 | 110 | -61.67 | 157.67 | -700 | -254.54 | -700 | 47.25 | 110 | 0 | 210 | -700 | 176.22 | -511.69 | -510 | 410 | -181.11 | 210
2035-04-13 18:00 | 0 | 205 | 0 | 300 | 410 | 238.33 | 457.67 | -100 | 45.46 | -100 | 347.25 | 410 | 300 | 510 | -100 | 476.22 | 88.31 | -210 | 710 | 116.46 | 510
2035-04-13 19:00 | 600 | 505 | 0 | 510 | 710 | 505 | 510 | 0 | 0 | 0 | 510 | 710 | 205 | 510 | 0 | 396.05 | 0 | 90 | 710 | 294.31 | 510
2035-04-13 20:00 | 700 | 505 | 600 | 510 | 710 | 505 | 510 | 0 | 0 | 0 | 510 | 710 | 505 | 510 | 0 | 505 | 0 | 390 | 710 | 287.53 | 510
2035-04-13 21:00 | 700 | 505 | 0 | 510 | 710 | 505 | 510 | 0 | 0 | 0 | 510 | 710 | 360.76 | 510 | 0 | 505 | 0 | 510 | 710 | 266.87 | 510
2035-04-13 22:00 | 676.93 | 505 | 600 | 510 | 710 | 505 | 510 | 0 | 0 | 0 | 510 | 710 | 407.55 | 510 | 0 | 505 | 0 | 510 | 710 | 228.59 | 510
2035-04-13 23:00 | 613.6 | 505 | 0 | 510 | 710 | 505 | 510 | 0 | 0 | 0 | 510 | 710 | 128.98 | 510 | 0 | 475.63 | 0 | 510 | 710 | 225.08 | 510
2035-04-14 | 444.44 | 505 | 600 | 510 | 710 | 505 | 510 | 0 | 0 | 0 | 510 | 710 | 117.23 | 510 | 0 | 505 | 0 | 510 | 710 | 259.15 | 510
2035-04-14 01:00 | 700 | 505 | 0 | 510 | 710 | 505 | 510 | 0 | 0 | 0 | 510 | 710 | 417.23 | 510 | 0 | 505 | 0 | 510 | 710 | 263.75 | 510
2035-04-14 02:00 | 700 | 505 | 6.67 | 510 | 710 | 505 | 510 | 0 | 0 | 0 | 510 | 710 | 485.88 | 510 | 0 | 505 | 0 | 510 | 710 | 273.23 | 510
2035-04-14 03:00 | 177.03 | 505 | 606.67 | 510 | 710 | 505 | 510 | 0 | 0 | 0 | 510 | 710 | 505 | 510 | 0 | 505 | 0 | 510 | 710 | 268.81 | 510
2035-04-14 04:00 | 394.99 | 505 | 700 | 510 | 710 | 505 | 510 | 0 | 0 | 0 | 510 | 710 | 505 | 510 | 0 | 505 | 0 | 510 | 710 | 307.55 | 510
2035-04-14 05:00 | 0 | 505 | 600 | 510 | 710 | 505 | 510 | 0 | 0 | 0 | 510 | 710 | 412.94 | 510 | 0 | 505 | 0 | 510 | 710 | 286.96 | 510
2035-04-14 06:00 | 600 | 374 | 0 | 390 | 710 | 374 | 510 | 0 | 0 | 0 | 390 | 516.42 | 112.94 | 510 | 0 | 300 | 0 | 510 | 710 | 317.52 | 510
2035-04-14 07:00 | 11.51 | 74 | 0 | 90 | 710 | 74 | 510 | 0 | 0 | 0 | 90 | 216.42 | 0 | 210 | 0 | 0 | 0 | 210 | 604.11 | 44.22 | 510
2035-04-14 08:00 | -588.49 | -226 | -600 | -210 | 647.86 | -226 | 510 | -600 | -226 | -555.99 | -210 | 390.66 | -226 | 510 | -485.16 | 0 | -100 | -90 | 304.11 | 0 | 300
2035-04-14 09:00 | -700 | -526 | -700 | -510 | 347.86 | -526 | 210 | -700 | -526 | -700 | -510 | 90.66 | -526 | 210 | -700 | 0 | -700 | -390 | 4.11 | -300 | 0
2035-04-14 10:00 | -700 | -526 | -700 | -510 | 47.86 | -526 | -90 | -700 | -526 | -700 | -510 | -45.1 | -526 | -90 | -700 | 0 | -700 | -510 | 0 | -526 | 0
2035-04-14 11:00 | -700 | -526 | -700 | -510 | 0 | -526 | -276.37 | -700 | -526 | -700 | -510 | 0 | -526 | -390 | -700 | 0 | -700 | -510 | 0 | -526 | 0
2035-04-14 12:00 | -700 | -526 | -700 | -510 | 0 | -526 | -139.51 | -700 | -526 | -700 | -510 | 0 | -526 | -394.41 | -700 | 0 | -700 | -510 | 0 | -526 | 0
2035-04-14 13:00 | -700 | -526 | -700 | -510 | 0 | -526 | -439.51 | -700 | -526 | -700 | -510 | 0 | -526 | -510 | -700 | 0 | -700 | -510 | 0 | -526 | 0
2035-04-14 14:00 | -700 | -526 | -700 | -510 | 0 | -526 | -386.32 | -700 | -526 | -700 | -510 | 0 | -526 | -468.57 | -700 | 0 | -700 | -510 | 0 | -526 | 0
2035-04-14 15:00 | -700 | -526 | -700 | -510 | 0 | -526 | -300.26 | -700 | -526 | -700 | -510 | 0 | -526 | -390 | -700 | 0 | -700 | -510 | 0 | -460.68 | 0
2035-04-14 16:00 | -600 | -300 | -600 | -210 | 110 | -253.42 | -0.26 | -700 | -337.63 | -700 | -300 | 42.44 | -300 | -90 | -600 | 0 | -600 | -300 | 6.24 | -160.68 | 0
2035-04-14 17:00 | 0 | 0 | 0 | 90 | 410 | 46.58 | 296.69 | -121.23 | -37.63 | -100 | 0 | 342.44 | 0 | 210 | 0 | 0 | 0 | 0 | 306.24 | 0 | 210
2035-04-14 18:00 | 600 | 300 | 530 | 390 | 710 | 346.58 | 510 | 0 | 262.37 | 0 | 300 | 642.44 | 300 | 510 | 0 | 300 | 0 | 300 | 606.24 | 300 | 510
2035-04-14 19:00 | 700 | 505 | 278.7 | 510 | 710 | 505 | 510 | 410.99 | 505 | 0 | 510 | 710 | 505 | 510 | 479.75 | 505 | 0 | 510 | 710 | 219.16 | 510
2035-04-14 20:00 | 700 | 505 | 613.42 | 510 | 710 | 505 | 510 | 485.99 | 505 | 0 | 510 | 710 | 505 | 510 | 565.74 | 505 | 381.79 | 510 | 710 | 140.97 | 510
2035-04-14 21:00 | 275.32 | 505 | 700 | 510 | 710 | 505 | 510 | 0 | 505 | 522.56 | 510 | 710 | 505 | 510 | 633.15 | 505 | 171.01 | 510 | 710 | 177.21 | 510
2035-04-14 22:00 | 275.32 | 505 | 700 | 510 | 710 | 505 | 510 | 0 | 505 | 256.3 | 510 | 710 | 505 | 510 | 633.15 | 505 | 0 | 510 | 710 | 225.03 | 510
2035-04-14 23:00 | 700 | 505 | 351.43 | 510 | 710 | 505 | 510 | 0 | 505 | 203.75 | 510 | 710 | 505 | 510 | 589.06 | 505 | 0 | 510 | 710 | 200.04 | 510
2035-04-15 | 275.7 | 505 | 700 | 510 | 710 | 505 | 510 | 36.95 | 505 | 0 | 510 | 710 | 505 | 510 | 560.73 | 505 | 135.2 | 510 | 710 | 212.18 | 510
2035-04-15 01:00 | 700 | 505 | 384.94 | 510 | 710 | 505 | 510 | 636.95 | 505 | 0 | 510 | 710 | 505 | 510 | 574.04 | 505 | 104.11 | 510 | 710 | 223.58 | 510
2035-04-15 02:00 | 700 | 505 | 384.94 | 510 | 710 | 505 | 510 | 135.05 | 505 | 600 | 510 | 710 | 505 | 510 | 318.22 | 505 | 389.3 | 510 | 710 | 229.69 | 510
2035-04-15 03:00 | 309.57 | 505 | 700 | 510 | 710 | 505 | 510 | 600 | 505 | 0 | 510 | 710 | 505 | 510 | 608.63 | 505 | 146.02 | 510 | 710 | 250.53 | 510
2035-04-15 04:00 | 686.14 | 505 | 700 | 510 | 710 | 505 | 510 | 0 | 505 | 0 | 510 | 710 | 505 | 510 | 502.82 | 505 | 0 | 510 | 710 | 268.61 | 510
2035-04-15 05:00 | 700 | 505 | 457.48 | 510 | 710 | 505 | 510 | 0 | 505 | 183.3 | 510 | 710 | 505 | 510 | 584.27 | 505 | 0 | 510 | 710 | 284.41 | 510
2035-04-15 06:00 | 600 | 374 | 341.85 | 390 | 710 | 374 | 510 | 490.45 | 374 | 0 | 390 | 710 | 374 | 510 | 495.73 | 505 | 0 | 510 | 710 | 267.33 | 510
2035-04-15 07:00 | 0 | 74 | 0 | 90 | 710 | 74 | 510 | 0 | 74 | 0 | 90 | 470.83 | 74 | 510 | 0 | 205 | 0 | 250.64 | 600 | 0 | 510
2035-04-15 08:00 | -600 | -226 | -600 | -210 | 410 | -226 | 216.35 | -600 | -226 | -600 | -210 | 217.09 | -226 | 300 | -600 | 0 | -456.95 | -21.61 | 300 | 0 | 237.34
2035-04-15 09:00 | -700 | -526 | -700 | -510 | 110 | -526 | -83.65 | -700 | -526 | -700 | -510 | 0 | -526 | 0 | -700 | 0 | -700 | -321.61 | 0 | -300 | 0
2035-04-15 10:00 | -700 | -526 | -700 | -510 | 0 | -526 | -87.75 | -700 | -526 | -700 | -510 | 0 | -526 | -250.35 | -700 | 0 | -700 | -478.2 | 0 | -526 | 0
2035-04-15 11:00 | -700 | -526 | -700 | -510 | 0 | -526 | -282.63 | -700 | -526 | -700 | -510 | 0 | -526 | -462.93 | -700 | 0 | -700 | -478.2 | 0 | -526 | 0
2035-04-15 12:00 | -700 | -526 | -700 | -510 | 0 | -526 | -374.01 | -700 | -526 | -700 | -510 | 0 | -526 | -462.93 | -700 | 0 | -700 | -425.33 | 0 | -526 | 0
2035-04-15 13:00 | -700 | -526 | -700 | -510 | 0 | -526 | -172.36 | -700 | -526 | -700 | -510 | 0 | -526 | -460.61 | -700 | 0 | -700 | -425.33 | 0 | -526 | 0
2035-04-15 14:00 | -700 | -526 | -700 | -510 | 0 | -526 | -263.47 | -700 | -526 | -700 | -510 | 0 | -526 | -494.49 | -700 | 0 | -700 | -459.89 | 0 | -526 | 0
2035-04-15 15:00 | -700 | -526 | -700 | -510 | 0 | -526 | -261.33 | -700 | -526 | -700 | -510 | 0 | -526 | -301.28 | -700 | 0 | -700 | -459.89 | 0 | -526 | 0
2035-04-15 16:00 | -600 | -300 | -600 | -318.82 | 110 | -300 | 38.67 | -700 | -300 | -700 | -300 | 0 | -384.99 | -1.28 | -700 | 0 | -501.98 | -300 | 6.24 | -226 | 0
2035-04-15 17:00 | 0 | 0 | 0 | -18.82 | 410 | 0 | 338.67 | -100 | 0 | -230.29 | 0 | 300 | -84.99 | 298.72 | -100 | 0 | 98.02 | 0 | 306.24 | 0 | 210
2035-04-15 18:00 | 0 | 300 | 0 | 281.18 | 710 | 300 | 510 | 0 | 0 | 0 | 300 | 600 | 3.29 | 510 | 0 | 300 | 0 | 300 | 606.24 | 300 | 510
2035-04-15 19:00 | 0 | 505 | 600 | 510 | 710 | 505 | 510 | 0 | 0 | 0 | 510 | 710 | 303.29 | 510 | 0 | 209.38 | 0 | 510 | 710 | 306.85 | 510
2035-04-15 20:00 | 0 | 505 | 700 | 510 | 710 | 505 | 510 | 0 | 0 | 0 | 510 | 710 | 505 | 510 | 0 | 154.99 | 0 | 510 | 710 | 331.58 | 510
2035-04-15 21:00 | 0 | 505 | 278.98 | 510 | 710 | 505 | 510 | 0 | 0 | 0 | 510 | 710 | 343.04 | 510 | 0 | 444.99 | 0 | 510 | 710 | 308.3 | 510
2035-04-15 22:00 | 0 | 505 | 700 | 510 | 710 | 505 | 510 | 0 | 0 | 0 | 510 | 710 | 269.78 | 510 | 0 | 144.99 | 0 | 510 | 710 | 331.87 | 510
2035-04-15 23:00 | 0 | 505 | 137.56 | 510 | 710 | 505 | 510 | 0 | 0 | 0 | 510 | 710 | 269.78 | 510 | 0 | 0 | 0 | 510 | 710 | 350.5 | 510
2035-04-16 | 0 | 505 | 121.21 | 510 | 710 | 505 | 510 | 0 | 0 | 0 | 510 | 710 | 332.3 | 510 | 0 | 138.47 | 0 | 413.89 | 710 | 251.74 | 510
2035-04-16 01:00 | 0 | 205 | 0 | 510 | 710 | 338.55 | 510 | 0 | 0 | 0 | 387.67 | 410 | 32.3 | 210 | 0 | 0 | 0 | 113.89 | 641.62 | 0 | 510
2035-04-16 02:00 | 0 | 0 | 0 | 510 | 710 | 46.35 | 510 | 0 | 0 | 0 | 463.31 | 110 | 0 | 0 | 0 | 0 | 0 | 0 | 341.62 | -29.7 | 497.03
2035-04-16 03:00 | 0 | 0 | 0 | 510 | 668.31 | 0 | 510 | 0 | 0 | 0 | 510 | 0 | 0 | 7.05 | 0 | 0 | 0 | 0 | 179.26 | -29.67 | 510
2035-04-16 04:00 | 0 | 0 | 0 | 510 | 368.31 | 0 | 510 | 0 | 0 | 0 | 510 | 0 | 0 | 7.05 | 0 | 0 | 0 | 0 | 60.02 | -55.17 | 510
2035-04-16 05:00 | 0 | 0 | 0 | 510 | 222.7 | 0 | 510 | 0 | 0 | 0 | 510 | 0 | 0 | 7.05 | 0 | 0 | 0 | 0 | 110.3 | 0 | 406.14
2035-04-16 06:00 | 0 | 0 | 0 | 390 | 72.45 | 0 | 510 | 0 | 0 | 0 | 283.08 | 0 | 0 | 233.74 | 0 | 0 | 0 | 0 | 410 | 0 | 106.14
2035-04-16 07:00 | 0 | 0 | 0 | 90 | 110.73 | 0 | 315.8 | -100 | 0 | -100 | -16.92 | 274.48 | 0 | 175.03 | -17.3 | 0 | -64.01 | -198.87 | 710 | 0 | 0
2035-04-16 08:00 | -600 | -226 | -600 | -210 | 0 | -226 | 15.8 | -700 | -300 | -700 | -316.92 | -25.52 | -300 | -124.97 | -617.3 | -226 | -664.01 | -488.64 | 710 | -226 | -210
2035-04-16 09:00 | -700 | -526 | -700 | -510 | 0 | -526 | -132.81 | -700 | -526 | -700 | -510 | 0 | -526 | -424.97 | -700 | -526 | -700 | -510 | 710 | -526 | -510
2035-04-16 10:00 | -700 | -526 | -700 | -510 | 0 | -526 | -289.23 | -700 | -526 | -700 | -510 | 0 | -526 | -510 | -700 | -526 | -700 | -510 | 710 | -526 | -510
2035-04-16 11:00 | -700 | -526 | -700 | -510 | 0 | -526 | -461.84 | -700 | -526 | -700 | -510 | -133.49 | -526 | -510 | -700 | -526 | -700 | -510 | 710 | -526 | -510
2035-04-16 12:00 | -700 | -526 | -700 | -510 | -182.05 | -526 | -510 | -700 | -526 | -700 | -510 | -182.05 | -526 | -510 | -700 | -526 | -700 | -510 | 652.74 | -526 | -510
2035-04-16 13:00 | -700 | -526 | -700 | -510 | -182.05 | -526 | -510 | -700 | -526 | -700 | -510 | -182.05 | -526 | -510 | -700 | -526 | -700 | -510 | 352.74 | -526 | -510
2035-04-16 14:00 | -700 | -526 | -700 | -510 | -182.05 | -526 | -510 | -700 | -526 | -700 | -510 | -182.05 | -526 | -510 | -700 | -526 | -700 | -510 | 174.2 | -526 | -510
2035-04-16 15:00 | -700 | -526 | -700 | -510 | -182.05 | -526 | -510 | -700 | -526 | -700 | -510 | -182.05 | -526 | -510 | -700 | -526 | -700 | -510 | 410 | -526 | -510
2035-04-16 16:00 | -700 | -226 | -700 | -210 | 0 | -244.49 | -210 | -700 | -300 | -700 | -210 | -256.4 | -300 | -210 | -700 | -274.91 | -700 | -510 | 710 | -226 | -300
2035-04-16 17:00 | -473.82 | 0 | -100 | 90 | 300 | 36.16 | 90 | -567.7 | 0 | -700 | 90 | 43.6 | 0 | 90 | -700 | 0 | -700 | -210 | 710 | 10.81 | 0
2035-04-16 18:00 | 0 | 0 | 0 | 390 | 0 | 0 | 126.93 | -150.29 | 0 | -100 | 390 | 0 | 0 | 126.93 | -100 | 0 | -100 | -198.87 | 710 | 0 | 0
2035-04-16 19:00 | 0 | 0 | 0 | 510 | 0 | 0 | 7.05 | 0 | 0 | -68.12 | 510 | 0 | 0 | 7.05 | 0 | 0 | 0 | 10.67 | 710 | 0 | -210
2035-04-16 20:00 | 0 | 0 | 0 | 510 | 0 | 0 | 7.05 | -12.05 | 0 | -668.12 | 510 | 0 | 0 | 7.05 | 0 | 0 | 0 | 310.67 | 669.3 | 33.46 | -510
2035-04-16 21:00 | 0 | 0 | 0 | 510 | 0 | 0 | 7.05 | -12.05 | 0 | -700 | 510 | 0 | 0 | 7.05 | 0 | 0 | 0 | 483.52 | 530.39 | 0 | -510
2035-04-16 22:00 | 0 | 0 | -26.82 | 510 | 0 | 0 | 7.05 | -195.56 | 0 | -700 | 510 | 0 | 0 | 7.05 | 0 | 205 | -100 | 432.36 | 374.12 | 0 | -510
2035-04-16 23:00 | -54.13 | 0 | -626.82 | 510 | 0 | 196.39 | -195.13 | -700 | 6.16 | -663.46 | 510 | -214.78 | 300 | -93.72 | -91.03 | 505 | -700 | 378 | 74.12 | -168.91 | -454.93
2035-04-17 | -654.13 | 0 | -196.32 | 510 | 0 | 0 | 7.05 | -700 | 0 | -308.96 | 449.17 | 0 | 0 | 67.82 | -119.13 | 500.01 | -700 | 95.04 | 374.12 | -468.91 | -167.6
2035-04-17 01:00 | -700 | 0 | -700 | 510 | 0 | 0 | 7.05 | -700 | 0 | -700 | 149.17 | 0 | 0 | 0 | -700 | 200.01 | -592.83 | 0 | 402.8 | -526 | -467.6
2035-04-17 02:00 | -700 | 0 | -412.71 | 510 | 0 | 0 | 7.05 | -700 | 0 | -700 | 449.17 | 0 | 0 | 57.73 | -700 | 221.67 | -512.09 | 0 | 702.8 | -526 | -285.92
2035-04-17 03:00 | -700 | 0 | -502.21 | 510 | 0 | 0 | 7.05 | -700 | 0 | -646.12 | 510 | 0 | 0 | 7.05 | -155.13 | 119.48 | -681.74 | 0 | 659.54 | -526 | -295.72
2035-04-17 04:00 | -700 | 0 | -700 | 510 | 0 | 0 | 7.05 | -700 | 0 | -700 | 259.56 | 0 | 0 | 0 | -40.19 | 0 | -700 | 0 | 359.54 | -478.32 | -510
2035-04-17 05:00 | -700 | 0 | -700 | 390 | 0 | 0 | 126.93 | -700 | 0 | -700 | 63.44 | 0 | 0 | 0 | -118.62 | 24.7 | -700 | 69.5 | 110 | -383.26 | -350.52
2035-04-17 06:00 | -700 | 0 | -479 | 90 | 115.39 | 220.04 | 90 | -700 | 65.12 | -700 | 90 | 0 | 269.37 | 90 | -169.09 | 0 | -593.49 | 127.88 | 410 | -114.98 | -287.16
2035-04-17 07:00 | -700 | 0 | -295.99 | -210 | -184.61 | 0 | -210 | -700 | 0 | -700 | -210 | -300 | -30.63 | -210 | -700 | -226 | -307.33 | -110.5 | 710 | -226 | -510
2035-04-17 08:00 | -700 | -300 | -700 | -510 | -484.61 | -300 | -510 | -700 | -300 | -700 | -510 | -600 | -330.63 | -510 | -700 | -526 | -559.48 | -410.5 | 410.71 | -526 | -510
2035-04-17 09:00 | -700 | 0 | -700 | -510 | -701.92 | -526 | -510 | -700 | 0 | -700 | -510 | -701.92 | -526 | -510 | -700 | -526 | -700 | -510 | 302.13 | -526 | -510
2035-04-17 10:00 | -700 | -134.55 | -700 | -510 | -568.94 | -526 | -510 | -700 | -143.78 | -700 | -510 | -559.82 | -526 | -510 | -700 | -526 | -700 | -510 | 298.01 | -526 | -510
2035-04-17 11:00 | -700 | 0 | -700 | -510 | -701.92 | -526 | -510 | -700 | 0 | -700 | -510 | -701.92 | -526 | -510 | -700 | -526 | -700 | -510 | 598.01 | -526 | -510
2035-04-17 12:00 | -700 | 0 | -700 | -510 | -701.92 | -526 | -510 | -700 | -30.09 | -700 | -510 | -672.18 | -526 | -510 | -700 | -526 | -700 | -510 | 370.16 | -526 | -510
2035-04-17 13:00 | -700 | 0 | -700 | -510 | -701.92 | -526 | -510 | -700 | 0 | -700 | -510 | -701.92 | -526 | -510 | -700 | -526 | -700 | -510 | 83.22 | -526 | -510
2035-04-17 14:00 | -700 | 0 | -700 | -510 | -701.92 | -526 | -510 | -700 | 0 | -700 | -510 | -701.92 | -526 | -510 | -700 | -526 | -700 | -510 | 322.09 | -526 | -510
2035-04-17 15:00 | -700 | -130.7 | -700 | -510 | -572.74 | -526 | -510 | -700 | -75.93 | -700 | -510 | -626.87 | -526 | -510 | -700 | -526 | -700 | -510 | 410 | -526 | -510
2035-04-17 16:00 | -700 | -300 | -700 | -510 | -523.75 | -407.19 | -510 | -700 | -300 | -700 | -510 | -620.95 | -309.59 | -510 | -700 | -526 | -700 | -510 | 710 | -526 | -510
2035-04-17 17:00 | -700 | 0 | -700 | -239.43 | -223.75 | -107.19 | -210 | -700 | 0 | -700 | -510 | -320.95 | -9.59 | -367.78 | -700 | -256.74 | -700 | -510 | 710 | -526 | -300
2035-04-17 18:00 | -700 | 0 | -700 | 60.57 | 0 | 0 | 0 | -700 | 0 | -700 | -253.72 | -20.95 | 0 | -67.78 | -700 | 0 | -700 | -260.51 | 710 | -356.72 | 0
2035-04-17 19:00 | -700 | 0 | -700 | 360.57 | 0 | 0 | 0 | -700 | 0 | -700 | 0 | 0 | 0 | 0 | -700 | 0 | -700 | 0 | 710 | -509.25 | 300
2035-04-17 20:00 | -700 | 0 | -700 | 510 | 0 | 0 | 0 | -700 | 0 | -700 | 0 | 0 | 0 | 0 | -700 | 0 | -700 | 45.67 | 710 | -487.56 | 233.33
2035-04-17 21:00 | -700 | 0 | -700 | 385.35 | 0 | 0 | 0 | -700 | 0 | -700 | 0 | 0 | 0 | 0 | -700 | 0 | -700 | 13.76 | 710 | -518.28 | -66.67
2035-04-17 22:00 | -700 | 0 | -700 | 164.62 | 0 | 0 | 0 | -700 | 0 | -700 | 0 | 0 | 0 | 0 | -700 | 0 | -700 | 0 | 518.12 | -526 | -366.67
2035-04-17 23:00 | -700 | 0 | -700 | 0 | 0 | 0 | 0 | -700 | 0 | -700 | -300 | 0 | 0 | 0 | -700 | 0 | -700 | -209.27 | 218.12 | -516.58 | -146.09
2035-04-18 | -700 | 0 | -700 | 300 | 0 | 188.29 | -226.55 | -700 | 0 | -700 | 0 | -256.72 | 40.15 | -83.16 | -595.65 | 300 | -443.33 | 90.73 | -81.88 | -491.9 | -282.56
2035-04-18 01:00 | -700 | 0 | -100 | 510 | 0 | 0 | 7.05 | -671.76 | 0 | -700 | 300 | 0 | 0 | 216.84 | -514.15 | 446.21 | -700 | 345.93 | 145.99 | -457.91 | 17.44
2035-04-18 02:00 | -700 | 0 | -287.84 | 510 | 0 | 0 | 7.05 | -700 | 0 | -700 | 510 | 0 | 0 | 7.05 | -547.63 | 210.61 | -700 | 383.76 | 21.49 | -431.8 | 317.44
2035-04-18 03:00 | -700 | 0 | 0 | 510 | 0 | 0 | 7.05 | -504.43 | 0 | -700 | 510 | 0 | 0 | 7.05 | -700 | 0 | -423.11 | 375.08 | 56.1 | -437.28 | 510
2035-04-18 04:00 | -132.79 | 0 | -600 | 510 | 0 | 0 | 7.05 | -593.18 | 0 | -700 | 510 | 0 | 0 | 7.05 | -700 | 0 | -700 | 224.26 | 64.6 | -290.77 | 510
2035-04-18 05:00 | 0 | 0 | -565.25 | 510 | 0 | 0 | 7.05 | -593.18 | 0 | -475.16 | 510 | 0 | 0 | 7.05 | -700 | 0 | -507.88 | 126.95 | 32.83 | -157.82 | 510
2035-04-18 06:00 | 0 | 0 | -334.37 | 510 | 0 | 0 | 7.05 | -700 | 0 | -122.02 | 510 | 0 | 0 | 7.05 | -700 | 0 | -273.08 | 123.97 | 20.41 | -7.44 | 379.48
2035-04-18 07:00 | -369.27 | 0 | -100 | 390 | 0 | 0 | 126.93 | -549.6 | 0 | -700 | 210 | 158.25 | 0 | 148.34 | -700 | 0 | -332.53 | 105.92 | 320.41 | 0 | 90
2035-04-18 08:00 | -700 | 0 | -700 | 90 | 35.36 | 0 | 90 | -700 | 0 | -700 | -90 | -110 | 0 | -151.66 | -700 | 0 | -700 | 175.7 | 300 | 0 | -210
2035-04-18 09:00 | -700 | 0 | -700 | -210 | 0 | 0 | -210 | -700 | 0 | -700 | -390 | -410 | 0 | -451.66 | -700 | 0 | -700 | 0 | 0 | 0 | -510
2035-04-18 10:00 | -700 | 0 | -700 | -510 | -110 | 0 | -510 | -700 | 0 | -700 | -510 | -710 | -180.57 | -510 | -700 | 0 | -700 | -300 | 0 | 0 | -510
2035-04-18 11:00 | -700 | 0 | -700 | -510 | -410 | 0 | -510 | -700 | 0 | -700 | -510 | -642.12 | -480.57 | -510 | -700 | 0 | -700 | -510 | 0 | 0 | -433.25
2035-04-18 12:00 | -700 | 0 | -700 | -510 | -710 | 0 | -510 | -700 | 0 | -700 | -510 | -710 | -180.57 | -510 | -700 | 0 | -700 | -379.35 | 0 | 0 | -510
2035-04-18 13:00 | -700 | 0 | -700 | -510 | -410 | 0 | -510 | -700 | 0 | -700 | -510 | -710 | -180.57 | -510 | -700 | 0 | -700 | -443.79 | 0 | 0 | -510
2035-04-18 14:00 | -700 | 0 | -700 | -310.61 | -160.39 | 0 | -300 | -700 | 0 | -700 | -390 | -501.55 | 0 | -390 | -700 | 0 | -700 | -428.5 | 265.08 | 0 | -210
2035-04-18 15:00 | -600 | 0 | -600 | -10.61 | 0 | 0 | 0 | -700 | 0 | -700 | -90 | -201.55 | 0 | -90 | -648.52 | 0 | -600 | -128.5 | 147.96 | 0 | 0
2035-04-18 16:00 | 0 | 0 | 0 | 210 | 214.6 | 0 | 210 | -195.05 | 0 | -100 | 210 | 96.66 | 0 | 210 | -48.52 | 0 | 0 | 0 | 410 | 0 | 106.14
2035-04-18 17:00 | 0 | 300 | 0 | 510 | 514.6 | 300 | 510 | 0 | 0 | 0 | 510 | 142.52 | 0 | 510 | 0 | 0 | 0 | 300 | 710 | 253.32 | 406.14
2035-04-18 18:00 | 0 | 505 | 0 | 510 | 710 | 505 | 510 | 0 | 0 | 0 | 510 | 442.52 | 0 | 510 | 0 | 0 | 0 | 510 | 710 | 243.81 | 510
2035-04-18 19:00 | 0 | 505 | 594.02 | 510 | 710 | 505 | 510 | 0 | 0 | 0 | 510 | 475.89 | 0 | 510 | 0 | 0 | 0 | 510 | 710 | 257.43 | 510
2035-04-18 20:00 | 0 | 505 | 699.89 | 510 | 710 | 505 | 510 | 0 | 0 | 0 | 510 | 489.19 | 0 | 510 | 0 | 0 | 0 | 510 | 710 | 244.66 | 510
2035-04-18 21:00 | 0 | 505 | 99.89 | 510 | 710 | 505 | 510 | 0 | 0 | 0 | 510 | 455.72 | 0 | 510 | 0 | 0 | 0 | 510 | 710 | 248.7 | 510
2035-04-18 22:00 | 0 | 505 | 0 | 510 | 710 | 505 | 510 | 0 | 0 | 0 | 510 | 504.59 | 0 | 510 | 0 | 0 | 0 | 510 | 710 | 223.47 | 510
2035-04-18 23:00 | 0 | 505 | 0 | 510 | 710 | 505 | 510 | 0 | 0 | 0 | 510 | 493.24 | 0 | 510 | 0 | 0 | 0 | 510 | 710 | 194.54 | 510
2035-04-19 | 0 | 505 | 0 | 510 | 676.99 | 505 | 510 | 0 | 0 | 0 | 510 | 654.71 | 0 | 510 | 0 | 274.61 | 0 | 510 | 674.97 | 123.12 | 510
2035-04-19 01:00 | 0 | 505 | 0 | 510 | 626.37 | 505 | 510 | 0 | 0 | 0 | 510 | 594.73 | 0 | 510 | 0 | 0 | 0 | 510 | 624.34 | 91.37 | 510
2035-04-19 02:00 | 0 | 310.26 | 0 | 510 | 570.38 | 505 | 510 | 0 | 0 | 0 | 510 | 568.35 | 26.28 | 510 | 0 | 0 | 0 | 510 | 568.35 | 26.28 | 510
2035-04-19 03:00 | 0 | 346.57 | 0 | 510 | 710 | 505 | 510 | 0 | 0 | 0 | 510 | 594.73 | 0 | 510 | 0 | 58.18 | 0 | 510 | 710 | 178.13 | 510
2035-04-19 04:00 | 0 | 46.57 | 0 | 510 | 410 | 505 | 475.91 | 0 | 0 | 0 | 510 | 373.84 | 220.02 | 510 | 0 | 106.61 | 0 | 510 | 410 | 112.55 | 473.88
2035-04-19 05:00 | 0 | 0 | 0 | 510 | 710 | 381.49 | 510 | 0 | 0 | 0 | 510 | 594.73 | 0 | 510 | 0 | 0 | 0 | 510 | 594.73 | 0 | 510
2035-04-19 06:00 | 0 | 0 | 0 | 510 | 703.4 | 374.14 | 510 | 0 | 0 | 0 | 510 | 594.73 | 0 | 510 | 0 | 0 | 0 | 510 | 594.73 | 0 | 510
2035-04-19 07:00 | 0 | 125.67 | -443.53 | 510 | 403.4 | 362.51 | 210 | -64.72 | 37.59 | -521.78 | 510 | 300 | 300 | 465.48 | -100 | 4.55 | -384.19 | 510 | 592.08 | 117.47 | 390
2035-04-19 08:00 | -100 | 0 | -548.46 | 210 | 103.4 | 62.51 | 0 | -664.72 | 0 | -700 | 210 | 0 | 0 | 165.48 | -700 | 119.6 | -700 | 210 | 292.08 | 222.45 | 90
2035-04-19 09:00 | -700 | -300 | -700 | -90 | -196.6 | -237.49 | -300 | -700 | -300 | -700 | -90 | -300 | -300 | -134.52 | -700 | -180.4 | -700 | -90 | -7.92 | -77.55 | -210
2035-04-19 10:00 | -700 | 0 | -700 | -390 | -218.81 | 0 | -510 | -700 | 0 | -700 | -390 | -294.37 | 0 | -434.52 | -700 | 0 | -700 | -390 | -218.81 | 0 | -510
2035-04-19 11:00 | -700 | 0 | -700 | -510 | -98.57 | 0 | -510 | -700 | 0 | -700 | -510 | -98.57 | 0 | -510 | -700 | 0 | -700 | -510 | -98.57 | 0 | -510
2035-04-19 12:00 | -700 | 0 | -700 | -510 | -98.57 | 0 | -510 | -700 | 0 | -700 | -510 | -98.57 | 0 | -510 | -700 | 0 | -700 | -510 | 0 | -98.97 | -510
2035-04-19 13:00 | -700 | 0 | -700 | -510 | -98.57 | 0 | -510 | -700 | 0 | -700 | -510 | -98.57 | 0 | -510 | -700 | 0 | -700 | -510 | -98.57 | 0 | -510
2035-04-19 14:00 | -700 | 0 | -700 | -510 | -98.57 | 0 | -510 | -700 | 0 | -700 | -510 | -98.57 | 0 | -510 | -700 | 0 | -700 | -510 | -98.57 | 0 | -510
2035-04-19 15:00 | -700 | 0 | -700 | -510 | -98.57 | 0 | -510 | -700 | 0 | -700 | -510 | -98.57 | 0 | -510 | -700 | 0 | -700 | -510 | -68.67 | -30.02 | -510
2035-04-19 16:00 | -700 | 0 | -700 | -300 | -300 | -220.1 | -300 | -700 | 0 | -700 | -390 | -338.94 | 0 | -390 | -700 | -102.61 | -700 | -417.55 | -300 | 0 | -300
2035-04-19 17:00 | -700 | -260.42 | -700 | 0 | 0 | 0 | 0 | -700 | 0 | -700 | -90 | -226.67 | -248.49 | -90 | -700 | 0 | -700 | -117.55 | 0 | -76.56 | 0
2035-04-19 18:00 | -700 | 39.58 | -700 | 300 | 300 | 300 | 300 | -700 | 0 | -700 | 210 | 73.33 | 0 | 210 | -700 | 300 | -700 | 182.45 | 300 | 223.44 | 300
2035-04-19 19:00 | -700 | 0 | -700 | 510 | 594.73 | 0 | 510 | -700 | 0 | -700 | 510 | 373.33 | 0 | 510 | -700 | 0 | -518.57 | 482.45 | 600 | 22.14 | 510
2035-04-19 20:00 | -109.45 | 0 | -700 | 510 | 594.73 | 0 | 510 | -700 | 0 | -700 | 510 | 594.73 | 0 | 510 | -700 | 0 | -205.07 | 510 | 594.73 | 0 | 510
2035-04-19 21:00 | -700 | 0 | -700 | 510 | 594.73 | 0 | 510 | -700 | 0 | -700 | 510 | 594.73 | 0 | 510 | -700 | 116.28 | -351.87 | 490.67 | 523.82 | -28.25 | 510
2035-04-19 22:00 | -700 | 0 | -700 | 510 | 594.73 | 0 | 510 | -700 | 0 | -700 | 510 | 300 | 0 | 510 | -700 | 416.28 | -700 | 300 | 641.4 | -328.25 | 510
2035-04-19 23:00 | -700 | 0 | -700 | 388.6 | 294.73 | 0 | 210 | -700 | 0 | -700 | 284.35 | 0 | 0 | 210 | -700 | 116.28 | -700 | 0 | 341.4 | -526 | 250.94
2035-04-20 | -700 | 0 | -700 | 411.39 | 0 | 0 | 0 | -700 | 0 | -700 | 107.19 | 0 | 0 | 0 | -700 | 103.81 | -700 | 0 | 41.4 | -526 | 249.66
2035-04-20 01:00 | -700 | 0 | -700 | 480.6 | 0 | 0 | 0 | -700 | 0 | -700 | 256.34 | 0 | 0 | 0 | -700 | 0 | -700 | 300 | 0 | -444.54 | 367.6
2035-04-20 02:00 | -700 | 0 | -700 | 300 | 0 | 0 | 114.04 | -700 | 0 | -700 | 169.25 | 0 | 0 | 184.12 | -700 | 180.49 | -700 | 187.91 | 0 | -410.01 | 426.31
2035-04-20 03:00 | -700 | 0 | -700 | 0 | 0 | 0 | 0 | -700 | 0 | -700 | -130.75 | 0 | 0 | 0 | -700 | 142.02 | -700 | 297.65 | 0 | -427.43 | 254.31
2035-04-20 04:00 | -700 | -40.25 | -700 | -300 | -300 | -300 | -300 | -700 | -300 | -700 | -430.75 | -300 | -300 | -300 | -700 | 0 | -700 | -2.35 | -300 | -475.7 | -45.69
2035-04-20 05:00 | -700 | 0 | -700 | -98.47 | 0 | 0 | 0 | -700 | 0 | -700 | -381.7 | 0 | 0 | 0 | -700 | 0 | -700 | 29.13 | 0 | -252.42 | 254.31
2035-04-20 06:00 | -700 | 0 | -700 | -210 | 0 | 0 | -27.21 | -700 | 0 | -700 | -210 | -178.1 | 0 | -210 | -700 | 0 | -700 | 0 | 175.25 | -286.21 | 10.09
2035-04-20 07:00 | -700 | 0 | -700 | -510 | -300 | -212.37 | -327.21 | -700 | -300 | -700 | -510 | -478.1 | -300 | -510 | -700 | -226 | -700 | -300 | -124.75 | -249.23 | -289.91
2035-04-20 08:00 | -700 | -116.86 | -700 | -510 | -600 | -512.37 | -510 | -700 | -228.55 | -700 | -510 | -476.04 | -526 | -510 | -700 | -526 | -700 | -510 | -182.05 | -526 | -510
2035-04-20 09:00 | -700 | 0 | -700 | -510 | -710 | -517.89 | -510 | -700 | -142.66 | -700 | -510 | -560.92 | -526 | -510 | -700 | -526 | -700 | -510 | -262.6 | -445.12 | -510
2035-04-20 10:00 | -700 | 0 | -700 | -510 | -710 | -517.89 | -510 | -700 | -433.74 | -700 | -510 | -273.23 | -526 | -510 | -700 | -526 | -700 | -510 | -543.32 | -163.26 | -510
2035-04-20 11:00 | -700 | 0 | -700 | -510 | -710 | -517.89 | -510 | -700 | -193.73 | -700 | -510 | -510.45 | -526 | -510 | -700 | -526 | -700 | -510 | -399.43 | -307.74 | -510
2035-04-20 12:00 | -700 | -21.27 | -700 | -510 | -680.9 | -526 | -510 | -700 | -493.73 | -700 | -510 | -213.95 | -526 | -510 | -700 | -526 | -700 | -510 | -208.03 | -484.02 | -510
2035-04-20 13:00 | -700 | 0 | -700 | -510 | -710 | -517.89 | -510 | -700 | -287.9 | -700 | -510 | -417.38 | -526 | -510 | -700 | -526 | -700 | -510 | -308.84 | -398.7 | -510
2035-04-20 14:00 | -700 | -265.73 | -700 | -510 | -439.29 | -526 | -510 | -700 | -526 | -700 | -510 | -182.05 | -526 | -510 | -700 | -526 | -700 | -510 | -178.78 | -185.66 | -510
2035-04-20 15:00 | -700 | -475.69 | -700 | -510 | -231.77 | -526 | -510 | -700 | -526 | -700 | -510 | -103.94 | -526 | -510 | -700 | -526 | -700 | -510 | -68.91 | -28.16 | -510
2035-04-20 16:00 | -700 | -526 | -700 | -510 | -90.01 | -526 | -510 | -700 | -526 | -700 | -510 | -31.28 | -526 | -510 | -700 | -526 | -700 | -510 | -117.2 | -142.8 | -330.79
2035-04-20 17:00 | -700 | -526 | -700 | -510 | -178.12 | -526 | -510 | -700 | -526 | -700 | -510 | -85.58 | -526 | -510 | -700 | -526 | -700 | -510 | 0 | -271.54 | -30.79
2035-04-20 18:00 | -700 | -226 | -700 | -510 | -81.14 | -226 | -510 | -700 | -226 | -700 | -510 | -197.38 | -226 | -510 | -700 | -300 | -700 | -510 | 0 | -289.06 | 0
2035-04-20 19:00 | -700 | 0 | -700 | -510 | 0 | 0 | -510 | -700 | 0 | -700 | -510 | -448.53 | 0 | -510 | -700 | 0 | -700 | -510 | 0 | -389.42 | 12.49
2035-04-20 20:00 | -700 | 0 | -700 | -510 | 0 | 0 | -510 | -700 | 0 | -700 | -510 | -456.09 | 0 | -510 | -700 | 0 | -700 | -510 | 0 | -506.83 | 300
2035-04-20 21:00 | -700 | 0 | -700 | -510 | -290.39 | 0 | -510 | -700 | 0 | -700 | -510 | -710 | 0 | -510 | -700 | 0 | -700 | -510 | 101.19 | -512.01 | 0
2035-04-20 22:00 | -700 | 0 | -700 | -510 | 0 | 0 | -510 | -700 | 0 | -700 | -510 | -710 | 0 | -510 | -700 | 0 | -700 | -510 | 0 | -506.31 | 1.77
2035-04-20 23:00 | -700 | 0 | -700 | -510 | 0 | 0 | -510 | -700 | 0 | -700 | -510 | -687.18 | 0 | -510 | -700 | 0 | -700 | -510 | 0 | -518.89 | 0
2035-04-21 | -700 | 0 | -700 | -510 | -98.57 | 0 | -510 | -700 | 0 | -700 | -510 | -387.18 | 0 | -221.68 | -700 | -44.46 | -620.61 | -510 | 0 | -526 | 163.2
2035-04-21 01:00 | -700 | 0 | -700 | -510 | 0 | 0 | -510 | -700 | 0 | -700 | -510 | -87.18 | 0 | -444.02 | -700 | 0 | -478.28 | -510 | 16.91 | -506.01 | 0
2035-04-21 02:00 | -700 | 0 | -700 | -510 | -98.57 | 0 | -510 | -700 | 0 | -700 | -510 | -98.57 | 0 | -510 | -700 | 300 | -700 | -493.09 | -152.42 | -486.99 | -300
2035-04-21 03:00 | -700 | 0 | -700 | -510 | -98.57 | 0 | -510 | -700 | 0 | -700 | -510 | -98.57 | 0 | -510 | -700 | 98.94 | -700 | -193.09 | -42.13 | -478.72 | -510
2035-04-21 04:00 | -700 | 0 | -700 | -510 | 0 | 0 | -510 | -700 | 0 | -700 | -510 | -98.57 | 0 | -510 | -700 | 0 | -700 | -350.89 | 0 | -478.41 | -291.75
2035-04-21 05:00 | -700 | 0 | -700 | -510 | -25.07 | 0 | -510 | -700 | 0 | -700 | -510 | -98.57 | 0 | -510 | -700 | 0 | -700 | -256.78 | 0 | -467.74 | -396.58
2035-04-21 06:00 | -700 | 0 | -700 | -510 | -98.57 | 0 | -510 | -700 | 0 | -700 | -510 | -98.57 | 0 | -510 | -700 | 0 | -700 | -407.08 | 0 | -300 | -413.01
2035-04-21 07:00 | -700 | 0 | -700 | -510 | -98.57 | 0 | -510 | -700 | 0 | -700 | -510 | -98.57 | 0 | -510 | -700 | 0 | -700 | -510 | -98.57 | 0 | -510
2035-04-21 08:00 | -700 | 0 | -700 | -510 | -98.57 | 0 | -510 | -700 | 0 | -700 | -510 | -98.57 | 0 | -510 | -700 | 0 | -700 | -510 | -98.57 | 0 | -510
2035-04-21 09:00 | -700 | 0 | -700 | -510 | -98.57 | 0 | -510 | -700 | 0 | -700 | -510 | -98.57 | 0 | -510 | -700 | 0 | -700 | -510 | -98.57 | 0 | -510
2035-04-21 10:00 | -700 | 0 | -700 | -510 | -98.57 | 0 | -510 | -700 | 0 | -700 | -510 | -98.57 | 0 | -510 | -700 | 0 | -700 | -510 | -98.57 | 0 | -510
2035-04-21 11:00 | -700 | 0 | -700 | -510 | -98.57 | 0 | -510 | -700 | 0 | -700 | -510 | -98.57 | 0 | -510 | -700 | 0 | -700 | -510 | -98.57 | 0 | -510
2035-04-21 12:00 | -700 | 0 | -700 | -510 | -98.57 | 0 | -510 | -700 | 0 | -700 | -510 | -98.57 | 0 | -510 | -700 | 0 | -700 | -510 | -98.57 | 0 | -510
2035-04-21 13:00 | -700 | 0 | -700 | -510 | -98.57 | 0 | -510 | -700 | 0 | -700 | -510 | -98.57 | 0 | -510 | -700 | 0 | -700 | -510 | -98.57 | 0 | -510
2035-04-21 14:00 | -700 | 0 | -700 | -510 | -98.57 | 0 | -510 | -700 | 0 | -700 | -510 | -98.57 | 0 | -510 | -700 | 0 | -700 | -510 | -98.57 | 0 | -510
2035-04-21 15:00 | -700 | 0 | -700 | -510 | -98.57 | 0 | -510 | -700 | 0 | -700 | -510 | -98.57 | 0 | -510 | -700 | 0 | -700 | -510 | -98.57 | 0 | -510
2035-04-21 16:00 | -700 | 0 | -700 | -510 | -98.57 | 0 | -510 | -700 | 0 | -700 | -510 | -98.57 | 0 | -510 | -700 | 0 | -700 | -510 | -98.57 | 0 | -510
2035-04-21 17:00 | -700 | 0 | -700 | -510 | -104.15 | 0 | -300 | -700 | 0 | -700 | -510 | -98.57 | 0 | -510 | -700 | 0 | -700 | -272.89 | -300 | -247.38 | -300
2035-04-21 18:00 | -700 | 0 | -700 | -422.98 | 0 | 0 | 0 | -700 | 0 | -700 | -510 | 0 | 0 | -254.08 | -700 | 0 | -700 | 0 | 0 | -353.29 | 0
2035-04-21 19:00 | -700 | 0 | -700 | -122.98 | 0 | 0 | 0 | -700 | 0 | -700 | -510 | 0 | 0 | 0 | -700 | 0 | -700 | 0 | 300 | -458.47 | 300
2035-04-21 20:00 | -700 | 0 | -700 | 0 | 0 | 0 | 0 | -700 | 0 | -700 | -510 | 0 | 0 | -259.2 | -700 | 0 | -700 | 0 | 300 | -508.8 | 86.86
2035-04-21 21:00 | -700 | 0 | -700 | 0 | 0 | 0 | 0 | -700 | 0 | -700 | -510 | 0 | 0 | -243.85 | -700 | 0 | -700 | -227.48 | 0 | -526 | -213.14
2035-04-21 22:00 | -700 | 0 | -700 | -300 | -9.86 | 0 | -300 | -700 | 0 | -700 | -510 | 0 | 0 | -439.22 | -700 | 0 | -700 | -241.87 | 0 | -485.37 | -393.96
2035-04-21 23:00 | -700 | 0 | -700 | -300 | 0 | 0 | 0 | -700 | 0 | -700 | -300 | -111.69 | 0 | -300 | -700 | 4.49 | -700 | -330.41 | 0 | -504.8 | -290.65
2035-04-22 | -700 | 0 | -700 | 0 | 0 | 35.24 | -36.31 | -700 | 0 | -700 | 0 | 0 | 0 | 0 | -561.8 | 304.49 | -697.51 | -30.41 | 214.2 | -517.65 | 9.35
2035-04-22 01:00 | -700 | 0 | -700 | 154.41 | 0 | 0 | -153.4 | -700 | 0 | -700 | 0 | 0 | 0 | 0 | -522.27 | 239.39 | -691.7 | 158.71 | 0 | -331.98 | -80.75
2035-04-22 02:00 | -700 | 0 | -700 | 167.54 | 0 | 0 | -169.91 | -700 | 0 | -700 | 117.33 | 0 | 0 | -120.18 | -700 | 123.48 | -622.97 | 281.81 | 0 | -195.42 | -222.4
2035-04-22 03:00 | -700 | 0 | -700 | 467.54 | -80.11 | 0 | -300 | -700 | 0 | -700 | 207.92 | 0 | 0 | -212.97 | -700 | 96.76 | -640.12 | 312.02 | 0 | -49.13 | -371.15
2035-04-22 04:00 | -700 | 0 | -700 | 510 | 0 | 0 | 0 | -700 | 0 | -700 | 0 | 0 | 0 | 0 | -700 | 0 | -700 | 156.57 | -65.34 | 0 | -71.15
2035-04-22 05:00 | -700 | 0 | -700 | 210 | 0 | 0 | 0 | -700 | 0 | -700 | 62.49 | 0 | 0 | 0 | -700 | 0 | -700 | 98.2 | -25.36 | -75.63 | 0
2035-04-22 06:00 | -700 | 0 | -700 | 300 | 0 | 0 | 0 | -700 | 0 | -700 | 0 | 0 | 0 | 0 | -700 | 0 | -700 | 0 | 0 | 0 | 0
2035-04-22 07:00 | -700 | 0 | -700 | 0 | 0 | 0 | 0 | -700 | 0 | -700 | 0 | 0 | 0 | 0 | -700 | 0 | -700 | 0 | 0 | 0 | 0
2035-04-22 08:00 | -700 | 0 | -700 | 0 | 0 | 0 | 0 | -700 | 0 | -700 | 0 | 0 | 0 | 0 | -700 | 0 | -700 | 0 | 0 | 0 | 0
2035-04-22 09:00 | -700 | 0 | -700 | 0 | 0 | 0 | 0 | -700 | 0 | -700 | 0 | 0 | 0 | 0 | -700 | 0 | -700 | 0 | 0 | 0 | 0
2035-04-22 10:00 | -700 | 0 | -700 | 0 | 0 | 0 | 0 | -700 | 0 | -700 | 0 | 0 | 0 | 0 | -700 | 0 | -700 | 0 | 0 | 0 | 0
2035-04-22 11:00 | -700 | 0 | -700 | 0 | 0 | 0 | 0 | -700 | 0 | -700 | 0 | 0 | 0 | 0 | -700 | 0 | -700 | 0 | 0 | 0 | 0
2035-04-22 12:00 | -700 | 0 | -700 | 0 | 0 | 0 | 0 | -700 | 0 | -700 | 0 | 0 | 0 | 0 | -700 | 0 | -700 | 0 | 0 | 0 | 0
2035-04-22 13:00 | -700 | 0 | -700 | 0 | 0 | 0 | 0 | -700 | 0 | -700 | 0 | 0 | 0 | 0 | -700 | 0 | -700 | 0 | 0 | 0 | 0
2035-04-22 14:00 | -700 | 0 | -700 | 0 | 0 | 0 | 0 | -700 | 0 | -700 | 0 | 0 | 0 | 0 | -700 | 0 | -700 | 0 | 0 | 0 | 0
2035-04-22 15:00 | -700 | 0 | -700 | 0 | 0 | 0 | 0 | -700 | 0 | -700 | 0 | 0 | 0 | 0 | -700 | 0 | -700 | 0 | 0 | 0 | 0
2035-04-22 16:00 | -700 | 0 | -700 | 47.8 | 78.92 | 0 | 0 | -700 | -174.85 | -700 | 183.77 | 76.89 | -95 | 0 | -700 | 0 | -700 | -31.59 | 110 | -24.22 | 0
2035-04-22 17:00 | -514.93 | 300 | -700 | 347.8 | 378.92 | 300 | 300 | -700 | 125.15 | -700 | 483.77 | 376.89 | 205 | 300 | -700 | 300 | -700 | 268.41 | 410 | 275.78 | 300
2035-04-22 18:00 | -489.83 | 493.5 | -700 | 510 | 678.92 | 505 | 510 | -700 | 425.15 | -700 | 510 | 676.89 | 505 | 510 | -600 | 505 | -700 | 510 | 710 | 169.17 | 510
2035-04-22 19:00 | 0 | 505 | -481.39 | 510 | 378.92 | 505 | 210 | -600 | 505 | -236.98 | 510 | 376.89 | 505 | 210 | 0 | 505 | -353.57 | 510 | 410 | 36.92 | 210
2035-04-22 20:00 | 0 | 505 | -289.22 | 510 | 533.46 | 505 | 510 | 0 | 505 | -629.61 | 510 | 531.43 | 505 | 510 | 0 | 505 | -298.74 | 510 | 531.43 | 54.09 | 510
2035-04-22 21:00 | 0 | 462.77 | 0 | 510 | 710 | 505 | 510 | -523.1 | 462.77 | -29.61 | 510 | 710 | 505 | 510 | 0 | 505 | 0 | 510 | 710 | 0 | 510
2035-04-22 22:00 | 0 | 462.77 | -33.33 | 510 | 710 | 505 | 510 | -700 | 462.77 | -50.78 | 510 | 710 | 505 | 510 | -67.24 | 505 | 0 | 510 | 710 | 0 | 510
2035-04-22 23:00 | 0 | 307.02 | -419.51 | 510 | 559.1 | 505 | 510 | -622.22 | 300 | 0 | 510 | 410 | 300 | 496.64 | -348.69 | 300 | -104.6 | 510 | 557.07 | 0 | 510
2035-04-23 | 0 | 7.02 | 0 | 510 | 259.1 | 205 | 510 | -22.22 | 0 | 21.78 | 210 | 110 | 0 | 196.64 | 0 | 0 | 0 | 210 | 257.07 | -165.48 | 210
2035-04-23 01:00 | 0 | 0 | 0 | 510 | 0 | 0 | 210 | 0 | 0 | 0 | 510 | 0 | 0 | 7.05 | 0 | 0 | 0 | 0 | 6.54 | 0 | 510
2035-04-23 02:00 | 0 | 0 | 0 | 510 | 0 | 0 | 395.99 | 0 | 0 | 0 | 510 | 0 | 0 | 7.05 | 0 | 0 | 0 | 0 | 6.54 | 0 | 510
2035-04-23 03:00 | 0 | 0 | 0 | 510 | 0 | 0 | 510 | 0 | 0 | 0 | 510 | 0 | 0 | 7.05 | 0 | 0 | 0 | 0 | 6.54 | 0 | 510
2035-04-23 04:00 | 0 | 0 | 0 | 510 | 0 | 0 | 510 | 0 | 0 | 0 | 510 | 0 | 0 | 7.05 | 0 | 0 | 0 | 0 | 6.54 | 0 | 510
2035-04-23 05:00 | 0 | 0 | 0 | 510 | 0 | 0 | 510 | 0 | 0 | 0 | 510 | 0 | 0 | 7.05 | 0 | 0 | 0 | 0 | 6.54 | 0 | 510
2035-04-23 06:00 | 0 | 0 | 0 | 510 | 0 | 0 | 510 | 0 | 0 | 0 | 510 | 0 | 0 | 7.05 | 0 | 0 | 0 | 0 | 6.54 | 0 | 510
2035-04-23 07:00 | 0 | 0 | 0 | 300 | 0 | 0 | 216.84 | 0 | 0 | 0 | 300 | 0 | 0 | 216.84 | 0 | 0 | 0 | 0 | 6.54 | 0 | 510
2035-04-23 08:00 | -212.12 | 0 | -600 | 0 | 216.33 | 0 | 300 | -100 | 0 | -259.55 | 0 | 216.33 | 0 | 300 | -189.12 | 0 | -100 | 0 | 9.74 | 295.34 | 210
2035-04-23 09:00 | -700 | 0 | -700 | -300 | 0 | 0 | 0 | -700 | -0.31 | -700 | -300 | 0 | -300 | 0 | -700 | 0 | -700 | 0 | 0 | -4.66 | 0
2035-04-23 10:00 | -700 | 0 | -700 | -510 | 0 | -245.68 | -300 | -700 | 0 | -700 | -510 | 0 | -526 | -300 | -700 | 0 | -700 | -300 | 0 | -304.66 | 0
2035-04-23 11:00 | -700 | 0 | -700 | -510 | 0 | -128.2 | -319.59 | -700 | -244.86 | -700 | -510 | 0 | -526 | -272.18 | -700 | 0 | -700 | -510 | 0 | -116.42 | 0
2035-04-23 12:00 | -700 | 0 | -700 | -510 | 0 | -283.21 | -72.31 | -700 | -361.13 | -700 | -510 | 0 | -526 | -330.45 | -700 | 0 | -700 | -510 | 0 | -78.23 | 0
2035-04-23 13:00 | -700 | 0 | -700 | -510 | 0 | -475.06 | 0 | -700 | -306.94 | -700 | -510 | 0 | -526 | -299.89 | -700 | 0 | -700 | -474.5 | 0 | -378.23 | 0
2035-04-23 14:00 | -700 | 0 | -700 | -510 | 0 | -175.06 | -285.83 | -700 | -6.94 | -700 | -510 | 0 | -526 | -287.81 | -700 | 0 | -700 | -174.5 | 0 | -300 | 148.34
2035-04-23 15:00 | -700 | 0 | -700 | -210 | 0 | 0 | 0 | -700 | -0.71 | -700 | -300 | 0 | -300 | 0 | -700 | 0 | -700 | -300 | 0 | 0 | 448.34
2035-04-23 16:00 | -327.66 | 0 | -100 | 90 | 216.42 | 0 | 210 | -207.69 | 0 | -600 | 0 | 216.33 | 0 | 300 | -314.56 | 0 | -100 | 0 | 110 | 195.47 | 210
2035-04-23 17:00 | 0 | 300 | 435.54 | 390 | 516.42 | 300 | 510 | 0 | 34.58 | 0 | 300 | 410 | 205 | 475.52 | 0 | 205 | 0 | 300 | 410 | 232.97 | 510
2035-04-23 18:00 | 82.56 | 505 | 700 | 510 | 710 | 505 | 510 | 0 | 334.58 | 0 | 510 | 710 | 505 | 510 | 173.24 | 505 | 0 | 510 | 710 | 298.73 | 510
2035-04-23 19:00 | 682.56 | 505 | 700 | 510 | 710 | 505 | 510 | 0 | 505 | 0 | 510 | 710 | 505 | 510 | 700 | 505 | 0 | 510 | 710 | 281.68 | 510
2035-04-23 20:00 | 700 | 505 | 686.14 | 510 | 710 | 505 | 510 | 0 | 505 | 0 | 510 | 710 | 505 | 510 | 700 | 505 | 0 | 510 | 710 | 247.95 | 510
2035-04-23 21:00 | 686.14 | 505 | 700 | 510 | 710 | 505 | 510 | 0 | 505 | 0 | 510 | 710 | 505 | 510 | 700 | 505 | 0 | 510 | 710 | 265.19 | 510
2035-04-23 22:00 | 686.14 | 505 | 700 | 510 | 710 | 505 | 510 | 0 | 505 | 0 | 510 | 710 | 505 | 510 | 549.09 | 505 | 0 | 510 | 710 | 230.1 | 510
2035-04-23 23:00 | 470.2 | 505 | 700 | 510 | 710 | 505 | 510 | 0 | 505 | 0 | 510 | 710 | 505 | 510 | 14.98 | 505 | 0 | 510 | 710 | 243.09 | 510
2035-04-24 | 390.6 | 505 | 100 | 510 | 710 | 505 | 510 | 0 | 505 | 224.16 | 510 | 710 | 505 | 510 | 0 | 505 | 0 | 510 | 710 | 277.98 | 510
2035-04-24 01:00 | 686.14 | 505 | 700 | 510 | 710 | 505 | 510 | 0 | 505 | 0 | 510 | 710 | 505 | 510 | 199.02 | 505 | 0 | 510 | 710 | 309.69 | 510
2035-04-24 02:00 | 700 | 505 | 686.14 | 510 | 710 | 505 | 510 | 0 | 505 | 0 | 510 | 710 | 505 | 510 | 0 | 505 | 0 | 510 | 710 | 291.4 | 510
2035-04-24 03:00 | 700 | 505 | 384.7 | 510 | 710 | 505 | 510 | 0 | 505 | 268.52 | 510 | 710 | 505 | 510 | 0 | 505 | 0 | 510 | 710 | 281.05 | 510
2035-04-24 04:00 | 700 | 505 | 686.14 | 510 | 710 | 505 | 510 | 0 | 505 | 0 | 510 | 710 | 505 | 510 | 0 | 505 | 0 | 510 | 710 | 314.97 | 510
2035-04-24 05:00 | 700 | 505 | 408.76 | 510 | 710 | 505 | 510 | 0 | 505 | 0 | 510 | 710 | 505 | 510 | 0 | 505 | 0 | 510 | 710 | 314.97 | 510
2035-04-24 06:00 | 559.36 | 505 | 0 | 510 | 710 | 505 | 510 | 0 | 479.76 | 0 | 510 | 710 | 505 | 510 | 0 | 300 | 0 | 510 | 710 | 301.96 | 510
2035-04-24 07:00 | 160.47 | 331.06 | 0 | 510 | 710 | 505 | 510 | 0 | 179.76 | 0 | 285.22 | 410 | 205 | 210 | 0 | 0 | 0 | 210 | 557.04 | 1.96 | 510
2035-04-24 08:00 | -439.53 | 31.06 | -600 | 210 | 410 | 205 | 210 | -529.08 | 299.39 | -100 | 90 | 300 | 74 | 300 | -234.26 | 0 | -100 | -16.64 | 573.33 | 0 | 510
2035-04-24 09:00 | -700 | 0 | -700 | -90 | 110 | -95 | -90 | -700 | -0.61 | -700 | -210 | 0 | -226 | 0 | -700 | 0 | -700 | -316.64 | 273.33 | -300 | 344.62
2035-04-24 10:00 | -700 | 0 | -700 | -390 | 0 | -395 | -332.84 | -700 | -109.14 | -700 | -510 | 0 | -526 | -87.97 | -700 | 0 | -700 | -510 | 0 | -432.94 | 344.62
2035-04-24 11:00 | -700 | 0 | -700 | -510 | 0 | -526 | -47.7 | -700 | -409.14 | -700 | -510 | 0 | -526 | -242.18 | -700 | 0 | -700 | -510 | 0 | -526 | 120.42
2035-04-24 12:00 | -700 | 0 | -700 | -510 | 0 | -325.12 | 0 | -700 | -409.14 | -700 | -510 | 0 | -526 | -242.18 | -700 | 0 | -700 | -510 | 0 | -300 | 0
2035-04-24 13:00 | -700 | 0 | -700 | -510 | 0 | -25.12 | 0 | -700 | -300 | -700 | -510 | 0 | -526 | -184.33 | -700 | 0 | -700 | -245.81 | 0 | 0 | 19.17
2035-04-24 14:00 | -700 | 0 | -700 | -300 | 0 | 0 | -126.62 | -700 | 0 | -700 | -502.3 | 0 | -300 | -243.94 | -700 | 0 | -700 | -407.1 | 0 | -300 | 319.17
2035-04-24 15:00 | -700 | 0 | -700 | 0 | 64.03 | 0 | 173.38 | -700 | 0 | -700 | -202.3 | 0 | 0 | 0 | -700 | 0 | -700 | -107.1 | 288.56 | 0 | 510
2035-04-24 16:00 | -297.84 | 0 | -600 | 300 | 364.03 | 0 | 403.57 | -600 | 0 | -600 | 97.7 | 300 | 235.71 | 300 | -600 | 0 | -386.38 | 146.21 | 110 | 300 | 510
2035-04-24 17:00 | 0 | 205 | 0 | 510 | 664.03 | 205 | 510 | 0 | 31.06 | 0 | 210 | 410 | 205 | 210 | 0 | 205 | 0 | 210 | 410 | 0 | 239.93
2035-04-24 18:00 | 0 | 505 | 600 | 510 | 710 | 505 | 510 | 0 | 331.06 | 0 | 510 | 710 | 505 | 510 | 0 | 505 | 0 | 510 | 710 | 300 | 510
2035-04-24 19:00 | 600 | 505 | 700 | 510 | 710 | 505 | 510 | 0 | 505 | 5.19 | 510 | 710 | 505 | 510 | 600 | 505 | 0 | 510 | 710 | 270.33 | 510
2035-04-24 20:00 | 686.14 | 505 | 700 | 510 | 710 | 505 | 510 | 0 | 505 | 549.66 | 510 | 710 | 505 | 510 | 700 | 505 | 0 | 510 | 710 | 243.51 | 510
2035-04-24 21:00 | 686.14 | 505 | 700 | 510 | 710 | 505 | 510 | 0 | 505 | 467.79 | 510 | 710 | 505 | 510 | 700 | 505 | 0 | 510 | 710 | 236.63 | 510
2035-04-24 22:00 | 686.14 | 505 | 700 | 510 | 710 | 505 | 510 | 0 | 505 | 280.45 | 510 | 710 | 505 | 510 | 700 | 505 | 0 | 510 | 710 | 278.39 | 510
2035-04-24 23:00 | 700 | 505 | 686.14 | 510 | 710 | 505 | 510 | 0 | 505 | 303.78 | 510 | 710 | 505 | 510 | 700 | 505 | 0 | 510 | 710 | 245.83 | 510
2035-04-25 | 537.09 | 505 | 700 | 510 | 710 | 505 | 510 | 0 | 505 | 0 | 510 | 710 | 505 | 510 | 700 | 505 | 0 | 510 | 710 | 292.96 | 510
2035-04-25 01:00 | 700 | 505 | 686.14 | 510 | 710 | 505 | 510 | 0 | 505 | 0 | 510 | 710 | 505 | 510 | 390.89 | 505 | 0 | 510 | 710 | 288.67 | 510
2035-04-25 02:00 | 686.14 | 505 | 700 | 510 | 710 | 505 | 510 | 0 | 505 | 0 | 510 | 710 | 505 | 510 | 366.14 | 505 | 0 | 510 | 710 | 271.23 | 510
2035-04-25 03:00 | 700 | 505 | 686.14 | 510 | 710 | 505 | 510 | 0 | 505 | 425.11 | 510 | 710 | 505 | 510 | 494.6 | 505 | 0 | 510 | 710 | 266.22 | 510
2035-04-25 04:00 | 700 | 505 | 686.14 | 510 | 710 | 505 | 510 | 0 | 505 | 0 | 510 | 710 | 505 | 510 | 0 | 505 | 0 | 510 | 710 | 319.53 | 510
2035-04-25 05:00 | 247.8 | 505 | 700 | 510 | 710 | 505 | 510 | 0 | 505 | 0 | 510 | 710 | 505 | 510 | 0 | 505 | 0 | 510 | 710 | 327.53 | 510
2035-04-25 06:00 | 564.66 | 505 | 700 | 510 | 710 | 505 | 510 | 0 | 300 | 0 | 510 | 710 | 505 | 510 | 0 | 300 | 0 | 510 | 710 | 316.64 | 510
2035-04-25 07:00 | 0 | 300 | 100 | 306.25 | 600 | 300 | 510 | 0 | 0 | 0 | 210 | 410 | 205 | 210 | 0 | 0 | 0 | 210 | 410 | 16.64 | 281.2
2035-04-25 08:00 | -385.63 | 0 | -100 | 6.25 | 300 | 0 | 210 | -100 | 0 | -100 | -65.81 | 280.52 | 0 | 300 | -100 | 0 | -100 | 0 | 110 | 0 | 406.43
2035-04-25 09:00 | -700 | 0 | -700 | -293.75 | 0 | -300 | -66.84 | -700 | -300 | -700 | -365.81 | 0 | -300 | 0 | -700 | 0 | -700 | -179.43 | 0 | -272.82 | 510
2035-04-25 10:00 | -700 | -156.79 | -700 | -510 | 0 | -526 | 0 | -700 | -526 | -700 | -510 | 0 | -526 | -158.11 | -700 | 0 | -700 | -410.35 | 0 | -410.69 | 210
2035-04-25 11:00 | -700 | -71.02 | -700 | -510 | 0 | -526 | -300 | -700 | -526 | -700 | -510 | 0 | -526 | -158.11 | -700 | 0 | -700 | -510 | 0 | -110.69 | 500.26
2035-04-25 12:00 | -700 | -20.97 | -700 | -510 | 0 | -526 | 0 | -700 | -526 | -700 | -510 | 0 | -526 | -375.78 | -700 | 0 | -700 | -510 | 0 | -410.69 | 200.26
2035-04-25 13:00 | -700 | 0 | -700 | -510 | 0 | -526 | -90 | -700 | -526 | -700 | -510 | 0 | -526 | -457.42 | -700 | 0 | -700 | -409.67 | 0 | -526 | 0
2035-04-25 14:00 | -700 | 0 | -700 | -510 | 0 | -526 | -390 | -700 | -526 | -700 | -510 | 0 | -526 | -300 | -700 | 0 | -700 | -207.39 | 0 | -320.99 | 126.04
2035-04-25 15:00 | -700 | 0 | -700 | -210 | 0 | -229.68 | -90 | -700 | -264.8 | -700 | -300 | 0 | -300 | 0 | -700 | 0 | -700 | -300 | 0 | -20.99 | 426.04
2035-04-25 16:00 | -353.59 | 0 | -600 | 90 | 216.42 | 0 | 210 | -600 | 0 | -600 | 0 | 26.62 | 0 | 300 | -600 | 0 | -340.02 | 0 | 110 | 279.01 | 126.04
2035-04-25 17:00 | 0 | 205 | 0 | 390 | 516.42 | 222.72 | 510 | 0 | 0 | 0 | 210 | 251.12 | 0 | 210 | 0 | 0 | 0 | 210 | 410 | 0 | 408.05
2035-04-25 18:00 | 435.63 | 505 | 100 | 510 | 710 | 505 | 510 | 0 | 0 | 0 | 510 | 551.12 | 300 | 510 | 0 | 300 | 0 | 510 | 710 | 300 | 510
2035-04-25 19:00 | 0 | 505 | 700 | 510 | 710 | 505 | 510 | 0 | 0 | 0 | 510 | 710 | 505 | 510 | 0 | 505 | 0 | 510 | 710 | 256.15 | 510
2035-04-25 20:00 | 600 | 505 | 700 | 510 | 710 | 505 | 510 | 0 | 0 | 0 | 510 | 710 | 505 | 510 | 0 | 505 | 0 | 510 | 710 | 240.33 | 510
2035-04-25 21:00 | 700 | 505 | 683.04 | 510 | 710 | 505 | 510 | 0 | 0 | 0 | 510 | 710 | 505 | 510 | 0 | 505 | 0 | 510 | 710 | 269.7 | 510
2035-04-25 22:00 | 700 | 505 | 83.04 | 510 | 710 | 505 | 510 | 0 | 0 | 0 | 510 | 710 | 505 | 510 | 0 | 505 | 0 | 510 | 710 | 198.73 | 510
2035-04-25 23:00 | 100 | 505 | 0 | 510 | 710 | 505 | 510 | 0 | 0 | 0 | 510 | 710 | 505 | 510 | 0 | 505 | 0 | 510 | 710 | 193.74 | 510
2035-04-26 | 100 | 505 | 0 | 510 | 710 | 505 | 510 | 0 | 0 | 0 | 510 | 710 | 473.53 | 510 | 0 | 406.48 | 0 | 510 | 710 | 204.34 | 510
2035-04-26 01:00 | 0 | 505 | 0 | 510 | 710 | 505 | 510 | 0 | 0 | 0 | 510 | 710 | 505 | 510 | 0 | 505 | 0 | 510 | 710 | 191.45 | 510
2035-04-26 02:00 | 0 | 505 | 104.93 | 510 | 710 | 505 | 510 | 0 | 0 | 0 | 510 | 710 | 505 | 510 | 0 | 505 | 0 | 510 | 710 | 215.04 | 510
2035-04-26 03:00 | 0 | 505 | 700 | 510 | 710 | 505 | 510 | 0 | 198.02 | 0 | 510 | 710 | 505 | 510 | 0 | 505 | 0 | 510 | 710 | 245.86 | 510
2035-04-26 04:00 | 0 | 505 | 700 | 510 | 710 | 505 | 510 | 0 | 0 | 0 | 510 | 710 | 505 | 510 | 0 | 243.04 | 0 | 510 | 710 | 289.09 | 510
2035-04-26 05:00 | 0 | 505 | 700 | 510 | 710 | 505 | 510 | 0 | 0 | 0 | 510 | 710 | 505 | 510 | 0 | 0 | 0 | 510 | 710 | 325.01 | 510
2035-04-26 06:00 | 0 | 505 | 418.94 | 510 | 710 | 505 | 510 | 0 | 0 | 0 | 510 | 710 | 505 | 510 | 0 | 30.17 | 0 | 510 | 710 | 322.22 | 510
2035-04-26 07:00 | 0 | 301.14 | 46.64 | 510 | 710 | 505 | 510 | 0 | 0 | 0 | 220.1 | 410 | 205 | 210 | 0 | 0 | 0 | 295.45 | 410 | 22.22 | 498.8
2035-04-26 08:00 | 0 | 1.14 | 0 | 210 | 410 | 205 | 210 | 0 | 0 | 0 | 406.84 | 110 | 0 | 0 | 0 | 0 | 0 | 0 | 110 | 0 | 406.43
2035-04-26 09:00 | 0 | 0 | 0 | 406.84 | 110 | 0 | 0 | 0 | 0 | 0 | 510 | 0 | 0 | 7.05 | 0 | 0 | 0 | 6.55 | 0 | 0 | 510
2035-04-26 10:00 | 0 | 0 | 0 | 510 | 0 | 0 | 7.05 | 0 | 0 | -327.29 | 510 | 0 | 0 | 7.05 | 0 | 0 | 0 | 45.63 | 0 | 0 | 470.96
2035-04-26 11:00 | 0 | 0 | 0 | 510 | 0 | 0 | 7.05 | 0 | 0 | 0 | 510 | 0 | 0 | 7.05 | 0 | 0 | 0 | 345.44 | 0 | 0 | 171.44
2035-04-26 12:00 | 0 | 0 | 0 | 510 | 0 | 0 | 7.05 | 0 | 0 | 0 | 510 | 0 | 0 | 7.05 | 0 | 0 | 0 | 45.44 | 0 | 0 | 471.15
2035-04-26 13:00 | 0 | 0 | 0 | 510 | 0 | 0 | 7.05 | 0 | 0 | 0 | 510 | 0 | 0 | 7.05 | 0 | 0 | 0 | 6.55 | 0 | 0 | 510
2035-04-26 14:00 | 0 | 0 | 0 | 510 | 0 | 0 | 7.05 | 0 | 0 | 0 | 510 | 0 | 0 | 7.05 | 0 | 0 | 0 | 39.74 | 0 | 0 | 476.84
2035-04-26 15:00 | 0 | 0 | 0 | 377.23 | 110 | 0 | 174.81 | 0 | 0 | 0 | 510 | 0 | 0 | 7.05 | 0 | 0 | 0 | 0 | 6.54 | 0 | 510
2035-04-26 16:00 | 0 | 118.37 | 0 | 510 | 410 | 205 | 474.81 | 0 | 0 | 0 | 384.22 | 110 | 0 | 49.1 | 0 | 0 | 0 | 300 | 171.92 | 0 | 338.9
2035-04-26 17:00 | 0 | 418.37 | 0 | 510 | 710 | 505 | 510 | 0 | 0 | 0 | 510 | 410 | 205 | 349.1 | 0 | 205 | 0 | 510 | 471.92 | 0 | 510
2035-04-26 18:00 | 0 | 505 | 600 | 510 | 710 | 505 | 510 | 0 | 0 | 0 | 510 | 710 | 505 | 510 | 0 | 505 | 0 | 510 | 710 | 258.83 | 510
2035-04-26 19:00 | 0 | 505 | 700 | 510 | 710 | 505 | 510 | 0 | 0 | 0 | 510 | 710 | 505 | 510 | 0 | 505 | 0 | 510 | 710 | 238.74 | 510
2035-04-26 20:00 | 0 | 505 | 700 | 510 | 710 | 505 | 510 | 0 | 185.19 | 0 | 510 | 710 | 505 | 510 | 0 | 505 | 0 | 510 | 710 | 230.09 | 510
2035-04-26 21:00 | 0 | 505 | 700 | 510 | 710 | 505 | 510 | 0 | 185.19 | 0 | 510 | 710 | 505 | 510 | 0 | 505 | 0 | 510 | 710 | 249.85 | 510
2035-04-26 22:00 | 0 | 505 | 700 | 510 | 710 | 505 | 510 | 0 | 0 | 0 | 510 | 710 | 505 | 510 | 0 | 505 | 0 | 510 | 710 | 236.59 | 510
2035-04-26 23:00 | 0 | 505 | 700 | 510 | 710 | 505 | 510 | 0 | 0 | 0 | 510 | 710 | 505 | 510 | 0 | 505 | 0 | 510 | 710 | 241.74 | 510
2035-04-27 | 148.97 | 505 | 700 | 510 | 710 | 505 | 510 | 0 | 84.25 | 0 | 510 | 710 | 505 | 510 | 0 | 505 | 0 | 510 | 710 | 295.54 | 510
2035-04-27 01:00 | 412.32 | 505 | 700 | 510 | 710 | 505 | 510 | 0 | 384.25 | 0 | 510 | 710 | 505 | 510 | 0 | 505 | 0 | 510 | 710 | 340.62 | 510
2035-04-27 02:00 | 179.82 | 505 | 700 | 510 | 710 | 505 | 510 | 0 | 505 | 0 | 510 | 710 | 505 | 510 | 0 | 505 | 0 | 510 | 710 | 323.63 | 510
2035-04-27 03:00 | 179.82 | 505 | 700 | 510 | 710 | 505 | 510 | 0 | 326.35 | 0 | 510 | 710 | 505 | 510 | 0 | 505 | 0 | 510 | 710 | 352.14 | 510
2035-04-27 04:00 | 179.82 | 505 | 700 | 510 | 710 | 505 | 510 | 0 | 157.92 | 0 | 510 | 710 | 505 | 510 | 0 | 505 | 0 | 510 | 710 | 265.11 | 510
2035-04-27 05:00 | 179.82 | 505 | 700 | 510 | 710 | 505 | 510 | 0 | 391.15 | 0 | 510 | 710 | 505 | 510 | 0 | 505 | 0 | 510 | 710 | 281.05 | 510
2035-04-27 06:00 | 481.71 | 505 | 700 | 510 | 710 | 505 | 510 | 0 | 116.71 | 0 | 510 | 710 | 505 | 510 | 0 | 300 | 0 | 510 | 710 | 317.23 | 510
2035-04-27 07:00 | 0 | 505 | 353.01 | 510 | 710 | 505 | 510 | 0 | 0 | 0 | 510 | 410 | 205 | 488.9 | 0 | 0 | 0 | 473.03 | 710 | 131.24 | 510
2035-04-27 08:00 | -279.26 | 299.53 | -100 | 300 | 410 | 300 | 300 | -100 | 300 | -100 | 300 | 300 | 300 | 409.63 | 0 | 0 | 0 | 173.03 | 641.91 | 287.99 | 510
2035-04-27 09:00 | -700 | 0 | -700 | 0 | 110 | 0 | 0 | -700 | 0 | -700 | 0 | 0 | 0 | 109.63 | -600 | 0 | -600 | -126.97 | 430.1 | 0 | 510
2035-04-27 10:00 | -700 | 0 | -700 | -238.08 | 0 | 0 | 0 | -700 | -139.83 | -700 | -300 | -191.96 | -300 | -190.37 | -700 | 0 | -700 | -426.97 | 130.1 | -41.72 | 510
2035-04-27 11:00 | -700 | 0 | -700 | -359.06 | 0 | 0 | 0 | -700 | 0 | -700 | -510 | 0 | -526 | -85.13 | -700 | 0 | -700 | -510 | 0 | -34.55 | 510
2035-04-27 12:00 | -700 | 0 | -700 | -510 | 0 | 0 | 0 | -700 | 0 | -700 | -510 | 0 | -526 | -85.13 | -700 | 0 | -700 | -510 | 0 | 0 | 510
2035-04-27 13:00 | -700 | 0 | -700 | -510 | 0 | 0 | 0 | -700 | 0 | -700 | -510 | 0 | -526 | -85.13 | -700 | 0 | -700 | -510 | 0 | 0 | 510
2035-04-27 14:00 | -700 | 0 | -700 | -210 | 0 | 0 | 0 | -700 | 0 | -700 | -510 | 0 | -526 | -85.13 | -700 | 0 | -700 | -510 | 42.35 | -90.78 | 510
2035-04-27 15:00 | -700 | 0 | -700 | 0 | 42.78 | 0 | 0 | -700 | -168.53 | -700 | -210 | 0 | -247.75 | 0 | -700 | 0 | -700 | -300 | 342.35 | 0 | 510
2035-04-27 16:00 | -600 | 54.35 | -600 | 300 | 342.78 | 300 | 300 | -600 | 0 | -600 | 90 | 300 | 52.25 | 300 | -600 | 0 | -600 | 0 | 642.35 | 300 | 510
2035-04-27 17:00 | 0 | 205 | 0 | 510 | 642.78 | 505 | 510 | 0 | 205 | 0 | 390 | 410 | 205 | 401.25 | 0 | 205 | 0 | 210 | 686.81 | 0 | 510
2035-04-27 18:00 | 600 | 505 | 600 | 510 | 710 | 505 | 510 | 0 | 505 | 0 | 510 | 710 | 505 | 510 | 127.88 | 505 | 0 | 510 | 710 | 298.6 | 510
2035-04-27 19:00 | 686.14 | 505 | 700 | 510 | 710 | 505 | 510 | 0 | 505 | 208.59 | 510 | 710 | 505 | 510 | 700 | 505 | 0 | 510 | 710 | 232.08 | 510
2035-04-27 20:00 | 686.14 | 505 | 700 | 510 | 710 | 505 | 510 | 431.61 | 505 | 208.59 | 510 | 710 | 505 | 510 | 700 | 505 | 0 | 510 | 710 | 209.08 | 510
2035-04-27 21:00 | 686.14 | 505 | 700 | 510 | 710 | 505 | 510 | 431.61 | 505 | 1.69 | 510 | 710 | 505 | 510 | 700 | 505 | 0 | 510 | 710 | 252.97 | 510
2035-04-27 22:00 | 686.14 | 505 | 700 | 510 | 710 | 505 | 510 | 431.61 | 505 | 0 | 510 | 710 | 505 | 510 | 700 | 505 | 0 | 510 | 710 | 230.13 | 510
2035-04-27 23:00 | 686.14 | 505 | 700 | 510 | 710 | 505 | 510 | 225.96 | 505 | 0 | 510 | 710 | 505 | 510 | 639.02 | 505 | 0 | 510 | 710 | 262.22 | 510
2035-04-28 | 686.14 | 505 | 700 | 510 | 710 | 505 | 510 | 0 | 505 | 0 | 510 | 710 | 505 | 510 | 117.5 | 505 | 0 | 510 | 710 | 286.87 | 510
2035-04-28 01:00 | 700 | 505 | 686.14 | 510 | 710 | 505 | 510 | 26.78 | 505 | 0 | 510 | 710 | 505 | 510 | 499.38 | 505 | 0 | 510 | 710 | 287.78 | 510
2035-04-28 02:00 | 700 | 505 | 686.14 | 510 | 710 | 505 | 510 | 0 | 505 | 0 | 510 | 710 | 505 | 510 | 424.41 | 505 | 0 | 510 | 710 | 284.17 | 510
2035-04-28 03:00 | 686.14 | 505 | 700 | 510 | 710 | 505 | 510 | 0 | 505 | 0 | 510 | 710 | 505 | 510 | 0 | 505 | 0 | 510 | 710 | 313.05 | 510
2035-04-28 04:00 | 522.87 | 505 | 700 | 510 | 710 | 505 | 510 | 0 | 505 | 0 | 510 | 710 | 505 | 510 | 0 | 399.41 | 0 | 510 | 710 | 304.7 | 510
2035-04-28 05:00 | 490.37 | 505 | 700 | 510 | 710 | 505 | 510 | 0 | 505 | 0 | 510 | 710 | 505 | 510 | 0 | 465.35 | 0 | 510 | 710 | 274.32 | 510
2035-04-28 06:00 | 0 | 374 | 700 | 390 | 710 | 374 | 510 | 0 | 348.4 | 0 | 390 | 710 | 374 | 510 | 0 | 165.35 | 0 | 510 | 710 | 314.93 | 510
2035-04-28 07:00 | 0 | 74 | 500 | 90 | 710 | 74 | 510 | 0 | 48.4 | 0 | 90 | 410 | 74 | 349.28 | 0 | 0 | 0 | 210 | 410 | 14.93 | 210
2035-04-28 08:00 | -588.16 | -226 | -100 | -210 | 410 | -226 | 499.61 | -480.29 | -226 | -100 | -210 | 300 | -226 | 207.83 | -463.26 | 0 | -100 | -67.99 | 202.82 | 79.5 | 300
2035-04-28 09:00 | -700 | -526 | -700 | -510 | 110 | -526 | 199.61 | -700 | -526 | -700 | -510 | 0 | -526 | -92.17 | -700 | -176.91 | -700 | -367.99 | 0 | -220.5 | 0
2035-04-28 10:00 | -700 | -526 | -700 | -510 | -190 | -526 | -100.39 | -700 | -526 | -700 | -510 | -300 | -526 | -392.17 | -700 | -476.91 | -700 | -510 | 0 | -464.39 | 0
2035-04-28 11:00 | -700 | -526 | -700 | -510 | -291.78 | -526 | -400.39 | -700 | -526 | -700 | -510 | -182.05 | -526 | -510 | -700 | -526 | -700 | -510 | 0 | -464.94 | 0
2035-04-28 12:00 | -700 | -526 | -700 | -510 | -182.05 | -526 | -510 | -700 | -526 | -700 | -510 | -182.05 | -526 | -510 | -700 | -526 | -700 | -510 | 0 | -464.94 | 0
2035-04-28 13:00 | -700 | -526 | -700 | -510 | -182.05 | -526 | -510 | -700 | -526 | -700 | -510 | -182.05 | -526 | -510 | -700 | -526 | -700 | -510 | 0 | -464.94 | 0
2035-04-28 14:00 | -700 | -526 | -700 | -510 | -182.05 | -526 | -510 | -700 | -526 | -700 | -510 | -182.05 | -526 | -510 | -700 | -455.47 | -700 | -510 | 0 | -181.68 | 0
2035-04-28 15:00 | -700 | -526 | -700 | -510 | -201.6 | -526 | -210 | -700 | -526 | -700 | -510 | -302.17 | -526 | -390 | -700 | -155.47 | -700 | -381.76 | 0 | -300 | 0
2035-04-28 16:00 | -700 | -226 | -700 | -210 | 98.4 | -226 | 90 | -700 | -281.73 | -700 | -210 | -83.58 | -300 | -90 | -700 | 0 | -700 | -300 | 6.24 | 0 | 254.74
2035-04-28 17:00 | -100 | 0 | -135.59 | 90 | 216.42 | 0 | 210 | -600 | 0 | -124.9 | 90 | 216.42 | 0 | 210 | -209.97 | 0 | -100 | 0 | 306.24 | 0 | 210
2035-04-28 18:00 | 0 | 0 | 0 | 390 | 516.42 | 114.08 | 510 | 0 | 0 | 0 | 390 | 0 | 0 | 510 | 0 | 0 | 0 | 0 | 606.24 | 0 | 510
2035-04-28 19:00 | 0 | 0 | 0 | 510 | 710 | 414.08 | 510 | 0 | 0 | 0 | 510 | 0 | 0 | 510 | 0 | 0 | 0 | 0 | 710 | 115.59 | 510
2035-04-28 20:00 | 0 | 0 | 0 | 510 | 710 | 338.84 | 510 | 0 | 0 | 0 | 510 | 0 | 0 | 510 | 0 | 0 | 0 | 0 | 710 | 126.27 | 510
2035-04-28 21:00 | 0 | 0 | 0 | 510 | 710 | 505 | 510 | 0 | 0 | 0 | 510 | 0 | 0 | 510 | 0 | 0 | 0 | 0 | 710 | 36.09 | 510
2035-04-28 22:00 | 0 | 0 | 0 | 510 | 710 | 205 | 510 | 0 | 0 | 0 | 510 | 0 | 0 | 510 | 0 | 0 | 0 | 0 | 710 | 107.69 | 510
2035-04-28 23:00 | 0 | 0 | 0 | 510 | 710 | 176.72 | 510 | 0 | 0 | 0 | 510 | 0 | 0 | 485.6 | 0 | 0 | 0 | 0 | 710 | 107.69 | 510
2035-04-29 | 0 | 0 | 0 | 510 | 710 | 0 | 510 | 0 | 0 | 0 | 510 | 117.67 | 0 | 510 | 0 | 0 | 0 | 0 | 412.5 | 0 | 510
2035-04-29 01:00 | 0 | 0 | 0 | 510 | 486.11 | 0 | 510 | 0 | 0 | 0 | 306.85 | 0 | 0 | 210 | 0 | 0 | 0 | 63.41 | 112.5 | 0 | 340.58
2035-04-29 02:00 | 0 | 0 | 0 | 361.92 | 186.11 | 0 | 210 | 0 | 0 | 0 | 390 | 0 | 0 | 126.93 | 124.18 | 0 | -146.24 | 0 | 94.54 | 0 | 421.91
2035-04-29 03:00 | -100 | 0 | -460.67 | 90 | 265.45 | 70.57 | 90 | -600 | 34.72 | -197.61 | 90 | 0 | 300 | 90 | -394.54 | 0 | -354.94 | 300 | 0 | 94.46 | 121.91
2035-04-29 04:00 | -700 | 0 | -700 | -210 | -34.55 | 0 | -210 | -700 | -65.42 | -700 | -210 | -300 | 0 | -210 | -699.15 | 0 | -700 | 390 | -300 | -205.54 | -178.09
2035-04-29 05:00 | -700 | 0 | -700 | -510 | -334.55 | -39.57 | -510 | -700 | 0 | -700 | -510 | -600 | -247.37 | -510 | -700 | -11.78 | -700 | 90 | -561.71 | -308.23 | -478.09
2035-04-29 06:00 | -700 | 0 | -700 | -510 | -410 | 0 | -360.96 | -700 | 0 | -700 | -510 | -710 | -344.97 | -510 | -700 | -226 | -700 | -210 | -317.46 | -308.16 | -510
2035-04-29 07:00 | -700 | 0 | -700 | -510 | -710 | -211.77 | -510 | -700 | 0 | -700 | -510 | -710 | -517.89 | -510 | -700 | -526 | -700 | -510 | -17.46 | -298.81 | -387.71
2035-04-29 08:00 | -700 | -6.17 | -700 | -510 | -710 | -511.77 | -510 | -700 | 0 | -700 | -510 | -710 | -517.89 | -510 | -700 | -526 | -700 | -510 | -91.29 | -312.34 | -510
2035-04-29 09:00 | -700 | 0 | -700 | -510 | -710 | -517.89 | -510 | -700 | 0 | -700 | -510 | -710 | -517.89 | -510 | -700 | -526 | -700 | -510 | -315.84 | -391.67 | -510
2035-04-29 10:00 | -700 | 0 | -700 | -510 | -710 | -517.89 | -510 | -700 | 0 | -700 | -510 | -710 | -517.89 | -510 | -700 | -526 | -700 | -510 | -323.53 | -383.95 | -510
2035-04-29 11:00 | -700 | 0 | -700 | -510 | -710 | -517.89 | -510 | -700 | 0 | -700 | -510 | -710 | -517.89 | -510 | -700 | -526 | -700 | -510 | -324.27 | -383.21 | -510
2035-04-29 12:00 | -700 | 0 | -700 | -510 | -710 | -517.89 | -510 | -700 | 0 | -700 | -510 | -710 | -517.89 | -510 | -700 | -526 | -700 | -510 | -410 | -366.67 | -440.8
2035-04-29 13:00 | -700 | 0 | -700 | -510 | -710 | -517.89 | -510 | -700 | 0 | -700 | -510 | -710 | -517.89 | -510 | -700 | -445.02 | -700 | -510 | -710 | -76.27 | -510
2035-04-29 14:00 | -700 | -24.57 | -700 | -510 | -677.63 | -526 | -510 | -700 | -144.5 | -700 | -510 | -616.4 | -468.48 | -510 | -700 | -457.24 | -700 | -487.83 | -490 | -92.61 | -510
2035-04-29 15:00 | -700 | -300 | -700 | -390 | -583.94 | -300 | -510 | -700 | -444.5 | -700 | -300 | -600 | -526 | -383.16 | -700 | -157.24 | -700 | -510 | -190 | -227.29 | -274.71
2035-04-29 16:00 | -700 | 0 | -688.08 | -90 | -283.94 | 0 | -210 | -700 | -292.48 | -700 | 0 | -300 | -300 | -83.16 | -700 | 0 | -700 | -510 | 110 | -205.86 | 25.29
2035-04-29 17:00 | -288.03 | 0 | -600 | 210 | 16.06 | 199.68 | 90 | -700 | 0 | -700 | 300 | 0 | 0 | 216.84 | -700 | 300 | -469.77 | -510 | 410 | -25.7 | 325.29
2035-04-29 18:00 | 0 | 0 | 0 | 510 | 0 | 0 | 7.05 | -100 | 0 | -218.82 | 510 | 0 | 0 | 7.05 | -100 | 0 | 98.02 | -397.53 | 710 | -325.7 | 510
2035-04-29 19:00 | 0 | 0 | 0 | 510 | 0 | 0 | 7.05 | -100 | 0 | 0 | 510 | 0 | 0 | 7.05 | 0 | 67.33 | 0 | -322.07 | 710 | -471.87 | 510
2035-04-29 20:00 | 0 | 0 | 0 | 510 | 0 | 0 | 7.05 | -380.67 | 0 | 0 | 510 | 0 | 0 | 7.05 | 17.45 | 262.7 | -197.58 | -510 | 710 | -486.61 | 510
2035-04-29 21:00 | 0 | 0 | 0 | 510 | 0 | 0 | 7.05 | -589.64 | 0 | 0 | 510 | 0 | 0 | 7.05 | 0 | 246.44 | -244.48 | -510 | 710 | -469.64 | 510
2035-04-29 22:00 | 0 | 0 | 0 | 510 | 0 | 0 | 7.05 | -589.64 | 0 | 0 | 510 | 0 | 0 | 7.05 | -505.16 | 300.46 | 20.42 | -510 | 710 | -526 | 510
2035-04-29 23:00 | 0 | 0 | 0 | 510 | 0 | 0 | 7.05 | -676.05 | 0 | 0 | 510 | 0 | 0 | 7.05 | -316.25 | 300 | 0 | -509.52 | 710 | -526 | 510
2035-04-30 | 0 | 0 | 0 | 510 | 0 | 0 | 307.05 | -76.05 | 0 | 74.55 | 510 | 0 | 0 | 7.05 | 0 | 0 | 0 | -209.52 | 429.98 | -226 | 510
2035-04-30 01:00 | 0 | 0 | 0 | 510 | 0 | 0 | 230.32 | 0 | 0 | 0 | 510 | 0 | 0 | 7.05 | 0 | 0 | 0 | 0 | 129.98 | 0 | 386.43
2035-04-30 02:00 | 0 | 0 | 0 | 510 | 0 | 0 | 468.36 | 0 | 0 | 0 | 510 | 0 | 0 | 7.05 | 0 | 0 | 0 | 0 | 6.54 | 0 | 510
2035-04-30 03:00 | 0 | 0 | 0 | 510 | 0 | 0 | 510 | 0 | 0 | 0 | 510 | 0 | 0 | 7.05 | 0 | 0 | 0 | 0 | 6.54 | 0 | 510
2035-04-30 04:00 | 0 | 0 | 0 | 510 | 0 | 0 | 417.1 | 0 | 0 | 0 | 510 | 0 | 0 | 7.05 | 0 | 0 | 0 | 0 | 6.54 | 0 | 510
2035-04-30 05:00 | 0 | 0 | 0 | 510 | 0 | 0 | 408.67 | 0 | 0 | 0 | 510 | 0 | 0 | 7.05 | 0 | 0 | 0 | 0 | 0 | 109.36 | 406.65
2035-04-30 06:00 | 0 | 0 | 0 | 510 | 0 | 0 | 108.67 | 0 | 0 | 0 | 510 | 0 | 0 | 7.05 | 0 | 0 | 0 | 0 | 0 | 174.16 | 341.53
2035-04-30 07:00 | 0 | 0 | 0 | 510 | 0 | 0 | 7.05 | 0 | 0 | 0 | 510 | 0 | 0 | 7.05 | 0 | 0 | 0 | 0 | 0 | 6.51 | 510
2035-04-30 08:00 | 0 | 0 | 0 | 510 | 0 | 0 | 70.32 | 0 | 0 | 0 | 510 | 0 | 0 | 7.05 | 0 | 0 | 0 | 0 | 0 | 6.51 | 510
2035-04-30 09:00 | -600 | 0 | -363.71 | 300 | 0 | 0 | 216.84 | -439.35 | 0 | -600 | 216.76 | 0 | 0 | 300 | -338.2 | 0 | -100 | 93.29 | 0 | 0 | 423.34
2035-04-30 10:00 | -700 | 0 | -700 | 0 | 0 | 0 | 0 | -700 | 0 | -700 | -83.24 | 0 | 0 | 0 | -424.04 | 0 | -700 | -54.84 | 0 | 0 | 251.5
2035-04-30 11:00 | -700 | 0 | -700 | 0 | 0 | 0 | 0 | -700 | 0 | -700 | -383.24 | 0 | 0 | 0 | -679.01 | 0 | -700 | -354.84 | 0 | 0 | 510
2035-04-30 12:00 | -700 | 0 | -700 | 0 | 0 | 0 | 0 | -700 | 0 | -700 | -510 | 0 | 0 | -300 | -700 | 0 | -700 | -510 | 0 | -300 | 383.24
2035-04-30 13:00 | -700 | 0 | -700 | -300 | 0 | 0 | 0 | -700 | 0 | -700 | -510 | 0 | 0 | -19.38 | -700 | 0 | -700 | -510 | 0 | -349.12 | 83.24
2035-04-30 14:00 | -700 | 0 | -700 | -336.94 | 0 | 0 | 0 | -700 | 0 | -700 | -510 | 0 | 0 | -319.38 | -700 | 0 | -700 | -510 | 0 | -311.29 | 0
2035-04-30 15:00 | -700 | 0 | -700 | -36.94 | 0 | 0 | 0 | -700 | 0 | -700 | -510 | 0 | 0 | -319.38 | -700 | 0 | -700 | -510 | 0 | -372.31 | 0
2035-04-30 16:00 | -700 | 0 | -700 | 0 | 0 | 0 | 0 | -700 | 0 | -700 | -265.68 | 0 | 0 | -113.81 | -700 | 0 | -700 | -354.72 | 0 | -383.37 | 210
2035-04-30 17:00 | -600 | 0 | -680.85 | 298.21 | 0 | 0 | 0 | -700 | 0 | -700 | 34.32 | 0 | 0 | 0 | -700 | 0 | -700 | -54.72 | 0 | -121.66 | 510
2035-04-30 18:00 | 0 | 0 | -80.85 | 210 | 0 | 96.28 | 210 | -358.47 | 0 | -100 | 334.32 | 0 | 0 | 182.56 | -348.66 | 0 | -100 | 6.55 | 0 | 0 | 510
2035-04-30 19:00 | 0 | 205 | 0 | 510 | 0 | 396.28 | 510 | 0 | 0 | 0 | 510 | 0 | 0 | 7.05 | 0 | 0 | 0 | 6.55 | 0 | 0 | 510
2035-04-30 20:00 | 0 | 505 | 0 | 510 | 0 | 505 | 510 | 0 | 0 | 0 | 510 | 0 | 0 | 7.05 | 0 | 0 | 0 | 102.92 | 0 | 0 | 510
2035-04-30 21:00 | 0 | 505 | 0 | 510 | 0 | 505 | 510 | 0 | 0 | 0 | 510 | 0 | 0 | 7.05 | 0 | 0 | 0 | 127.25 | 0 | 0 | 510
2035-04-30 22:00 | 0 | 284.77 | 0 | 510 | 0 | 505 | 510 | 0 | 0 | 0 | 510 | 0 | 0 | 7.05 | 0 | 0 | 0 | 42.42 | 0 | 0 | 510
2035-04-30 23:00 | 0 | 0 | 0 | 510 | 0 | 505 | 510 | 0 | 0 | 0 | 210 | 0 | 96.28 | 210 | 0 | 120.99 | 0 | 223.82 | 0 | 0 | 510
2035-05-01 | 0 | 262.03 | 0 | 510 | 0 | 505 | 510 | 0 | 194.68 | 0 | 510 | 0 | 396.28 | 510 | 0 | 420.99 | 0 | 510 | 0 | 168.3 | 510
2035-05-01 01:00 | 0 | 386.75 | 0 | 510 | 0 | 505 | 510 | 0 | 86.75 | 0 | 510 | 0 | 505 | 510 | 0 | 505 | 0 | 510 | 0 | 83.67 | 510
2035-05-01 02:00 | 0 | 86.75 | 0 | 510 | 0 | 505 | 510 | 0 | 86.75 | 0 | 510 | 0 | 505 | 510 | 0 | 505 | 0 | 510 | 0 | 83.67 | 510
2035-05-01 03:00 | 0 | 266.85 | 0 | 510 | 0 | 505 | 510 | 0 | 86.75 | 0 | 510 | 0 | 505 | 510 | 0 | 505 | 0 | 510 | 0 | 83.67 | 510
2035-05-01 04:00 | 0 | 86.75 | 0 | 510 | 0 | 505 | 510 | 0 | 86.75 | 0 | 510 | 0 | 505 | 510 | -146.68 | 505 | 0 | 510 | 0 | -96 | 510
2035-05-01 05:00 | 0 | 86.75 | 0 | 510 | 0 | 505 | 510 | 0 | 86.75 | -113.3 | 510 | 0 | 505 | 510 | 0 | 505 | 0 | 510 | 0 | -49.97 | 510
2035-05-01 06:00 | 0 | 86.75 | 0 | 510 | 0 | 505 | 510 | 0 | 300 | 0 | 510 | 0 | 300 | 352.93 | -30.33 | 505 | 0 | 510 | 0 | 3.27 | 510
2035-05-01 07:00 | -100 | 33.54 | -100 | 375.92 | 0 | 300 | 300 | -100 | 0 | -100 | 210 | 0 | 0 | 52.93 | -427.2 | 374 | -100 | 316.65 | 0 | 66.71 | 510
2035-05-01 08:00 | -700 | -266.46 | -700 | 75.92 | 0 | 0 | 0 | -700 | -300 | -700 | -90 | 0 | -300 | -247.07 | -700 | 74 | -700 | 16.65 | 0 | 0 | 210
2035-05-01 09:00 | -700 | -300 | -700 | -224.08 | 0 | -300 | -300 | -700 | 0 | -700 | -390 | 0 | -328.53 | -401.73 | -700 | -226 | -700 | -283.35 | 0 | -300 | 510
2035-05-01 10:00 | -700 | 0 | -700 | -510 | 0 | -226.41 | -383.21 | -700 | 0 | -700 | -510 | 0 | -347.19 | -263.04 | -700 | -526 | -700 | -147.85 | 0 | -498.04 | 510
2035-05-01 11:00 | -700 | 0 | -700 | -510 | 0 | -121.13 | -487.95 | -700 | 0 | -700 | -510 | 0 | -246.64 | -363.08 | -700 | -526 | -700 | -305.37 | 0 | -526 | 510
2035-05-01 12:00 | -700 | 0 | -700 | -510 | 0 | -137.74 | -471.43 | -700 | 0 | -700 | -510 | 0 | -235.56 | -374.1 | -700 | -526 | -700 | -344.86 | 0 | -507.71 | 510
2035-05-01 13:00 | -700 | 0 | -700 | -510 | 0 | -98.97 | -510 | -700 | 0 | -700 | -510 | 0 | -98.97 | -510 | -700 | -526 | -700 | -368.76 | 0 | -385.04 | 510
2035-05-01 14:00 | -700 | 0 | -700 | -510 | 0 | -98.97 | -510 | -700 | 0 | -700 | -510 | 0 | -98.97 | -510 | -700 | -526 | -700 | -68.76 | 0 | -324.06 | 510
2035-05-01 15:00 | -700 | 0 | -700 | -510 | 0 | -98.97 | -510 | -700 | 0 | -700 | -510 | 0 | -98.97 | -510 | -700 | -526 | -700 | -288.05 | 0 | -491.64 | 510
2035-05-01 16:00 | -700 | 0 | -700 | -510 | 0 | -98.97 | -510 | -700 | 0 | -700 | -510 | 0 | -98.97 | -510 | -700 | -395 | -700 | -201.31 | 0 | -517.5 | 510
2035-05-01 17:00 | -700 | -300 | -700 | -224.08 | 0 | -300 | -300 | -700 | -300 | -700 | -224.08 | 0 | -300 | -300 | -700 | -95 | -700 | 0 | 0 | -377.01 | 510
2035-05-01 18:00 | -256.21 | 0 | -100 | 75.92 | 0 | 0 | 0 | -700 | 0 | -118.99 | 75.92 | 0 | 0 | 0 | -577.55 | 205 | -100 | 300 | 0 | -77.01 | 510
2035-05-01 19:00 | 0 | 300 | -100 | 375.92 | 0 | 300 | 300 | -396.15 | 300 | 0 | 375.92 | 0 | 300 | 300 | 0 | 505 | -214.66 | 510 | 0 | -296.72 | 510
2035-05-01 20:00 | 0 | 86.75 | 0 | 510 | 0 | 505 | 510 | -603.7 | 86.75 | 0 | 510 | 0 | 505 | 510 | -39.1 | 505 | 0 | 510 | 0 | -311.68 | 510
2035-05-01 21:00 | 0 | 86.75 | 0 | 510 | 0 | 505 | 510 | -700 | 86.75 | -334.97 | 510 | 0 | 505 | 510 | -17.07 | 505 | 0 | 510 | 0 | -311.68 | 510
2035-05-01 22:00 | 0 | 86.75 | 0 | 510 | 0 | 505 | 510 | -100 | 86.75 | -153.73 | 510 | 0 | 505 | 510 | 0 | 505 | 0 | 510 | 0 | -428.29 | 510
2035-05-01 23:00 | -304.67 | 194.68 | 0 | 510 | 0 | 396.28 | 510 | -600 | 194.68 | -600 | 510 | 0 | 396.28 | 510 | 0 | 505 | -12.63 | 510 | 0 | -343.52 | 510
2035-05-02 | 0 | 0 | 0 | 510 | 0 | 96.28 | 267.7 | 0 | 0 | 0 | 210 | 0 | 96.28 | 210 | 0 | 205 | 0 | 210 | 0 | -191.59 | 285.13
2035-05-02 01:00 | 0 | 0 | 0 | 510 | 0 | 0 | 7.05 | 0 | 0 | 0 | 510 | 0 | 0 | 7.05 | 0 | 48.9 | 0 | 0 | 0 | -44.28 | 510
2035-05-02 02:00 | 0 | 0 | 0 | 510 | 0 | 0 | 7.05 | 0 | 0 | 0 | 510 | 0 | 0 | 7.05 | 0 | 92.93 | 0 | 0 | 0 | -90.2 | 510
2035-05-02 03:00 | 0 | 0 | 0 | 510 | 0 | 0 | 7.05 | 0 | 0 | 0 | 510 | 0 | 0 | 7.05 | 0 | 111.81 | 0 | 0 | 0 | -109.91 | 510
2035-05-02 04:00 | 0 | 0 | 0 | 510 | 0 | 0 | 149.79 | 0 | 0 | 0 | 510 | 0 | 0 | 7.05 | 0 | 99.06 | 0 | 0 | 0 | -96.61 | 510
2035-05-02 05:00 | 0 | 0 | 0 | 510 | 0 | 0 | 7.05 | 0 | 0 | 0 | 510 | 0 | 0 | 7.05 | 0 | 88.7 | 0 | 0 | 0 | -85.79 | 510
2035-05-02 06:00 | 0 | 0 | 0 | 390 | 0 | 0 | 307.05 | 0 | 0 | 0 | 390 | 0 | 0 | 126.93 | 0 | 36.67 | 0 | 0 | 0 | -31.51 | 510
2035-05-02 07:00 | 0 | 0 | 0 | 90 | 126.51 | 0 | 300 | -100 | 0 | -159.66 | 90 | 300 | 0 | 126.34 | 98.02 | 0 | -100 | 0 | 300 | 0 | 216.25
2035-05-02 08:00 | -600 | 0 | -600 | -210 | 0 | -226 | 0 | -700 | -226 | -700 | -210 | 0 | -226 | -173.66 | -501.98 | 0 | -700 | -300 | 368.5 | 62.77 | 300
2035-05-02 09:00 | -700 | -297.07 | -700 | -510 | -97 | -526 | -300 | -700 | -526 | -700 | -510 | -204.46 | -526 | -473.66 | -700 | -300 | -700 | -316.22 | 68.5 | -237.23 | 0
2035-05-02 10:00 | -700 | -435.84 | -700 | -510 | 0 | -526 | -510 | -700 | -526 | -700 | -510 | -182.05 | -526 | -510 | -700 | -526 | -700 | -184.42 | 0 | -526 | 0
2035-05-02 11:00 | -700 | -460.68 | -700 | -510 | 0 | -526 | -510 | -700 | -526 | -700 | -510 | -36.25 | -526 | -510 | -700 | -526 | -700 | -88.97 | 0 | -526 | 0
2035-05-02 12:00 | -700 | -419.68 | -700 | -510 | 0 | -526 | -510 | -700 | -526 | -700 | -510 | -130.65 | -526 | -510 | -700 | -440.23 | -700 | 0 | 0 | -526 | 0
2035-05-02 13:00 | -700 | -307.6 | -700 | -510 | 0 | -526 | -510 | -700 | -526 | -700 | -510 | -37.72 | -526 | -510 | -700 | -140.23 | -700 | 0 | 0 | -526 | 0
2035-05-02 14:00 | -700 | -7.6 | -700 | -510 | 0 | -526 | -390 | -700 | -526 | -700 | -510 | -37.72 | -526 | -473.66 | -700 | -89.72 | -700 | -240.53 | 0 | -300 | 0
2035-05-02 15:00 | -700 | 0 | -700 | -210 | 0 | -226 | -90 | -700 | -226 | -700 | -210 | 0 | -226 | -173.66 | -700 | 0 | -700 | -207.6 | 300 | 0 | 24.84
2035-05-02 16:00 | -416.57 | 0 | -100 | 90 | 216.42 | 0 | 210 | -600 | 0 | -282.94 | 90 | 300 | 0 | 126.34 | -291.56 | 0 | -100 | 0 | 516.03 | 0 | 0
2035-05-02 17:00 | 100 | 300 | 0 | 390 | 516.42 | 300 | 510 | 0 | 0 | 0 | 210 | 410 | 125.49 | 210 | 0 | 205 | 0 | 210 | 683.73 | 174.52 | 300
2035-05-02 18:00 | 700 | 505 | 0 | 510 | 710 | 505 | 510 | 0 | 300 | 0 | 510 | 710 | 425.49 | 510 | 78.03 | 505 | 0 | 510 | 683.73 | 298.77 | 510
2035-05-02 19:00 | 700 | 505 | 0 | 510 | 710 | 505 | 510 | 0 | 505 | 0 | 510 | 710 | 505 | 510 | 500.2 | 505 | 0 | 510 | 683.73 | 204.78 | 510
2035-05-02 20:00 | 700 | 505 | 339.19 | 510 | 710 | 505 | 510 | 0 | 505 | 0 | 510 | 710 | 505 | 510 | 500.2 | 505 | 0 | 510 | 683.73 | 224.21 | 510
2035-05-02 21:00 | 700 | 505 | 686.14 | 510 | 710 | 505 | 510 | 0 | 505 | 0 | 510 | 710 | 505 | 510 | 390.3 | 505 | 0 | 510 | 683.73 | 205.82 | 510
2035-05-02 22:00 | 700 | 505 | 686.14 | 510 | 710 | 505 | 510 | 0 | 505 | 0 | 510 | 710 | 505 | 510 | 390.3 | 505 | 0 | 510 | 683.73 | 210.79 | 510
2035-05-02 23:00 | 700 | 505 | 441.8 | 510 | 710 | 505 | 510 | 0 | 505 | 0 | 510 | 710 | 505 | 510 | 76.75 | 505 | 0 | 510 | 683.73 | 255.82 | 510
2035-05-03 | 288.63 | 505 | 700 | 510 | 710 | 505 | 510 | 0 | 505 | 0 | 510 | 710 | 505 | 510 | 0 | 505 | 0 | 510 | 683.73 | 262.31 | 510
2035-05-03 01:00 | 686.14 | 505 | 700 | 510 | 710 | 505 | 510 | 0 | 505 | 0 | 510 | 710 | 505 | 510 | 32.78 | 505 | 0 | 510 | 683.73 | 275.95 | 510
2035-05-03 02:00 | 700 | 505 | 451.39 | 510 | 710 | 505 | 510 | 0 | 505 | 0 | 510 | 710 | 505 | 510 | 125.63 | 505 | 0 | 510 | 683.73 | 250.81 | 510
2035-05-03 03:00 | 700 | 505 | 600 | 510 | 710 | 505 | 510 | 0 | 476.99 | 0 | 510 | 710 | 505 | 510 | 0 | 505 | 0 | 510 | 683.73 | 282.13 | 510
2035-05-03 04:00 | 700 | 505 | 0 | 510 | 710 | 505 | 510 | 0 | 251.95 | 0 | 510 | 710 | 505 | 510 | 0 | 505 | 0 | 510 | 683.73 | 261 | 510
2035-05-03 05:00 | 508.22 | 505 | 0 | 510 | 710 | 505 | 510 | 0 | 206.37 | 0 | 510 | 710 | 505 | 510 | 0 | 505 | 0 | 510 | 683.73 | 244.15 | 510
2035-05-03 06:00 | 604.84 | 505 | 0 | 510 | 710 | 505 | 510 | 0 | 0 | 0 | 510 | 710 | 505 | 510 | 0 | 300 | 0 | 510 | 683.73 | 296.03 | 510
2035-05-03 07:00 | 4.84 | 331.06 | 0 | 510 | 710 | 505 | 510 | 0 | 0 | 0 | 241.48 | 410 | 205 | 210 | 0 | 0 | 0 | 210 | 683.73 | 192.16 | 510
2035-05-03 08:00 | -595.16 | 31.06 | -208.48 | 210 | 410 | 205 | 210 | -368.84 | 299.39 | -100 | 90 | 300 | 74 | 300 | -100 | 0 | -100 | 0 | 683.73 | 172.4 | 210
2035-05-03 09:00 | -700 | 0 | -700 | -90 | 110 | 0 | 0 | -700 | 0 | -700 | -210 | 0 | -226 | 0 | -700 | 0 | -700 | 0 | 683.73 | -127.6 | 0
2035-05-03 10:00 | -700 | 0 | -700 | -390 | 0 | 0 | 0 | -700 | -82.14 | -700 | -510 | 0 | -526 | -134.55 | -700 | 0 | -700 | 0 | 611.63 | 0 | 0
2035-05-03 11:00 | -700 | 0 | -700 | -510 | 0 | -235.1 | 0 | -700 | -144.82 | -700 | -510 | 0 | -526 | 0 | -700 | 0 | -700 | 0 | 611.63 | 0 | 0
2035-05-03 12:00 | -700 | 0 | -700 | -510 | 0 | 0 | 0 | -700 | -3.18 | -700 | -510 | 0 | -526 | -179.4 | -700 | 0 | -700 | 0 | 601.26 | 0 | 0
2035-05-03 13:00 | -700 | 0 | -700 | -510 | 0 | -32.26 | 0 | -700 | -3.18 | -700 | -510 | 0 | -526 | -22.16 | -700 | 0 | -700 | 0 | 377.76 | 0 | 0
2035-05-03 14:00 | -700 | 0 | -700 | -510 | 0 | 0 | 0 | -700 | -303.18 | -700 | -510 | 0 | -526 | 0 | -700 | 0 | -700 | 0 | 377.76 | -180.89 | 0
2035-05-03 15:00 | -700 | 0 | -700 | -210 | 0 | 0 | 71.06 | -700 | -300 | -700 | -300 | 0 | -300 | 0 | -700 | 0 | -700 | 0 | 383.73 | 0 | 0
2035-05-03 16:00 | -600 | 0 | -600 | 90 | 300 | 252 | 371.06 | -600 | 0 | -600 | 0 | 165.71 | 0 | 300 | -600 | 0 | -279.62 | 81.85 | 683.73 | 300 | 0
2035-05-03 17:00 | 0 | 205 | 0 | 390 | 494.27 | 205 | 510 | 0 | 0 | 0 | 300 | 410 | 0 | 357.55 | 0 | 0 | 0 | 155.4 | 683.73 | 43.63 | 210
2035-05-03 18:00 | 0 | 505 | 0 | 510 | 710 | 505 | 510 | 0 | 0 | 0 | 510 | 710 | 219.94 | 510 | 0 | 201.93 | 0 | 455.4 | 683.73 | 343.63 | 510
2035-05-03 19:00 | 0 | 505 | 567.72 | 510 | 710 | 505 | 510 | 0 | 0 | 0 | 510 | 710 | 422.01 | 510 | 0 | 0 | 0 | 510 | 683.73 | 371.6 | 510
2035-05-03 20:00 | 0 | 505 | 700 | 510 | 710 | 505 | 510 | 0 | 0 | 0 | 510 | 710 | 505 | 510 | 0 | 0 | 0 | 510 | 683.73 | 349.62 | 510
2035-05-03 21:00 | 0 | 505 | 700 | 510 | 710 | 505 | 510 | 0 | 0 | 0 | 510 | 710 | 278.82 | 510 | 0 | 65.19 | 0 | 510 | 683.73 | 305.33 | 510
2035-05-03 22:00 | 0 | 505 | 263.84 | 510 | 710 | 505 | 510 | 0 | 0 | 0 | 510 | 710 | 228.75 | 510 | 0 | 365.19 | 0 | 510 | 683.73 | 186.84 | 510
2035-05-03 23:00 | 0 | 505 | 509.94 | 510 | 710 | 505 | 510 | 0 | 0 | 0 | 510 | 710 | 228.75 | 510 | 0 | 439.58 | 0 | 510 | 683.73 | 207.94 | 510
2035-05-04 | 0 | 505 | 0 | 510 | 710 | 505 | 510 | 0 | 0 | 0 | 510 | 710 | 470.84 | 510 | 0 | 158.46 | 0 | 510 | 683.73 | 256.54 | 510
2035-05-04 01:00 | 0 | 505 | 0 | 510 | 710 | 505 | 510 | 0 | 0 | 0 | 510 | 710 | 170.84 | 510 | 0 | 0 | 0 | 510 | 683.73 | 247.25 | 510
2035-05-04 02:00 | 0 | 505 | 0 | 510 | 710 | 505 | 510 | 0 | 0 | 0 | 510 | 710 | 190.14 | 510 | 0 | 0 | 0 | 510 | 683.73 | 264.46 | 510
2035-05-04 03:00 | 0 | 308.42 | 0 | 510 | 710 | 505 | 510 | 0 | 0 | 0 | 510 | 661.41 | 30.31 | 510 | 0 | 0 | 0 | 377.56 | 683.73 | 274.63 | 510
2035-05-04 04:00 | 0 | 8.42 | 0 | 510 | 710 | 505 | 510 | 0 | 0 | 0 | 210 | 361.41 | 0 | 210 | 0 | 0 | 0 | 77.56 | 683.73 | 114.23 | 510
2035-05-04 05:00 | 0 | 0 | 0 | 390 | 658.17 | 205 | 510 | 0 | 0 | 0 | 390 | 61.41 | 0 | 65.46 | 0 | 0 | 0 | 217.78 | 383.73 | 0 | 266.62
2035-05-04 06:00 | 0 | 0 | 0 | 90 | 358.17 | 0 | 500.12 | 0 | 0 | 0 | 90 | 61.11 | 0 | 365.46 | 0 | 0 | 0 | 117.64 | 98.92 | 0 | 300
2035-05-04 07:00 | -100 | -79.15 | -100 | -210 | 58.17 | -226 | 298.14 | -169.55 | -226 | -600 | -210 | 300 | -226 | 104.18 | -600 | 0 | -348.33 | 14.57 | 352.72 | 148.18 | 0
2035-05-04 08:00 | -700 | -379.15 | -700 | -510 | -241.83 | -526 | -1.86 | -700 | -526 | -700 | -510 | 0 | -526 | -195.82 | -700 | -300 | -700 | -285.43 | 52.72 | -151.82 | -300
2035-05-04 09:00 | -700 | -526 | -700 | -510 | -390.41 | -526 | -301.86 | -700 | -526 | -700 | -510 | -50.37 | -526 | -495.82 | -700 | -526 | -700 | -128.76 | 0 | -376.79 | -393.28
2035-05-04 10:00 | -700 | -526 | -700 | -510 | -182.05 | -526 | -510 | -700 | -526 | -700 | -510 | -182.05 | -526 | -510 | -700 | -526 | -700 | -159.09 | 0 | -427.41 | -425.1
2035-05-04 11:00 | -700 | -526 | -700 | -510 | -182.05 | -526 | -510 | -700 | -526 | -700 | -510 | -130.92 | -526 | -510 | -700 | -526 | -650.39 | -246.04 | 0 | -396.59 | -396.15
2035-05-04 12:00 | -700 | -526 | -700 | -510 | -182.05 | -526 | -510 | -700 | -526 | -700 | -510 | 0 | -526 | -369.72 | -700 | -526 | -473.31 | -209.79 | 0 | -312.98 | -267.63
2035-05-04 13:00 | -700 | -526 | -700 | -510 | -182.05 | -526 | -510 | -700 | -526 | -700 | -510 | 0 | -526 | -478.35 | -700 | -526 | -363.33 | -266.17 | 0 | -358.95 | -302.32
2035-05-04 14:00 | -700 | -526 | -700 | -510 | -182.05 | -526 | -510 | -700 | -526 | -700 | -510 | -159.71 | -526 | -510 | -700 | -526 | -443.2 | -392.16 | 0 | -470.08 | -353.75
2035-05-04 15:00 | -700 | -526 | -700 | -510 | -182.05 | -526 | -510 | -700 | -526 | -700 | -510 | -182.05 | -526 | -510 | -700 | -526 | -512.61 | -307.71 | 0 | -359.66 | -357.54
2035-05-04 16:00 | -700 | -526 | -700 | -510 | -182.05 | -526 | -510 | -700 | -526 | -700 | -510 | -182.05 | -526 | -510 | -700 | -526 | -582.66 | -268.76 | 0 | -190.81 | -392.36
2035-05-04 17:00 | -700 | -526 | -700 | -510 | -182.05 | -526 | -510 | -700 | -526 | -700 | -510 | -182.05 | -526 | -510 | -700 | -526 | -700 | -484.14 | 0 | -74.34 | -465.9
2035-05-04 18:00 | -700 | -508.83 | -700 | -510 | -199.02 | -526 | -510 | -700 | -526 | -700 | -510 | -182.05 | -526 | -510 | -700 | -300 | -700 | -510 | 0 | -285.13 | -488.61
2035-05-04 19:00 | -700 | -208.83 | -700 | -510 | -495.52 | -526 | -510 | -700 | -333.7 | -700 | -510 | -372.11 | -526 | -510 | -700 | 0 | -700 | -510 | 0 | -490.27 | -510
2035-05-04 20:00 | -700 | 0 | -700 | -510 | -701.92 | -526 | -510 | -700 | -284.6 | -700 | -510 | -420.64 | -526 | -510 | -700 | -32.89 | -700 | -510 | 0 | -526 | -510
2035-05-04 21:00 | -700 | 0 | -700 | -510 | -701.92 | -526 | -510 | -700 | -65.91 | -700 | -510 | -636.77 | -526 | -510 | -700 | -332.89 | -700 | -510 | 0 | -526 | -510
2035-05-04 22:00 | -700 | -103.12 | -700 | -510 | -600 | -526 | -510 | -700 | -103.12 | -700 | -510 | -600 | -526 | -510 | -700 | -526 | -700 | -510 | -29.84 | -526 | -510
2035-05-04 23:00 | -700 | -321 | -700 | -344.95 | -300 | -321 | -300 | -700 | -321 | -700 | -344.95 | -300 | -321 | -300 | -700 | -226 | -700 | -510 | 0 | -526 | -312.88
2035-05-05 | -700 | -21 | -700 | -44.95 | 0 | -21 | 0 | -700 | -21 | -700 | -44.95 | 0 | -21 | 0 | -700 | 74 | -700 | -210 | 300 | -226 | -12.88
2035-05-05 01:00 | -700 | 0 | -700 | 0 | 0 | 0 | 0 | -700 | 0 | -700 | 0 | 0 | 0 | 0 | -700 | 0 | -700 | -44.17 | 206.68 | -464.65 | 287.12
2035-05-05 02:00 | -700 | 0 | -700 | 0 | 0 | 0 | 0 | -700 | 0 | -700 | 0 | 0 | 0 | 0 | -700 | 0 | -700 | 255.83 | 0 | -424.53 | 156.38
2035-05-05 03:00 | -700 | 0 | -700 | 0 | 0 | 0 | 0 | -700 | 0 | -700 | 0 | 0 | 0 | 0 | -700 | 0 | -700 | 373.83 | 0 | -377.09 | -7.74
2035-05-05 04:00 | -700 | 0 | -700 | 0 | 0 | 0 | 0 | -700 | 0 | -700 | 0 | 0 | 0 | 0 | -700 | 0 | -700 | 328.13 | 0 | -385.89 | 46.65
2035-05-05 05:00 | -700 | 0 | -700 | 0 | 0 | 0 | 0 | -700 | 0 | -700 | 0 | 0 | 0 | 0 | -700 | 0 | -700 | 406.43 | 0 | -370.2 | -47.98
2035-05-05 06:00 | -700 | 0 | -700 | 0 | 0 | 0 | 0 | -700 | 0 | -700 | 0 | 0 | 0 | 0 | -700 | 0 | -700 | 376.71 | 0 | -194.11 | -192.74
2035-05-05 07:00 | -700 | 0 | -700 | 0 | 0 | 0 | 0 | -700 | 0 | -700 | 0 | 0 | 0 | 0 | -700 | 0 | -700 | 76.71 | 0 | -31.9 | -46.84
2035-05-05 08:00 | -700 | 0 | -700 | 0 | 0 | 0 | 0 | -700 | 0 | -700 | 0 | 0 | 0 | 0 | -700 | 0 | -700 | 19.52 | 0 | 0 | -19.99
2035-05-05 09:00 | -700 | 0 | -700 | 0 | 0 | 0 | 0 | -700 | 0 | -700 | 0 | 0 | 0 | 0 | -700 | 0 | -700 | 0 | 0 | 0 | 0
2035-05-05 10:00 | -700 | 0 | -700 | 0 | 0 | 0 | 0 | -700 | 0 | -700 | 0 | 0 | 0 | 0 | -700 | 0 | -700 | 0 | 0 | 0 | 0
2035-05-05 11:00 | -700 | 0 | -700 | 0 | 0 | 0 | 0 | -700 | 0 | -700 | 0 | 0 | 0 | 0 | -700 | 0 | -700 | 0 | 0 | 0 | 0
2035-05-05 12:00 | -700 | 0 | -700 | 0 | 0 | 0 | 0 | -700 | 0 | -700 | 0 | 0 | 0 | 0 | -700 | 0 | -700 | 0 | 0 | 0 | 0
2035-05-05 13:00 | -700 | 0 | -700 | 0 | 0 | 0 | 0 | -700 | 0 | -700 | 0 | 0 | 0 | 0 | -700 | 0 | -700 | 0 | 0 | 0 | 0
2035-05-05 14:00 | -700 | 0 | -700 | 0 | 0 | 0 | 0 | -700 | 0 | -700 | 0 | 0 | 0 | 0 | -700 | 0 | -700 | 0 | 0 | 0 | 0
2035-05-05 15:00 | -700 | 0 | -700 | 0 | 0 | 0 | 0 | -700 | 0 | -700 | 0 | 0 | 0 | 0 | -700 | 0 | -700 | 0 | 0 | 0 | 0
2035-05-05 16:00 | -700 | 0 | -700 | 0 | 0 | 0 | 0 | -700 | 0 | -700 | 0 | 0 | 0 | 0 | -700 | 0 | -700 | 0 | 0 | 0 | 0
2035-05-05 17:00 | -700 | 0 | -700 | 0 | 0 | 0 | 0 | -700 | 0 | -700 | 0 | 0 | 0 | 0 | -700 | 0 | -700 | 300 | -7.3 | 0 | -300
2035-05-05 18:00 | -700 | 0 | -700 | 0 | 0 | 0 | 0 | -700 | 0 | -700 | 0 | 0 | 0 | 0 | -700 | 0 | -700 | 505.49 | -299.29 | -187.77 | -31.97
2035-05-05 19:00 | -700 | 0 | -700 | 0 | 0 | 0 | 0 | -700 | 0 | -700 | 0 | 0 | 0 | 0 | -700 | 0 | -700 | 205.49 | 0 | -487.77 | 268.03
2035-05-05 20:00 | -700 | 0 | -700 | 0 | 0 | 0 | 0 | -700 | 0 | -700 | 0 | 0 | 0 | 0 | -700 | -25.05 | -700 | -94.51 | 116.7 | -526 | 510
2035-05-05 21:00 | -700 | 0 | -700 | 0 | 0 | 0 | 0 | -700 | 0 | -700 | 0 | 0 | 0 | 0 | -700 | 0 | -700 | -318.65 | 311.2 | -526 | 510
2035-05-05 22:00 | -700 | 0 | -700 | 0 | 0 | 0 | 0 | -700 | 0 | -700 | 0 | 0 | 0 | 0 | -700 | 0 | -700 | -510 | 497.83 | -526 | 510
2035-05-05 23:00 | -700 | 0 | -700 | -210 | 300 | 109 | -210 | -700 | 57.15 | -700 | -210 | 50.45 | 300 | -210 | -700 | 281.88 | -700 | -461.59 | 300 | -526 | 375.41
2035-05-06 | -700 | 0 | -700 | -510 | 0 | 0 | -510 | -700 | 0 | -700 | -510 | -20.03 | 0 | -510 | -472.83 | 0 | -700 | -161.59 | 0 | -516.66 | 75.41
2035-05-06 01:00 | -700 | 0 | -700 | -510 | 0 | 0 | -264.51 | -700 | 0 | -700 | -510 | -122.46 | 0 | -510 | -301.34 | 0 | -700 | 17.65 | -2.11 | -488.48 | -224.59
2035-05-06 02:00 | -700 | 0 | -700 | -510 | 0 | 0 | -510 | -700 | 0 | -700 | -510 | 0 | 0 | -510 | -305.92 | 0 | -700 | -21.53 | 0 | -456.96 | 0
2035-05-06 03:00 | -700 | 0 | -700 | -510 | 0 | 0 | -210 | -700 | 0 | -700 | -510 | 0 | 0 | -510 | -350.25 | 0 | -700 | -95.3 | 0 | -411.79 | -12.11
2035-05-06 04:00 | -700 | 0 | -700 | -510 | 0 | 0 | -300 | -700 | 0 | -700 | -510 | -1.27 | 0 | -510 | -394.76 | 0 | -700 | -127.4 | 0 | -351.08 | -12.11
2035-05-06 05:00 | -700 | 0 | -700 | -510 | 0 | 0 | 0 | -700 | 0 | -700 | -510 | -301.27 | 0 | -510 | -422.02 | 0 | -700 | -41.06 | -1.54 | -314.05 | -216.6
2035-05-06 06:00 | -700 | 0 | -700 | -510 | -196.18 | 0 | -300 | -700 | -100.32 | -700 | -510 | -12.19 | -226 | -510 | -668.5 | -226 | -700 | 198.77 | -301.54 | -180.62 | -481.59
2035-05-06 07:00 | -700 | -226 | -700 | -510 | -496.18 | -277.36 | -510 | -700 | -400.32 | -700 | -510 | -306.27 | -526 | -510 | -700 | -526 | -664.15 | -52.77 | -601.54 | -320.81 | -406.5
2035-05-06 08:00 | -700 | -526 | -700 | -510 | -196.18 | -526 | -495.89 | -700 | -526 | -700 | -510 | -182.05 | -526 | -510 | -700 | -526 | -647.5 | -248.24 | -493.81 | -526 | -338.15
2035-05-06 09:00 | -700 | -526 | -700 | -510 | -182.05 | -526 | -510 | -700 | -526 | -700 | -510 | -182.05 | -526 | -510 | -700 | -526 | -700 | -349.32 | -665.52 | -526 | -184.65
2035-05-06 10:00 | -700 | -526 | -700 | -510 | -182.05 | -526 | -510 | -700 | -526 | -700 | -510 | -182.05 | -526 | -510 | -700 | -526 | -600.55 | -263.57 | -665.52 | -526 | -37.09
2035-05-06 11:00 | -700 | -526 | -700 | -510 | -182.05 | -526 | -510 | -700 | -526 | -700 | -510 | -182.05 | -526 | -510 | -700 | -526 | -571.45 | -218.09 | -660 | -526 | 0
2035-05-06 12:00 | -700 | -526 | -700 | -510 | -182.05 | -526 | -510 | -700 | -526 | -700 | -510 | -143.59 | -526 | -510 | -700 | -526 | -607.76 | -216 | -629.81 | -526 | 0
2035-05-06 13:00 | -700 | -526 | -700 | -510 | -182.05 | -526 | -510 | -700 | -526 | -700 | -510 | -153.67 | -526 | -510 | -700 | -526 | -696.83 | -182.08 | -497.73 | -526 | -126.58
2035-05-06 14:00 | -700 | -526 | -700 | -510 | -182.05 | -526 | -510 | -700 | -526 | -700 | -510 | -175.19 | -526 | -510 | -700 | -526 | -681.55 | -107.78 | -431.45 | -526 | -212.08
2035-05-06 15:00 | -700 | -526 | -700 | -510 | -182.05 | -526 | -510 | -700 | -526 | -700 | -510 | -182.05 | -526 | -510 | -700 | -526 | -614.34 | 0 | -435.56 | -526 | -261.55
2035-05-06 16:00 | -700 | -526 | -700 | -510 | -152.66 | -526 | -510 | -700 | -526 | -700 | -510 | -96.08 | -526 | -510 | -700 | -526 | -657.17 | 0 | -135.56 | -526 | -460.92
2035-05-06 17:00 | -700 | -300 | -700 | -510 | -300 | -475.85 | -230.86 | -700 | -526 | -700 | -510 | -300 | -526 | -232.84 | -700 | -526 | -628.26 | 210 | -300 | -364.01 | -229.41
2035-05-06 18:00 | -600 | 0 | -303.52 | -210 | 0 | -175.85 | 69.14 | -377.27 | -226 | -664.74 | -210 | 0 | -226 | 67.16 | -445.82 | -226 | -700 | 510 | 0 | -64.01 | 70.59
2035-05-06 19:00 | 0 | 0 | 0 | 90 | 57.44 | 0 | 369.14 | 0 | 0 | -64.74 | 90 | 59.41 | 0 | 367.16 | -218.02 | 0 | -100 | 510 | 0 | 7.01 | 0
2035-05-06 20:00 | 0 | 0 | 0 | 390 | 0 | 0 | 126.93 | -516.05 | 0 | 0 | 390 | 0 | 0 | 126.93 | -462.57 | 0 | 0 | 510 | 0 | 7.01 | 0
2035-05-06 21:00 | 0 | 0 | 0 | 510 | 0 | 0 | 7.05 | 0 | 0 | -313.92 | 510 | 0 | 0 | 7.05 | -177.07 | 0 | 0 | 510 | 0 | 7.01 | 0
2035-05-06 22:00 | 0 | 0 | 0 | 510 | 0 | 0 | 7.05 | 0 | 0 | 0 | 510 | 0 | 0 | 7.05 | -317.4 | 0 | 0 | 510 | 0 | 7.01 | 0
2035-05-06 23:00 | 0 | 0 | 0 | 510 | 0 | 0 | 7.05 | 0 | 0 | -370.99 | 510 | 0 | 0 | 7.05 | -287.49 | 0 | 0 | 510 | 0 | 7.01 | 0
2035-05-07 | -520.64 | 0 | 0 | 510 | 0 | 0 | 7.05 | -600 | 0 | -600 | 510 | 0 | 0 | 7.05 | -133.68 | 0 | 87.22 | 449.97 | 0 | 66.69 | 0
2035-05-07 01:00 | 0 | 0 | 0 | 510 | 0 | 0 | 7.05 | 0 | 0 | 0 | 510 | 0 | 0 | 7.05 | -12.47 | 0 | 12.22 | 369.9 | 0 | 0 | 147.01
2035-05-07 02:00 | 0 | 0 | 0 | 510 | 0 | 0 | 7.05 | 0 | 0 | 0 | 510 | 0 | 0 | 7.05 | -89.35 | 0 | 87.58 | 304.95 | 0 | 0 | 211.89
2035-05-07 03:00 | 0 | 0 | 0 | 510 | 0 | 0 | 7.05 | 0 | 0 | -280.17 | 510 | 0 | 0 | 7.05 | -181.7 | 0 | 178.1 | 412.81 | 0 | 0 | 104.14
2035-05-07 04:00 | 0 | 0 | -272.15 | 510 | 0 | 0 | 7.05 | 0 | 0 | -428.05 | 510 | 0 | 0 | 7.05 | -207.99 | 0 | 195.06 | 383.48 | 0 | 0 | 133.45
2035-05-07 05:00 | -5.46 | 0 | -100 | 390 | 0 | 0 | 126.93 | -600 | 0 | -428.05 | 390 | 0 | 0 | 126.93 | -232.8 | 0 | 44.6 | 366.13 | 0 | 0 | 150.77
2035-05-07 06:00 | -605.46 | 0 | -700 | 90 | 0 | 0 | 426.63 | -700 | 0 | -700 | 90 | 0 | 0 | 426.63 | -445.92 | 0 | -555.4 | 339.36 | 0 | 0 | 177.52
2035-05-07 07:00 | -700 | -224.9 | -700 | -210 | 300 | -226 | 493.24 | -700 | -226 | -700 | -210 | 36.59 | -226 | 300 | -700 | -226 | -700 | 241.93 | 192.82 | 0 | 0
2035-05-07 08:00 | -700 | -524.9 | -700 | -510 | 0 | -526 | 193.24 | -700 | -526 | -700 | -510 | -44.43 | -526 | 0 | -700 | -526 | -700 | -58.07 | 170.41 | -300 | -300
2035-05-07 09:00 | -700 | -526 | -700 | -510 | -18.43 | -526 | -106.76 | -700 | -526 | -700 | -510 | 0 | -526 | -278.84 | -700 | -526 | -700 | -165.62 | 323.67 | -355.31 | -510
2035-05-07 10:00 | -700 | -526 | -700 | -510 | 0 | -526 | -369.21 | -700 | -526 | -700 | -510 | 0 | -526 | -306.41 | -700 | -526 | -700 | -465.62 | 271.68 | -451.64 | -510
2035-05-07 11:00 | -700 | -526 | -700 | -510 | 0 | -526 | -455.8 | -700 | -526 | -700 | -510 | 0 | -526 | -371.28 | -700 | -526 | -700 | -510 | 265.03 | -509.81 | -510
2035-05-07 12:00 | -700 | -526 | -700 | -510 | -182.05 | -526 | -510 | -700 | -526 | -700 | -510 | -31.82 | -526 | -510 | -700 | -526 | -700 | -510 | 299.22 | -526 | -510
2035-05-07 13:00 | -700 | -526 | -700 | -510 | -87.58 | -526 | -510 | -700 | -526 | -700 | -510 | -91.24 | -526 | -510 | -700 | -526 | -700 | -510 | 81.65 | -484.58 | -510
2035-05-07 14:00 | -700 | -526 | -700 | -510 | -182.05 | -526 | -510 | -700 | -526 | -700 | -510 | 0 | -526 | -510 | -700 | -526 | -700 | -510 | 46.17 | -184.58 | -510
2035-05-07 15:00 | -700 | -526 | -700 | -510 | -182.05 | -526 | -510 | -700 | -526 | -700 | -510 | -129.75 | -526 | -510 | -700 | -526 | -700 | -510 | 0 | -208.92 | -510
2035-05-07 16:00 | -700 | -526 | -700 | -510 | -300 | -526 | -268.38 | -700 | -526 | -700 | -510 | 0 | -526 | -473.66 | -700 | -403.63 | -700 | -510 | 200.68 | -238.39 | -300
2035-05-07 17:00 | -700 | -226 | -700 | -210 | 0 | -226 | 31.62 | -700 | -226 | -700 | -210 | 0 | -226 | -173.66 | -700 | -103.63 | -700 | -488.32 | 500.68 | -311.04 | 0
2035-05-07 18:00 | -143.15 | 0 | -600 | 90 | 120.33 | 0 | 306.18 | -410.72 | 0 | -600 | 90 | 300 | 0 | 126.34 | -600 | 61.83 | -279.79 | -188.32 | 683.73 | -357.19 | 300
2035-05-07 19:00 | 0 | 0 | 0 | 390 | 420.33 | 51.19 | 510 | 0 | 0 | 0 | 306.85 | 0 | 0 | 210 | 0 | 0 | 0 | -45.94 | 683.73 | -351.11 | 257.83
2035-05-07 20:00 | 0 | 205 | 0 | 510 | 710 | 351.19 | 510 | 0 | 0 | 0 | 510 | 182.18 | 0 | 510 | 0 | 0 | 0 | 0 | 683.73 | -72.11 | 510
2035-05-07 21:00 | 0 | 505 | 0 | 510 | 710 | 505 | 510 | 0 | 0 | 0 | 510 | 452.43 | 0 | 510 | 0 | 0 | 0 | 245.56 | 683.73 | 0 | 510
2035-05-07 22:00 | 0 | 505 | 0 | 510 | 710 | 505 | 510 | 0 | 0 | 0 | 510 | 685.14 | 0 | 510 | 0 | 0 | 0 | 510 | 683.73 | 0 | 510
2035-05-07 23:00 | 0 | 505 | 0 | 510 | 710 | 505 | 510 | 0 | 0 | 0 | 510 | 685.14 | 0 | 510 | 0 | 0 | 0 | 510 | 683.73 | 0 | 510
2035-05-08 | 189.37 | 505 | 0 | 510 | 710 | 505 | 510 | 0 | 0 | 0 | 510 | 710 | 293.26 | 510 | 0 | 300 | 0 | 510 | 683.73 | 102.1 | 510
2035-05-08 01:00 | 0 | 505 | 0 | 510 | 710 | 505 | 510 | 0 | 0 | 0 | 510 | 710 | 321.56 | 510 | 0 | 505 | 0 | 510 | 683.73 | 223.4 | 510
2035-05-08 02:00 | 0 | 505 | 0 | 510 | 710 | 505 | 510 | 0 | 0 | 0 | 510 | 710 | 449.7 | 510 | 0 | 411.94 | 0 | 510 | 683.73 | 233.95 | 510
2035-05-08 03:00 | 0 | 505 | 600 | 510 | 710 | 505 | 510 | 0 | 0 | 0 | 510 | 710 | 449.7 | 510 | 0 | 505 | 0 | 510 | 683.73 | 264.01 | 510
2035-05-08 04:00 | 0 | 505 | 700 | 510 | 710 | 505 | 510 | 0 | 0 | 0 | 510 | 710 | 361.15 | 510 | 0 | 319.18 | 0 | 510 | 683.73 | 295.37 | 510
2035-05-08 05:00 | 0 | 505 | 700 | 510 | 710 | 505 | 510 | 0 | 0 | 0 | 510 | 710 | 61.15 | 510 | 0 | 27.28 | 0 | 510 | 683.73 | 339.34 | 510
2035-05-08 06:00 | 399.7 | 374 | 700 | 390 | 710 | 374 | 510 | 0 | 0 | 0 | 390 | 710 | 32.86 | 510 | 0 | 0 | 0 | 510 | 683.73 | 299.99 | 510
2035-05-08 07:00 | 0 | 74 | 500 | 90 | 710 | 74 | 510 | 0 | 0 | 0 | 90 | 467.28 | 0 | 510 | 0 | 0 | 0 | 210 | 641.64 | 0 | 510
2035-05-08 08:00 | -443.25 | -226 | -100 | -210 | 710 | -226 | 510 | -137.91 | -226 | -100 | -210 | 300 | -226 | 498.22 | -100 | 0 | -100 | 0 | 683.73 | 0 | 383.25
2035-05-08 09:00 | -700 | -526 | -700 | -510 | 410 | -526 | 210 | -700 | -526 | -700 | -510 | 0 | -526 | 198.22 | -700 | -300 | -700 | 0 | 683.73 | -300 | 83.25
2035-05-08 10:00 | -700 | -526 | -700 | -510 | 110 | -526 | 0 | -700 | -526 | -700 | -510 | -25.05 | -526 | -101.78 | -700 | -526 | -700 | 0 | 683.73 | -526 | 0
2035-05-08 11:00 | -700 | -526 | -700 | -510 | 0 | -526 | 0 | -700 | -526 | -700 | -510 | 0 | -526 | -126.81 | -700 | -408.28 | -700 | -69.24 | 383.73 | -526 | 0
2035-05-08 12:00 | -700 | -526 | -700 | -510 | 0 | -526 | 0 | -700 | -526 | -700 | -510 | 0 | -526 | -126.81 | -700 | -108.28 | -700 | -113.63 | 83.73 | -526 | 0
2035-05-08 13:00 | -700 | -526 | -700 | -510 | 0 | -526 | -44.61 | -700 | -526 | -700 | -510 | 0 | -526 | -126.81 | -700 | -408.28 | -700 | -231.49 | 14.79 | -526 | 0
2035-05-08 14:00 | -700 | -526 | -700 | -510 | 0 | -526 | 0 | -700 | -526 | -700 | -510 | 0 | -526 | -126.81 | -700 | -108.28 | -700 | -111.61 | 314.79 | -526 | 0
2035-05-08 15:00 | -700 | -526 | -700 | -510 | 0 | -526 | 0 | -700 | -526 | -700 | -510 | 0 | -526 | -126.81 | -700 | -300 | -700 | 0 | 614.79 | -268.45 | 0
2035-05-08 16:00 | -600 | -226 | -600 | -210 | 289.8 | -226 | 212.86 | -700 | -226 | -700 | -210 | 110 | -226 | 118.06 | -600 | 0 | -600 | 0 | 683.73 | 31.55 | 71.73
2035-05-08 17:00 | 0 | 74 | 0 | 90 | 589.8 | 74 | 510 | -181.03 | 74 | -100 | 90 | 410 | 74 | 418.06 | 0 | 205 | 0 | 210 | 383.73 | 55.95 | 210
2035-05-08 18:00 | 552.74 | 374 | 600 | 390 | 710 | 374 | 510 | 0 | 374 | 100 | 390 | 710 | 374 | 510 | 0 | 505 | 0 | 510 | 683.73 | 326.47 | 510
2035-05-08 19:00 | 552.74 | 505 | 700 | 510 | 710 | 505 | 510 | 0 | 505 | 700 | 510 | 710 | 505 | 510 | 600 | 505 | 410.81 | 510 | 683.73 | 261.73 | 510
2035-05-08 20:00 | 606.01 | 505 | 700 | 510 | 710 | 505 | 510 | 100 | 505 | 700 | 510 | 710 | 505 | 510 | 692.57 | 505 | 497.6 | 510 | 683.73 | 223.84 | 510
2035-05-08 21:00 | 686.14 | 505 | 700 | 510 | 710 | 505 | 510 | 700 | 505 | 401.86 | 510 | 710 | 505 | 510 | 692.57 | 505 | 364.19 | 510 | 683.73 | 204.91 | 510
2035-05-08 22:00 | 553.59 | 505 | 700 | 510 | 710 | 505 | 510 | 238.77 | 505 | 700 | 510 | 710 | 505 | 510 | 692.57 | 505 | 640.21 | 510 | 683.73 | 196.32 | 510
2035-05-08 23:00 | 553.59 | 505 | 700 | 510 | 710 | 505 | 510 | 0 | 505 | 447.9 | 510 | 710 | 505 | 510 | 689.42 | 505 | 418.6 | 510 | 683.73 | 233.25 | 510
2035-05-09 | 700 | 505 | 686.14 | 510 | 710 | 505 | 510 | 53.55 | 505 | 700 | 510 | 710 | 505 | 510 | 700 | 505 | 137.33 | 510 | 683.73 | 250.39 | 510
2035-05-09 01:00 | 686.14 | 505 | 700 | 510 | 710 | 505 | 510 | 0 | 505 | 700 | 510 | 710 | 505 | 510 | 671.09 | 505 | 184.42 | 510 | 683.73 | 279.1 | 510
2035-05-09 02:00 | 635.13 | 505 | 700 | 510 | 710 | 505 | 510 | 0 | 505 | 278.01 | 510 | 710 | 505 | 510 | 692.99 | 505 | 199.62 | 510 | 683.73 | 259.89 | 510
2035-05-09 03:00 | 635.13 | 505 | 654.93 | 510 | 710 | 505 | 510 | 257.68 | 505 | 700 | 510 | 710 | 505 | 510 | 549.7 | 505 | 77.48 | 510 | 683.73 | 264.77 | 510
2035-05-09 04:00 | 485.47 | 505 | 654.93 | 510 | 710 | 505 | 510 | 40.02 | 505 | 700 | 510 | 710 | 505 | 510 | 595.48 | 505 | 0 | 510 | 683.73 | 287.82 | 510
2035-05-09 05:00 | 355.9 | 505 | 700 | 510 | 710 | 505 | 510 | 37.39 | 505 | 100 | 510 | 710 | 505 | 510 | 441.87 | 505 | 0 | 510 | 683.73 | 280.73 | 510
2035-05-09 06:00 | 367.78 | 374 | 700 | 300 | 710 | 374 | 510 | 0 | 374 | 0 | 300 | 710 | 374 | 510 | 78.54 | 505 | 0 | 300 | 683.73 | 309.89 | 510
2035-05-09 07:00 | 305.62 | 74 | 100 | 0 | 710 | 74 | 510 | 0 | 74 | 0 | 0 | 410 | 74 | 298.07 | 0 | 205 | 0 | 0 | 581.86 | 134.91 | 506.05
2035-05-09 08:00 | -294.38 | -226 | -500 | 0 | 443.04 | -226 | 510 | -600 | -226 | -406.96 | 0 | 443.04 | -226 | 510 | -131.3 | 0 | -100 | 0 | 281.86 | 28.22 | 206.05
2035-05-09 09:00 | -700 | -526 | -700 | 0 | 143.04 | -526 | 210 | -700 | -526 | -700 | 0 | 143.04 | -526 | 210 | -700 | 0 | -700 | 0 | 429.43 | -271.78 | 350.42
2035-05-09 10:00 | -700 | -526 | -700 | 0 | 0 | -526 | 0 | -700 | -526 | -700 | 0 | 0 | -526 | -90 | -700 | 0 | -700 | 0 | 129.43 | -526 | 510
2035-05-09 11:00 | -700 | -526 | -700 | 0 | 0 | -526 | 0 | -700 | -526 | -700 | 0 | 0 | -526 | -90 | -700 | 0 | -700 | 0 | 0 | -526 | 485.59
2035-05-09 12:00 | -700 | -526 | -700 | 0 | 0 | -526 | 0 | -700 | -526 | -700 | 0 | 0 | -526 | -240.46 | -700 | 0 | -700 | 0 | 0 | -526 | 185.59
2035-05-09 13:00 | -700 | -526 | -700 | 0 | 0 | -526 | 0 | -700 | -526 | -700 | 0 | 0 | -526 | -285.86 | -700 | 0 | -700 | 0 | 0 | -526 | 318.07
2035-05-09 14:00 | -700 | -526 | -700 | 0 | 0 | -526 | -67.88 | -700 | -526 | -700 | 0 | 0 | -526 | -169.62 | -700 | 0 | -700 | 0 | 185.45 | -526 | 18.07
2035-05-09 15:00 | -700 | -526 | -700 | 0 | 143.04 | -526 | 210 | -700 | -526 | -700 | 0 | 0 | -526 | 0 | -700 | 0 | -700 | 0 | 485.45 | -277.61 | 300
2035-05-09 16:00 | -524.22 | -226 | -600 | 0 | 443.04 | -226 | 510 | -600 | -226 | -600 | 0 | 232.91 | -226 | 300 | -555.34 | 0 | -100 | 0 | 493.56 | 22.39 | 0
2035-05-09 17:00 | 0 | 74 | 0 | 0 | 710 | 74 | 510 | 0 | 0 | 0 | 0 | 410 | 74 | 388.94 | 0 | 0 | 0 | 0 | 676.23 | 8.87 | 210
2035-05-09 18:00 | 0 | 374 | 5.78 | 0 | 710 | 374 | 510 | 0 | 0 | 0 | 0 | 710 | 374 | 510 | 0 | 300 | 0 | 0 | 683.73 | 308.87 | 510
2035-05-09 19:00 | 600 | 505 | 605.78 | 0 | 710 | 505 | 510 | 0 | 286.96 | 0 | 0 | 710 | 505 | 510 | 0 | 505 | 0 | 0 | 683.73 | 268.54 | 510
2035-05-09 20:00 | 0 | 505 | 700 | 0 | 710 | 505 | 510 | 0 | 505 | 0 | 0 | 710 | 505 | 510 | 51.07 | 505 | 0 | 0 | 683.73 | 258.79 | 510
2035-05-09 21:00 | 600 | 505 | 700 | 0 | 710 | 505 | 510 | 0 | 205 | 0 | 0 | 710 | 505 | 510 | 51.07 | 505 | 0 | 0 | 683.73 | 235.52 | 510
2035-05-09 22:00 | 0 | 505 | 700 | 0 | 710 | 505 | 510 | 0 | 0 | 0 | 0 | 710 | 505 | 510 | 0 | 505 | 0 | 0 | 683.73 | 224.43 | 510
2035-05-09 23:00 | 0 | 505 | 260.32 | 0 | 710 | 505 | 510 | 0 | 0 | 0 | 0 | 410 | 205 | 510 | 0 | 505 | 0 | 0 | 622.21 | -45.47 | 210
2035-05-10 | -173.64 | 205 | -339.68 | 0 | 690.59 | 205 | 510 | -108.85 | 0 | -100 | 0 | 710 | 392.18 | 510 | 216.7 | 505 | -280.22 | 0 | 683.73 | -224.34 | 510
2035-05-10 01:00 | -662.66 | 0 | -700 | 0 | 675.47 | 426.57 | 510 | -700 | 0 | -700 | 0 | 600 | 325.13 | 510 | -148.61 | 505 | -700 | 0 | 383.73 | -221.26 | 445.64
2035-05-10 02:00 | -576.08 | 300 | -700 | 0 | 375.47 | 300 | 300 | -700 | 300 | -700 | 0 | 300 | 300 | 215.72 | -234.7 | 483.39 | -700 | 0 | 439.84 | -221.64 | 300
2035-05-10 03:00 | -700 | 0 | -247.77 | 0 | 75.47 | 0 | 0 | -700 | 0 | -700 | 0 | 0 | 0 | -84.28 | -373.43 | 300 | -700 | 0 | 139.84 | -361.81 | 0
2035-05-10 04:00 | -700 | -300 | -700 | 0 | -224.53 | -300 | -300 | -700 | -138.28 | -700 | 0 | -300 | -300 | -384.28 | -697.12 | 0 | -700 | 0 | -160.16 | -370.24 | -300
2035-05-10 05:00 | -700 | 0 | -700 | 0 | -524.53 | -85.42 | -510 | -700 | 0 | -700 | 0 | -600 | -9.64 | -510 | -700 | 0 | -700 | 0 | -242.07 | -369.03 | -510
2035-05-10 06:00 | -700 | 0 | -700 | 0 | -609.6 | 0 | -510 | -700 | 0 | -700 | 0 | -609.6 | 0 | -510 | -700 | -236.61 | -700 | 0 | -69.11 | -307.89 | -510
2035-05-10 07:00 | -700 | 0 | -700 | 0 | -609.6 | 0 | -510 | -700 | 0 | -700 | 0 | -609.6 | 0 | -510 | -700 | -526 | -700 | 0 | 230.89 | -328.27 | -510
2035-05-10 08:00 | -700 | 0 | -700 | 0 | -609.6 | 0 | -510 | -700 | 0 | -700 | 0 | -609.6 | 0 | -510 | -700 | -526 | -700 | 0 | 196.1 | -292.39 | -510
2035-05-10 09:00 | -700 | 0 | -700 | 0 | -609.6 | 0 | -510 | -700 | 0 | -700 | 0 | -609.6 | 0 | -510 | -700 | -526 | -700 | 0 | 138.3 | -232.76 | -510
2035-05-10 10:00 | -700 | 0 | -700 | 0 | -609.6 | 0 | -510 | -700 | 0 | -700 | 0 | -609.6 | 0 | -510 | -700 | -526 | -700 | 0 | 247.24 | -345.14 | -510
2035-05-10 11:00 | -700 | 0 | -700 | 0 | -609.6 | 0 | -510 | -700 | 0 | -700 | 0 | -609.6 | 0 | -510 | -700 | -526 | -700 | 0 | 228.76 | -326.08 | -510
2035-05-10 12:00 | -700 | 0 | -700 | 0 | -609.6 | 0 | -510 | -700 | 0 | -700 | 0 | -609.6 | 0 | -510 | -700 | -526 | -700 | 0 | 422.57 | -526 | -510
2035-05-10 13:00 | -700 | 0 | -700 | 0 | -609.6 | 0 | -510 | -700 | 0 | -700 | 0 | -609.6 | 0 | -510 | -700 | -526 | -700 | 0 | 398.2 | -500.86 | -510
2035-05-10 14:00 | -700 | 0 | -700 | 0 | -609.6 | 0 | -510 | -700 | 0 | -700 | 0 | -609.6 | 0 | -510 | -700 | -526 | -700 | 0 | 422.57 | -526 | -510
2035-05-10 15:00 | -700 | 0 | -700 | 0 | -609.6 | 0 | -510 | -700 | 0 | -700 | 0 | -609.6 | 0 | -510 | -700 | -526 | -700 | 0 | 311.52 | -411.45 | -510
2035-05-10 16:00 | -700 | 0 | -700 | 0 | -609.6 | 0 | -510 | -700 | 0 | -700 | 0 | -609.6 | 0 | -510 | -700 | -526 | -700 | 0 | 381.88 | -484.03 | -510
2035-05-10 17:00 | -700 | 0 | -700 | 0 | -609.6 | 0 | -510 | -700 | 0 | -700 | 0 | -609.6 | 0 | -510 | -700 | -526 | -700 | 0 | 132.42 | -226.7 | -510
2035-05-10 18:00 | -700 | 0 | -700 | 0 | -609.6 | 0 | -510 | -700 | 0 | -700 | 0 | -609.6 | 0 | -510 | -700 | -526 | -700 | 0 | 156.6 | -251.64 | -510
2035-05-10 19:00 | -700 | 0 | -700 | 0 | -453.25 | -156.99 | -510 | -700 | 0 | -700 | 0 | -359.31 | -251.32 | -510 | -700 | -526 | -700 | 0 | 383.73 | -400.52 | -510
2035-05-10 20:00 | -700 | 0 | -700 | 0 | -154.47 | -456.99 | -510 | -700 | 0 | -700 | 0 | -121.08 | -490.51 | -510 | -700 | -263.35 | -700 | 0 | 683.73 | -526 | -510
2035-05-10 21:00 | -700 | 0 | -700 | 0 | -350.98 | -259.68 | -510 | -700 | 0 | -700 | 0 | -314.53 | -296.28 | -510 | -700 | -426.96 | -700 | 0 | 683.73 | -526 | -510
2035-05-10 22:00 | -700 | 0 | -700 | 0 | -276.56 | -334.4 | -510 | -700 | 0 | -700 | 0 | -258.76 | -352.27 | -510 | -700 | -526 | -700 | 0 | 683.73 | -526 | -510
2035-05-10 23:00 | -700 | -226 | -700 | 0 | -161.16 | -226 | -510 | -700 | -208.89 | -700 | 0 | -410 | -226 | -278.3 | -700 | -253.81 | -700 | 0 | 383.73 | -526 | -510
2035-05-11 | -700 | -526 | -700 | 0 | -461.16 | -526 | -510 | -700 | -508.89 | -700 | 0 | -710 | -526 | -510 | -700 | 0 | -700 | 0 | 83.73 | -526 | -485.72
2035-05-11 01:00 | -700 | -478.39 | -700 | 0 | -420.7 | -526 | -510 | -700 | -526 | -700 | 0 | -549.48 | -526 | -510 | -700 | 0 | -700 | 0 | 192.34 | -526 | -185.72
2035-05-11 02:00 | -700 | -526 | -700 | 0 | -547.93 | -526 | -510 | -700 | -526 | -700 | 0 | -513.07 | -526 | -510 | -700 | 0 | -700 | 0 | 122.92 | -517.07 | -14.73
2035-05-11 03:00 | -700 | -526 | -700 | 0 | -693.09 | -526 | -510 | -700 | -526 | -700 | 0 | -693.09 | -526 | -510 | -700 | 0 | -700 | 0 | 0 | -526 | -314.73
2035-05-11 04:00 | -700 | -526 | -700 | 0 | -601.45 | -526 | -510 | -700 | -526 | -700 | 0 | -534.95 | -526 | -510 | -700 | 0 | -700 | 0 | 0 | -525.64 | -224.9
2035-05-11 05:00 | -700 | -526 | -700 | 0 | -555.93 | -526 | -510 | -700 | -526 | -700 | 0 | -465.91 | -526 | -510 | -700 | 0 | -700 | 0 | 0 | -518 | -217.53
2035-05-11 06:00 | -700 | -526 | -700 | 0 | -255.93 | -526 | -510 | -700 | -526 | -700 | 0 | -482.05 | -526 | -510 | -700 | -203.18 | -700 | 0 | 0 | -432.82 | -149.79
2035-05-11 07:00 | -700 | -526 | -700 | -510 | -182.05 | -526 | -510 | -700 | -526 | -700 | -510 | -182.05 | -526 | -510 | -700 | -503.18 | -700 | -510 | 0 | -341.44 | -449.79
2035-05-11 08:00 | -700 | -526 | -700 | -510 | -182.05 | -526 | -510 | -700 | -526 | -700 | -510 | -182.05 | -526 | -510 | -700 | -526 | -700 | -510 | 0 | -310.71 | -429.93
2035-05-11 09:00 | -700 | -526 | -700 | -510 | -182.05 | -526 | -510 | -700 | -526 | -700 | -510 | -182.05 | -526 | -510 | -700 | -526 | -700 | -510 | 0 | -286.53 | -302.79
2035-05-11 10:00 | -700 | -526 | -700 | -510 | -176.87 | -526 | -510 | -700 | -526 | -700 | -510 | -182.05 | -526 | -510 | -700 | -526 | -700 | -510 | 0 | -261.73 | -299.24
2035-05-11 11:00 | -700 | -526 | -700 | -510 | -182.05 | -526 | -510 | -700 | -526 | -700 | -510 | -182.05 | -526 | -510 | -700 | -526 | -700 | -510 | 0 | -156.96 | -411.51
2035-05-11 12:00 | -700 | -526 | -700 | -510 | -182.05 | -526 | -510 | -700 | -526 | -700 | -510 | -182.05 | -526 | -510 | -700 | -526 | -700 | -510 | 0 | -316.04 | -361.44
2035-05-11 13:00 | -700 | -526 | -700 | -510 | -182.05 | -526 | -510 | -700 | -526 | -700 | -510 | -182.05 | -526 | -510 | -700 | -526 | -700 | -510 | 0 | -290.85 | -454.14
2035-05-11 14:00 | -700 | -391.12 | -700 | -510 | -315.36 | -526 | -510 | -700 | -526 | -700 | -510 | -182.05 | -526 | -510 | -700 | -526 | -700 | -510 | -130.41 | -376.04 | -462.66
2035-05-11 15:00 | -700 | -526 | -700 | -510 | -182.05 | -526 | -510 | -700 | -526 | -700 | -510 | -182.05 | -526 | -510 | -700 | -526 | -700 | -510 | -397.48 | -356.68 | -346.71
2035-05-11 16:00 | -700 | -231.27 | -700 | -510 | -473.35 | -526 | -510 | -700 | -526 | -700 | -510 | -182.05 | -526 | -510 | -700 | -526 | -700 | -510 | -97.48 | -371.48 | -510
2035-05-11 17:00 | -700 | -526 | -700 | -390 | -422.42 | -526 | -390 | -700 | -526 | -700 | -510 | -302.17 | -526 | -390 | -700 | -526 | -700 | -510 | -216.27 | -345.29 | -462.17
2035-05-11 18:00 | -600 | -226 | -575.52 | -90 | -122.42 | -226 | -90 | -600 | -300 | -600 | -210 | -83.58 | -300 | -90 | -600 | -300 | -600 | -210 | 83.73 | -137.51 | -162.17
2035-05-11 19:00 | 0 | 74 | 24.48 | 210 | 177.58 | 74 | 210 | 0 | 0 | 0 | 90 | 216.42 | 0 | 210 | 0 | 0 | 0 | 90 | 383.73 | 129.66 | 137.83
2035-05-11 20:00 | 0 | 374 | 624.48 | 510 | 477.58 | 374 | 510 | 0 | 0 | 0 | 390 | 516.42 | 1.03 | 510 | 0 | 0 | 0 | 390 | 683.73 | 305.45 | 437.83
2035-05-11 21:00 | 0 | 505 | 700 | 510 | 710 | 505 | 510 | 0 | 0 | 0 | 510 | 710 | 161.26 | 510 | 0 | 83.78 | 0 | 510 | 683.73 | 256.86 | 510
2035-05-11 22:00 | 0 | 505 | 394.1 | 510 | 710 | 505 | 510 | 0 | 0 | 0 | 510 | 710 | 161.26 | 510 | 0 | 300 | 0 | 510 | 683.73 | 199.32 | 510
2035-05-11 23:00 | 0 | 505 | 0 | 510 | 710 | 505 | 510 | 0 | 0 | 0 | 510 | 710 | 239.55 | 510 | 0 | 0 | 0 | 510 | 683.73 | 219.06 | 510
2035-05-12 | 0 | 505 | 0 | 510 | 710 | 505 | 510 | 0 | 0 | 0 | 510 | 710 | 366.86 | 510 | 0 | 0 | 0 | 510 | 683.73 | 283.69 | 510
2035-05-12 01:00 | 0 | 505 | 100 | 510 | 710 | 505 | 510 | 0 | 0 | 0 | 510 | 710 | 505 | 510 | 0 | 126.8 | 0 | 510 | 683.73 | 253.87 | 510
2035-05-12 02:00 | 0 | 505 | 700 | 510 | 710 | 505 | 510 | 0 | 0 | 0 | 510 | 710 | 358.61 | 510 | 0 | 426.8 | 0 | 510 | 683.73 | 240.86 | 510
2035-05-12 03:00 | 0 | 505 | 700 | 510 | 710 | 505 | 510 | 0 | 0 | 0 | 510 | 710 | 225.21 | 510 | 0 | 280.76 | 0 | 510 | 683.73 | 258.53 | 510
2035-05-12 04:00 | 0 | 505 | 300.72 | 510 | 710 | 505 | 510 | 0 | 0 | 0 | 510 | 710 | 407.6 | 510 | 0 | 0 | 0 | 510 | 683.73 | 312.53 | 510
2035-05-12 05:00 | 0 | 505 | 0 | 510 | 710 | 505 | 510 | 0 | 0 | 0 | 510 | 656.87 | 123.67 | 510 | 0 | 0 | 0 | 510 | 683.73 | 320.93 | 510
2035-05-12 06:00 | 0 | 300 | 0 | 510 | 410 | 300 | 496.64 | 0 | 0 | 0 | 300 | 356.87 | 0 | 300 | 0 | 0 | 0 | 354.4 | 551.94 | 297.35 | 510
2035-05-12 07:00 | 0 | 0 | -6.46 | 210 | 110 | 0 | 196.64 | -100 | 0 | -100 | 0 | 56.87 | -20.96 | 0 | -100 | 0 | -22.54 | 54.4 | 251.94 | 0 | 210
2035-05-12 08:00 | -600 | -300 | -606.46 | -90 | -190 | -300 | -103.36 | -700 | -300 | -700 | -300 | -243.13 | -320.96 | -300 | -700 | -226 | -622.54 | 0 | 0 | -254.4 | 0
2035-05-12 09:00 | -700 | -444.09 | -700 | -390 | -490 | -526 | -403.36 | -700 | -160.66 | -700 | -510 | -543.13 | -526 | -510 | -700 | -526 | -700 | 0 | -300 | -446.4 | -300
2035-05-12 10:00 | -700 | -144.09 | -700 | -510 | -710 | -374.9 | -510 | -700 | -33.57 | -700 | -510 | -668.74 | -526 | -510 | -700 | -526 | -700 | 0 | -252.15 | -526 | -510
2035-05-12 11:00 | -700 | 0 | -700 | -510 | -710 | -517.89 | -510 | -700 | 0 | -700 | -510 | -710 | -517.89 | -510 | -700 | -526 | -700 | 0 | -355.15 | -526 | -510
2035-05-12 12:00 | -700 | 0 | -700 | -510 | -710 | -517.89 | -510 | -700 | 0 | -700 | -510 | -710 | -517.89 | -510 | -700 | -526 | -700 | -123.03 | -442.22 | -263.35 | -510
2035-05-12 13:00 | -700 | 0 | -700 | -510 | -710 | -517.89 | -510 | -700 | 0 | -700 | -510 | -710 | -517.89 | -510 | -700 | -526 | -700 | -423.03 | -481.23 | 0 | -510
2035-05-12 14:00 | -700 | 0 | -700 | -510 | -710 | -517.89 | -510 | -700 | 0 | -700 | -510 | -710 | -517.89 | -510 | -700 | -526 | -700 | -123.03 | -665.52 | 0 | -510
2035-05-12 15:00 | -700 | 0 | -700 | -510 | -710 | -517.89 | -510 | -700 | 0 | -700 | -510 | -710 | -517.89 | -510 | -700 | -300 | -700 | 0 | -600 | 0 | -510
2035-05-12 16:00 | -700 | -300 | -700 | -300 | -434.55 | -300 | -300 | -700 | -300 | -700 | -300 | -600 | -480.16 | -383.16 | -700 | 0 | -700 | -300 | -300 | 32.77 | -309.3
2035-05-12 17:00 | -600 | 0 | -216.57 | 0 | -134.55 | 0 | 0 | -600 | 0 | -216.57 | 0 | -300 | -180.16 | -83.16 | -600 | 95.62 | -600 | 0 | 0 | 332.77 | -9.3
2035-05-12 18:00 | 0 | 0 | 0 | 300 | 59 | 0 | 300 | 0 | 0 | 0 | 300 | 0 | 0 | 216.84 | 0 | 0 | 0 | 231.74 | 0 | 283.63 | 0
2035-05-12 19:00 | 0 | 0 | 0 | 510 | 359 | 300 | 510 | 0 | 0 | 0 | 510 | 0 | 0 | 7.05 | 0 | 0 | 0 | 510 | 0 | 305.62 | 0
2035-05-12 20:00 | 0 | 0 | 0 | 510 | 659 | 505 | 510 | 0 | 0 | 0 | 510 | 0 | 0 | 7.05 | 0 | 0 | 0 | 510 | 0 | 282.13 | 145.22
2035-05-12 21:00 | 0 | 0 | 0 | 510 | 451.62 | 217.47 | 510 | 0 | 0 | 0 | 510 | 0 | 0 | 7.05 | 0 | 0 | 0 | 510 | 0 | 275.74 | 82.58
2035-05-12 22:00 | 0 | 0 | 0 | 510 | 266.61 | 0 | 510 | 0 | 0 | 0 | 406.84 | 110 | 0 | 0 | 0 | 0 | 0 | 510 | 83.73 | 278.2 | 0
2035-05-12 23:00 | 0 | 205 | 0 | 510 | 566.61 | 300 | 510 | 0 | 0 | 0 | 210 | 410 | 155.28 | 210 | 0 | 205 | 0 | 510 | 383.73 | 218.71 | 210.11
2035-05-13 | -9.59 | 505 | 0 | 510 | 595.39 | 505 | 510 | 0 | 300 | 0 | 510 | 710 | 455.28 | 510 | 31.2 | 505 | -31.83 | 510 | 683.73 | 125.15 | 510
2035-05-13 01:00 | 0 | 462.77 | 0 | 510 | 710 | 505 | 510 | 0 | 462.77 | -19.54 | 510 | 710 | 505 | 510 | 273.45 | 505 | -278.97 | 510 | 683.73 | 117.87 | 510
2035-05-13 02:00 | -364.22 | 462.77 | 0 | 510 | 710 | 505 | 510 | -147.56 | 462.77 | -619.54 | 510 | 710 | 505 | 510 | 374.47 | 505 | -382.04 | 510 | 683.73 | -94.86 | 510
2035-05-13 03:00 | -700 | 505 | -533.79 | 510 | 638.22 | 505 | 510 | -700 | 427.02 | -700 | 510 | 641.42 | 505 | 510 | 259.65 | 505 | -700 | 210 | 641.78 | -92.41 | 510
2035-05-13 04:00 | -111.37 | 462.77 | -700 | 510 | 710 | 505 | 510 | -700 | 462.77 | -700 | 510 | 710 | 505 | 510 | 127.44 | 505 | -700 | 266.48 | 683.73 | 135.01 | 510
2035-05-13 05:00 | 0 | 462.77 | -488.23 | 510 | 710 | 505 | 510 | -300.55 | 462.77 | -700 | 510 | 710 | 505 | 510 | -65.8 | 505 | -700 | 452.84 | 683.73 | 253.37 | 510
2035-05-13 06:00 | -531.07 | 162.77 | -100 | 414.34 | 410 | 205 | 300 | -700 | 162.77 | -700 | 414.34 | 410 | 205 | 300 | -474.39 | 300 | -700 | 152.84 | 383.73 | 300 | 359.86
2035-05-13 07:00 | -700 | -137.23 | -700 | 114.34 | 110 | -95 | 0 | -700 | -137.23 | -700 | 114.34 | 110 | -95 | 0 | -700 | 0 | -700 | -147.16 | 83.73 | 0 | 59.86
2035-05-13 08:00 | -700 | 0 | -700 | 0 | 0 | 0 | 0 | -700 | 0 | -700 | 0 | 0 | 0 | 0 | -700 | 0 | -700 | 0 | 0 | 0 | 0
2035-05-13 09:00 | -700 | 0 | -700 | 0 | 0 | 0 | 0 | -700 | 0 | -700 | 0 | 0 | 0 | 0 | -700 | 0 | -700 | -108.23 | 0 | 105.15 | 0
2035-05-13 10:00 | -700 | 0 | -700 | 0 | 0 | 0 | 0 | -700 | 0 | -700 | 0 | 0 | 0 | 0 | -700 | 0 | -700 | -408.23 | 0 | 396.59 | 0
2035-05-13 11:00 | -700 | 0 | -700 | 0 | 0 | 0 | 0 | -700 | 0 | -700 | 0 | 0 | 0 | 0 | -700 | 0 | -700 | -322.37 | 0 | 313.18 | 0
2035-05-13 12:00 | -700 | 0 | -700 | 0 | 0 | 0 | 0 | -700 | 0 | -700 | 0 | 0 | 0 | 0 | -700 | 0 | -700 | -22.37 | 0 | 21.73 | 0
2035-05-13 13:00 | -700 | 0 | -700 | 0 | 0 | 0 | 0 | -700 | 0 | -700 | 0 | 0 | 0 | 0 | -700 | 0 | -700 | -163.59 | 0 | 158.93 | 0
2035-05-13 14:00 | -700 | 0 | -700 | 0 | 0 | 0 | 0 | -700 | 0 | -700 | 0 | 0 | 0 | 0 | -700 | 0 | -700 | 0 | 0 | 0 | 0
2035-05-13 15:00 | -700 | 0 | -700 | 0 | 0 | 0 | 0 | -700 | 0 | -700 | 0 | 0 | 0 | 0 | -700 | 0 | -700 | -125.12 | 0 | 121.56 | 0
2035-05-13 16:00 | -700 | 0 | -700 | 0 | 0 | 0 | 0 | -700 | 0 | -700 | 0 | 0 | 0 | 0 | -700 | 0 | -700 | -377.16 | 0 | 366.41 | 0
2035-05-13 17:00 | -700 | 0 | -700 | 0 | 0 | 0 | 0 | -700 | 0 | -700 | 0 | 0 | 0 | 0 | -700 | 0 | -700 | -390 | 0 | 294.42 | 84.88
2035-05-13 18:00 | -700 | 0 | -700 | 210 | 110 | 0 | 106.9 | -700 | -114.34 | -700 | 0 | 110 | 0 | 0 | -700 | 0 | -700 | -90 | 172.95 | -5.58 | 210
2035-05-13 19:00 | -267.15 | 300 | -100 | 510 | 410 | 300 | 406.9 | -204.05 | 185.66 | -100 | 300 | 410 | 300 | 300 | -297.7 | 300 | -150.14 | 210 | 472.95 | 294.42 | 510
2035-05-13 20:00 | 0 | 505 | 9.54 | 510 | 710 | 505 | 510 | 0 | 462.77 | 0 | 510 | 710 | 505 | 510 | 0 | 505 | 0 | 510 | 683.73 | 283.26 | 510
2035-05-13 21:00 | 0 | 505 | 263.93 | 510 | 710 | 505 | 510 | 0 | 462.77 | 0 | 510 | 710 | 505 | 510 | 0 | 505 | 0 | 510 | 683.73 | 307.15 | 510
2035-05-13 22:00 | 0 | 505 | 211.38 | 510 | 710 | 505 | 510 | 0 | 462.77 | 0 | 510 | 710 | 505 | 510 | 0 | 505 | 0 | 510 | 683.73 | 307.15 | 510
2035-05-13 23:00 | 0 | 505 | 600 | 510 | 710 | 505 | 510 | 0 | 462.77 | 0 | 510 | 710 | 505 | 510 | 0 | 505 | 0 | 510 | 683.73 | 268.12 | 510
2035-05-14 | 600 | 505 | 0 | 510 | 710 | 505 | 510 | 0 | 162.77 | 0 | 510 | 710 | 205 | 510 | 0 | 205 | 0 | 510 | 683.73 | 299.94 | 510
2035-05-14 01:00 | 0 | 505 | 0 | 510 | 710 | 505 | 510 | 0 | 0 | 0 | 510 | 710 | 0 | 510 | 0 | 0 | 0 | 510 | 683.73 | 317.28 | 510
2035-05-14 02:00 | 600 | 505 | 153.99 | 510 | 710 | 505 | 510 | 0 | 0 | 0 | 510 | 710 | 0 | 510 | 0 | 0 | 0 | 510 | 683.73 | 297.58 | 510
2035-05-14 03:00 | 0 | 505 | 700 | 510 | 710 | 505 | 510 | 0 | 0 | 0 | 510 | 628.79 | 0 | 510 | 0 | 0 | 0 | 510 | 683.73 | 270.64 | 510
2035-05-14 04:00 | 0 | 505 | 700 | 510 | 710 | 505 | 510 | 0 | 0 | 0 | 510 | 586.72 | 0 | 510 | 0 | 0 | 0 | 510 | 683.73 | 270.93 | 510
2035-05-14 05:00 | 0 | 505 | 100 | 510 | 710 | 505 | 510 | 0 | 0 | 0 | 390 | 675.7 | 0 | 510 | 0 | 0 | 0 | 510 | 683.73 | 306.94 | 510
2035-05-14 06:00 | 0 | 205 | 0 | 210 | 710 | 205 | 510 | 0 | 0 | 0 | 90 | 402.02 | 0 | 510 | 0 | 0 | 0 | 418.19 | 473.04 | 315.18 | 510
2035-05-14 07:00 | 0 | -95 | 0 | -90 | 410 | -95 | 377.67 | -100 | -219.51 | -100 | -210 | 542.08 | -226 | 510 | -100 | 0 | 98.02 | 118.19 | 173.04 | 15.18 | 210
2035-05-14 08:00 | -600 | -395 | -600 | -390 | 110 | -395 | 77.67 | -700 | -519.51 | -700 | -510 | 242.08 | -526 | 210 | -700 | 0 | -501.98 | 0 | 300 | -284.82 | 0
2035-05-14 09:00 | -700 | -526 | -700 | -510 | -190 | -526 | -222.33 | -700 | -526 | -700 | -510 | -57.92 | -526 | -90 | -700 | -300 | -700 | 0 | 0 | -526 | 0
2035-05-14 10:00 | -700 | -526 | -700 | -510 | -182.05 | -526 | -510 | -700 | -526 | -700 | -510 | -302.17 | -526 | -390 | -700 | -526 | -700 | -21.6 | 0 | -526 | 0
2035-05-14 11:00 | -700 | -526 | -700 | -510 | -182.05 | -526 | -510 | -700 | -526 | -700 | -510 | -182.05 | -526 | -510 | -700 | -526 | -700 | -21.6 | 0 | -526 | 0
2035-05-14 12:00 | -700 | -526 | -700 | -510 | -182.05 | -526 | -510 | -700 | -526 | -700 | -510 | -182.05 | -526 | -510 | -700 | -526 | -700 | -21.6 | 0 | -526 | 0
2035-05-14 13:00 | -700 | -526 | -700 | -510 | -182.05 | -526 | -510 | -700 | -526 | -700 | -510 | -182.05 | -526 | -510 | -700 | -526 | -700 | 0 | 0 | -526 | 0
2035-05-14 14:00 | -700 | -526 | -700 | -510 | -182.05 | -526 | -510 | -700 | -526 | -700 | -510 | -182.05 | -526 | -510 | -700 | -526 | -700 | -262.22 | 0 | -329.11 | -180.61
2035-05-14 15:00 | -700 | -526 | -700 | -510 | -236.72 | -526 | -455.38 | -700 | -526 | -700 | -510 | -182.05 | -526 | -510 | -700 | -526 | -700 | -201.31 | 0 | -384.82 | -180.61
2035-05-14 16:00 | -700 | -395 | -700 | -300 | -190 | -329.82 | -155.38 | -700 | -526 | -700 | -502.97 | -309.21 | -526 | -390 | -700 | -300 | -700 | -158.31 | 0 | -84.82 | -14.69
2035-05-14 17:00 | -194.82 | -95 | -600 | 0 | 110 | -29.82 | 144.62 | -348.5 | -226 | -100 | -202.97 | -9.21 | -226 | -90 | -600 | 0 | -400.98 | 0 | 300 | 215.18 | 0
2035-05-14 18:00 | 0 | 205 | 0 | 300 | 410 | 270.18 | 444.62 | 0 | 0 | 0 | 97.03 | 290.79 | 61.03 | 210 | 0 | 94.75 | 0 | 210 | 383.73 | 0 | 210
2035-05-14 19:00 | 0 | 505 | 582.33 | 510 | 710 | 505 | 510 | 0 | 300 | 0 | 397.03 | 590.79 | 361.03 | 510 | 0 | 394.75 | 0 | 510 | 683.73 | 267.23 | 510
2035-05-14 20:00 | 0 | 505 | 700 | 510 | 710 | 505 | 510 | 0 | 505 | 0 | 510 | 710 | 505 | 510 | 305.82 | 505 | 0 | 510 | 683.73 | 234.12 | 510
2035-05-14 21:00 | 600 | 505 | 700 | 510 | 710 | 505 | 510 | 0 | 505 | 0 | 510 | 710 | 505 | 510 | 377.44 | 505 | 0 | 510 | 683.73 | 232.73 | 510
2035-05-14 22:00 | 686.14 | 505 | 700 | 510 | 710 | 505 | 510 | 0 | 505 | 0 | 510 | 710 | 505 | 510 | 641.41 | 505 | 0 | 510 | 683.73 | 232.73 | 510
2035-05-14 23:00 | 700 | 505 | 686.14 | 510 | 710 | 505 | 510 | 0 | 505 | 70.1 | 510 | 710 | 505 | 510 | 197.82 | 505 | 0 | 510 | 683.73 | 232.73 | 510
2035-05-15 | 686.14 | 505 | 700 | 510 | 0 | 505 | 510 | 165.62 | 505 | 670.1 | 510 | 0 | 505 | 510 | 642.8 | 505 | 600 | 510 | 0 | 242.18 | 510
2035-05-15 01:00 | 686.14 | 505 | 700 | 510 | 0 | 505 | 510 | 165.62 | 505 | 70.1 | 510 | 0 | 505 | 510 | 110.55 | 505 | 700 | 510 | 0 | 251.11 | 510
2035-05-15 02:00 | 700 | 505 | 686.14 | 510 | 0 | 505 | 510 | 700 | 505 | 479.97 | 510 | 0 | 505 | 510 | 626.77 | 505 | 700 | 510 | 0 | 226.74 | 510
2035-05-15 03:00 | 686.14 | 505 | 700 | 510 | 0 | 505 | 510 | 481.4 | 505 | 700 | 510 | 0 | 505 | 510 | 626.77 | 505 | 700 | 510 | 0 | 220.04 | 510
2035-05-15 04:00 | 686.14 | 505 | 700 | 510 | 0 | 505 | 510 | 481.4 | 505 | 700 | 510 | 0 | 505 | 510 | 299.44 | 505 | 700 | 510 | 0 | 248.08 | 510
2035-05-15 05:00 | 686.14 | 505 | 700 | 510 | 0 | 505 | 510 | 0 | 505 | 561.6 | 510 | 0 | 505 | 510 | 335.07 | 505 | 600 | 510 | 0 | 249 | 510
2035-05-15 06:00 | 234.73 | 374 | 600 | 510 | 0 | 374 | 420.52 | 0 | 269.01 | 0 | 390 | 0 | 374 | 390 | 0 | 337.87 | 0 | 510 | 0 | 334.16 | 510
2035-05-15 07:00 | 0 | 74 | 0 | 210 | 0 | 74 | 120.52 | -97.2 | 74 | 0 | 90 | 0 | 74 | 90 | -33.83 | 37.87 | 33.16 | 210 | 0 | 58.13 | 210
2035-05-15 08:00 | -600 | -226 | -600 | -90 | 0 | -226 | -179.48 | -697.2 | -226 | -600 | -210 | 0 | -226 | -210 | -633.83 | 0 | -566.84 | 0 | 0 | 0 | 393.52
2035-05-15 09:00 | -700 | -526 | -700 | -390 | 0 | -526 | -479.48 | -700 | -526 | -700 | -510 | 0 | -526 | -510 | -700 | -300 | -700 | -288.68 | 0 | -300 | 93.52
2035-05-15 10:00 | -700 | -526 | -700 | -510 | 0 | -526 | -510 | -700 | -526 | -700 | -510 | 0 | -526 | -510 | -700 | -526 | -700 | -288.68 | 0 | -526 | -206.48
2035-05-15 11:00 | -700 | -526 | -700 | -510 | 0 | -526 | -510 | -700 | -526 | -700 | -510 | 0 | -526 | -510 | -700 | -526 | -700 | 0 | 0 | -526 | -115.48
2035-05-15 12:00 | -700 | -526 | -700 | -510 | 0 | -526 | -510 | -700 | -526 | -700 | -510 | 0 | -526 | -510 | -700 | -526 | -700 | 0 | 0 | -526 | -415.48
2035-05-15 13:00 | -700 | -526 | -700 | -510 | 0 | -526 | -510 | -700 | -526 | -700 | -510 | 0 | -526 | -510 | -700 | -526 | -700 | 0 | 0 | -526 | -115.48
2035-05-15 14:00 | -700 | -526 | -700 | -510 | 0 | -526 | -510 | -700 | -526 | -700 | -510 | 0 | -526 | -510 | -700 | -422.36 | -700 | 0 | 0 | -300 | -115.48
2035-05-15 15:00 | -700 | -393.87 | -700 | -300 | 0 | -300 | -300 | -700 | -526 | -700 | -390 | 0 | -524.67 | -390 | -700 | -122.36 | -700 | 0 | 0 | 0 | 0
2035-05-15 16:00 | -341.13 | -93.87 | -100 | 0 | 0 | 0 | 0 | -341.13 | -226 | -100 | -90 | 0 | -224.67 | -90 | -600 | 0 | -325.83 | 0 | 0 | 300 | 215.06
2035-05-15 17:00 | 0 | 206.13 | 223.7 | 300 | 0 | 300 | 300 | 0 | 20.8 | 0 | 210 | 0 | 75.33 | 210 | 0 | 205 | 0 | 288.58 | 0 | 0 | 210
2035-05-15 18:00 | 600 | 505 | 675.52 | 510 | 0 | 505 | 510 | 600 | 320.8 | 7.84 | 510 | 0 | 375.33 | 510 | 0 | 505 | 474.14 | 510 | 0 | 277.62 | 510
2035-05-15 19:00 | 600 | 505 | 700 | 510 | 0 | 505 | 510 | 700 | 505 | 414.21 | 510 | 0 | 505 | 510 | 401.62 | 505 | 700 | 216.22 | 0 | 227.45 | 510
2035-05-15 20:00 | 700 | 505 | 520.72 | 510 | 0 | 505 | 510 | 700 | 505 | 414.21 | 510 | 0 | 505 | 510 | 548.06 | 505 | 700 | 230.65 | 0 | 219.94 | 510
2035-05-15 21:00 | 700 | 505 | 686.14 | 510 | 0 | 505 | 510 | 421.87 | 505 | 700 | 510 | 0 | 505 | 510 | 548.06 | 505 | 700 | 230.65 | 0 | 224.55 | 510
2035-05-15 22:00 | 700 | 505 | 686.14 | 510 | 0 | 505 | 510 | 421.87 | 505 | 700 | 510 | 0 | 505 | 510 | 643.65 | 505 | 700 | 200.98 | 0 | 207.98 | 510
2035-05-15 23:00 | 700 | 505 | 686.14 | 510 | 0 | 505 | 510 | 531.25 | 505 | 700 | 510 | 0 | 505 | 510 | 643.65 | 505 | 700 | 200.98 | 0 | 172.58 | 510
2035-05-16 | 686.14 | 505 | 700 | 510 | 0 | 505 | 510 | 681.41 | 505 | 100 | 510 | 0 | 505 | 510 | 672.78 | 505 | 700 | 500.98 | 0 | 199.65 | 510
2035-05-16 01:00 | 700 | 505 | 676.62 | 510 | 0 | 505 | 510 | 517.73 | 505 | 700 | 510 | 0 | 505 | 510 | 583.24 | 505 | 700 | 510 | 0 | 216.63 | 510
2035-05-16 02:00 | 529.94 | 505 | 700 | 510 | 0 | 505 | 510 | 592.84 | 505 | 700 | 510 | 0 | 505 | 510 | 666.6 | 505 | 700 | 510 | 0 | 259.26 | 510
2035-05-16 03:00 | 686.14 | 505 | 700 | 510 | 0 | 505 | 510 | 612.1 | 505 | 700 | 510 | 0 | 505 | 510 | 655.65 | 505 | 700 | 510 | 0 | 250.24 | 510
2035-05-16 04:00 | 686.14 | 505 | 700 | 510 | 0 | 505 | 510 | 612.1 | 505 | 700 | 510 | 0 | 505 | 510 | 670.54 | 505 | 700 | 510 | 0 | 256.19 | 510
2035-05-16 05:00 | 700 | 505 | 173.9 | 510 | 0 | 505 | 510 | 253.26 | 505 | 700 | 510 | 0 | 505 | 510 | 570.78 | 505 | 700 | 510 | 0 | 255.75 | 510
2035-05-16 06:00 | 680.55 | 505 | 700 | 510 | 0 | 505 | 510 | 266.76 | 505 | 100 | 510 | 0 | 505 | 510 | 245.9 | 505 | 520.55 | 510 | 0 | 248.45 | 510
2035-05-16 07:00 | 315.41 | 300 | 481.08 | 510 | 0 | 396.28 | 510 | 0 | 205 | 0 | 299.28 | 0 | 205 | 210 | 0 | 205 | 0 | 366.87 | 0 | 310.75 | 510
2035-05-16 08:00 | 0 | 0 | -118.92 | 210 | 0 | 96.28 | 210 | -118.53 | 0 | -100 | 306.85 | 0 | 0 | 210 | 0 | -73.79 | 0 | 66.87 | 0 | 10.75 | 510
2035-05-16 09:00 | -600 | 0 | -700 | 510 | 0 | 0 | 7.05 | -700 | 0 | -700 | 6.85 | 0 | 0 | 0 | -600 | 0 | -600 | 0 | 0 | 6.51 | 510
2035-05-16 10:00 | -700 | 0 | -700 | 510 | 0 | 0 | 7.05 | -700 | 0 | -700 | 0 | 0 | 0 | 0 | -700 | 0 | -700 | 0 | 0 | 6.51 | 510
2035-05-16 11:00 | -700 | 0 | -700 | 510 | 0 | 0 | 7.05 | -700 | 0 | -700 | 0 | 0 | 0 | 0 | -700 | 0 | -700 | 0 | 0 | 6.51 | 510
2035-05-16 12:00 | -700 | 0 | -700 | 510 | 0 | 0 | 7.05 | -700 | 0 | -700 | 0 | 0 | 0 | 0 | -669.91 | 0 | -700 | 6.55 | 0 | 0 | 510
2035-05-16 13:00 | -700 | 0 | -700 | 510 | 0 | 0 | 7.05 | -700 | 0 | -700 | 160.92 | 0 | 0 | 0 | -193.72 | 0 | -136.99 | 0 | 0 | 6.51 | 510
2035-05-16 14:00 | -375.63 | 0 | -100 | 210 | 0 | 96.28 | 210 | -371.32 | 0 | -600 | 460.92 | 0 | 0 | 56.08 | -0.7 | 0 | 0.69 | 6.55 | 0 | 0 | 510
2035-05-16 15:00 | 0 | 240.67 | 0 | 510 | 0 | 396.28 | 510 | 0 | 0 | 0 | 210 | 0 | 96.28 | 210 | 0 | 0 | 0 | 210 | 0 | 155.64 | 510
2035-05-16 16:00 | 218.72 | 505 | 600 | 510 | 0 | 505 | 510 | 0 | 274.18 | 0 | 510 | 0 | 396.28 | 510 | 0 | 205 | 0 | 510 | 0 | 425.35 | 510
2035-05-16 17:00 | 686.14 | 505 | 700 | 510 | 0 | 505 | 510 | 0 | 505 | 0 | 510 | 0 | 505 | 510 | 80.59 | 505 | 0 | 510 | 0 | 392.73 | 510
2035-05-16 18:00 | 686.14 | 505 | 700 | 510 | 0 | 505 | 510 | 0 | 505 | 567.22 | 510 | 0 | 505 | 510 | 680.59 | 505 | 0 | 510 | 0 | 333.22 | 510
2035-05-16 19:00 | 686.14 | 505 | 700 | 510 | 0 | 505 | 510 | 362.23 | 505 | 0 | 510 | 0 | 505 | 510 | 413.78 | 505 | 0 | 510 | 0 | 312.97 | 510
2035-05-16 20:00 | 686.14 | 505 | 700 | 510 | 0 | 505 | 510 | 700 | 505 | 0 | 510 | 0 | 505 | 510 | 177.32 | 505 | 0 | 510 | 0 | 343.12 | 510
2035-05-16 21:00 | 686.14 | 505 | 700 | 510 | 0 | 505 | 510 | 100 | 505 | 0 | 510 | 0 | 505 | 510 | 53.1 | 505 | 0 | 510 | 0 | 348.99 | 510
2035-05-16 22:00 | 686.14 | 505 | 700 | 510 | 0 | 505 | 510 | 470.48 | 505 | 0 | 510 | 0 | 505 | 510 | 653.1 | 505 | 251.77 | 510 | 0 | 219.98 | 510
2035-05-16 23:00 | 676.28 | 505 | 700 | 510 | 0 | 505 | 510 | 0 | 505 | 0 | 510 | 0 | 505 | 510 | 327.79 | 505 | 0 | 510 | 0 | 265.37 | 510
2035-05-17 | 700 | 505 | 680.16 | 510 | 300 | 505 | 510 | 88.69 | 505 | 0 | 510 | 300 | 505 | 510 | 576.37 | 505 | 0 | 510 | 300 | 147.68 | 510
2035-05-17 01:00 | 600 | 505 | 108.82 | 510 | 600 | 505 | 510 | 0 | 205 | 0 | 510 | 600 | 487.89 | 510 | 0 | 379.96 | 0 | 510 | 600 | 186.02 | 510
2035-05-17 02:00 | 0 | 505 | 92.4 | 510 | 710 | 505 | 510 | 0 | 0 | 0 | 510 | 582.73 | 187.89 | 510 | 0 | 79.96 | 0 | 390.51 | 683.73 | 218 | 510
2035-05-17 03:00 | 0 | 396.19 | 0 | 510 | 710 | 505 | 510 | 0 | 0 | 0 | 510 | 396.66 | 106.75 | 510 | 0 | 0 | 0 | 408.24 | 556.63 | 235.63 | 510
2035-05-17 04:00 | 0 | 96.19 | 0 | 510 | 606.56 | 205 | 510 | 0 | 0 | 0 | 210 | 96.66 | 0 | 210 | 0 | 0 | 0 | 108.24 | 514.84 | 166.57 | 510
2035-05-17 05:00 | 0 | 0 | 0 | 510 | 343.36 | 0 | 510 | 0 | 0 | 0 | 510 | 0 | 0 | 7.05 | 0 | 0 | 0 | 0 | 280.62 | 0 | 510
2035-05-17 06:00 | 0 | 0 | 0 | 510 | 43.36 | 0 | 510 | 0 | 0 | 0 | 510 | 0 | 0 | 7.05 | 0 | 0 | 0 | 0 | 150.71 | 0 | 432.43
2035-05-17 07:00 | 0 | 0 | 0 | 470.18 | 0 | 0 | 507.64 | 0 | 0 | 0 | 390 | 0 | 0 | 126.93 | 0 | 0 | 0 | 0 | 383.73 | 0 | 132.43
2035-05-17 08:00 | 0 | 0 | 0 | 170.18 | 34.16 | 0 | 312.34 | -202.04 | 0 | -100 | 90 | 0 | 0 | 426.63 | 98.02 | 0 | -100 | -257.97 | 683.73 | -42.06 | 124.8
2035-05-17 09:00 | -600 | 0 | -600 | -129.82 | 0 | 0 | 12.34 | -700 | -62.58 | -700 | -210 | 0 | -226 | 126.63 | -501.98 | -3.7 | -700 | 0 | 683.73 | -169.32 | 0
2035-05-17 10:00 | -700 | -300 | -700 | -429.82 | 0 | -300 | -157.77 | -700 | -362.58 | -700 | -510 | 0 | -526 | -154.63 | -700 | -303.7 | -700 | -216.67 | 383.73 | -189.82 | -116.92
2035-05-17 11:00 | -700 | -226 | -700 | -412.19 | 0 | -226 | 0 | -700 | -226 | -700 | -510 | 0 | -357.07 | -142.14 | -700 | -225.39 | -700 | -510 | 615.4 | -105.27 | -48.37
2035-05-17 12:00 | -700 | -526 | -700 | -510 | 0 | -526 | -99.81 | -700 | -526 | -700 | -510 | 0 | -526 | -101.61 | -660.98 | -498.52 | -700 | -283.6 | 315.4 | -196.49 | -348.37
2035-05-17 13:00 | -700 | -526 | -700 | -510 | 0 | -526 | -160.56 | -700 | -526 | -700 | -510 | 0 | -526 | -162.5 | -700 | -526 | -700 | -475.69 | 15.4 | -178.47 | -85.72
2035-05-17 14:00 | -700 | -526 | -700 | -510 | 0 | -526 | -195.64 | -700 | -526 | -700 | -510 | 0 | -526 | -197.61 | -700 | -526 | -700 | -510 | 0 | -168.74 | -169.43
2035-05-17 15:00 | -700 | -300 | -700 | -210 | -300 | -300 | -223.75 | -700 | -526 | -700 | -510 | -300 | -526 | -310.83 | -700 | -300 | -700 | -510 | 140.72 | -258.64 | -300
2035-05-17 16:00 | -700 | 0 | -700 | 90 | 0 | 0 | 76.25 | -700 | -226 | -700 | -210 | 0 | -226 | -10.83 | -700 | 0 | -700 | -393.49 | 440.72 | -217.39 | 0
2035-05-17 17:00 | -700 | 0 | -700 | 390 | 0 | 0 | 126.93 | -700 | 0 | -700 | 90 | 0 | 0 | 0 | -464.22 | 0 | -700 | -364.86 | 683.73 | -249.07 | 136.88
2035-05-17 18:00 | -700 | 0 | -700 | 510 | 0 | 0 | 7.05 | -700 | 0 | -700 | 390 | 0 | 0 | 0 | -318 | 36.96 | -700 | -510 | 683.73 | -237.99 | 0
2035-05-17 19:00 | -700 | 0 | -700 | 329.63 | 0 | 0 | 187.24 | -700 | 0 | -700 | 230.81 | 0 | 0 | 0 | -210.31 | 65.14 | -700 | -510 | 630.37 | -275.73 | 300
2035-05-17 20:00 | -700 | 0 | -700 | 29.63 | 0 | 0 | 0 | -700 | 0 | -700 | -69.19 | 0 | 0 | -285.36 | -269.97 | 0 | -700 | -510 | 330.37 | -391.82 | 317.41
2035-05-17 21:00 | -700 | 0 | -700 | 329.63 | 0 | 0 | 187.24 | -700 | 0 | -700 | 230.81 | 0 | 0 | 0 | -135.91 | 106.75 | -700 | -510 | 566.64 | -460.58 | 347.53
2035-05-17 22:00 | -700 | 0 | -257.11 | 336.21 | 0 | 0 | 180.67 | -700 | 0 | -700 | 0 | 0 | 0 | 0 | -268.48 | 301.17 | -700 | -510 | 352.94 | -435.7 | 510
2035-05-17 23:00 | -700 | 0 | -700 | 36.21 | 0 | 0 | 0 | -700 | 0 | -700 | -300 | 0 | 0 | -47.96 | -186.31 | 20.97 | -700 | -510 | 115.84 | -480.13 | 510
2035-05-18 | -691.52 | 0 | -700 | 336.21 | 0 | 0 | 180.67 | -700 | 0 | -700 | -25.85 | 0 | 0 | 0 | -606.33 | 320.97 | -700 | -510 | 413.7 | -408.6 | 510
2035-05-18 01:00 | -668.26 | 0 | -700 | 510 | 0 | 0 | 7.05 | -700 | 0 | -700 | -50.07 | 0 | 0 | 0 | -239.84 | 158.77 | -700 | -510 | 393.2 | -481.14 | 510
2035-05-18 02:00 | -700 | 0 | -700 | 510 | 0 | 0 | 0 | -700 | 0 | -700 | -350.07 | 0 | 0 | -13.39 | -417.26 | 51.56 | -700 | -510 | 169.09 | -414.47 | 510
2035-05-18 03:00 | -700 | 0 | -700 | 417.91 | 0 | 0 | 0 | -700 | 0 | -700 | -390 | 0 | 0 | -18.66 | -608.91 | 162.53 | -700 | -510 | 0 | -352.5 | 314.09
2035-05-18 04:00 | -700 | 0 | -700 | 258.53 | 0 | 0 | 0 | -700 | 0 | -700 | -90 | 0 | 0 | -147.85 | -674.8 | 6.73 | -700 | -383.59 | 61.24 | -357.84 | 305.27
2035-05-18 05:00 | -700 | 0 | -218.94 | 510 | 0 | 0 | 7.05 | -700 | 0 | -700 | 210 | 0 | 0 | 152.15 | -523.1 | 70.47 | -700 | -339.12 | 361.24 | -377.71 | 510
2035-05-18 06:00 | -466.35 | 0 | 0 | 510 | 0 | 0 | 7.05 | -700 | 0 | -351.31 | 510 | 0 | 0 | 7.05 | -463.34 | 0 | -586.67 | -39.12 | 392.82 | -359.12 | 510
2035-05-18 07:00 | 0 | 0 | -114.34 | 510 | 0 | 0 | 7.05 | -618.09 | 0 | 0 | 510 | 0 | 0 | 7.05 | -430.23 | 0 | -203.15 | 0 | 483.5 | -275.6 | 300
2035-05-18 08:00 | 0 | 0 | -12.32 | 510 | 0 | 0 | 7.05 | -601.22 | 0 | 0 | 510 | 0 | 0 | 7.05 | -540.77 | 0 | 0 | 0 | 585.54 | -71.7 | 0
2035-05-18 09:00 | 0 | 0 | -572.65 | 510 | 0 | 0 | 7.05 | -700 | 0 | -172.22 | 510 | 0 | 0 | 7.05 | -700 | 0 | -28.94 | 0 | 523.22 | -7.41 | 0
2035-05-18 10:00 | -600 | 0 | -122.93 | 510 | 0 | 0 | 7.05 | -700 | 0 | -344.99 | 510 | 0 | 0 | 7.05 | -700 | 0 | -304.09 | 0 | 521.31 | -5.44 | 0
2035-05-18 11:00 | 0 | 0 | -472.78 | 510 | 0 | 0 | 7.05 | -700 | 0 | -157.13 | 510 | 0 | 0 | 7.05 | -700 | 0 | -136.88 | 0 | 516.03 | 0 | 0
2035-05-18 12:00 | -62.25 | 0 | -170.18 | 510 | 0 | 0 | 7.05 | -516.69 | 0 | -100 | 462.9 | 0 | 0 | 54.1 | -652.07 | 0 | -100 | 0 | 554.92 | -40.11 | 0
2035-05-18 13:00 | -662.25 | 0 | -700 | 510 | 0 | 0 | 7.05 | -700 | 0 | -700 | 162.9 | 0 | 0 | 0 | -700 | 0 | -700 | -186.91 | 495.67 | -77.63 | 23.66
2035-05-18 14:00 | -700 | 0 | -620.37 | 510 | 0 | 0 | 7.05 | -700 | 0 | -700 | 205.68 | 0 | 0 | 0 | -700 | 0 | -700 | -379.79 | 449.05 | -76.06 | 323.66
2035-05-18 15:00 | -700 | 0 | -700 | 510 | 0 | 0 | 0 | -700 | 0 | -700 | 0 | 0 | 0 | -12.64 | -602.49 | 0 | -700 | -360.8 | 149.05 | -140.74 | 320.99
2035-05-18 16:00 | -256.02 | 0 | -600 | 510 | 0 | 0 | 7.05 | -600 | 0 | -681.95 | 300 | 0 | 0 | 216.84 | -229.03 | 0 | -700 | -340.33 | 449.05 | -200.4 | 305.65
2035-05-18 17:00 | 0 | 0 | 0 | 510 | 0 | 0 | 7.05 | 0 | 0 | -161.03 | 510 | 0 | 0 | 7.05 | -102.22 | 0 | -100 | -101.41 | 420.76 | -222.49 | 410.28
2035-05-18 18:00 | 0 | 0 | 0 | 510 | 0 | 0 | 7.05 | 0 | 0 | 0 | 510 | 0 | 0 | 7.05 | -223.4 | 0 | 0 | -401.41 | 498.18 | -103.29 | 510
2035-05-18 19:00 | 0 | 0 | 0 | 510 | 0 | 0 | 7.05 | 0 | 0 | 0 | 510 | 0 | 0 | 7.05 | -416.6 | 0 | 0 | -510 | 655.27 | -156.09 | 510
2035-05-18 20:00 | 0 | 0 | 0 | 510 | 0 | 0 | 7.05 | 0 | 0 | 0 | 510 | 0 | 0 | 7.05 | -44.17 | 28 | 0 | -510 | 683.73 | -214.66 | 510
2035-05-18 21:00 | 0 | 0 | 0 | 510 | 0 | 0 | 7.05 | 0 | 0 | -190.09 | 510 | 0 | 0 | 7.05 | -253.15 | 168.12 | 0 | -510 | 683.73 | -360.83 | 510
2035-05-18 22:00 | 0 | 0 | -124.35 | 510 | 0 | 0 | 7.05 | 0 | 0 | -496.43 | 510 | 0 | 0 | 7.05 | -402.71 | 365.92 | -100 | -320.29 | 383.73 | -430.17 | 492.12
2035-05-18 23:00 | -100 | 0 | -513.63 | 510 | 0 | 0 | 7.05 | -600 | 0 | -383.92 | 510 | 0 | 0 | 7.05 | -321.41 | 447.03 | -700 | -22.08 | 83.73 | -447.39 | 435.88
2035-05-19 | -700 | 0 | -642.85 | 510 | 250.86 | 0 | 307.05 | -700 | 0 | -700 | 510 | 0 | 0 | 220.36 | -249.87 | 147.03 | -700 | 182.69 | 0 | -369.76 | 464.22
2035-05-19 01:00 | -700 | 0 | -700 | 510 | 0 | 0 | 445.03 | -700 | 0 | -700 | 356.98 | 0 | 0 | 0 | -280.67 | 0 | -700 | -41.95 | 196.57 | -374.81 | 510
2035-05-19 02:00 | -700 | 0 | -700 | 305.72 | 0 | 0 | 145.03 | -700 | 0 | -700 | 56.98 | 0 | 0 | 0 | -337.79 | 0 | -700 | -116.91 | 0 | -366.2 | 510
2035-05-19 03:00 | -700 | 0 | -700 | 489.77 | 0 | 0 | 210 | -700 | 0 | -700 | 297.94 | 0 | 0 | 0 | -437.59 | 187.81 | -700 | -185.44 | 80.43 | -338.92 | 510
2035-05-19 04:00 | -700 | 0 | -700 | 510 | 0.46 | 0 | 510 | -700 | 0 | -700 | 396.13 | 0 | 0 | 0 | -536.37 | 487.81 | -700 | -485.44 | 136.52 | -179.54 | 510
2035-05-19 05:00 | -660.98 | 0 | -700 | 510 | 48.11 | 0 | 510 | -700 | 0 | -700 | 510 | 0 | 0 | 210 | -454.92 | 300 | -700 | -334.34 | 284.66 | -112.13 | 331.87
2035-05-19 06:00 | -60.98 | 0 | -100 | 510 | 48.11 | 0 | 510 | -561.57 | 0 | -100 | 390 | 167.87 | 0 | 510 | -112.92 | 0 | -700 | -34.34 | 584.66 | 5.91 | 510
2035-05-19 07:00 | -100 | 0 | -243.11 | 288.72 | 300 | 7.3 | 471.58 | -700 | 51.64 | -83.16 | 90 | 300 | 179.04 | 445.24 | -198.55 | 0 | -697.73 | 102.12 | 352.81 | 101.97 | 510
2035-05-19 08:00 | -700 | 0 | -212 | -11.28 | 0 | 0 | 171.58 | -700 | 0 | -643.7 | -210 | 0 | -120.96 | 145.24 | -700 | 0 | -700 | -112.78 | 52.81 | 265.15 | 210
2035-05-19 09:00 | -700 | -300 | -700 | -311.28 | -300 | -300 | -128.42 | -700 | -300 | -700 | -510 | -300 | -420.96 | -154.76 | -700 | -300 | -700 | -412.78 | -247.19 | -34.85 | -90
2035-05-19 10:00 | -700 | -519.62 | -700 | -510 | 0 | -526 | -133.1 | -700 | -411.28 | -700 | -510 | 0 | -526 | -240.07 | -700 | -526 | -700 | -179.07 | -220.79 | -334.85 | -390
2035-05-19 11:00 | -700 | -526 | -700 | -510 | 0 | -526 | -126.81 | -700 | -526 | -700 | -510 | 0 | -526 | -126.81 | -700 | -526 | -700 | -265.6 | 0 | -420.82 | -456.12
2035-05-19 12:00 | -700 | -384.43 | -700 | -510 | 0 | -526 | -266.58 | -700 | -226 | -700 | -510 | 0 | -526 | -423.01 | -700 | -526 | -700 | -343.2 | -1.38 | -307.28 | -510
2035-05-19 13:00 | -700 | -277.89 | -700 | -510 | 0 | -526 | -371.78 | -700 | -526 | -700 | -510 | 0 | -526 | -126.81 | -700 | -526 | -700 | -413.72 | -4.78 | -232.92 | -510
2035-05-19 14:00 | -700 | -504.5 | -700 | -510 | 0 | -526 | -148.03 | -700 | -421.51 | -700 | -510 | 0 | -526 | -229.97 | -700 | -526 | -700 | -439.98 | 0 | -267 | -454.58
2035-05-19 15:00 | -700 | -381.24 | -700 | -510 | 0 | -526 | -269.73 | -700 | -421.51 | -700 | -510 | 0 | -526 | -229.97 | -700 | -526 | -700 | -453.12 | -24.05 | -63.01 | -390
2035-05-19 16:00 | -700 | -315.99 | -700 | -390 | -300 | -526 | -154.58 | -700 | -378.86 | -700 | -390 | -92.3 | -526 | -300 | -700 | -300 | -700 | -510 | -172.38 | 0 | -90
2035-05-19 17:00 | -700 | -15.99 | -700 | -90 | 0 | -226 | 145.42 | -700 | -78.86 | -700 | -90 | 0 | -246.21 | 0 | -700 | 0 | -700 | -510 | 127.62 | -114.36 | 210
2035-05-19 18:00 | -700 | 37.32 | -700 | 210 | 300 | 74 | 445.42 | -700 | 0 | -700 | 210 | 300 | 53.79 | 300 | -700 | 300 | -700 | -316.66 | 427.62 | -107.91 | 510
2035-05-19 19:00 | -100 | 0 | -100 | 510 | 48.11 | 0 | 510 | -600 | 0 | -437.04 | 510 | 48.11 | 0 | 510 | -438.48 | 505 | -224.53 | -367.55 | 683.73 | -287.68 | 510
2035-05-19 20:00 | 0 | 0 | 0 | 510 | 48.11 | 0 | 510 | 0 | 0 | -253.15 | 510 | 48.11 | 0 | 510 | -85.75 | 505 | -228.91 | -328.56 | 683.73 | -326.9 | 510
2035-05-19 21:00 | 0 | 0 | 0 | 510 | 48.11 | 0 | 510 | 0 | 0 | -100 | 510 | 48.11 | 0 | 510 | -59.91 | 505 | -59.05 | -241.95 | 683.73 | -414.04 | 510
2035-05-19 22:00 | 0 | 0 | 0 | 510 | 48.11 | 0 | 510 | -25.97 | 0 | -700 | 510 | 48.11 | 0 | 510 | 0 | 262.02 | 0 | 0 | 683.73 | -403.98 | 510
2035-05-19 23:00 | -77.42 | 0 | 0 | 510 | 48.11 | 0 | 510 | 0 | 0 | -100 | 510 | 48.11 | 0 | 510 | 0 | 145.42 | 0 | 45.93 | 683.73 | -329.62 | 510
2035-05-20 | 0 | 0 | 0 | 510 | 48.11 | 0 | 510 | -446.59 | 0 | -600 | 510 | 48.11 | 0 | 510 | 0 | 0 | 0 | 0 | 589.34 | -33.25 | 510
2035-05-20 01:00 | 0 | 0 | 0 | 510 | 48.11 | 0 | 510 | 0 | 0 | 0 | 510 | 48.11 | 0 | 510 | 0 | 0 | 0 | 0 | 582.45 | -26.15 | 510
2035-05-20 02:00 | 0 | 0 | 0 | 510 | 48.11 | 0 | 510 | 0 | 0 | 0 | 510 | 48.11 | 0 | 510 | 0 | 0 | 0 | 300 | 359.33 | -104.84 | 510
2035-05-20 03:00 | -80.44 | 0 | 0 | 510 | 48.11 | 0 | 510 | 0 | 0 | -272.87 | 510 | 48.11 | 0 | 510 | 0 | 0 | 0 | 510 | 137.53 | -92.24 | 510
2035-05-20 04:00 | 0 | 0 | -332.38 | 510 | 48.11 | 0 | 510 | -100 | 0 | -700 | 510 | 48.11 | 0 | 510 | 0 | 0 | -586.78 | 510 | 117.52 | -71.6 | 510
2035-05-20 05:00 | -600 | 50.98 | -435.02 | 210 | 300 | 270.25 | 234.37 | -700 | 52.7 | -700 | 300 | 300 | 113.74 | 300 | 0 | 0 | -653.31 | 468.53 | 300 | -0.73 | 300
2035-05-20 06:00 | -453.8 | 0 | -700 | -90 | 0 | -29.75 | -65.63 | -700 | -14.8 | -700 | 0 | 0 | -186.26 | 0 | -219.93 | -134.38 | -700 | 373.99 | 0 | 0 | 0
2035-05-20 07:00 | -700 | -300 | -700 | -390 | -300 | -329.75 | -365.63 | -700 | -300 | -700 | -300 | -300 | -486.26 | -300 | -675.33 | -434.38 | -700 | 73.99 | -300 | -300 | -300
2035-05-20 08:00 | -700 | 0 | -700 | -510 | -556.6 | -103.98 | -510 | -700 | 0 | -700 | -510 | -164.44 | -497.73 | -510 | -700 | -526 | -700 | 54.27 | -426.85 | -362.38 | -423.28
2035-05-20 09:00 | -700 | 0 | -700 | -510 | -660.15 | 0 | -510 | -700 | 0 | -700 | -510 | -168.42 | -493.73 | -510 | -700 | -526 | -510.89 | -47.83 | -665.52 | -326.3 | -123.28
2035-05-20 10:00 | -700 | 0 | -700 | -510 | -660.15 | 0 | -510 | -700 | 0 | -700 | -510 | -427.73 | -233.37 | -510 | -700 | -526 | -700 | 0 | -665.52 | -417.02 | -80.91
2035-05-20 11:00 | -700 | 0 | -700 | -510 | -660.15 | 0 | -510 | -700 | 0 | -700 | -510 | -551.29 | -109.31 | -510 | -700 | -526 | -696.61 | 0 | -665.52 | -427.97 | -70.01
2035-05-20 12:00 | -700 | 0 | -700 | -510 | -660.15 | 0 | -510 | -700 | 0 | -700 | -510 | -276.74 | -384.97 | -510 | -700 | -526 | -603.33 | -13.5 | -665.52 | -314.3 | -169.59
2035-05-20 13:00 | -700 | 0 | -700 | -510 | -660.15 | 0 | -510 | -700 | 0 | -700 | -510 | -276.74 | -384.97 | -510 | -700 | -526 | -693.01 | -113.19 | -665.52 | -304.79 | -79.27
2035-05-20 14:00 | -700 | 0 | -700 | -510 | -660.15 | 0 | -510 | -700 | 0 | -700 | -510 | -356.73 | -304.66 | -510 | -700 | -526 | -700 | 0 | -665.52 | -405.21 | -92.65
2035-05-20 15:00 | -700 | 0 | -700 | -510 | -660.15 | 0 | -510 | -700 | 0 | -700 | -510 | -272.32 | -389.41 | -510 | -700 | -526 | -700 | 0 | -665.52 | -275.21 | -222
2035-05-20 16:00 | -700 | 0 | -700 | -510 | -660.15 | 0 | -510 | -700 | 0 | -700 | -510 | -293.03 | -368.62 | -510 | -700 | -526 | -667.62 | -80.39 | -365.52 | -318.49 | -398.16
2035-05-20 17:00 | -700 | -53.5 | -700 | -510 | -474.65 | -133.17 | -510 | -700 | 0 | -700 | -510 | -253.8 | -408 | -510 | -700 | -300 | -700 | -332.75 | -216.27 | -501.37 | -183.29
2035-05-20 18:00 | -700 | -353.5 | -700 | -300 | -300 | -433.17 | -300 | -700 | -300 | -700 | -390 | -305.23 | -300 | -390 | -700 | 0 | -700 | -510 | 83.73 | -387.83 | 116.71
2035-05-20 19:00 | -100 | -53.5 | -519.83 | 0 | 0 | -133.17 | 0 | -600 | 0 | -309.71 | -90 | -5.23 | 0 | -90 | -569.13 | 300 | -501.46 | -329.55 | 383.73 | -476.88 | 416.71
2035-05-20 20:00 | 0 | 0 | 0 | 300 | 300 | 166.83 | 300 | 0 | 50.69 | -115.39 | 210 | 294.77 | 300 | 210 | -42.1 | 407.48 | -28.42 | -29.55 | 683.73 | -526 | 510
2035-05-20 21:00 | 0 | 0 | 0 | 510 | 595.14 | 0 | 510 | 0 | 0 | 0 | 510 | 48.11 | 0 | 510 | 0 | 107.48 | 0 | 0 | 683.73 | -242.76 | 510
2035-05-20 22:00 | 0 | 0 | 0 | 510 | 295.14 | 0 | 510 | 0 | 0 | 0 | 510 | 48.11 | 0 | 510 | 0 | 0 | 0 | 0 | 672.18 | -118.71 | 510
2035-05-20 23:00 | 0 | 0 | 0 | 510 | 595.14 | 0 | 510 | 0 | 0 | 0 | 510 | 250.86 | 0 | 307.05 | 0 | 0 | 0 | 0 | 557.1 | 0 | 510
2035-05-21 | 0 | 0 | 0 | 510 | 690.38 | 0 | 510 | 0 | 0 | 0 | 510 | 0 | 0 | 7.05 | 0 | 0 | 0 | 0 | 257.1 | 0 | 386.57
2035-05-21 01:00 | 0 | 0 | 0 | 510 | 390.38 | 0 | 510 | 0 | 0 | 0 | 510 | 0 | 0 | 7.05 | 0 | 0 | 0 | 0 | 6.54 | 0 | 510
2035-05-21 02:00 | 0 | 0 | 0 | 510 | 390.38 | 0 | 510 | 0 | 0 | 0 | 510 | 0 | 0 | 7.05 | 0 | 0 | 0 | 0 | 6.54 | 0 | 510
2035-05-21 03:00 | 0 | 0 | 0 | 510 | 690.38 | 0 | 510 | 0 | 0 | 0 | 510 | 0 | 0 | 7.05 | 0 | 0 | 0 | 0 | 6.54 | 0 | 510
2035-05-21 04:00 | 0 | 0 | 0 | 510 | 690.38 | 0 | 510 | 0 | 0 | 0 | 510 | 0 | 0 | 7.05 | 0 | 0 | 0 | 0 | 46.48 | -41.21 | 510
2035-05-21 05:00 | 0 | 0 | 0 | 510 | 390.38 | 0 | 510 | 0 | 0 | 0 | 510 | 0 | 0 | 7.05 | 0 | 0 | 0 | 0 | 6.54 | 0 | 510
2035-05-21 06:00 | 0 | 0 | 0 | 390 | 90.38 | 0 | 510 | 0 | 0 | 0 | 390 | 0 | 0 | 126.93 | 0 | 0 | 0 | 0 | 6.54 | 0 | 510
2035-05-21 07:00 | 0 | 0 | 0 | 90 | 126.51 | 0 | 300 | -100 | 0 | -100 | 90 | 300 | 0 | 126.34 | 72.06 | 0 | -73.51 | 0 | 0 | 233.32 | 282.07
2035-05-21 08:00 | -600 | -300 | -600 | -210 | -173.49 | -300 | 0 | -700 | -300 | -700 | -210 | 0 | -300 | -173.66 | -527.94 | -168.6 | -673.51 | -300 | 0 | -66.68 | 0
2035-05-21 09:00 | -700 | -526 | -700 | -510 | -361.12 | -526 | -300 | -700 | -526 | -700 | -510 | -139.34 | -526 | -473.66 | -700 | -468.6 | -700 | -150.65 | 0 | -366.68 | -82.44
2035-05-21 10:00 | -700 | -526 | -700 | -510 | -104.1 | -526 | -510 | -700 | -526 | -700 | -510 | -26.02 | -526 | -510 | -700 | -526 | -700 | -83.26 | 0 | -526 | -61.56
2035-05-21 11:00 | -700 | -526 | -700 | -510 | -21.98 | -526 | -510 | -700 | -526 | -700 | -510 | -2.9 | -526 | -510 | -700 | -526 | -700 | -100.46 | 0 | -456.69 | -234.55
2035-05-21 12:00 | -700 | -526 | -700 | -510 | -15.66 | -526 | -510 | -700 | -526 | -700 | -510 | 0 | -526 | -510 | -700 | -526 | -700 | -88.62 | 0 | -235.45 | -390.57
2035-05-21 13:00 | -700 | -526 | -700 | -510 | -129.44 | -526 | -510 | -700 | -526 | -700 | -510 | -180.85 | -526 | -510 | -700 | -526 | -528.4 | 0 | -42.42 | -329.92 | -455.22
2035-05-21 14:00 | -700 | -493.45 | -700 | -510 | -410 | -526 | -314.42 | -700 | -526 | -700 | -510 | -182.05 | -526 | -510 | -700 | -526 | -486.98 | 99.25 | -247.99 | -387.71 | -349.77
2035-05-21 15:00 | -700 | -193.45 | -700 | -510 | -710 | -325.91 | -510 | -700 | -284.32 | -700 | -510 | -420.91 | -526 | -510 | -700 | -526 | -640.91 | 63.02 | -474.33 | -187.55 | -360.83
2035-05-21 16:00 | -700 | 0 | -700 | -510 | -710 | -517.89 | -510 | -700 | -185.07 | -700 | -510 | -519.01 | -526 | -510 | -700 | -526 | -700 | 254.97 | -226.61 | -177.05 | -510
2035-05-21 17:00 | -700 | -190.98 | -700 | -510 | -513.17 | -526 | -510 | -700 | -195.29 | -700 | -510 | -508.91 | -526 | -510 | -615.66 | -526 | -700 | 457.35 | -253.74 | -174.27 | -507.19
2035-05-21 18:00 | -700 | 0 | -700 | -510 | -710 | -517.89 | -510 | -700 | 0 | -700 | -510 | -710 | -517.89 | -510 | -700 | -526 | -700 | 510 | -553.74 | -474.27 | -510
2035-05-21 19:00 | -700 | 0 | -700 | -510 | -710 | -517.89 | -510 | -700 | 0 | -700 | -510 | -710 | -517.89 | -510 | -700 | -226 | -700 | 269.92 | -393.6 | -507.43 | -510
2035-05-21 20:00 | -700 | -69.83 | -700 | -510 | -632.9 | -526 | -510 | -700 | -110.12 | -700 | -510 | -593.08 | -526 | -510 | -460.39 | -126.71 | -700 | -30.08 | -93.6 | -526 | -406.1
2035-05-21 21:00 | -700 | 0 | -700 | -510 | -710 | -517.89 | -510 | -700 | 0 | -700 | -510 | -710 | -517.89 | -510 | -423.73 | 0 | -700 | -330.08 | -304.27 | -518.78 | -418.19
2035-05-21 22:00 | -700 | 0 | -700 | -510 | -710 | -517.89 | -510 | -700 | 0 | -700 | -510 | -710 | -517.89 | -510 | -374.36 | 0 | -700 | -370.1 | -604.27 | -496.05 | -510
2035-05-21 23:00 | -700 | 0 | -700 | -510 | -710 | -517.89 | -510 | -700 | 0 | -700 | -510 | -710 | -517.89 | -510 | -422.45 | 0 | -700 | -510 | -304.27 | -494.6 | -510
2035-05-22 | -700 | 0 | -700 | -510 | -710 | -517.89 | -510 | -700 | 0 | -700 | -510 | -710 | -517.89 | -510 | -296.59 | -50.34 | -700 | -288.28 | -543.1 | -450.32 | -510
2035-05-22 01:00 | -700 | 0 | -700 | -510 | -710 | -517.89 | -510 | -700 | 0 | -700 | -510 | -710 | -517.89 | -510 | -336.7 | -350.34 | -700 | -190.5 | -596.85 | -402.29 | -510