## Information Note
Info | Summary of Additions/Migrations | This is an example Information Slide from the ECP-2.5 publication and is intended purely as a mock-up, updated information will be provided with the GSS-1 publication.
This Excel for Publication is intended for informational uses by Industry. - Data freeze date for information included in the Studies: Q2 2026 The Excel contains the following Tabs: - RES & Battery Generation Table: Contains a complete list of all Wind, Solar, and Battery Generation Assets used in the studies. Prior to the introduction of ECP, connection to the electricity system in Ireland was captured under two broad policy approaches: the group processing approach (GPA, also known as the gate system), used for larger renewables and conventional generators, and the nongroup processing approach (non-GPA), allowing for connection of smaller renewables, low-carbon generators, and experimental technologies. Both the Gate system and non-GPA system have since been replaced by the ECP. * = Battery due to connect without confirmed storage duration. - Generation Table: Summary tables for the Renewable Generation Table tab and Interconnector Capacities. The generation profiles in this study were the same, this will be broken where generation profiles differ across study years. In this tab, "Thermal Technologies" refers to: Gas, Diesel, Biogas, Biomass, Combined Heat & Power (CHP), Landfill Gas (LFG), and Anaerobic Digester (AD) plants. - Network Reinforcements: Contains a table of network reinforcements that are included in the studies. Reinforcements are listed by area, type, project name and study year in which they are first included. - Network Outages: Contains the schedule of network outage months included in the studies. Outages recorded in this tab cover the entier listed month. Outages are recorded with the affected line, the outage month, whether it is a line or transformer affected, and the jursidiction of the outage. - Modelling Results: Contains the excel format of the Dispatch Down Results in the Area Reports. This is the main body of results data from the Constraint Analysis studies and contains all of the information participants might be familiar with from the previous Area Reports. Results data is displayed in columns covering location as Area, Subgroup, and Node; generation information as the Study Year, Scenario Name, Constraint Methodology, and Generation Type; Installed Capcity, Available Energy, and Generated Energy; and finally, the constraint results, including Surplus, Curtailment, Constraint, and Total Dispatch Down reported in both absolute (GWh) and percentage of available energy (%) units. - Figures and Tables: Contains a pivot table and pivot chart linked to the Model Results. The slicers at the top of this sheet can be used to automatically reproduce any table or chart previously found in the Area Reports and permit filtering by, Area, Subgroup, Node, Constraint Methodology, Generation Type, and Scenario Name. The table and chart in this sheet will automatically update to reflect the selections made. - Contingencies and Lines: Contains a table with the binding hours range for a given pair of lines and contingencies for each scenario included in the study. For each line contingency pair, the annual binding hours are determined and binned into 250 hour ranges to allow for easier comparison. - IC Flows: Contains the Flows used in the Dispatch Down Studies that were obtained for each of the Generation Scenarios and Horizon Years. Forecast flows are from 12 AM January 1st of the forecast year until 12 AM on January 1st of the following year (Total of 1 year). Please note positive figures are importing in all flows, while negative figures are exporting. The interconnector flows are the same for all 3 run types (Surplus, Curtailment, and Constraint) in ECP 2.5. Tabs are colour-coded, blue for information note, yellow for inputs, and green for outputs. Link to EirGrid Website where reports can be found: https://www.eirgrid.ie/industry/customer-information/ecp-constraint-forecast-reports | Changes to the information previously published in the Constraint Forecast Study Summary are as follows: 1. Tables 1, 2, 3, and 4, previously in Section 2 have been migrated to this excel. All information previously shown by those tables can be found in the Generation Table Tab. 2. Appendix B, Contingencies and Line Overloading been migrated to this Excel and can be found in the Contingencies and Lines tab. The below information previously provided in nodal area reports, including maintenance sensitivities, will be provided in Excel format: 1. Table 1-4 Area ‘x’ Generation nodes and subgroups, 2. All Curtailment and Constraint tables from Section 1.5 and Section 2 3. All Surplus, Curtailment, and Constraint with sensitivity tables from Section 1.5 and Section 2. (All of the above three items will items can be found in the Modelling results tab, and all tables and figures previously found in the twelve area reports can be generated in the Figures and Tables tab.) Inputs will continue to be published in the assumptions document, and the following, previously found in the Assumptions Document will be available in Excel format: 1. Table 4 – Generation Capacities in Area for Ireland and Northern Ireland has been migrated to the Renewable Generation Table Tab. 2. Network Reinforcements& Network Outages both of which can now be found in the tabs of the same name. Other modelling outputs that will be provided in Excel format include: 1. Hourly Interconnector Flows for each scenario can be found in the Example IC Flows tab.

## RES & Battery Generation Table
| The information contained in this tab includes information originally stored in the Conststraints Analysis Excel Version in the Wind and Solar Generation Table and the Battery Generation Table. * = Battery due to connect without confirmed storage duration. Prior to the introduction of ECP, connection to the electricity system in Ireland was captured under two broad policy approaches: the group processing approach (GPA, also known as the gate system), used for larger renewables and conventional generators, and the nongroup processing approach (non-GPA), allowing for connection of smaller renewables, low-carbon generators, and experimental technologies. Both the Gate system and non-GPA system have since been replaced by the ECP. | [9 empty] | ECP-2.5 sample data are used here as an example. This is intended purely as a mock-up for illustrative purposes only. This is a selection of data intended for the mock-up, official release will contain all data.
Name | Area | Node | Generation | System | Connection | Processing | Maximum Export | Controllability | priority / not-priority | Battery Storage Capacity (MWh)
|  |  | Type | Operator | Status | Type | Capacity (MW) | Status (Y/N)
Meentycat (1) | A | Meentycat | wind | TSO | connected | Pre-Gate | 71 | Y | wind priority | N/A
Golagh (1) | A | Golagh | wind | TSO | connected | Pre-Gate | 12 | N | wind uncontrolled | N/A
Drumlough Hill (2) | A | Trillick | wind | DSO | connected | Pre-Gate | 10 | Y | wind priority | N/A
Carrane Hill (1) | A | Corderry | wind | DSO | connected | Pre-Gate | 3 | N | wind uncontrolled | N/A
Beam Hill (1) | A | Trillick | wind | DSO | connected | Pre-Gate | 14 | Y | wind priority | N/A
Sorne Hill (1) | A | Sorne Hill | wind | DSO | connected | Pre-Gate | 32 | Y | wind priority | N/A
Geevagh (1) | A | Corderry | wind | DSO | connected | Pre-Gate | 5 | N | wind uncontrolled | N/A
Moneenatieve (1) | A | Corderry | wind | DSO | connected | Pre-Gate | 4 | N | wind uncontrolled | N/A
Altagowlan (1) | A | Corderry | wind | DSO | connected | Pre-Gate | 8 | Y | wind priority | N/A
Black Banks (2) | A | Corderry | wind | DSO | connected | Pre-Gate | 7 | Y | wind priority | N/A
Meenanilta (2) | A | Letterkenny | wind | DSO | connected | Pre-Gate | 2 | N | wind uncontrolled | N/A
Ballycullane Solar Park | H2 | Great Island | solar | DSO | connected | Non GPA | 5 | Y | solar not priority | N/A
Blusheens Solar (1) | H2 | Wexford | solar | DSO | connected | Non GPA | 8 | Y | solar not priority | N/A
Curraghmartin Solar Park | H2 | Waterford | solar | DSO | connected | Non GPA | 4 | Y | solar not priority | N/A
Millvale PV | H2 | Ballybeg | solar | DSO | connected | Non GPA | 8 | Y | solar not priority | N/A
Hortland PV (from merge Knockanally and Hortland) | J | Dunfirth | solar | DSO | connected | Non GPA | 14 | Y | solar not priority | N/A
Featherbed Lane Solar | J | Glasmore | Solar | DSO | due to connected | Non GPA | 4 | Y | solar not priority | N/A
Marlinstown Solar Farm (prev Russellstown) | C | Mullingar | solar | DSO | due to connected | Non GPA | 4 | Y | solar not priority | N/A
Barnderg Solar Farm | B | Cloon | solar | DSO | due to connected | Non GPA | 4 | Y | solar not priority | N/A
Aghada BESS 01 | I | Aghada | Battery | TSO | connected | Post Gate 1 | 19 | N/A | N/A | 38
Aghada BESS 02 | I | Aghada | Battery | TSO | connected | Pre-Gate 1 | 159 | N/A | N/A | 318
Golagh (1) (battery) | A | Golagh | Battery | TSO | connected | Pre-Gate | 3 | N/A | N/A | 3
Beenanaspock and Tobertooreen Wind Farm (battery) | E | Athea | Battery | TSO | connected | Gate 2 | 11 | N/A | N/A | 6
Killala Battery - Phase 2 | B | Tawnaghmore | Battery | DSO | connected | Gate 3 | 11 | N/A | N/A | 11
Lumcloon ESS (Derrycarney) | C | Derrycarney | Battery | TSO | connected | Gate 3 | 100 | N/A | N/A | 50
Shannonbridge ESS | C | Shannonbridge | Battery | TSO | connected | Gate 3 | 100 | N/A | N/A | 50
Kelwin Power Plant - Phase 2 | E | Kilpaddoge | Battery | TSO | connected | Gate 3 | 27 | N/A | N/A | 20
Kelwin Power Plant (battery) | E | Kilpaddoge | Battery | TSO | connected | Non GPA | 3 | N/A | N/A | 5
Cushaling ESPS | J | Cushaling | Battery | TSO | connected | T-3 2024/25 | 20 | N/A | N/A | 40
Shannonbridge B ESS | C | Shannonbridge | Battery | TSO | due to connected | T-3 2024/25 | 63 | N/A | N/A | *
Inchicore BESS | J | Inchicore | Battery | DSO | connected | T-4 2022/23 | 30 | N/A | N/A | 60
Poolbeg BESS | J | Poolbeg | Battery | TSO | connected | T-4 2022/23 | 75 | N/A | N/A | 150
South Wall BESS | J | Irishtown | Battery | TSO | connected | T-4 2022/23 | 30 | N/A | N/A | 60
Kish (Crag Wicklow) | H2 | Oaklands | Battery | TSO | due to connected | T-4 2026/27 | 114 | N/A | N/A | *
Brianstown BESS | C | Richmond | Battery | DSO | due to connected | T-4 2026/27 | 5 | N/A | N/A | *
Gorman (Graigs) Energy Storage Station | G | Gorman | Battery | TSO | connected | ECP-1 | 30 | N/A | N/A | 15
Gorman Energy Storage Station - Extension | G | Gorman | Battery | TSO | connected | ECP-1 | 20 | N/A | N/A | 10
Lisdrumdoagh Energy Storage Facility | G | Lisdrum | Battery | TSO | connected | ECP-1 | 60 | N/A | N/A | 30
Gorey Battery Energy Storage | H2 | Banoge | Battery | DSO | connected | ECP-1 | 9 | N/A | N/A | 5
Cloncreen Wind farm (battery) | J | Cushaling | Battery | TSO | connected | ECP-1 | 25 | N/A | N/A | 50
Porterstown Battery Storage Facility | J | Kilteel | Battery | TSO | connected | ECP-1 | 30 | N/A | N/A | 30
Rhode 37.5MW ESS | J | Derryiron | Battery | DSO | due to connected | ECP-1 | 38 | N/A | N/A | *

## Generation Tables
| The information contained in this tab includes information originally stored in the Assumptions Document Tables 2,3,4, and 5. The generation profile for 2028 & 2030 in this study was the same, this will be broken where generation profiles differ across study years. Generation data includes units brought in for this iteration as well as previous iterations. "Thermal Technologies" refers to: Gas, Diesel, Biogas, Biomass, Combined Heat & Power (CHP), Landfill Gas (LFG), and Anaerobic Digester (AD) plants. | [5 empty] | ECP-2.5 results are used here as an example. This is not current data and is intended purely as a mock-up for illustrative purposes.
Interconnector Capabilities | Export/Import | 2028 | 2030 | Future Grid
Moyle | Export | 400 | 500 | 500
| Import | 450 | 500 | 500
EWIC | Export/Import | 500 | 500 | 500
Celtic | Export Import | 700 | 700 | 700
Greenlink | Export /Import | 500 | 500 | 500
LiriC | Export/Import | - | - | 700
2nd France -Ireland | Export/Import | - | - | 700
Type | Area | Initial (MW) | 50% ECP (MW) | 100% ECP (MW) | 100% ECP +3.1GW Offshore (MW) | 100% ECP +5GW Offshore (MW)
Battery | A | 3 | 78 | 153 | 153 | 153
Battery | B | 23 | 254 | 486 | 486 | 486
Battery | C | 263 | 406 | 549 | 549 | 549
Battery | D |  | 15 | 30 | 30 | 30
Battery | E | 40 | 210 | 380 | 380 | 380
Battery | G | 170 | 267 | 365 | 365 | 365
Battery | H1 |  | 133 | 265 | 265 | 265
Battery | H2 | 25 | 362 | 699 | 699 | 699
Battery | I | 178 | 285 | 391 | 391 | 391
Battery | J | 316 | 656 | 996 | 996 | 996
Battery | K |  | 58 | 115 | 115 | 115
Battery | NI | 200 | 645 | 1090 | 1090 | 1090
Battery | Total | 1218 | 3369 | 5519 | 5519 | 5519
Solar | A |  | 20 | 40 | 40 | 40
Solar | B | 24 | 192 | 359 | 359 | 359
Solar | C | 24 | 597 | 1171 | 1171 | 1171
Solar | D | 4 | 151 | 297 | 297 | 297
Solar | E | 144 | 352 | 559 | 559 | 559
Solar | F | 22 | 39 | 55 | 55 | 55
Solar | G | 221 | 554 | 887 | 887 | 887
Solar | H1 | 198 | 528 | 859 | 859 | 859
Solar | H2 | 409 | 873 | 1338 | 1338 | 1338
Solar | I | 110 | 304 | 498 | 498 | 498
Solar | J | 499 | 1730 | 2962 | 2962 | 2962
Solar | K | 103 | 195 | 286 | 286 | 286
Solar | NI | 156 | 268 | 380 | 380 | 380
Solar | Total | 1913 | 5802 | 9692 | 9692 | 9692
Wave | B |  | 5 | 10 | 10 | 10
Wave | Total |  | 5 | 10 | 10 | 10
Onshore Wind | A | 818 | 1014 | 1210 | 1210 | 1210
Onshore Wind | B | 828 | 1032 | 1235 | 1235 | 1235
Onshore Wind | C | 231 | 430 | 630 | 630 | 630
Onshore Wind | D | 263 | 329 | 395 | 395 | 395
Onshore Wind | E | 1493 | 1654 | 1814 | 1814 | 1814
Onshore Wind | F | 235 | 235 | 235 | 235 | 235
Onshore Wind | G | 279 | 304 | 330 | 330 | 330
Onshore Wind | H1 | 554 | 652 | 750 | 750 | 750
Onshore Wind | H2 | 305 | 477 | 650 | 650 | 650
Onshore Wind | I | 8 | 8 | 8 | 8 | 8
Onshore Wind | J | 407 | 589 | 771 | 771 | 771
Onshore Wind | K | 61 | 103 | 146 | 146 | 146
Onshore Wind | NI | 1425 | 1723 | 2021 | 2021 | 2342
Onshore Wind | Total | 6908 | 8550 | 10193 | 10193 | 10514
Offshore Wind | E |  |  |  | 450 | 450
Offshore Wind | G |  |  |  |  | 370
Offshore Wind | H2 | 25 | 25 | 25 | 25 | 1203
Offshore Wind | I |  |  |  |  | 378
Offshore Wind | J |  |  |  | 2624 | 2624
Offshore Wind | NI |  |  |  |  | 500
Offshore Wind | Total | 25 | 25 | 25 | 3099 | 5525
Thermal Technologies | B | 2 | 63 | 124 | 124 | 124
Thermal Technologies | C |  | 175 | 350 | 350 | 350
Thermal Technologies | E | 10 | 15 | 20 | 20 | 20
Thermal Technologies | F | 11 | 11 | 11 | 11 | 11
Thermal Technologies | G | 20 | 20 | 20 | 20 | 20
Thermal Technologies | J | 8 | 212 | 416 | 416 | 416
Thermal Technologies | K | 3 | 3 | 3 | 3 | 3
Thermal Technologies | Total | 53 | 499 | 944 | 944 | 944

## Network Reinforcements
| The content of the following table is an excel format for the information previously contained within Section 2, Table 6 of the Enduring Connection Policy (ECP) Assumptions Document. |  |  | ECP-2.5 sample data are used here as an example. This is intended purely as a mock-up for illustrative purposes only.
Area | Project Type | Project Name | Year
G | Uprate | Arva - Carrick-on-Shannon 110 kV line uprate | 2028
F | Uprate | Bandon Dunmanway 110 kV circuit thermal capacity | 2028
F | Uprate | Bandon Raffeen 110 kV circuit thermal capacity | 2028
J | Demand Connection | Belcamp Shellybanks 220 kV Cable | 2028
B | New static device (DLR) | Cashla - Dalton 110 kV circuit 1 (DLR) | 2028
B | Uprate | Cashla-Salthill 110 kV Thermal Uprate | 2028
B | Uprate | Castlebar-Cloon 110 kV Line Uprate-Refurb | 2028
A | New static device (DLR) | Cathaleens Fall - Coraclassy 110 kV circuit 1 (DLR) | 2028
J | Uprate | Coolnabacky - Portlaoise 110 kV line uprate | 2028
H2 | Uprate | Crane - Wexford 110 kV Line uprate | 2028
E | New | Cross Shannon 400 kV Cable | 2028
B | Uprate | Dalton 110 kV Busbar | 2028
J | Uprate | Derryiron - Thornsberry 110 kV Line Uprate | 2028
J | New | Dunstown 400 kV Series Capacitor | 2028
B | Upgrade | Flagford - Louth 220 kV Line Refurbishment | 2028
B | Uprate | Glenree - Moy 110 kV Line Uprate | 2028
G | Uprate | Gorman - Platin 110 kV line uprate | 2028
H1 | Upgrade | Killonan 220 kV Station Refurbishment - Killonan Station Works | 2028
J | Uprate | Kinnegad 110 kV station, Derryiron 110 kV bay conductor uprate | 2028
C | Uprate | Lanesboro - Mullingar 110 kV Thermal Uprate | 2028
C | Uprate | Lanesboro – Sliabh Bawn 110 KV Line Uprate | 2028
J | New | Laois Kilkenny (Coolnabacky) 400 kV Station - New Station & Associated Lines & Station Works | 2028
I | Uprate | Midleton 110kV Transformer Uprate and Station works DSO | 2028
J | New | Moneypoint 400 kV Series Capacitor | 2028
J | New | Mooretown 220 kV Station | 2028
H2 | Replacement | New Ballyvouskill 220-110 kV Transformer | 2028
J | Uprate | Newbridge - Cushaling 110 kV line, Stations bay conductors and lead-in conductor uprate | 2028
J | Uprate | Newbridge - Portlaoise 110 kV Line uprate | 2028
B | New | North Connacht 110 kV Project | 2028
J | New | Oldstreet-Woodland 400 kV Series Capacitor | 2028
E | Replacement | Prospect Tarbert 220 kV Cable Replacement Project | 2028
B | Uprate | Sligo 110 kV Station - Shrananagh 1 & 2 Bay uprates | 2028
D | Uprate | Ardnacrusha Drumline 110kV thermal capacity needs | 2030
D | New static device (DLR) | Ardnacrusha Ennis 110kV circuit DLR and related works | 2030
C | Uprate | Athlone - Lanesboro 110 kV line uprate | 2030
H2 | Uprate | Athy - Carlow 110 kV circuit 1 | 2030
J | New static device (DLR) | Baroda - Monread 110 kV circuit 1 (DLR) | 2030
J | New static device (DLR) | Baroda - Newbridge 110 kV circuit 1 (DLR) | 2030
I | Uprate | Barrymore Cahir Knockraha 110kV Line Uprate | 2030
A | New | Binbane - Clogher - Cathaleens Fall - 110 kV Clogher tie in | 2030
J | Uprate | Blundelstown Mullingar 110 kV Line Uprate | 2030
H2 | Uprate | Carlow 110 kV Station Busbar Thermal Capacity Need | 2030
B | Uprate | Cashla-Galway 110 kV cct 2 Uprating | 2030
B | Uprate | Cashla-Galway 110 kV cct 3 Uprating | 2030
B | Uprate | Cashla-Galway 110 kV cot 1 Line uprate | 2030
B | Uprate | Castlebar Dalton 110kV Thermal Capacity Increase | 2030
J | Uprate | Cushaling - Newbridge 110 kV Thermal Uprate | 2030
J | Uprate | Cushaling - Portlaoise 110 kV line uprate | 2030
J | Uprate | Derryiron-Timahoe-Maynooth 110 kV Line Uprate | 2030
A | Uprate | Drumkeen - Clogher 110 kV circuit 1 | 2030
D | New static device (DLR) | Drumline Ennis 110kV circuit DLR and related works | 2030
J | Uprate | East Meath - North Dublin Reinforcement | 2030
J | Replacement | Finglas - North Wall Cable Replacement | 2030
B | Uprate | Galway - Salthill Thermal Capacity Need | 2030
H2 | New | Glenart 220 kV Station (Pollahoney Autoproducer) | 2030
G | Uprate | Gorman - Maynooth 220 kV Circuit Capacity Needs | 2030
H2 | Uprate | Great Island - Kellis 220 kV Line Uprate | 2030
H2 | Uprate | Great Island 220-110 kV transformer upgrades | 2030
J | Replacement | Inchicore - Poolbeg 1 220 kV Cable Replacement | 2030
J | New | Kildare Meath | 2030
H1 | Uprate | Killonan - Limerick No 1 110 kV Uprate | 2030
A | Uprate | Letterkenny station redevelopment | 2030
H1 | Uprate | Limerick - Rathkeale Line Uprate | 2030
G | Uprate | Lisdrum 110kV Station Busbar Thermal Capacity Need | 2030
G | New static device (DLR) | Lisdrum Louth 110 kV DLR project | 2030
G | New static device (DLR) | Louth - Meath Hill 110 kV DLR | 2030
G | Uprate | Louth - Woodland 220 kV Uprate | 2030
J | Uprate | Maynooth - Rinawade 110V line uprate | 2030
G | Uprate | Meath Hill 110kV Station Busbar Thermal Capacity Need | 2030
J | New | Peamount 110 kV Station (Bulmer RICE) | 2030
J | Replacement | Poolbeg - North Wall 220 kV Cable Replacement | 2030
G | New static device (DLR) | Ratrussan - Shankill 110 kV Dynamic Line Rating | 2030
J | Uprate | Rinawade – Dunfirth Tee – Kinnegad 110 kV Circuit Thermal Capacity | 2030
H2 | Uprate | Arklow - Ballybeg - Carrickmines 110 kV capacity Needs | Future grid
H2 | Uprate | Arklow Lodgewood Line Uprate | Future grid
J | Uprate | Blake Maynooth Newbridge Uprate | Future grid
J | Replacement | Carrickmines - Poolbeg 220 kV Cable Replacement | Future grid
A | New | Donegal - Srananagh Corridor | Future grid
D | Uprate | Drumline 110 kV Station Busbar Thermal Uprate | Future grid
J | New | Dublin Central Bulk Supply Point 220kV Substation | Future grid
J | New | Fingal to East Meath Grid Reinforcement | Future grid
H2 | New static device (DLR) | Great Island - Waterford 110 kV (DLR) | Future grid
J | Replacement | Inchicore - Poolbeg 2 220 kV Cable Replacement | Future grid
J | New | Kildare Dublin Grid Reinforcement | Future grid
J | Uprate | Kilteel - Maynooth 110 kV | Future grid
H2 | Uprate | Lodgewood-Great Island line uprate | Future grid
J | Uprate | Maynooth 220 kV Station Reconfiguration | Future grid
H2 | New | New Lodgewood 220-110 kV Transformer | Future grid
G | New | North South 400 kV Interconnector - RoI | Future grid
B | Upvoltage | Flagford Sligo Capacity Needs | Future grid
J | Uprate | Louth 220 kV Station Refurbishment | Future grid

## Network Outages
| The content of the following table is an excel format for the information previously contained within Section 2, Table 7 of the Enduring Connection Policy (ECP) Assumptions Document. |  |  | ECP-2.5 sample data are used here as an example. This is intended purely as a mock-up for illustrative purposes only.
Transmission Unit | Outage Month | Category | Jurisdiction
Aghada - Glanagow_220_1 | August | Line | NI
Aghada - Raffeen_220_1 | August | Line | NI
Arklow - Carrickmines_220_1 | May | Line | NI
Arklow - Lodgewood_220_1 | July | Line | NI
Arklow T2102 | April | Line | IE
Arodstown - Gorman_220_1 | June | Line | IE
Arva - Carrick on Shannon_110_1 | March | Line | IE
Arva - Shankill_110_1 | August | Line | IE
Athy - Portlaoise_110_1 | May | Line | IE
Ballylumford Kells 275 NI | July | Line | IE
Balruntagh - Navan_110_1 | March | Line | IE
Bandon - Raffeen_110_1 | September | Line | IE
Bracklone - Portlaoise_110_1 - newish | September | Line | IE
Butlerstown - Killoteran_110_1 | October | Line | IE
Cahir - Tipperary_110_1 | May | Line | IE
Carlow - Kellis_110_1 | November | Line | IE
Carrick on Shannon - Flagford_110_1 | March | Line | IE
Carrickmines - Dunstown_220_1 | November | Line | IE
Carrickmines - Irishtown_220_1 | June | Line | IE
Carrickmines - Poolbeg_220_1 | April | Line | IE
Carrickmines T2101 | October | Line | IE
Carrickmines T2102 | May | Line | IE
Carrigadrohid - Kilbarry_110_1 | October | Line | IE
Cashla - Cloon_110_1 | August | Line | IE
Cashla - Flagford_220_1 | May | Line | IE
Cashla - Galway_110_1 | April | Line | IE
Cashla - Prospect_220_1 | April | Line | IE
Cashla T2101 | November | Line | IE
Castlebagot - Maynooth 220_1 | August | Line | IE
Castlebagot T2101 new | July | Line | IE
Castlebar - Cloon_110_1 | May | Line | IE
Castlelost - Maynooth a_220_1 | September | Line | IE
Cathaleens Fall - Clogher_110_1 | March | Line | IE
Cathaleens Fall - Srananagh_110_1 | March | Line | IE
Charleville - Killonan_110_1 | April | Line | IE
Clashavoon - Clonkeen_110_1 | April | Line | IE
Clashavoon - Knockraha_220_1 | May | Line | IE
Clashavoon - Macroom_110_1 | August | Line | IE
Clashavoon T2102 | September | Line | IE
Cloon - Lanesboro_110_1 | March | Line | IE
Coleraine Coolkeeragh 110 NI | June | Line | IE
Coolnabacky - Moneypoint_380_1 - new | April | Line | IE
Corduff - Cruiserath 220 1 | July | Line | IE
Corduff - Ryebrook_110_1 | October | Line | IE
Corduff - Woodland_220_1 | April | Line | IE
Corduff T2101 | September | Line | IE
Crane - Lodgewood_110_1 | June | Line | IE
Crane - Wexford_110_1 | June | Line | IE
Cullenagh - Great Island_220_1 | July | Line | IE
Cullenagh - Knockraha_220_1 | September | Line | IE
Cullenagh - Waterford_110_1 | November | Line | IE
Cullenagh T2101 | October | Line | IE
Cushaling - Newbridge_110_1 | November | Line | IE
Derryiron - Kinnegad_110_1 | April | Line | IE
Drybridge - Gorman_110_1 | September | Line | IE
Drybridge - Louth_110_1 | November | Line | IE
Dunstown - Kellis_220_1 | March | Line | IE
Dunstown - Maynooth_b_220_2 | November | Line | IE
Dunstown T4201 | August | Line | IE
Dunstown T4202 | May | Line | IE
Eastwood - Ikerrin T_110_1 | October | Line | IE
Finglas T2101 | July | Line | IE
Flagford - Louth_220_1 - derated - no overload | June | Line | IE
Flagford - Sligo_110_1 | March | Line | IE
Flagford - Srananagh_220_1 | July | Line | IE
Flagford T2101 | October | Line | IE
Galway - Knockranny A1_110_1 | June | Line | IE
Garballagh - Platin_110_1 - newish | September | Transformer | IE
Glanagow - Raffeen_220_1 | August | Transformer | IE
Gorman - Louth_220_1 | November | Transformer | IE
Gorman - Navan_110_1 | September | Transformer | IE
Great Island - Kellis_220_1 | April | Transformer | IE
Great Island - Lodgewood_220_1 | March | Transformer | IE
Great Island - Waterford_110_1 | April | Transformer | IE
Inchicore - Poolbeg_220_1 - 266mva | May | Transformer | IE
Inchicore T2101 | November | Transformer | IE
Kells_110_81520_KEL_275_1 | June | Transformer | IE
Kellystown - Maynooth_220_1 | May | Transformer | IE
Kilbarry - Knockraha_110_1 | July | Transformer | IE
Killonan - Kilpaddoge_220_1 | August | Transformer | IE
Killonan - Knockraha_220_1 | July | Transformer | IE
Killonan - Limerick_110_1 | June | Transformer | IE
Killonan - Shannonbridge_220_1 | October | Transformer | IE
Killonan T2104 | August | Transformer | IE
Kilpaddoge - Pollagh_110_1 | October | Transformer | IE
Kilpaddoge - Tarbert_220_1 | July | Transformer | IE
Kilpaddoge T2101 | December | Line | IE
Knockanure T2101 | December | Line | IE
Knockraha - Raffeen_220_1 | December | Line | IE
Knockraha T2101 | December | Line | IE
Knockraha T2102 | December | Line | IE
Louth - Meath Hill_110_1 | December | Line | IE
Louth T2101 | December | Line | IE
Maynooth - Blake-T_110_1 | December | Line | IE
Moneypoint T4202 | December | Line | IE
North Wall - Poolbeg_220_1 | January | Line | IE
Oldbridge - Platin_110_1 | January | Line | IE
Oldstreet - Rathcobian_380_1 | January | Line | IE
Oldstreet - Woodland_380_1 | January | Line | IE
Philipstown - Portlaoise_110_1 newish | January | Line | IE
Prospect - Tarbert_220_1 | January | Line | IE
Rabbitpark - Lanesboro_110_1 | February | Line | IE
Raffeen - Trabeg_110_1 | February | Line | IE
Rathcobian - Woodland_380_1 | February | Line | IE
Sligo - Srananagh_110_1 | February | Line | IE
Tandragee 110 275 ckt 2 NI | February | Line | IE
Thurles - Eastwood_110_1 | February | Line | IE
Woodland T4201 | February | Line | IE

## Modelling Results
|  |  |  | The content of the following table is an excel format for the information contained within Section 2 of the Constraint Forecast Analysis Reports for ECP Area Reports. For a full breakdown of each individual elements calculation, please see the Constraint Forecast Studies for ECP Methdology Statement | [6 empty] | ECP-2.5 data are used here as an example. This is intended purely as a mock-up for illustrative purposes only. (When published, this table will be inclusive of all relevant ECP-GSS 1 sensitivities)
Area | Subgroup | Node | Year | Generation Scenario | Grandfathering / Pro-rata | Generation Type | Installed (MW) | Available Energy (GWh) | Generation (GWh) | Surplus (GWh) | Curtailment (GWh) | Constraint (GWh) | Total Dispatch Down (GWh) | Surplus (%) | Curtailment (%) | Constraint (%) | Total Dispatch Down (%)
A | A, B North | ardnagappary | 2028 | Initial | Grandfathering | IE wind not priority | 18 | 52 | 30 | 8 | 3 | 11 | 22 | 15.9% | 6.1% | 20.4% | 42.4%
A | A, B North | binbane | 2028 | Initial | Grandfathering | IE wind not priority | 24 | 69 | 40 | 11 | 4 | 14 | 29 | 15.9% | 6.1% | 20.4% | 42.4%
A | A, B North | binbane | 2028 | Initial | Grandfathering | IE wind priority | 36 | 103 | 93 | 0 | 10 | 0 | 10 | 0% | 9.6% | 0% | 9.6%
A | A, B North | cathaleen's fall | 2028 | Initial | Grandfathering | IE wind priority | 18 | 51 | 46 | 0 | 5 | 0 | 5 | 0% | 9.6% | 0% | 9.6%
A | A, B North | corderry | 2028 | Initial | Grandfathering | IE wind not priority | 16 | 48 | 28 | 8 | 3 | 10 | 20 | 15.9% | 6.1% | 20.4% | 42.4%
A | A, B North | corderry | 2028 | Initial | Grandfathering | IE wind priority | 46 | 133 | 120 | 0 | 13 | 0 | 13 | 0% | 9.6% | 0% | 9.6%
A | A, B North | croaghonagh | 2028 | Initial | Grandfathering | IE wind not priority | 138 | 402 | 232 | 64 | 25 | 82 | 170 | 15.9% | 6.1% | 20.4% | 42.4%
A | A, B North | garvagh | 2028 | Initial | Grandfathering | IE wind not priority | 34 | 99 | 57 | 16 | 6 | 20 | 42 | 15.9% | 6.1% | 20.4% | 42.4%
A | A, B North | garvagh | 2028 | Initial | Grandfathering | IE wind priority | 48 | 140 | 127 | 0 | 13 | 0 | 13 | 0% | 9.6% | 0% | 9.6%
A | A, B North | lenalea | 2028 | Initial | Grandfathering | IE wind not priority | 30 | 88 | 51 | 14 | 5 | 18 | 37 | 15.9% | 6.1% | 20.4% | 42.4%
A | A, B North | letterkenny | 2028 | Initial | Grandfathering | IE wind not priority | 20 | 58 | 33 | 9 | 4 | 12 | 25 | 15.9% | 6.1% | 20.4% | 42.4%
A | A, B North | meentycat | 2028 | Initial | Grandfathering | IE wind priority | 85 | 247 | 223 | 0 | 24 | 0 | 24 | 0% | 9.6% | 0% | 9.6%
A | A, B North | mulreavy | 2028 | Initial | Grandfathering | IE wind priority | 95 | 277 | 250 | 0 | 27 | 0 | 27 | 0% | 9.6% | 0% | 9.6%
A | A, B North | sorne hill | 2028 | Initial | Grandfathering | IE wind priority | 48 | 140 | 127 | 0 | 13 | 0 | 13 | 0% | 9.6% | 0% | 9.6%
A | A, B North | trillick | 2028 | Initial | Grandfathering | IE wind priority | 31 | 90 | 81 | 0 | 9 | 0 | 9 | 0% | 9.6% | 0% | 9.6%
A | A, B North | ardnagappary | 2028 | 50% ECP | Grandfathering | IE wind not priority | 22 | 65 | 34 | 13 | 3 | 14 | 31 | 20.4% | 4.9% | 21.6% | 47%
A | A, B North | arigna | 2028 | 50% ECP | Grandfathering | IE wind not priority | 1 | 2 | 1 | 0 | 0 | 0 | 1 | 20.4% | 4.9% | 21.6% | 47%
A | A, B North | binbane | 2028 | 50% ECP | Grandfathering | IE wind not priority | 33 | 97 | 51 | 20 | 5 | 21 | 46 | 20.4% | 4.9% | 21.6% | 47%
A | A, B North | binbane | 2028 | 50% ECP | Grandfathering | IE wind priority | 36 | 103 | 94 | 0 | 9 | 0 | 9 | 0% | 9% | 0% | 9%
A | A, B North | cathaleen's fall | 2028 | 50% ECP | Grandfathering | IE wind not priority | 19 | 55 | 29 | 11 | 3 | 12 | 26 | 20.4% | 4.9% | 21.6% | 47%
A | A, B North | cathaleen's fall | 2028 | 50% ECP | Grandfathering | IE wind priority | 18 | 51 | 46 | 0 | 5 | 0 | 5 | 0% | 9% | 0% | 9%
A | A, B North | corderry | 2028 | 50% ECP | Grandfathering | IE wind not priority | 26 | 77 | 41 | 16 | 4 | 17 | 36 | 20.4% | 4.9% | 21.6% | 47%
A | A, B North | corderry | 2028 | 50% ECP | Grandfathering | IE wind priority | 46 | 133 | 121 | 0 | 12 | 0 | 12 | 0% | 9% | 0% | 9%
A | A, B North | croaghonagh | 2028 | 50% ECP | Grandfathering | IE wind not priority | 138 | 402 | 213 | 82 | 20 | 87 | 189 | 20.4% | 4.9% | 21.6% | 47%
A | A, B North | garvagh | 2028 | 50% ECP | Grandfathering | IE Solar not priority | 20 | 21 | 17 | 3 | 1 | 1 | 4 | 12.2% | 4.2% | 4.5% | 20.9%
A | A, B North | garvagh | 2028 | 50% ECP | Grandfathering | IE wind not priority | 34 | 99 | 53 | 20 | 5 | 21 | 46 | 20.4% | 4.9% | 21.6% | 47%
A | A, B North | garvagh | 2028 | 50% ECP | Grandfathering | IE wind priority | 48 | 140 | 127 | 0 | 13 | 0 | 13 | 0% | 9% | 0% | 9%
A | A, B North | golagh | 2028 | 50% ECP | Grandfathering | IE wind not priority | 24 | 70 | 37 | 14 | 3 | 15 | 33 | 20.4% | 4.9% | 21.6% | 47%
A | G North | gortawee | 2028 | 50% ECP | Grandfathering | IE wind not priority | 2 | 6 | 4 | 1 | 0 | 0 | 2 | 20.4% | 4.9% | 3.8% | 29.1%
A | A, B North | lenalea | 2028 | 50% ECP | Grandfathering | IE wind not priority | 66 | 192 | 102 | 39 | 9 | 42 | 90 | 20.4% | 4.9% | 21.6% | 47%
A | A, B North | letterkenny | 2028 | 50% ECP | Grandfathering | IE wind not priority | 95 | 277 | 147 | 57 | 14 | 60 | 130 | 20.4% | 4.9% | 21.6% | 47%
A | A, B North | meentycat | 2028 | 50% ECP | Grandfathering | IE wind priority | 85 | 247 | 225 | 0 | 22 | 0 | 22 | 0% | 9% | 0% | 9%
A | A, B North | mulreavy | 2028 | 50% ECP | Grandfathering | IE wind priority | 95 | 277 | 252 | 0 | 25 | 0 | 25 | 0% | 9% | 0% | 9%
A | A, B North | sorne hill | 2028 | 50% ECP | Grandfathering | IE wind priority | 48 | 140 | 127 | 0 | 13 | 0 | 13 | 0% | 9% | 0% | 9%
A | A, B North | tievebrack | 2028 | 50% ECP | Grandfathering | IE wind not priority | 15 | 43 | 23 | 9 | 2 | 9 | 20 | 20.4% | 4.9% | 21.6% | 47%
A | A, B North | trillick | 2028 | 50% ECP | Grandfathering | IE wind priority | 31 | 90 | 82 | 0 | 8 | 0 | 8 | 0% | 9% | 0% | 9%
A | A, B North | ardnagappary | 2028 | 100% ECP | Grandfathering | IE wind not priority | 27 | 78 | 35 | 21 | 4 | 18 | 43 | 26.2% | 4.7% | 23.5% | 54.4%
A | A, B North | arigna | 2028 | 100% ECP | Grandfathering | IE wind not priority | 2 | 4 | 2 | 1 | 0 | 1 | 2 | 26.2% | 4.7% | 23.5% | 54.4%
A | A, B North | binbane | 2028 | 100% ECP | Grandfathering | IE wind not priority | 43 | 126 | 58 | 33 | 6 | 30 | 68 | 26.2% | 4.7% | 23.5% | 54.4%
A | A, B North | binbane | 2028 | 100% ECP | Grandfathering | IE wind priority | 36 | 103 | 93 | 0 | 10 | 0 | 10 | 0% | 9.7% | 0% | 9.7%
A | A, B North | cathaleen's fall | 2028 | 100% ECP | Grandfathering | IE wind not priority | 38 | 109 | 50 | 29 | 5 | 26 | 59 | 26.2% | 4.7% | 23.5% | 54.4%
A | A, B North | cathaleen's fall | 2028 | 100% ECP | Grandfathering | IE wind priority | 18 | 51 | 46 | 0 | 5 | 0 | 5 | 0% | 9.7% | 0% | 9.7%
A | A, B North | corderry | 2028 | 100% ECP | Grandfathering | IE wind not priority | 37 | 106 | 48 | 28 | 5 | 25 | 58 | 26.2% | 4.7% | 23.5% | 54.4%
A | A, B North | corderry | 2028 | 100% ECP | Grandfathering | IE wind priority | 46 | 133 | 120 | 0 | 13 | 0 | 13 | 0% | 9.7% | 0% | 9.7%
A | A, B North | croaghonagh | 2028 | 100% ECP | Grandfathering | IE wind not priority | 138 | 402 | 183 | 105 | 19 | 94 | 219 | 26.2% | 4.7% | 23.5% | 54.4%
A | A, B North | garvagh | 2028 | 100% ECP | Grandfathering | IE Solar not priority | 40 | 42 | 29 | 9 | 3 | 2 | 13 | 22.3% | 6% | 3.6% | 32%
A | A, B North | garvagh | 2028 | 100% ECP | Grandfathering | IE wind not priority | 34 | 99 | 45 | 26 | 5 | 23 | 54 | 26.2% | 4.7% | 23.5% | 54.4%
A | A, B North | garvagh | 2028 | 100% ECP | Grandfathering | IE wind priority | 48 | 140 | 126 | 0 | 14 | 0 | 14 | 0% | 9.7% | 0% | 9.7%
A | A, B North | golagh | 2028 | 100% ECP | Grandfathering | IE wind not priority | 48 | 140 | 64 | 37 | 7 | 33 | 76 | 26.2% | 4.7% | 23.5% | 54.4%
A | G North | gortawee | 2028 | 100% ECP | Grandfathering | IE wind not priority | 4 | 12 | 8 | 3 | 1 | 0 | 4 | 26.2% | 4.7% | 3.5% | 34.4%
A | A, B North | lenalea | 2028 | 100% ECP | Grandfathering | IE wind not priority | 102 | 297 | 135 | 78 | 14 | 70 | 162 | 26.2% | 4.7% | 23.5% | 54.4%
A | A, B North | letterkenny | 2028 | 100% ECP | Grandfathering | IE wind not priority | 170 | 496 | 226 | 130 | 23 | 117 | 270 | 26.2% | 4.7% | 23.5% | 54.4%
A | A, B North | meentycat | 2028 | 100% ECP | Grandfathering | IE wind priority | 85 | 247 | 223 | 0 | 24 | 0 | 24 | 0% | 9.7% | 0% | 9.7%
A | A, B North | mulreavy | 2028 | 100% ECP | Grandfathering | IE wind priority | 95 | 277 | 250 | 0 | 27 | 0 | 27 | 0% | 9.7% | 0% | 9.7%
A | A, B North | sorne hill | 2028 | 100% ECP | Grandfathering | IE wind priority | 48 | 140 | 126 | 0 | 14 | 0 | 14 | 0% | 9.7% | 0% | 9.7%
A | A, B North | tievebrack | 2028 | 100% ECP | Grandfathering | IE wind not priority | 30 | 87 | 40 | 23 | 4 | 20 | 47 | 26.2% | 4.7% | 23.5% | 54.4%
A | A, B North | trillick | 2028 | 100% ECP | Grandfathering | IE wind priority | 31 | 90 | 81 | 0 | 9 | 0 | 9 | 0% | 9.7% | 0% | 9.7%
A | A, B North | ardnagappary | 2030 | Initial | Grandfathering | IE wind not priority | 18 | 52 | 35 | 6 | 2 | 8 | 17 | 12.2% | 4.6% | 15.8% | 32.6%
A | A, B North | binbane | 2030 | Initial | Grandfathering | IE wind not priority | 24 | 68 | 46 | 8 | 3 | 11 | 22 | 12.2% | 4.6% | 15.8% | 32.6%
A | A, B North | binbane | 2030 | Initial | Grandfathering | IE wind priority | 36 | 103 | 96 | 0 | 7 | 0 | 7 | 0% | 6.6% | 0% | 6.6%
A | A, B North | cathaleen's fall | 2030 | Initial | Grandfathering | IE wind priority | 18 | 51 | 48 | 0 | 3 | 0 | 3 | 0% | 6.6% | 0% | 6.6%
A | A, B North | corderry | 2030 | Initial | Grandfathering | IE wind not priority | 16 | 47 | 32 | 6 | 2 | 7 | 15 | 12.2% | 4.6% | 15.8% | 32.6%
A | A, B North | corderry | 2030 | Initial | Grandfathering | IE wind priority | 46 | 132 | 123 | 0 | 9 | 0 | 9 | 0% | 6.6% | 0% | 6.6%
A | A, B North | croaghonagh | 2030 | Initial | Grandfathering | IE wind not priority | 138 | 399 | 269 | 49 | 18 | 63 | 130 | 12.2% | 4.6% | 15.8% | 32.6%
A | A, B North | garvagh | 2030 | Initial | Grandfathering | IE wind not priority | 34 | 98 | 66 | 12 | 5 | 16 | 32 | 12.2% | 4.6% | 15.8% | 32.6%
A | A, B North | garvagh | 2030 | Initial | Grandfathering | IE wind priority | 48 | 139 | 130 | 0 | 9 | 0 | 9 | 0% | 6.6% | 0% | 6.6%
A | A, B North | lenalea | 2030 | Initial | Grandfathering | IE wind not priority | 30 | 87 | 59 | 11 | 4 | 14 | 28 | 12.2% | 4.6% | 15.8% | 32.6%
A | A, B North | letterkenny | 2030 | Initial | Grandfathering | IE wind not priority | 20 | 58 | 39 | 7 | 3 | 9 | 19 | 12.2% | 4.6% | 15.8% | 32.6%
A | A, B North | meentycat | 2030 | Initial | Grandfathering | IE wind priority | 85 | 246 | 230 | 0 | 16 | 0 | 16 | 0% | 6.6% | 0% | 6.6%
A | A, B North | mulreavy | 2030 | Initial | Grandfathering | IE wind priority | 95 | 276 | 258 | 0 | 18 | 0 | 18 | 0% | 6.6% | 0% | 6.6%
A | A, B North | sorne hill | 2030 | Initial | Grandfathering | IE wind priority | 48 | 139 | 130 | 0 | 9 | 0 | 9 | 0% | 6.6% | 0% | 6.6%
A | A, B North | trillick | 2030 | Initial | Grandfathering | IE wind priority | 31 | 89 | 83 | 0 | 6 | 0 | 6 | 0% | 6.6% | 0% | 6.6%
A | A, B North | ardnagappary | 2030 | 50% ECP | Grandfathering | IE wind not priority | 22 | 65 | 35 | 14 | 2 | 14 | 30 | 21.6% | 3.1% | 21.4% | 46.1%
A | A, B North | arigna | 2030 | 50% ECP | Grandfathering | IE wind not priority | 1 | 2 | 1 | 0 | 0 | 0 | 1 | 21.6% | 3.1% | 21.4% | 46.1%
A | A, B North | binbane | 2030 | 50% ECP | Grandfathering | IE wind not priority | 33 | 97 | 52 | 21 | 3 | 21 | 45 | 21.6% | 3.1% | 21.4% | 46.1%
A | A, B North | binbane | 2030 | 50% ECP | Grandfathering | IE wind priority | 36 | 103 | 97 | 0 | 6 | 0 | 6 | 0% | 5.7% | 0% | 5.7%
A | A, B North | cathaleen's fall | 2030 | 50% ECP | Grandfathering | IE wind not priority | 19 | 54 | 29 | 12 | 2 | 12 | 25 | 21.6% | 3.1% | 21.4% | 46.1%
A | A, B North | cathaleen's fall | 2030 | 50% ECP | Grandfathering | IE wind priority | 18 | 51 | 48 | 0 | 3 | 0 | 3 | 0% | 5.7% | 0% | 5.7%
A | A, B North | corderry | 2030 | 50% ECP | Grandfathering | IE wind not priority | 26 | 77 | 42 | 17 | 2 | 16 | 35 | 21.6% | 3.1% | 21.4% | 46.1%
A | A, B North | corderry | 2030 | 50% ECP | Grandfathering | IE wind priority | 46 | 132 | 125 | 0 | 7 | 0 | 7 | 0% | 5.7% | 0% | 5.7%
A | A, B North | croaghonagh | 2030 | 50% ECP | Grandfathering | IE wind not priority | 138 | 399 | 215 | 86 | 13 | 85 | 184 | 21.6% | 3.1% | 21.4% | 46.1%
A | A, B North | garvagh | 2030 | 50% ECP | Grandfathering | IE Solar not priority | 20 | 21 | 17 | 3 | 1 | 1 | 4 | 14.2% | 2.6% | 3.8% | 20.6%
A | A, B North | garvagh | 2030 | 50% ECP | Grandfathering | IE wind not priority | 34 | 98 | 53 | 21 | 3 | 21 | 45 | 21.6% | 3.1% | 21.4% | 46.1%
A | A, B North | garvagh | 2030 | 50% ECP | Grandfathering | IE wind priority | 48 | 139 | 131 | 0 | 8 | 0 | 8 | 0% | 5.7% | 0% | 5.7%
A | A, B North | golagh | 2030 | 50% ECP | Grandfathering | IE wind not priority | 24 | 69 | 37 | 15 | 2 | 15 | 32 | 21.6% | 3.1% | 21.4% | 46.1%
A | G North | gortawee | 2030 | 50% ECP | Grandfathering | IE wind not priority | 2 | 6 | 4 | 1 | 0 | 0 | 2 | 21.6% | 3.1% | 4.1% | 28.8%
A | A, B North | lenalea | 2030 | 50% ECP | Grandfathering | IE wind not priority | 66 | 191 | 103 | 41 | 6 | 41 | 88 | 21.6% | 3.1% | 21.4% | 46.1%
A | A, B North | letterkenny | 2030 | 50% ECP | Grandfathering | IE wind not priority | 95 | 275 | 148 | 59 | 9 | 59 | 127 | 21.6% | 3.1% | 21.4% | 46.1%
A | A, B North | meentycat | 2030 | 50% ECP | Grandfathering | IE wind priority | 85 | 246 | 232 | 0 | 14 | 0 | 14 | 0% | 5.7% | 0% | 5.7%
A | A, B North | mulreavy | 2030 | 50% ECP | Grandfathering | IE wind priority | 95 | 276 | 260 | 0 | 16 | 0 | 16 | 0% | 5.7% | 0% | 5.7%
A | A, B North | sorne hill | 2030 | 50% ECP | Grandfathering | IE wind priority | 48 | 139 | 131 | 0 | 8 | 0 | 8 | 0% | 5.7% | 0% | 5.7%
A | A, B North | tievebrack | 2030 | 50% ECP | Grandfathering | IE wind not priority | 15 | 43 | 23 | 9 | 1 | 9 | 20 | 21.6% | 3.1% | 21.4% | 46.1%
A | A, B North | trillick | 2030 | 50% ECP | Grandfathering | IE wind priority | 31 | 89 | 84 | 0 | 5 | 0 | 5 | 0% | 5.7% | 0% | 5.7%
A | A, B North | ardnagappary | 2030 | 100% ECP | Grandfathering | IE wind not priority | 27 | 78 | 35 | 22 | 2 | 19 | 43 | 27.9% | 2.9% | 24.3% | 55.2%
A | A, B North | arigna | 2030 | 100% ECP | Grandfathering | IE wind not priority | 2 | 4 | 2 | 1 | 0 | 1 | 2 | 27.9% | 2.9% | 24.3% | 55.2%
A | A, B North | binbane | 2030 | 100% ECP | Grandfathering | IE wind not priority | 43 | 125 | 56 | 35 | 4 | 30 | 69 | 27.9% | 2.9% | 24.3% | 55.2%
A | A, B North | binbane | 2030 | 100% ECP | Grandfathering | IE wind priority | 36 | 103 | 97 | 0 | 6 | 0 | 6 | 0% | 6% | 0% | 6%
A | A, B North | cathaleen's fall | 2030 | 100% ECP | Grandfathering | IE wind not priority | 38 | 108 | 48 | 30 | 3 | 26 | 60 | 27.9% | 2.9% | 24.3% | 55.2%
A | A, B North | cathaleen's fall | 2030 | 100% ECP | Grandfathering | IE wind priority | 18 | 51 | 48 | 0 | 3 | 0 | 3 | 0% | 6% | 0% | 6%
A | A, B North | corderry | 2030 | 100% ECP | Grandfathering | IE wind not priority | 37 | 106 | 48 | 30 | 3 | 26 | 58 | 27.9% | 2.9% | 24.3% | 55.2%
A | A, B North | corderry | 2030 | 100% ECP | Grandfathering | IE wind priority | 46 | 132 | 124 | 0 | 8 | 0 | 8 | 0% | 6% | 0% | 6%
A | A, B North | croaghonagh | 2030 | 100% ECP | Grandfathering | IE wind not priority | 138 | 399 | 179 | 111 | 12 | 97 | 220 | 27.9% | 2.9% | 24.3% | 55.2%
A | A, B North | garvagh | 2030 | 100% ECP | Grandfathering | IE Solar not priority | 40 | 42 | 29 | 10 | 1 | 1 | 13 | 24.3% | 3.5% | 3.2% | 31%
A | A, B North | garvagh | 2030 | 100% ECP | Grandfathering | IE wind not priority | 34 | 98 | 44 | 27 | 3 | 24 | 54 | 27.9% | 2.9% | 24.3% | 55.2%
A | A, B North | garvagh | 2030 | 100% ECP | Grandfathering | IE wind priority | 48 | 139 | 131 | 0 | 8 | 0 | 8 | 0% | 6% | 0% | 6%
A | A, B North | golagh | 2030 | 100% ECP | Grandfathering | IE wind not priority | 48 | 139 | 62 | 39 | 4 | 34 | 77 | 27.9% | 2.9% | 24.3% | 55.2%
A | G North | gortawee | 2030 | 100% ECP | Grandfathering | IE wind not priority | 4 | 12 | 8 | 3 | 0 | 0 | 4 | 27.9% | 2.9% | 3.3% | 34.1%
A | A, B North | lenalea | 2030 | 100% ECP | Grandfathering | IE wind not priority | 102 | 295 | 132 | 82 | 9 | 72 | 163 | 27.9% | 2.9% | 24.3% | 55.2%
A | A, B North | letterkenny | 2030 | 100% ECP | Grandfathering | IE wind not priority | 170 | 493 | 221 | 138 | 14 | 120 | 272 | 27.9% | 2.9% | 24.3% | 55.2%
A | A, B North | meentycat | 2030 | 100% ECP | Grandfathering | IE wind priority | 85 | 246 | 231 | 0 | 15 | 0 | 15 | 0% | 6% | 0% | 6%
A | A, B North | mulreavy | 2030 | 100% ECP | Grandfathering | IE wind priority | 95 | 276 | 260 | 0 | 16 | 0 | 16 | 0% | 6% | 0% | 6%
A | A, B North | sorne hill | 2030 | 100% ECP | Grandfathering | IE wind priority | 48 | 139 | 131 | 0 | 8 | 0 | 8 | 0% | 6% | 0% | 6%
A | A, B North | tievebrack | 2030 | 100% ECP | Grandfathering | IE wind not priority | 30 | 86 | 38 | 24 | 3 | 21 | 48 | 27.9% | 2.9% | 24.3% | 55.2%
A | A, B North | trillick | 2030 | 100% ECP | Grandfathering | IE wind priority | 31 | 89 | 84 | 0 | 5 | 0 | 5 | 0% | 6% | 0% | 6%
A | A, B North | ardnagappary | 2030 | 100% ECP + 3.1GW Offshore | Grandfathering | IE wind not priority | 27 | 78 | 32 | 31 | 2 | 13 | 46 | 39.9% | 2.8% | 16.8% | 59.4%
A | A, B North | arigna | 2030 | 100% ECP + 3.1GW Offshore | Grandfathering | IE wind not priority | 2 | 4 | 1 | 2 | 0 | 1 | 3 | 39.9% | 2.8% | 16.8% | 59.4%
A | A, B North | binbane | 2030 | 100% ECP + 3.1GW Offshore | Grandfathering | IE wind not priority | 43 | 125 | 51 | 50 | 3 | 21 | 74 | 39.9% | 2.8% | 16.8% | 59.4%
A | A, B North | binbane | 2030 | 100% ECP + 3.1GW Offshore | Grandfathering | IE wind priority | 36 | 103 | 96 | 0 | 7 | 0 | 7 | 0% | 7.1% | 0% | 7.1%
A | A, B North | cathaleen's fall | 2030 | 100% ECP + 3.1GW Offshore | Grandfathering | IE wind not priority | 38 | 108 | 44 | 43 | 3 | 18 | 64 | 39.9% | 2.8% | 16.8% | 59.4%
A | A, B North | cathaleen's fall | 2030 | 100% ECP + 3.1GW Offshore | Grandfathering | IE wind priority | 18 | 51 | 47 | 0 | 4 | 0 | 4 | 0% | 7.1% | 0% | 7.1%
A | A, B North | corderry | 2030 | 100% ECP + 3.1GW Offshore | Grandfathering | IE wind not priority | 37 | 106 | 43 | 42 | 3 | 18 | 63 | 39.9% | 2.8% | 16.8% | 59.4%
A | A, B North | corderry | 2030 | 100% ECP + 3.1GW Offshore | Grandfathering | IE wind priority | 46 | 132 | 123 | 0 | 9 | 0 | 9 | 0% | 7.1% | 0% | 7.1%
A | A, B North | croaghonagh | 2030 | 100% ECP + 3.1GW Offshore | Grandfathering | IE wind not priority | 138 | 399 | 162 | 159 | 11 | 67 | 237 | 39.9% | 2.8% | 16.8% | 59.4%
A | A, B North | garvagh | 2030 | 100% ECP + 3.1GW Offshore | Grandfathering | IE Solar not priority | 40 | 42 | 27 | 13 | 2 | 1 | 15 | 30% | 3.6% | 2.2% | 35.7%
A | A, B North | garvagh | 2030 | 100% ECP + 3.1GW Offshore | Grandfathering | IE wind not priority | 34 | 98 | 40 | 39 | 3 | 16 | 58 | 39.9% | 2.8% | 16.8% | 59.4%
A | A, B North | garvagh | 2030 | 100% ECP + 3.1GW Offshore | Grandfathering | IE wind priority | 48 | 139 | 129 | 0 | 10 | 0 | 10 | 0% | 7.1% | 0% | 7.1%
A | A, B North | golagh | 2030 | 100% ECP + 3.1GW Offshore | Grandfathering | IE wind not priority | 48 | 139 | 56 | 55 | 4 | 23 | 83 | 39.9% | 2.8% | 16.8% | 59.4%
A | G North | gortawee | 2030 | 100% ECP + 3.1GW Offshore | Grandfathering | IE wind not priority | 4 | 12 | 7 | 5 | 0 | 0 | 5 | 39.9% | 2.8% | 1.2% | 43.9%
A | A, B North | lenalea | 2030 | 100% ECP + 3.1GW Offshore | Grandfathering | IE wind not priority | 102 | 295 | 119 | 118 | 8 | 50 | 176 | 39.9% | 2.8% | 16.8% | 59.4%
A | A, B North | letterkenny | 2030 | 100% ECP + 3.1GW Offshore | Grandfathering | IE wind not priority | 170 | 493 | 200 | 197 | 14 | 83 | 293 | 39.9% | 2.8% | 16.8% | 59.4%
A | A, B North | meentycat | 2030 | 100% ECP + 3.1GW Offshore | Grandfathering | IE wind priority | 85 | 246 | 229 | 0 | 17 | 0 | 17 | 0% | 7.1% | 0% | 7.1%
A | A, B North | mulreavy | 2030 | 100% ECP + 3.1GW Offshore | Grandfathering | IE wind priority | 95 | 276 | 257 | 0 | 19 | 0 | 19 | 0% | 7.1% | 0% | 7.1%
A | A, B North | sorne hill | 2030 | 100% ECP + 3.1GW Offshore | Grandfathering | IE wind priority | 48 | 139 | 129 | 0 | 10 | 0 | 10 | 0% | 7.1% | 0% | 7.1%
A | A, B North | tievebrack | 2030 | 100% ECP + 3.1GW Offshore | Grandfathering | IE wind not priority | 30 | 86 | 35 | 35 | 2 | 15 | 51 | 39.9% | 2.8% | 16.8% | 59.4%
A | A, B North | trillick | 2030 | 100% ECP + 3.1GW Offshore | Grandfathering | IE wind priority | 31 | 89 | 83 | 0 | 6 | 0 | 6 | 0% | 7.1% | 0% | 7.1%
A | A, B North | ardnagappary | 2030 | 100% ECP (without Battery) | Grandfathering | IE wind not priority | 27 | 78 | 32 | 26 | 3 | 17 | 46 | 33% | 4% | 21.8% | 58.8%
A | A, B North | arigna | 2030 | 100% ECP (without Battery) | Grandfathering | IE wind not priority | 2 | 4 | 1 | 1 | 0 | 1 | 3 | 33% | 4% | 21.8% | 58.8%
A | A, B North | binbane | 2030 | 100% ECP (without Battery) | Grandfathering | IE wind not priority | 43 | 125 | 52 | 41 | 5 | 27 | 73 | 33% | 4% | 21.8% | 58.8%
A | A, B North | binbane | 2030 | 100% ECP (without Battery) | Grandfathering | IE wind priority | 36 | 103 | 94 | 0 | 9 | 0 | 9 | 0% | 8.5% | 0% | 8.5%
A | A, B North | cathaleen's fall | 2030 | 100% ECP (without Battery) | Grandfathering | IE wind not priority | 38 | 108 | 44 | 36 | 4 | 24 | 64 | 33% | 4% | 21.8% | 58.8%
A | A, B North | cathaleen's fall | 2030 | 100% ECP (without Battery) | Grandfathering | IE wind priority | 18 | 51 | 47 | 0 | 4 | 0 | 4 | 0% | 8.5% | 0% | 8.5%
A | A, B North | corderry | 2030 | 100% ECP (without Battery) | Grandfathering | IE wind not priority | 37 | 106 | 44 | 35 | 4 | 23 | 62 | 33% | 4% | 21.8% | 58.8%
A | A, B North | corderry | 2030 | 100% ECP (without Battery) | Grandfathering | IE wind priority | 46 | 132 | 121 | 0 | 11 | 0 | 11 | 0% | 8.5% | 0% | 8.5%
A | A, B North | croaghonagh | 2030 | 100% ECP (without Battery) | Grandfathering | IE wind not priority | 138 | 399 | 164 | 132 | 16 | 87 | 235 | 33% | 4% | 21.8% | 58.8%
A | A, B North | garvagh | 2030 | 100% ECP (without Battery) | Grandfathering | IE Solar not priority | 40 | 42 | 25 | 14 | 2 | 1 | 17 | 32.7% | 4.5% | 3.5% | 40.7%
A | A, B North | garvagh | 2030 | 100% ECP (without Battery) | Grandfathering | IE wind not priority | 34 | 98 | 40 | 32 | 4 | 21 | 58 | 33% | 4% | 21.8% | 58.8%
A | A, B North | garvagh | 2030 | 100% ECP (without Battery) | Grandfathering | IE wind priority | 48 | 139 | 127 | 0 | 12 | 0 | 12 | 0% | 8.5% | 0% | 8.5%
A | A, B North | golagh | 2030 | 100% ECP (without Battery) | Grandfathering | IE wind not priority | 48 | 139 | 57 | 46 | 6 | 30 | 82 | 33% | 4% | 21.8% | 58.8%
A | G North | gortawee | 2030 | 100% ECP (without Battery) | Grandfathering | IE wind not priority | 4 | 12 | 6 | 4 | 0 | 1 | 6 | 33% | 4% | 11.5% | 48.4%
A | A, B North | lenalea | 2030 | 100% ECP (without Battery) | Grandfathering | IE wind not priority | 102 | 295 | 121 | 97 | 12 | 64 | 174 | 33% | 4% | 21.8% | 58.8%
A | A, B North | letterkenny | 2030 | 100% ECP (without Battery) | Grandfathering | IE wind not priority | 170 | 493 | 203 | 162 | 20 | 108 | 290 | 33% | 4% | 21.8% | 58.8%
A | A, B North | meentycat | 2030 | 100% ECP (without Battery) | Grandfathering | IE wind priority | 85 | 246 | 225 | 0 | 21 | 0 | 21 | 0% | 8.5% | 0% | 8.5%
A | A, B North | mulreavy | 2030 | 100% ECP (without Battery) | Grandfathering | IE wind priority | 95 | 276 | 253 | 0 | 23 | 0 | 23 | 0% | 8.5% | 0% | 8.5%
A | A, B North | sorne hill | 2030 | 100% ECP (without Battery) | Grandfathering | IE wind priority | 48 | 139 | 127 | 0 | 12 | 0 | 12 | 0% | 8.5% | 0% | 8.5%
A | A, B North | tievebrack | 2030 | 100% ECP (without Battery) | Grandfathering | IE wind not priority | 30 | 86 | 35 | 29 | 3 | 19 | 51 | 33% | 4% | 21.8% | 58.8%
A | A, B North | trillick | 2030 | 100% ECP (without Battery) | Grandfathering | IE wind priority | 31 | 89 | 81 | 0 | 8 | 0 | 8 | 0% | 8.5% | 0% | 8.5%
A | A, B North | ardnagappary | 2035 | 100% ECP + 5GW Offshore | Grandfathering | IE wind not priority | 27 | 78 | 41 | 25 | 1 | 11 | 37 | 31.6% | 1.8% | 13.8% | 47.2%
A | A, B North | arigna | 2035 | 100% ECP + 5GW Offshore | Grandfathering | IE wind not priority | 2 | 4 | 2 | 1 | 0 | 1 | 2 | 31.6% | 1.8% | 13.8% | 47.2%
A | A, B North | binbane | 2035 | 100% ECP + 5GW Offshore | Grandfathering | IE wind not priority | 43 | 125 | 66 | 40 | 2 | 17 | 59 | 31.6% | 1.8% | 13.8% | 47.2%
A | A, B North | binbane | 2035 | 100% ECP + 5GW Offshore | Grandfathering | IE wind priority | 36 | 103 | 97 | 0 | 6 | 0 | 6 | 0% | 5.6% | 0% | 5.6%
A | A, B North | cathaleen's fall | 2035 | 100% ECP + 5GW Offshore | Grandfathering | IE wind not priority | 38 | 108 | 57 | 34 | 2 | 15 | 51 | 31.6% | 1.8% | 13.8% | 47.2%
A | A, B North | cathaleen's fall | 2035 | 100% ECP + 5GW Offshore | Grandfathering | IE wind priority | 18 | 51 | 48 | 0 | 3 | 0 | 3 | 0% | 5.6% | 0% | 5.6%
A | A, B North | corderry | 2035 | 100% ECP + 5GW Offshore | Grandfathering | IE wind not priority | 37 | 106 | 56 | 33 | 2 | 15 | 50 | 31.6% | 1.8% | 13.8% | 47.2%
A | A, B North | corderry | 2035 | 100% ECP + 5GW Offshore | Grandfathering | IE wind priority | 46 | 132 | 125 | 0 | 7 | 0 | 7 | 0% | 5.6% | 0% | 5.6%
A | A, B North | croaghonagh | 2035 | 100% ECP + 5GW Offshore | Grandfathering | IE wind not priority | 138 | 399 | 210 | 126 | 7 | 55 | 189 | 31.6% | 1.8% | 13.8% | 47.2%
A | A, B North | garvagh | 2035 | 100% ECP + 5GW Offshore | Grandfathering | IE Solar not priority | 40 | 42 | 31 | 9 | 1 | 1 | 11 | 21.8% | 2.2% | 1.7% | 25.6%
A | A, B North | garvagh | 2035 | 100% ECP + 5GW Offshore | Grandfathering | IE wind not priority | 34 | 98 | 52 | 31 | 2 | 14 | 46 | 31.6% | 1.8% | 13.8% | 47.2%
A | A, B North | garvagh | 2035 | 100% ECP + 5GW Offshore | Grandfathering | IE wind priority | 48 | 139 | 131 | 0 | 8 | 0 | 8 | 0% | 5.6% | 0% | 5.6%
A | A, B North | golagh | 2035 | 100% ECP + 5GW Offshore | Grandfathering | IE wind not priority | 48 | 139 | 73 | 44 | 3 | 19 | 66 | 31.6% | 1.8% | 13.8% | 47.2%
A | G North | gortawee | 2035 | 100% ECP + 5GW Offshore | Grandfathering | IE wind not priority | 4 | 12 | 8 | 4 | 0 | 0 | 4 | 31.6% | 1.8% | 0.2% | 33.6%
A | A, B North | lenalea | 2035 | 100% ECP + 5GW Offshore | Grandfathering | IE wind not priority | 102 | 295 | 155 | 93 | 5 | 41 | 140 | 31.6% | 1.8% | 13.8% | 47.2%
A | A, B North | letterkenny | 2035 | 100% ECP + 5GW Offshore | Grandfathering | IE wind not priority | 170 | 493 | 260 | 156 | 9 | 68 | 233 | 31.6% | 1.8% | 13.8% | 47.2%
A | A, B North | meentycat | 2035 | 100% ECP + 5GW Offshore | Grandfathering | IE wind priority | 85 | 246 | 232 | 0 | 14 | 0 | 14 | 0% | 5.6% | 0% | 5.6%
A | A, B North | mulreavy | 2035 | 100% ECP + 5GW Offshore | Grandfathering | IE wind priority | 95 | 276 | 261 | 0 | 15 | 0 | 15 | 0% | 5.6% | 0% | 5.6%
A | A, B North | sorne hill | 2035 | 100% ECP + 5GW Offshore | Grandfathering | IE wind priority | 48 | 139 | 131 | 0 | 8 | 0 | 8 | 0% | 5.6% | 0% | 5.6%
A | A, B North | tievebrack | 2035 | 100% ECP + 5GW Offshore | Grandfathering | IE wind not priority | 30 | 86 | 45 | 27 | 2 | 12 | 41 | 31.6% | 1.8% | 13.8% | 47.2%
A | A, B North | trillick | 2035 | 100% ECP + 5GW Offshore | Grandfathering | IE wind priority | 31 | 89 | 84 | 0 | 5 | 0 | 5 | 0% | 5.6% | 0% | 5.6%
A | A, B North | ardnagappary | 2035 | 100% ECP + 5GW Offshore (without France 2, LirIC, MaRES) | Grandfathering | IE wind not priority | 27 | 78 | 40 | 29 | 2 | 8 | 38 | 37% | 2.1% | 9.8% | 48.8%
A | A, B North | arigna | 2035 | 100% ECP + 5GW Offshore (without France 2, LirIC, MaRES) | Grandfathering | IE wind not priority | 2 | 4 | 2 | 2 | 0 | 0 | 2 | 37% | 2.1% | 9.8% | 48.8%
A | A, B North | binbane | 2035 | 100% ECP + 5GW Offshore (without France 2, LirIC, MaRES) | Grandfathering | IE wind not priority | 43 | 125 | 64 | 46 | 3 | 12 | 61 | 37% | 2.1% | 9.8% | 48.8%
A | A, B North | binbane | 2035 | 100% ECP + 5GW Offshore (without France 2, LirIC, MaRES) | Grandfathering | IE wind priority | 36 | 103 | 97 | 0 | 6 | 0 | 6 | 0% | 5.4% | 0% | 5.4%
A | A, B North | cathaleen's fall | 2035 | 100% ECP + 5GW Offshore (without France 2, LirIC, MaRES) | Grandfathering | IE wind not priority | 38 | 108 | 55 | 40 | 2 | 11 | 53 | 37% | 2.1% | 9.8% | 48.8%
A | A, B North | cathaleen's fall | 2035 | 100% ECP + 5GW Offshore (without France 2, LirIC, MaRES) | Grandfathering | IE wind priority | 18 | 51 | 48 | 0 | 3 | 0 | 3 | 0% | 5.4% | 0% | 5.4%
A | A, B North | corderry | 2035 | 100% ECP + 5GW Offshore (without France 2, LirIC, MaRES) | Grandfathering | IE wind not priority | 37 | 106 | 54 | 39 | 2 | 10 | 52 | 37% | 2.1% | 9.8% | 48.8%
A | A, B North | corderry | 2035 | 100% ECP + 5GW Offshore (without France 2, LirIC, MaRES) | Grandfathering | IE wind priority | 46 | 132 | 125 | 0 | 7 | 0 | 7 | 0% | 5.4% | 0% | 5.4%
A | A, B North | croaghonagh | 2035 | 100% ECP + 5GW Offshore (without France 2, LirIC, MaRES) | Grandfathering | IE wind not priority | 138 | 399 | 204 | 148 | 8 | 39 | 195 | 37% | 2.1% | 9.8% | 48.8%
A | A, B North | garvagh | 2035 | 100% ECP + 5GW Offshore (without France 2, LirIC, MaRES) | Grandfathering | IE Solar not priority | 40 | 42 | 29 | 12 | 1 | 0 | 13 | 28.1% | 2.8% | 0.9% | 31.8%
A | A, B North | garvagh | 2035 | 100% ECP + 5GW Offshore (without France 2, LirIC, MaRES) | Grandfathering | IE wind not priority | 34 | 98 | 50 | 36 | 2 | 10 | 48 | 37% | 2.1% | 9.8% | 48.8%
A | A, B North | garvagh | 2035 | 100% ECP + 5GW Offshore (without France 2, LirIC, MaRES) | Grandfathering | IE wind priority | 48 | 139 | 131 | 0 | 8 | 0 | 8 | 0% | 5.4% | 0% | 5.4%
A | A, B North | golagh | 2035 | 100% ECP + 5GW Offshore (without France 2, LirIC, MaRES) | Grandfathering | IE wind not priority | 48 | 139 | 71 | 51 | 3 | 14 | 68 | 37% | 2.1% | 9.8% | 48.8%
A | G North | gortawee | 2035 | 100% ECP + 5GW Offshore (without France 2, LirIC, MaRES) | Grandfathering | IE wind not priority | 4 | 12 | 7 | 4 | 0 | 0 | 5 | 37% | 2.1% | 0.2% | 39.2%
A | A, B North | lenalea | 2035 | 100% ECP + 5GW Offshore (without France 2, LirIC, MaRES) | Grandfathering | IE wind not priority | 102 | 295 | 151 | 109 | 6 | 29 | 144 | 37% | 2.1% | 9.8% | 48.8%
A | A, B North | letterkenny | 2035 | 100% ECP + 5GW Offshore (without France 2, LirIC, MaRES) | Grandfathering | IE wind not priority | 170 | 493 | 252 | 182 | 10 | 48 | 241 | 37% | 2.1% | 9.8% | 48.8%
A | A, B North | meentycat | 2035 | 100% ECP + 5GW Offshore (without France 2, LirIC, MaRES) | Grandfathering | IE wind priority | 85 | 246 | 233 | 0 | 13 | 0 | 13 | 0% | 5.4% | 0% | 5.4%
A | A, B North | mulreavy | 2035 | 100% ECP + 5GW Offshore (without France 2, LirIC, MaRES) | Grandfathering | IE wind priority | 95 | 276 | 261 | 0 | 15 | 0 | 15 | 0% | 5.4% | 0% | 5.4%
A | A, B North | sorne hill | 2035 | 100% ECP + 5GW Offshore (without France 2, LirIC, MaRES) | Grandfathering | IE wind priority | 48 | 139 | 131 | 0 | 8 | 0 | 8 | 0% | 5.4% | 0% | 5.4%
A | A, B North | tievebrack | 2035 | 100% ECP + 5GW Offshore (without France 2, LirIC, MaRES) | Grandfathering | IE wind not priority | 30 | 86 | 44 | 32 | 2 | 8 | 42 | 37% | 2.1% | 9.8% | 48.8%
A | A, B North | trillick | 2035 | 100% ECP + 5GW Offshore (without France 2, LirIC, MaRES) | Grandfathering | IE wind priority | 31 | 89 | 84 | 0 | 5 | 0 | 5 | 0% | 5.4% | 0% | 5.4%
A | A, B North | ardnagappary | 2035 | 100% ECP + 5GW Offshore (with 100% ECP 2.4 IC methodology) | Grandfathering | IE wind not priority | 27 | 78 | 47 | 16 | 1 | 13 | 31 | 20.5% | 1.8% | 17.1% | 39.4%
A | A, B North | arigna | 2035 | 100% ECP + 5GW Offshore (with 100% ECP 2.4 IC methodology) | Grandfathering | IE wind not priority | 2 | 4 | 2 | 1 | 0 | 1 | 2 | 20.5% | 1.8% | 17.1% | 39.4%
A | A, B North | binbane | 2035 | 100% ECP + 5GW Offshore (with 100% ECP 2.4 IC methodology) | Grandfathering | IE wind not priority | 43 | 125 | 76 | 26 | 2 | 21 | 49 | 20.5% | 1.8% | 17.1% | 39.4%
A | A, B North | binbane | 2035 | 100% ECP + 5GW Offshore (with 100% ECP 2.4 IC methodology) | Grandfathering | IE wind priority | 36 | 103 | 100 | 0 | 3 | 0 | 3 | 0% | 2.8% | 0% | 2.8%
A | A, B North | cathaleen's fall | 2035 | 100% ECP + 5GW Offshore (with 100% ECP 2.4 IC methodology) | Grandfathering | IE wind not priority | 38 | 108 | 65 | 22 | 2 | 19 | 43 | 20.5% | 1.8% | 17.1% | 39.4%
A | A, B North | cathaleen's fall | 2035 | 100% ECP + 5GW Offshore (with 100% ECP 2.4 IC methodology) | Grandfathering | IE wind priority | 18 | 51 | 50 | 0 | 1 | 0 | 1 | 0% | 2.8% | 0% | 2.8%
A | A, B North | corderry | 2035 | 100% ECP + 5GW Offshore (with 100% ECP 2.4 IC methodology) | Grandfathering | IE wind not priority | 37 | 106 | 64 | 22 | 2 | 18 | 42 | 20.5% | 1.8% | 17.1% | 39.4%
A | A, B North | corderry | 2035 | 100% ECP + 5GW Offshore (with 100% ECP 2.4 IC methodology) | Grandfathering | IE wind priority | 46 | 132 | 128 | 0 | 4 | 0 | 4 | 0% | 2.8% | 0% | 2.8%
A | A, B North | croaghonagh | 2035 | 100% ECP + 5GW Offshore (with 100% ECP 2.4 IC methodology) | Grandfathering | IE wind not priority | 138 | 399 | 242 | 82 | 7 | 68 | 157 | 20.5% | 1.8% | 17.1% | 39.4%
A | A, B North | garvagh | 2035 | 100% ECP + 5GW Offshore (with 100% ECP 2.4 IC methodology) | Grandfathering | IE Solar not priority | 40 | 42 | 33 | 7 | 1 | 1 | 9 | 17.7% | 2% | 1.7% | 21.3%
A | A, B North | garvagh | 2035 | 100% ECP + 5GW Offshore (with 100% ECP 2.4 IC methodology) | Grandfathering | IE wind not priority | 34 | 98 | 59 | 20 | 2 | 17 | 39 | 20.5% | 1.8% | 17.1% | 39.4%
A | A, B North | garvagh | 2035 | 100% ECP + 5GW Offshore (with 100% ECP 2.4 IC methodology) | Grandfathering | IE wind priority | 48 | 139 | 135 | 0 | 4 | 0 | 4 | 0% | 2.8% | 0% | 2.8%
A | A, B North | golagh | 2035 | 100% ECP + 5GW Offshore (with 100% ECP 2.4 IC methodology) | Grandfathering | IE wind not priority | 48 | 139 | 84 | 28 | 2 | 24 | 55 | 20.5% | 1.8% | 17.1% | 39.4%
A | G North | gortawee | 2035 | 100% ECP + 5GW Offshore (with 100% ECP 2.4 IC methodology) | Grandfathering | IE wind not priority | 4 | 12 | 9 | 2 | 0 | 0 | 3 | 20.5% | 1.8% | 0.3% | 22.6%
A | A, B North | lenalea | 2035 | 100% ECP + 5GW Offshore (with 100% ECP 2.4 IC methodology) | Grandfathering | IE wind not priority | 102 | 295 | 179 | 61 | 5 | 50 | 116 | 20.5% | 1.8% | 17.1% | 39.4%
A | A, B North | letterkenny | 2035 | 100% ECP + 5GW Offshore (with 100% ECP 2.4 IC methodology) | Grandfathering | IE wind not priority | 170 | 493 | 299 | 101 | 9 | 84 | 194 | 20.5% | 1.8% | 17.1% | 39.4%
A | A, B North | meentycat | 2035 | 100% ECP + 5GW Offshore (with 100% ECP 2.4 IC methodology) | Grandfathering | IE wind priority | 85 | 246 | 239 | 0 | 7 | 0 | 7 | 0% | 2.8% | 0% | 2.8%
A | A, B North | mulreavy | 2035 | 100% ECP + 5GW Offshore (with 100% ECP 2.4 IC methodology) | Grandfathering | IE wind priority | 95 | 276 | 268 | 0 | 8 | 0 | 8 | 0% | 2.8% | 0% | 2.8%
A | A, B North | sorne hill | 2035 | 100% ECP + 5GW Offshore (with 100% ECP 2.4 IC methodology) | Grandfathering | IE wind priority | 48 | 139 | 135 | 0 | 4 | 0 | 4 | 0% | 2.8% | 0% | 2.8%
A | A, B North | tievebrack | 2035 | 100% ECP + 5GW Offshore (with 100% ECP 2.4 IC methodology) | Grandfathering | IE wind not priority | 30 | 86 | 52 | 18 | 2 | 15 | 34 | 20.5% | 1.8% | 17.1% | 39.4%
A | A, B North | trillick | 2035 | 100% ECP + 5GW Offshore (with 100% ECP 2.4 IC methodology) | Grandfathering | IE wind priority | 31 | 89 | 86 | 0 | 3 | 0 | 3 | 0% | 2.8% | 0% | 2.8%
A | A, B North | ardnagappary | 2028 | 100% ECP (Pro-rata) | Pro-rata | IE wind not priority | 27 | 78 | 41 | 21 | 4 | 13 | 37 | 26.2% | 4.7% | 16.3% | 47.2%
A | A, B North | arigna | 2028 | 100% ECP (Pro-rata) | Pro-rata | IE wind not priority | 2 | 4 | 2 | 1 | 0 | 1 | 2 | 26.2% | 4.7% | 16.3% | 47.2%
A | A, B North | binbane | 2028 | 100% ECP (Pro-rata) | Pro-rata | IE wind not priority | 43 | 126 | 67 | 33 | 6 | 20 | 59 | 26.2% | 4.7% | 16.3% | 47.2%
A | A, B North | binbane | 2028 | 100% ECP (Pro-rata) | Pro-rata | IE wind priority | 36 | 103 | 76 | 0 | 10 | 17 | 27 | 0% | 9.7% | 16.3% | 26%
A | A, B North | cathaleen's fall | 2028 | 100% ECP (Pro-rata) | Pro-rata | IE wind not priority | 38 | 109 | 58 | 29 | 5 | 18 | 51 | 26.2% | 4.7% | 16.3% | 47.2%
A | A, B North | cathaleen's fall | 2028 | 100% ECP (Pro-rata) | Pro-rata | IE wind priority | 18 | 51 | 38 | 0 | 5 | 8 | 13 | 0% | 9.7% | 16.3% | 26%
A | A, B North | corderry | 2028 | 100% ECP (Pro-rata) | Pro-rata | IE wind not priority | 37 | 106 | 56 | 28 | 5 | 17 | 50 | 26.2% | 4.7% | 16.3% | 47.2%
A | A, B North | corderry | 2028 | 100% ECP (Pro-rata) | Pro-rata | IE wind priority | 46 | 133 | 99 | 0 | 13 | 22 | 34 | 0% | 9.7% | 16.3% | 26%
A | A, B North | croaghonagh | 2028 | 100% ECP (Pro-rata) | Pro-rata | IE wind not priority | 138 | 402 | 213 | 105 | 19 | 65 | 189 | 26.2% | 4.7% | 16.3% | 47.2%
A | A, B North | garvagh | 2028 | 100% ECP (Pro-rata) | Pro-rata | IE Solar not priority | 40 | 42 | 29 | 9 | 3 | 2 | 13 | 22.3% | 6% | 3.6% | 32%
A | A, B North | garvagh | 2028 | 100% ECP (Pro-rata) | Pro-rata | IE wind not priority | 34 | 99 | 52 | 26 | 5 | 16 | 47 | 26.2% | 4.7% | 16.3% | 47.2%
A | A, B North | garvagh | 2028 | 100% ECP (Pro-rata) | Pro-rata | IE wind priority | 48 | 140 | 104 | 0 | 14 | 23 | 36 | 0% | 9.7% | 16.3% | 26%
A | A, B North | golagh | 2028 | 100% ECP (Pro-rata) | Pro-rata | IE wind not priority | 48 | 140 | 74 | 37 | 7 | 23 | 66 | 26.2% | 4.7% | 16.3% | 47.2%
A | G North | gortawee | 2028 | 100% ECP (Pro-rata) | Pro-rata | IE wind not priority | 4 | 12 | 8 | 3 | 1 | 0 | 4 | 26.2% | 4.7% | 2% | 32.8%
A | A, B North | lenalea | 2028 | 100% ECP (Pro-rata) | Pro-rata | IE wind not priority | 102 | 297 | 157 | 78 | 14 | 48 | 140 | 26.2% | 4.7% | 16.3% | 47.2%
A | A, B North | letterkenny | 2028 | 100% ECP (Pro-rata) | Pro-rata | IE wind not priority | 170 | 496 | 262 | 130 | 23 | 81 | 234 | 26.2% | 4.7% | 16.3% | 47.2%
A | A, B North | meentycat | 2028 | 100% ECP (Pro-rata) | Pro-rata | IE wind priority | 85 | 247 | 183 | 0 | 24 | 40 | 64 | 0% | 9.7% | 16.3% | 26%
A | A, B North | mulreavy | 2028 | 100% ECP (Pro-rata) | Pro-rata | IE wind priority | 95 | 277 | 205 | 0 | 27 | 45 | 72 | 0% | 9.7% | 16.3% | 26%
A | A, B North | sorne hill | 2028 | 100% ECP (Pro-rata) | Pro-rata | IE wind priority | 48 | 140 | 104 | 0 | 14 | 23 | 36 | 0% | 9.7% | 16.3% | 26%
A | A, B North | tievebrack | 2028 | 100% ECP (Pro-rata) | Pro-rata | IE wind not priority | 30 | 87 | 46 | 23 | 4 | 14 | 41 | 26.2% | 4.7% | 16.3% | 47.2%
A | A, B North | trillick | 2028 | 100% ECP (Pro-rata) | Pro-rata | IE wind priority | 31 | 90 | 67 | 0 | 9 | 15 | 23 | 0% | 9.7% | 16.3% | 26%
A | A, B North | ardnagappary | 2030 | 100% ECP (Pro-rata) | Pro-rata | IE wind not priority | 27 | 78 | 41 | 22 | 2 | 13 | 37 | 27.9% | 2.9% | 16.9% | 47.7%
A | A, B North | arigna | 2030 | 100% ECP (Pro-rata) | Pro-rata | IE wind not priority | 2 | 4 | 2 | 1 | 0 | 1 | 2 | 27.9% | 2.9% | 16.9% | 47.7%
A | A, B North | binbane | 2030 | 100% ECP (Pro-rata) | Pro-rata | IE wind not priority | 43 | 125 | 65 | 35 | 4 | 21 | 60 | 27.9% | 2.9% | 16.9% | 47.7%
A | A, B North | binbane | 2030 | 100% ECP (Pro-rata) | Pro-rata | IE wind priority | 36 | 103 | 80 | 0 | 6 | 17 | 23 | 0% | 6% | 16.9% | 22.8%
A | A, B North | cathaleen's fall | 2030 | 100% ECP (Pro-rata) | Pro-rata | IE wind not priority | 38 | 108 | 56 | 30 | 3 | 18 | 52 | 27.9% | 2.9% | 16.9% | 47.7%
A | A, B North | cathaleen's fall | 2030 | 100% ECP (Pro-rata) | Pro-rata | IE wind priority | 18 | 51 | 39 | 0 | 3 | 9 | 12 | 0% | 6% | 16.9% | 22.8%
A | A, B North | corderry | 2030 | 100% ECP (Pro-rata) | Pro-rata | IE wind not priority | 37 | 106 | 56 | 30 | 3 | 18 | 50 | 27.9% | 2.9% | 16.9% | 47.7%
A | A, B North | corderry | 2030 | 100% ECP (Pro-rata) | Pro-rata | IE wind priority | 46 | 132 | 102 | 0 | 8 | 22 | 30 | 0% | 6% | 16.9% | 22.8%
A | A, B North | croaghonagh | 2030 | 100% ECP (Pro-rata) | Pro-rata | IE wind not priority | 138 | 399 | 209 | 111 | 12 | 67 | 190 | 27.9% | 2.9% | 16.9% | 47.7%
A | A, B North | garvagh | 2030 | 100% ECP (Pro-rata) | Pro-rata | IE Solar not priority | 40 | 42 | 29 | 10 | 1 | 1 | 13 | 24.3% | 3.5% | 3.2% | 31%
A | A, B North | garvagh | 2030 | 100% ECP (Pro-rata) | Pro-rata | IE wind not priority | 34 | 98 | 51 | 27 | 3 | 17 | 47 | 27.9% | 2.9% | 16.9% | 47.7%
A | A, B North | garvagh | 2030 | 100% ECP (Pro-rata) | Pro-rata | IE wind priority | 48 | 139 | 107 | 0 | 8 | 23 | 32 | 0% | 6% | 16.9% | 22.8%
A | A, B North | golagh | 2030 | 100% ECP (Pro-rata) | Pro-rata | IE wind not priority | 48 | 139 | 73 | 39 | 4 | 23 | 66 | 27.9% | 2.9% | 16.9% | 47.7%
A | G North | gortawee | 2030 | 100% ECP (Pro-rata) | Pro-rata | IE wind not priority | 4 | 12 | 8 | 3 | 0 | 0 | 4 | 27.9% | 2.9% | 1.9% | 32.7%
A | A, B North | lenalea | 2030 | 100% ECP (Pro-rata) | Pro-rata | IE wind not priority | 102 | 295 | 154 | 82 | 9 | 50 | 141 | 27.9% | 2.9% | 16.9% | 47.7%
A | A, B North | letterkenny | 2030 | 100% ECP (Pro-rata) | Pro-rata | IE wind not priority | 170 | 493 | 258 | 138 | 14 | 83 | 235 | 27.9% | 2.9% | 16.9% | 47.7%
A | A, B North | meentycat | 2030 | 100% ECP (Pro-rata) | Pro-rata | IE wind priority | 85 | 246 | 190 | 0 | 15 | 41 | 56 | 0% | 6% | 16.9% | 22.8%
A | A, B North | mulreavy | 2030 | 100% ECP (Pro-rata) | Pro-rata | IE wind priority | 95 | 276 | 213 | 0 | 16 | 46 | 63 | 0% | 6% | 16.9% | 22.8%
A | A, B North | sorne hill | 2030 | 100% ECP (Pro-rata) | Pro-rata | IE wind priority | 48 | 139 | 107 | 0 | 8 | 23 | 32 | 0% | 6% | 16.9% | 22.8%
A | A, B North | tievebrack | 2030 | 100% ECP (Pro-rata) | Pro-rata | IE wind not priority | 30 | 86 | 45 | 24 | 3 | 15 | 41 | 27.9% | 2.9% | 16.9% | 47.7%
A | A, B North | trillick | 2030 | 100% ECP (Pro-rata) | Pro-rata | IE wind priority | 31 | 89 | 69 | 0 | 5 | 15 | 20 | 0% | 6% | 16.9% | 22.8%
A | A, B North | ardnagappary | 2030 | 100% ECP + 3.1GW Offshore (Pro-rata) | Pro-rata | IE wind not priority | 27 | 78 | 36 | 31 | 2 | 9 | 42 | 39.9% | 2.8% | 11.6% | 54.3%
A | A, B North | arigna | 2030 | 100% ECP + 3.1GW Offshore (Pro-rata) | Pro-rata | IE wind not priority | 2 | 4 | 2 | 2 | 0 | 1 | 2 | 39.9% | 2.8% | 11.6% | 54.3%
A | A, B North | binbane | 2030 | 100% ECP + 3.1GW Offshore (Pro-rata) | Pro-rata | IE wind not priority | 43 | 125 | 57 | 50 | 3 | 15 | 68 | 39.9% | 2.8% | 11.6% | 54.3%
A | A, B North | binbane | 2030 | 100% ECP + 3.1GW Offshore (Pro-rata) | Pro-rata | IE wind priority | 36 | 103 | 84 | 0 | 7 | 12 | 19 | 0% | 7.1% | 11.6% | 18.7%
A | A, B North | cathaleen's fall | 2030 | 100% ECP + 3.1GW Offshore (Pro-rata) | Pro-rata | IE wind not priority | 38 | 108 | 49 | 43 | 3 | 13 | 59 | 39.9% | 2.8% | 11.6% | 54.3%
A | A, B North | cathaleen's fall | 2030 | 100% ECP + 3.1GW Offshore (Pro-rata) | Pro-rata | IE wind priority | 18 | 51 | 42 | 0 | 4 | 6 | 9 | 0% | 7.1% | 11.6% | 18.7%
A | A, B North | corderry | 2030 | 100% ECP + 3.1GW Offshore (Pro-rata) | Pro-rata | IE wind not priority | 37 | 106 | 49 | 42 | 3 | 12 | 57 | 39.9% | 2.8% | 11.6% | 54.3%
A | A, B North | corderry | 2030 | 100% ECP + 3.1GW Offshore (Pro-rata) | Pro-rata | IE wind priority | 46 | 132 | 107 | 0 | 9 | 15 | 25 | 0% | 7.1% | 11.6% | 18.7%
A | A, B North | croaghonagh | 2030 | 100% ECP + 3.1GW Offshore (Pro-rata) | Pro-rata | IE wind not priority | 138 | 399 | 182 | 159 | 11 | 46 | 217 | 39.9% | 2.8% | 11.6% | 54.3%
A | A, B North | garvagh | 2030 | 100% ECP + 3.1GW Offshore (Pro-rata) | Pro-rata | IE Solar not priority | 40 | 42 | 27 | 13 | 2 | 1 | 15 | 30% | 3.6% | 2.2% | 35.7%
A | A, B North | garvagh | 2030 | 100% ECP + 3.1GW Offshore (Pro-rata) | Pro-rata | IE wind not priority | 34 | 98 | 45 | 39 | 3 | 11 | 53 | 39.9% | 2.8% | 11.6% | 54.3%
A | A, B North | garvagh | 2030 | 100% ECP + 3.1GW Offshore (Pro-rata) | Pro-rata | IE wind priority | 48 | 139 | 113 | 0 | 10 | 16 | 26 | 0% | 7.1% | 11.6% | 18.7%
A | A, B North | golagh | 2030 | 100% ECP + 3.1GW Offshore (Pro-rata) | Pro-rata | IE wind not priority | 48 | 139 | 64 | 55 | 4 | 16 | 75 | 39.9% | 2.8% | 11.6% | 54.3%
A | G North | gortawee | 2030 | 100% ECP + 3.1GW Offshore (Pro-rata) | Pro-rata | IE wind not priority | 4 | 12 | 7 | 5 | 0 | 0 | 5 | 39.9% | 2.8% | 0.7% | 43.3%
A | A, B North | lenalea | 2030 | 100% ECP + 3.1GW Offshore (Pro-rata) | Pro-rata | IE wind not priority | 102 | 295 | 135 | 118 | 8 | 34 | 160 | 39.9% | 2.8% | 11.6% | 54.3%
A | A, B North | letterkenny | 2030 | 100% ECP + 3.1GW Offshore (Pro-rata) | Pro-rata | IE wind not priority | 170 | 493 | 225 | 197 | 14 | 57 | 268 | 39.9% | 2.8% | 11.6% | 54.3%
A | A, B North | meentycat | 2030 | 100% ECP + 3.1GW Offshore (Pro-rata) | Pro-rata | IE wind priority | 85 | 246 | 200 | 0 | 17 | 29 | 46 | 0% | 7.1% | 11.6% | 18.7%
A | A, B North | mulreavy | 2030 | 100% ECP + 3.1GW Offshore (Pro-rata) | Pro-rata | IE wind priority | 95 | 276 | 225 | 0 | 19 | 32 | 51 | 0% | 7.1% | 11.6% | 18.7%
A | A, B North | sorne hill | 2030 | 100% ECP + 3.1GW Offshore (Pro-rata) | Pro-rata | IE wind priority | 48 | 139 | 113 | 0 | 10 | 16 | 26 | 0% | 7.1% | 11.6% | 18.7%
A | A, B North | tievebrack | 2030 | 100% ECP + 3.1GW Offshore (Pro-rata) | Pro-rata | IE wind not priority | 30 | 86 | 39 | 35 | 2 | 10 | 47 | 39.9% | 2.8% | 11.6% | 54.3%
A | A, B North | trillick | 2030 | 100% ECP + 3.1GW Offshore (Pro-rata) | Pro-rata | IE wind priority | 31 | 89 | 72 | 0 | 6 | 10 | 17 | 0% | 7.1% | 11.6% | 18.7%
B | A, B North | bellacorick | 2028 | Initial | Grandfathering | IE wind not priority | 83 | 254 | 141 | 45 | 16 | 52 | 113 | 17.8% | 6.4% | 20.4% | 44.5%
B | A, B North | bellacorick | 2028 | Initial | Grandfathering | IE wind not priority | 123 | 377 | 209 | 67 | 24 | 77 | 168 | 17.8% | 6.4% | 20.4% | 44.5%
B | A, B North | bellacorick | 2028 | Initial | Grandfathering | IE wind priority | 6 | 20 | 18 | 0 | 2 | 0 | 2 | 0% | 10.3% | 0% | 10.3%
B | A, B North | castlebar | 2028 | Initial | Grandfathering | IE wind not priority | 7 | 21 | 12 | 4 | 1 | 4 | 9 | 17.8% | 6.4% | 20.4% | 44.5%
B | A, B North | castlebar | 2028 | Initial | Grandfathering | IE wind priority | 9 | 26 | 23 | 0 | 3 | 0 | 3 | 0% | 10.3% | 0% | 10.3%
B | C | cloon | 2028 | Initial | Grandfathering | IE Solar not priority | 20 | 26 | 22 | 2 | 1 | 1 | 4 | 7.2% | 4.4% | 2.5% | 14.1%
B | A, B North | cunghill | 2028 | Initial | Grandfathering | IE wind priority | 35 | 107 | 96 | 0 | 11 | 0 | 11 | 0% | 10.3% | 0% | 10.3%
B | A, B North | dalton | 2028 | Initial | Grandfathering | IE Solar not priority | 4 | 5 | 4 | 0 | 0 | 0 | 1 | 7.2% | 4.4% | 0.7% | 12.3%
B | A, B North | dalton | 2028 | Initial | Grandfathering | IE wind priority | 41 | 125 | 112 | 0 | 13 | 0 | 13 | 0% | 10.3% | 0% | 10.3%
B | A, B North | glenree | 2028 | Initial | Grandfathering | IE wind not priority | 43 | 132 | 73 | 23 | 8 | 27 | 59 | 17.8% | 6.4% | 20.4% | 44.5%
B | A, B North | glenree | 2028 | Initial | Grandfathering | IE wind priority | 34 | 105 | 94 | 0 | 11 | 0 | 11 | 0% | 10.3% | 0% | 10.3%
B | B South | knockranny | 2028 | Initial | Grandfathering | IE wind not priority | 109 | 485 | 214 | 62 | 28 | 181 | 271 | 12.9% | 5.8% | 37.2% | 55.9%
B | B South | knockranny | 2028 | Initial | Grandfathering | IE wind priority | 34 | 149 | 136 | 0 | 13 | 0 | 13 | 0% | 8.6% | 0% | 8.6%
B | A, B North | moy | 2028 | Initial | Grandfathering | IE wind priority | 6 | 18 | 16 | 0 | 2 | 0 | 2 | 0% | 10.3% | 0% | 10.3%
B | B South | salthill | 2028 | Initial | Grandfathering | IE wind priority | 41 | 125 | 112 | 0 | 13 | 0 | 13 | 0% | 10.3% | 0% | 10.3%
B | A, B North | sligo | 2028 | Initial | Grandfathering | IE wind priority | 14 | 42 | 38 | 0 | 4 | 0 | 4 | 0% | 10.3% | 0% | 10.3%
B | A, B North | tawnaghmore | 2028 | Initial | Grandfathering | IE wind priority | 19 | 59 | 53 | 0 | 6 | 0 | 6 | 0% | 10.3% | 0% | 10.3%
B | B South | uggool | 2028 | Initial | Grandfathering | IE wind priority | 169 | 751 | 686 | 0 | 65 | 0 | 65 | 0% | 8.6% | 0% | 8.6%
B | A, B North | bellacorick | 2028 | 50% ECP | Grandfathering | IE wind not priority | 100 | 306 | 155 | 69 | 15 | 66 | 151 | 22.6% | 5.1% | 21.6% | 49.3%
B | A, B North | bellacorick | 2028 | 50% ECP | Grandfathering | IE wind not priority | 234 | 717 | 363 | 162 | 36 | 155 | 354 | 22.6% | 5.1% | 21.6% | 49.3%
B | A, B North | bellacorick | 2028 | 50% ECP | Grandfathering | IE wind priority | 6 | 20 | 18 | 0 | 2 | 0 | 2 | 0% | 9.7% | 0% | 9.7%
B | C | cashla | 2028 | 50% ECP | Grandfathering | IE Solar not priority | 105 | 135 | 109 | 17 | 6 | 3 | 26 | 12.6% | 4.2% | 2.2% | 19%
B | A, B North | castlebar | 2028 | 50% ECP | Grandfathering | IE Solar not priority | 2 | 3 | 2 | 0 | 0 | 0 | 1 | 12.6% | 4.2% | 4.5% | 21.3%
B | A, B North | castlebar | 2028 | 50% ECP | Grandfathering | IE wind not priority | 7 | 21 | 11 | 5 | 1 | 5 | 10 | 22.6% | 5.1% | 21.6% | 49.3%
B | A, B North | castlebar | 2028 | 50% ECP | Grandfathering | IE wind priority | 9 | 26 | 23 | 0 | 3 | 0 | 3 | 0% | 9.7% | 0% | 9.7%
B | C | cloon | 2028 | 50% ECP | Grandfathering | IE Solar not priority | 52 | 67 | 54 | 8 | 3 | 1 | 13 | 12.6% | 4.2% | 2.2% | 19%
B | C | cloon | 2028 | 50% ECP | Grandfathering | IE wind not priority | 7 | 21 | 13 | 5 | 1 | 2 | 8 | 22.6% | 5.1% | 7.7% | 35.4%
B | A, B North | cunghill | 2028 | 50% ECP | Grandfathering | IE wind priority | 35 | 107 | 97 | 0 | 10 | 0 | 10 | 0% | 9.7% | 0% | 9.7%
B | A, B North | dalton | 2028 | 50% ECP | Grandfathering | IE Solar not priority | 12 | 15 | 12 | 2 | 1 | 1 | 3 | 12.6% | 4.2% | 4.5% | 21.3%
B | A, B North | dalton | 2028 | 50% ECP | Grandfathering | IE wind priority | 41 | 125 | 113 | 0 | 12 | 0 | 12 | 0% | 9.7% | 0% | 9.7%
B | A, B North | firlough | 2028 | 50% ECP | Grandfathering | IE wind not priority | 38 | 116 | 59 | 26 | 6 | 25 | 57 | 22.6% | 5.1% | 21.6% | 49.3%
B | B South | galway | 2028 | 50% ECP | Grandfathering | IE Solar not priority | 1 | 1 | 1 | 0 | 0 | 0 | 0 | 12.6% | 4.2% | 0.7% | 17.4%
B | A, B North | glenree | 2028 | 50% ECP | Grandfathering | IE wind not priority | 46 | 140 | 71 | 32 | 7 | 30 | 69 | 22.6% | 5.1% | 21.6% | 49.3%
B | A, B North | glenree | 2028 | 50% ECP | Grandfathering | IE wind priority | 34 | 105 | 95 | 0 | 10 | 0 | 10 | 0% | 9.7% | 0% | 9.7%
B | B South | knockranny | 2028 | 50% ECP | Grandfathering | IE wind not priority | 133 | 590 | 315 | 100 | 27 | 148 | 275 | 16.9% | 4.6% | 25.1% | 46.6%
B | B South | knockranny | 2028 | 50% ECP | Grandfathering | IE wind priority | 34 | 149 | 137 | 0 | 12 | 0 | 12 | 0% | 8% | 0% | 8%
B | A, B North | moy | 2028 | 50% ECP | Grandfathering | IE Solar not priority | 2 | 2 | 2 | 0 | 0 | 0 | 0 | 12.2% | 4.2% | 4.5% | 20.9%
B | A, B North | moy | 2028 | 50% ECP | Grandfathering | IE wind priority | 6 | 18 | 16 | 0 | 2 | 0 | 2 | 0% | 9.7% | 0% | 9.7%
B | B South | salthill | 2028 | 50% ECP | Grandfathering | IE wind priority | 41 | 125 | 113 | 0 | 12 | 0 | 12 | 0% | 9.7% | 0% | 9.7%
B | C | shantallow | 2028 | 50% ECP | Grandfathering | IE Solar not priority | 18 | 22 | 18 | 3 | 1 | 0 | 4 | 12.6% | 4.2% | 2.2% | 19%
B | A, B North | sligo | 2028 | 50% ECP | Grandfathering | IE wind not priority | 2 | 6 | 3 | 1 | 0 | 1 | 3 | 22.6% | 5.1% | 21.6% | 49.3%
B | A, B North | sligo | 2028 | 50% ECP | Grandfathering | IE wind priority | 14 | 42 | 38 | 0 | 4 | 0 | 4 | 0% | 9.7% | 0% | 9.7%
B | A, B North | tawnaghmore | 2028 | 50% ECP | Grandfathering | IE wind priority | 19 | 59 | 53 | 0 | 6 | 0 | 6 | 0% | 9.7% | 0% | 9.7%
B | A, B North | tonroe | 2028 | 50% ECP | Grandfathering | IE wind not priority | 2 | 8 | 4 | 2 | 0 | 2 | 4 | 22.6% | 5.1% | 21.6% | 49.3%
B | B South | uggool | 2028 | 50% ECP | Grandfathering | IE wind priority | 169 | 751 | 691 | 0 | 60 | 0 | 60 | 0% | 8% | 0% | 8%
B | A, B North | bellacorick | 2028 | 100% ECP | Grandfathering | IE wind not priority | 117 | 358 | 154 | 103 | 17 | 84 | 204 | 28.7% | 4.8% | 23.5% | 57%
B | A, B North | bellacorick | 2028 | 100% ECP | Grandfathering | IE wind not priority | 345 | 1057 | 454 | 304 | 50 | 249 | 603 | 28.7% | 4.8% | 23.5% | 57%
B | A, B North | bellacorick | 2028 | 100% ECP | Grandfathering | IE wind priority | 6 | 20 | 18 | 0 | 2 | 0 | 2 | 0% | 10.3% | 0% | 10.3%
B | C | cashla | 2028 | 100% ECP | Grandfathering | IE Solar not priority | 210 | 269 | 176 | 61 | 16 | 16 | 93 | 22.7% | 6% | 5.9% | 34.6%
B | A, B North | castlebar | 2028 | 100% ECP | Grandfathering | IE Solar not priority | 5 | 6 | 4 | 1 | 0 | 0 | 2 | 22.7% | 6% | 3.6% | 32.4%
B | A, B North | castlebar | 2028 | 100% ECP | Grandfathering | IE wind not priority | 7 | 21 | 9 | 6 | 1 | 5 | 12 | 28.7% | 4.8% | 23.5% | 57%
B | A, B North | castlebar | 2028 | 100% ECP | Grandfathering | IE wind priority | 9 | 26 | 23 | 0 | 3 | 0 | 3 | 0% | 10.3% | 0% | 10.3%
B | C | cloon | 2028 | 100% ECP | Grandfathering | IE Solar not priority | 84 | 108 | 71 | 24 | 7 | 6 | 37 | 22.7% | 6% | 5.9% | 34.6%
B | C | cloon | 2028 | 100% ECP | Grandfathering | IE wind not priority | 14 | 43 | 26 | 12 | 2 | 2 | 17 | 28.7% | 4.8% | 5.2% | 38.7%
B | A, B North | cunghill | 2028 | 100% ECP | Grandfathering | IE wind priority | 35 | 107 | 96 | 0 | 11 | 0 | 11 | 0% | 10.3% | 0% | 10.3%
B | A, B North | dalton | 2028 | 100% ECP | Grandfathering | IE Solar not priority | 20 | 26 | 18 | 6 | 2 | 1 | 8 | 22.7% | 6% | 3.6% | 32.4%
B | A, B North | dalton | 2028 | 100% ECP | Grandfathering | IE wind priority | 41 | 125 | 112 | 0 | 13 | 0 | 13 | 0% | 10.3% | 0% | 10.3%
B | A, B North | firlough | 2028 | 100% ECP | Grandfathering | IE wind not priority | 76 | 232 | 100 | 66 | 11 | 54 | 132 | 28.7% | 4.8% | 23.5% | 57%
B | B South | galway | 2028 | 100% ECP | Grandfathering | IE Solar not priority | 1 | 2 | 2 | 0 | 0 | 0 | 0 | 22.7% | 6% | 0.5% | 29.2%
B | A, B North | glenree | 2028 | 100% ECP | Grandfathering | IE wind not priority | 48 | 147 | 63 | 42 | 7 | 35 | 84 | 28.7% | 4.8% | 23.5% | 57%
B | A, B North | glenree | 2028 | 100% ECP | Grandfathering | IE wind priority | 34 | 105 | 94 | 0 | 11 | 0 | 11 | 0% | 10.3% | 0% | 10.3%
B | B South | knockranny | 2028 | 100% ECP | Grandfathering | IE wind not priority | 157 | 695 | 358 | 152 | 31 | 154 | 337 | 21.9% | 4.4% | 22.1% | 48.5%
B | B South | knockranny | 2028 | 100% ECP | Grandfathering | IE wind priority | 34 | 149 | 136 | 0 | 13 | 0 | 13 | 0% | 8.6% | 0% | 8.6%
B | A, B North | moy | 2028 | 100% ECP | Grandfathering | IE Solar not priority | 4 | 4 | 3 | 1 | 0 | 0 | 1 | 22.3% | 6% | 3.6% | 32%
B | A, B North | moy | 2028 | 100% ECP | Grandfathering | IE wind priority | 6 | 18 | 16 | 0 | 2 | 0 | 2 | 0% | 10.3% | 0% | 10.3%
B | B South | salthill | 2028 | 100% ECP | Grandfathering | IE wind priority | 41 | 125 | 112 | 0 | 13 | 0 | 13 | 0% | 10.3% | 0% | 10.3%
B | C | shantallow | 2028 | 100% ECP | Grandfathering | IE Solar not priority | 35 | 45 | 29 | 10 | 3 | 3 | 16 | 22.7% | 6% | 5.9% | 34.6%
B | A, B North | sligo | 2028 | 100% ECP | Grandfathering | IE wind not priority | 4 | 12 | 5 | 4 | 1 | 3 | 7 | 28.7% | 4.8% | 23.5% | 57%
B | A, B North | sligo | 2028 | 100% ECP | Grandfathering | IE wind priority | 14 | 42 | 38 | 0 | 4 | 0 | 4 | 0% | 10.3% | 0% | 10.3%
B | A, B North | tawnaghmore | 2028 | 100% ECP | Grandfathering | IE wind priority | 19 | 59 | 53 | 0 | 6 | 0 | 6 | 0% | 10.3% | 0% | 10.3%
B | A, B North | tonroe | 2028 | 100% ECP | Grandfathering | IE wind not priority | 5 | 15 | 6 | 4 | 1 | 4 | 9 | 28.7% | 4.8% | 23.5% | 57%
B | B South | uggool | 2028 | 100% ECP | Grandfathering | IE wind priority | 169 | 751 | 686 | 0 | 65 | 0 | 65 | 0% | 8.6% | 0% | 8.6%
B | A, B North | bellacorick | 2030 | Initial | Grandfathering | IE wind not priority | 83 | 252 | 166 | 34 | 12 | 40 | 86 | 13.5% | 4.8% | 15.8% | 34.2%
B | A, B North | bellacorick | 2030 | Initial | Grandfathering | IE wind not priority | 123 | 375 | 247 | 51 | 18 | 59 | 128 | 13.5% | 4.8% | 15.8% | 34.2%
B | A, B North | bellacorick | 2030 | Initial | Grandfathering | IE wind priority | 6 | 20 | 19 | 0 | 1 | 0 | 1 | 0% | 7% | 0% | 7%
B | A, B North | castlebar | 2030 | Initial | Grandfathering | IE wind not priority | 7 | 21 | 14 | 3 | 1 | 3 | 7 | 13.5% | 4.8% | 15.8% | 34.2%
B | A, B North | castlebar | 2030 | Initial | Grandfathering | IE wind priority | 9 | 26 | 24 | 0 | 2 | 0 | 2 | 0% | 7% | 0% | 7%
B | C | cloon | 2030 | Initial | Grandfathering | IE Solar not priority | 20 | 26 | 23 | 2 | 1 | 0 | 3 | 8.1% | 2.5% | 0.2% | 10.8%
B | A, B North | cunghill | 2030 | Initial | Grandfathering | IE wind priority | 35 | 106 | 99 | 0 | 7 | 0 | 7 | 0% | 7% | 0% | 7%
B | A, B North | dalton | 2030 | Initial | Grandfathering | IE Solar not priority | 4 | 5 | 4 | 0 | 0 | 0 | 1 | 8.1% | 2.5% | 0.2% | 10.8%
B | A, B North | dalton | 2030 | Initial | Grandfathering | IE wind priority | 41 | 124 | 115 | 0 | 9 | 0 | 9 | 0% | 7% | 0% | 7%
B | A, B North | glenree | 2030 | Initial | Grandfathering | IE wind not priority | 43 | 131 | 86 | 18 | 6 | 21 | 45 | 13.5% | 4.8% | 15.8% | 34.2%
B | A, B North | glenree | 2030 | Initial | Grandfathering | IE wind priority | 34 | 104 | 97 | 0 | 7 | 0 | 7 | 0% | 7% | 0% | 7%
B | B South | knockranny | 2030 | Initial | Grandfathering | IE wind not priority | 109 | 483 | 338 | 47 | 20 | 77 | 145 | 9.8% | 4.2% | 16% | 29.9%
B | B South | knockranny | 2030 | Initial | Grandfathering | IE wind priority | 34 | 149 | 140 | 0 | 9 | 0 | 9 | 0% | 5.7% | 0% | 5.7%
B | A, B North | moy | 2030 | Initial | Grandfathering | IE wind priority | 6 | 18 | 17 | 0 | 1 | 0 | 1 | 0% | 7% | 0% | 7%
B | B South | salthill | 2030 | Initial | Grandfathering | IE wind priority | 41 | 124 | 115 | 0 | 9 | 0 | 9 | 0% | 7% | 0% | 7%
B | A, B North | sligo | 2030 | Initial | Grandfathering | IE wind priority | 14 | 42 | 39 | 0 | 3 | 0 | 3 | 0% | 7% | 0% | 7%
B | A, B North | tawnaghmore | 2030 | Initial | Grandfathering | IE wind priority | 19 | 58 | 54 | 0 | 4 | 0 | 4 | 0% | 7% | 0% | 7%
B | B South | uggool | 2030 | Initial | Grandfathering | IE wind priority | 169 | 747 | 704 | 0 | 43 | 0 | 43 | 0% | 5.7% | 0% | 5.7%
B | A, B North | bellacorick | 2030 | 50% ECP | Grandfathering | IE wind not priority | 100 | 304 | 157 | 73 | 10 | 65 | 147 | 23.9% | 3.3% | 21.4% | 48.5%
B | A, B North | bellacorick | 2030 | 50% ECP | Grandfathering | IE wind not priority | 234 | 712 | 366 | 170 | 23 | 152 | 346 | 23.9% | 3.3% | 21.4% | 48.5%
B | A, B North | bellacorick | 2030 | 50% ECP | Grandfathering | IE wind priority | 6 | 20 | 19 | 0 | 1 | 0 | 1 | 0% | 6.1% | 0% | 6.1%
B | C | cashla | 2030 | 50% ECP | Grandfathering | IE Solar not priority | 105 | 135 | 110 | 20 | 4 | 2 | 25 | 14.7% | 2.6% | 1.4% | 18.7%
B | A, B North | castlebar | 2030 | 50% ECP | Grandfathering | IE Solar not priority | 2 | 3 | 2 | 0 | 0 | 0 | 1 | 14.7% | 2.6% | 3.8% | 21.1%
B | A, B North | castlebar | 2030 | 50% ECP | Grandfathering | IE wind not priority | 7 | 21 | 11 | 5 | 1 | 4 | 10 | 23.9% | 3.3% | 21.4% | 48.5%
B | A, B North | castlebar | 2030 | 50% ECP | Grandfathering | IE wind priority | 9 | 26 | 24 | 0 | 2 | 0 | 2 | 0% | 6.1% | 0% | 6.1%
B | C | cloon | 2030 | 50% ECP | Grandfathering | IE Solar not priority | 52 | 67 | 55 | 10 | 2 | 1 | 12 | 14.7% | 2.6% | 1.4% | 18.7%
B | C | cloon | 2030 | 50% ECP | Grandfathering | IE wind not priority | 7 | 21 | 15 | 5 | 1 | 0 | 6 | 23.9% | 3.3% | 0.7% | 27.8%
B | A, B North | cunghill | 2030 | 50% ECP | Grandfathering | IE wind priority | 35 | 106 | 100 | 0 | 6 | 0 | 6 | 0% | 6.1% | 0% | 6.1%
B | A, B North | dalton | 2030 | 50% ECP | Grandfathering | IE Solar not priority | 12 | 15 | 12 | 2 | 0 | 1 | 3 | 14.7% | 2.6% | 3.8% | 21.1%
B | A, B North | dalton | 2030 | 50% ECP | Grandfathering | IE wind priority | 41 | 124 | 116 | 0 | 8 | 0 | 8 | 0% | 6.1% | 0% | 6.1%
B | A, B North | firlough | 2030 | 50% ECP | Grandfathering | IE wind not priority | 38 | 115 | 59 | 27 | 4 | 25 | 56 | 23.9% | 3.3% | 21.4% | 48.5%
B | B South | galway | 2030 | 50% ECP | Grandfathering | IE Solar not priority | 1 | 1 | 1 | 0 | 0 | 0 | 0 | 14.7% | 2.6% | 0.1% | 17.3%
B | A, B North | glenree | 2030 | 50% ECP | Grandfathering | IE wind not priority | 46 | 139 | 72 | 33 | 5 | 30 | 67 | 23.9% | 3.3% | 21.4% | 48.5%
B | A, B North | glenree | 2030 | 50% ECP | Grandfathering | IE wind priority | 34 | 104 | 98 | 0 | 6 | 0 | 6 | 0% | 6.1% | 0% | 6.1%
B | B South | knockranny | 2030 | 50% ECP | Grandfathering | IE wind not priority | 133 | 588 | 380 | 105 | 17 | 86 | 208 | 18% | 2.9% | 14.6% | 35.5%
B | B South | knockranny | 2030 | 50% ECP | Grandfathering | IE wind priority | 34 | 149 | 142 | 0 | 7 | 0 | 7 | 0% | 5% | 0% | 5%
B | A, B North | moy | 2030 | 50% ECP | Grandfathering | IE Solar not priority | 2 | 2 | 2 | 0 | 0 | 0 | 0 | 14.2% | 2.6% | 3.8% | 20.6%
B | A, B North | moy | 2030 | 50% ECP | Grandfathering | IE wind priority | 6 | 18 | 17 | 0 | 1 | 0 | 1 | 0% | 6.1% | 0% | 6.1%
B | B South | salthill | 2030 | 50% ECP | Grandfathering | IE wind priority | 41 | 124 | 116 | 0 | 8 | 0 | 8 | 0% | 6.1% | 0% | 6.1%
B | C | shantallow | 2030 | 50% ECP | Grandfathering | IE Solar not priority | 18 | 22 | 18 | 3 | 1 | 0 | 4 | 14.7% | 2.6% | 1.4% | 18.7%
B | A, B North | sligo | 2030 | 50% ECP | Grandfathering | IE wind not priority | 2 | 6 | 3 | 1 | 0 | 1 | 3 | 23.9% | 3.3% | 21.4% | 48.5%
B | A, B North | sligo | 2030 | 50% ECP | Grandfathering | IE wind priority | 14 | 42 | 39 | 0 | 3 | 0 | 3 | 0% | 6.1% | 0% | 6.1%
B | A, B North | tawnaghmore | 2030 | 50% ECP | Grandfathering | IE wind priority | 19 | 58 | 54 | 0 | 4 | 0 | 4 | 0% | 6.1% | 0% | 6.1%
B | A, B North | tonroe | 2030 | 50% ECP | Grandfathering | IE wind not priority | 2 | 8 | 4 | 2 | 0 | 2 | 4 | 23.9% | 3.3% | 21.4% | 48.5%
B | B South | uggool | 2030 | 50% ECP | Grandfathering | IE wind priority | 169 | 747 | 709 | 0 | 38 | 0 | 38 | 0% | 5% | 0% | 5%
B | A, B North | bellacorick | 2030 | 100% ECP | Grandfathering | IE wind not priority | 117 | 356 | 150 | 109 | 10 | 87 | 206 | 30.6% | 2.9% | 24.3% | 57.9%
B | A, B North | bellacorick | 2030 | 100% ECP | Grandfathering | IE wind not priority | 345 | 1050 | 442 | 321 | 31 | 256 | 608 | 30.6% | 2.9% | 24.3% | 57.9%
B | A, B North | bellacorick | 2030 | 100% ECP | Grandfathering | IE wind priority | 6 | 20 | 19 | 0 | 1 | 0 | 1 | 0% | 6.3% | 0% | 6.3%
B | C | cashla | 2030 | 100% ECP | Grandfathering | IE Solar not priority | 210 | 269 | 178 | 66 | 9 | 15 | 91 | 24.6% | 3.5% | 5.8% | 33.9%
B | A, B North | castlebar | 2030 | 100% ECP | Grandfathering | IE Solar not priority | 5 | 6 | 4 | 2 | 0 | 0 | 2 | 24.6% | 3.5% | 3.2% | 31.3%
B | A, B North | castlebar | 2030 | 100% ECP | Grandfathering | IE wind not priority | 7 | 21 | 9 | 6 | 1 | 5 | 12 | 30.6% | 2.9% | 24.3% | 57.9%
B | A, B North | castlebar | 2030 | 100% ECP | Grandfathering | IE wind priority | 9 | 26 | 24 | 0 | 2 | 0 | 2 | 0% | 6.3% | 0% | 6.3%
B | C | cloon | 2030 | 100% ECP | Grandfathering | IE Solar not priority | 84 | 108 | 72 | 26 | 4 | 6 | 36 | 24.6% | 3.5% | 5.8% | 33.9%
B | C | cloon | 2030 | 100% ECP | Grandfathering | IE wind not priority | 14 | 43 | 28 | 13 | 1 | 0 | 15 | 30.6% | 2.9% | 0.8% | 34.4%
B | A, B North | cunghill | 2030 | 100% ECP | Grandfathering | IE wind priority | 35 | 106 | 99 | 0 | 7 | 0 | 7 | 0% | 6.3% | 0% | 6.3%
B | A, B North | dalton | 2030 | 100% ECP | Grandfathering | IE Solar not priority | 20 | 26 | 18 | 6 | 1 | 1 | 8 | 24.6% | 3.5% | 3.2% | 31.3%
B | A, B North | dalton | 2030 | 100% ECP | Grandfathering | IE wind priority | 41 | 124 | 116 | 0 | 8 | 0 | 8 | 0% | 6.3% | 0% | 6.3%
B | A, B North | firlough | 2030 | 100% ECP | Grandfathering | IE wind not priority | 76 | 230 | 97 | 70 | 7 | 56 | 133 | 30.6% | 2.9% | 24.3% | 57.9%
B | B South | galway | 2030 | 100% ECP | Grandfathering | IE Solar not priority | 1 | 2 | 2 | 0 | 0 | 0 | 0 | 24.6% | 3.5% | 0.4% | 28.5%
B | A, B North | glenree | 2030 | 100% ECP | Grandfathering | IE wind not priority | 48 | 146 | 61 | 45 | 4 | 36 | 85 | 30.6% | 2.9% | 24.3% | 57.9%
B | A, B North | glenree | 2030 | 100% ECP | Grandfathering | IE wind priority | 34 | 104 | 97 | 0 | 7 | 0 | 7 | 0% | 6.3% | 0% | 6.3%
B | B South | knockranny | 2030 | 100% ECP | Grandfathering | IE wind not priority | 157 | 692 | 407 | 163 | 19 | 103 | 285 | 23.6% | 2.7% | 14.9% | 41.1%
B | B South | knockranny | 2030 | 100% ECP | Grandfathering | IE wind priority | 34 | 149 | 141 | 0 | 8 | 0 | 8 | 0% | 5.3% | 0% | 5.3%
B | A, B North | moy | 2030 | 100% ECP | Grandfathering | IE Solar not priority | 4 | 4 | 3 | 1 | 0 | 0 | 1 | 24.3% | 3.5% | 3.2% | 31%
B | A, B North | moy | 2030 | 100% ECP | Grandfathering | IE wind priority | 6 | 18 | 17 | 0 | 1 | 0 | 1 | 0% | 6.3% | 0% | 6.3%
B | B South | salthill | 2030 | 100% ECP | Grandfathering | IE wind priority | 41 | 124 | 116 | 0 | 8 | 0 | 8 | 0% | 6.3% | 0% | 6.3%
B | C | shantallow | 2030 | 100% ECP | Grandfathering | IE Solar not priority | 35 | 45 | 30 | 11 | 2 | 3 | 15 | 24.6% | 3.5% | 5.8% | 33.9%
B | A, B North | sligo | 2030 | 100% ECP | Grandfathering | IE wind not priority | 4 | 12 | 5 | 4 | 0 | 3 | 7 | 30.6% | 2.9% | 24.3% | 57.9%
B | A, B North | sligo | 2030 | 100% ECP | Grandfathering | IE wind priority | 14 | 42 | 39 | 0 | 3 | 0 | 3 | 0% | 6.3% | 0% | 6.3%
B | A, B North | tawnaghmore | 2030 | 100% ECP | Grandfathering | IE wind priority | 19 | 58 | 54 | 0 | 4 | 0 | 4 | 0% | 6.3% | 0% | 6.3%
B | A, B North | tonroe | 2030 | 100% ECP | Grandfathering | IE wind not priority | 5 | 15 | 6 | 5 | 0 | 4 | 9 | 30.6% | 2.9% | 24.3% | 57.9%
B | B South | uggool | 2030 | 100% ECP | Grandfathering | IE wind priority | 169 | 747 | 708 | 0 | 39 | 0 | 39 | 0% | 5.3% | 0% | 5.3%
B | A, B North | bellacorick | 2030 | 100% ECP + 3.1GW Offshore | Grandfathering | IE wind not priority | 117 | 356 | 134 | 152 | 10 | 60 | 222 | 42.8% | 2.7% | 16.8% | 62.3%
B | A, B North | bellacorick | 2030 | 100% ECP + 3.1GW Offshore | Grandfathering | IE wind not priority | 345 | 1050 | 396 | 450 | 28 | 176 | 654 | 42.8% | 2.7% | 16.8% | 62.3%
B | A, B North | bellacorick | 2030 | 100% ECP + 3.1GW Offshore | Grandfathering | IE wind priority | 6 | 20 | 19 | 0 | 1 | 0 | 1 | 0% | 7.3% | 0% | 7.3%
B | C | cashla | 2030 | 100% ECP + 3.1GW Offshore | Grandfathering | IE Solar not priority | 210 | 269 | 166 | 82 | 10 | 11 | 103 | 30.5% | 3.6% | 4.3% | 38.3%
B | A, B North | castlebar | 2030 | 100% ECP + 3.1GW Offshore | Grandfathering | IE Solar not priority | 5 | 6 | 4 | 2 | 0 | 0 | 2 | 30.5% | 3.6% | 2.2% | 36.2%
B | A, B North | castlebar | 2030 | 100% ECP + 3.1GW Offshore | Grandfathering | IE wind not priority | 7 | 21 | 8 | 9 | 1 | 3 | 13 | 42.8% | 2.7% | 16.8% | 62.3%
B | A, B North | castlebar | 2030 | 100% ECP + 3.1GW Offshore | Grandfathering | IE wind priority | 9 | 26 | 24 | 0 | 2 | 0 | 2 | 0% | 7.3% | 0% | 7.3%
B | C | cloon | 2030 | 100% ECP + 3.1GW Offshore | Grandfathering | IE Solar not priority | 84 | 108 | 67 | 33 | 4 | 5 | 41 | 30.5% | 3.6% | 4.3% | 38.3%
B | C | cloon | 2030 | 100% ECP + 3.1GW Offshore | Grandfathering | IE wind not priority | 14 | 43 | 23 | 18 | 1 | 0 | 20 | 42.8% | 2.7% | 0.4% | 45.9%
B | A, B North | cunghill | 2030 | 100% ECP + 3.1GW Offshore | Grandfathering | IE wind priority | 35 | 106 | 98 | 0 | 8 | 0 | 8 | 0% | 7.3% | 0% | 7.3%
B | A, B North | dalton | 2030 | 100% ECP + 3.1GW Offshore | Grandfathering | IE Solar not priority | 20 | 26 | 17 | 8 | 1 | 1 | 9 | 30.5% | 3.6% | 2.2% | 36.2%
B | A, B North | dalton | 2030 | 100% ECP + 3.1GW Offshore | Grandfathering | IE wind priority | 41 | 124 | 115 | 0 | 9 | 0 | 9 | 0% | 7.3% | 0% | 7.3%
B | A, B North | firlough | 2030 | 100% ECP + 3.1GW Offshore | Grandfathering | IE wind not priority | 76 | 230 | 87 | 99 | 6 | 39 | 143 | 42.8% | 2.7% | 16.8% | 62.3%
B | B South | galway | 2030 | 100% ECP + 3.1GW Offshore | Grandfathering | IE Solar not priority | 1 | 2 | 1 | 0 | 0 | 0 | 1 | 30.5% | 3.6% | 0% | 34%
B | A, B North | glenree | 2030 | 100% ECP + 3.1GW Offshore | Grandfathering | IE wind not priority | 48 | 146 | 55 | 63 | 4 | 25 | 91 | 42.8% | 2.7% | 16.8% | 62.3%
B | A, B North | glenree | 2030 | 100% ECP + 3.1GW Offshore | Grandfathering | IE wind priority | 34 | 104 | 96 | 0 | 8 | 0 | 8 | 0% | 7.3% | 0% | 7.3%
B | B South | knockranny | 2030 | 100% ECP + 3.1GW Offshore | Grandfathering | IE wind not priority | 157 | 692 | 345 | 244 | 19 | 85 | 347 | 35.2% | 2.7% | 12.3% | 50.2%
B | B South | knockranny | 2030 | 100% ECP + 3.1GW Offshore | Grandfathering | IE wind priority | 34 | 149 | 139 | 0 | 10 | 0 | 10 | 0% | 6.5% | 0% | 6.5%
B | A, B North | moy | 2030 | 100% ECP + 3.1GW Offshore | Grandfathering | IE Solar not priority | 4 | 4 | 2 | 1 | 0 | 0 | 2 | 30% | 3.6% | 2.2% | 35.7%
B | A, B North | moy | 2030 | 100% ECP + 3.1GW Offshore | Grandfathering | IE wind priority | 6 | 18 | 17 | 0 | 1 | 0 | 1 | 0% | 7.3% | 0% | 7.3%
B | B South | salthill | 2030 | 100% ECP + 3.1GW Offshore | Grandfathering | IE wind priority | 41 | 124 | 115 | 0 | 9 | 0 | 9 | 0% | 7.3% | 0% | 7.3%
B | C | shantallow | 2030 | 100% ECP + 3.1GW Offshore | Grandfathering | IE Solar not priority | 35 | 45 | 28 | 14 | 2 | 2 | 17 | 30.5% | 3.6% | 4.3% | 38.3%
B | A, B North | sligo | 2030 | 100% ECP + 3.1GW Offshore | Grandfathering | IE wind not priority | 4 | 12 | 4 | 5 | 0 | 2 | 8 | 42.8% | 2.7% | 16.8% | 62.3%
B | A, B North | sligo | 2030 | 100% ECP + 3.1GW Offshore | Grandfathering | IE wind priority | 14 | 42 | 39 | 0 | 3 | 0 | 3 | 0% | 7.3% | 0% | 7.3%
B | A, B North | tawnaghmore | 2030 | 100% ECP + 3.1GW Offshore | Grandfathering | IE wind priority | 19 | 58 | 54 | 0 | 4 | 0 | 4 | 0% | 7.3% | 0% | 7.3%
B | A, B North | tonroe | 2030 | 100% ECP + 3.1GW Offshore | Grandfathering | IE wind not priority | 5 | 15 | 6 | 7 | 0 | 3 | 9 | 42.8% | 2.7% | 16.8% | 62.3%
B | B South | uggool | 2030 | 100% ECP + 3.1GW Offshore | Grandfathering | IE wind priority | 169 | 747 | 699 | 0 | 48 | 0 | 48 | 0% | 6.5% | 0% | 6.5%
B | A, B North | bellacorick | 2030 | 100% ECP (without Battery) | Grandfathering | IE wind not priority | 117 | 356 | 138 | 126 | 14 | 78 | 218 | 35.6% | 3.9% | 21.8% | 61.3%
B | A, B North | bellacorick | 2030 | 100% ECP (without Battery) | Grandfathering | IE wind not priority | 345 | 1050 | 406 | 373 | 41 | 229 | 644 | 35.6% | 3.9% | 21.8% | 61.3%
B | A, B North | bellacorick | 2030 | 100% ECP (without Battery) | Grandfathering | IE wind priority | 6 | 20 | 18 | 0 | 2 | 0 | 2 | 0% | 8.8% | 0% | 8.8%
B | C | cashla | 2030 | 100% ECP (without Battery) | Grandfathering | IE Solar not priority | 210 | 269 | 158 | 89 | 12 | 10 | 111 | 33% | 4.5% | 3.8% | 41.4%
B | A, B North | castlebar | 2030 | 100% ECP (without Battery) | Grandfathering | IE Solar not priority | 5 | 6 | 3 | 2 | 0 | 0 | 3 | 33% | 4.5% | 3.5% | 41%
B | A, B North | castlebar | 2030 | 100% ECP (without Battery) | Grandfathering | IE wind not priority | 7 | 21 | 8 | 7 | 1 | 5 | 13 | 35.6% | 3.9% | 21.8% | 61.3%
B | A, B North | castlebar | 2030 | 100% ECP (without Battery) | Grandfathering | IE wind priority | 9 | 26 | 24 | 0 | 2 | 0 | 2 | 0% | 8.8% | 0% | 8.8%
B | C | cloon | 2030 | 100% ECP (without Battery) | Grandfathering | IE Solar not priority | 84 | 108 | 63 | 35 | 5 | 4 | 45 | 33% | 4.5% | 3.8% | 41.4%
B | C | cloon | 2030 | 100% ECP (without Battery) | Grandfathering | IE wind not priority | 14 | 43 | 26 | 15 | 2 | 0 | 17 | 35.6% | 3.9% | 1% | 40.5%
B | A, B North | cunghill | 2030 | 100% ECP (without Battery) | Grandfathering | IE wind priority | 35 | 106 | 97 | 0 | 9 | 0 | 9 | 0% | 8.8% | 0% | 8.8%
B | A, B North | dalton | 2030 | 100% ECP (without Battery) | Grandfathering | IE Solar not priority | 20 | 26 | 15 | 8 | 1 | 1 | 11 | 33% | 4.5% | 3.5% | 41%
B | A, B North | dalton | 2030 | 100% ECP (without Battery) | Grandfathering | IE wind priority | 41 | 124 | 113 | 0 | 11 | 0 | 11 | 0% | 8.8% | 0% | 8.8%
B | A, B North | firlough | 2030 | 100% ECP (without Battery) | Grandfathering | IE wind not priority | 76 | 230 | 89 | 82 | 9 | 50 | 141 | 35.6% | 3.9% | 21.8% | 61.3%
B | B South | galway | 2030 | 100% ECP (without Battery) | Grandfathering | IE Solar not priority | 1 | 2 | 1 | 1 | 0 | 0 | 1 | 33% | 4.5% | 0.7% | 38.2%
B | A, B North | glenree | 2030 | 100% ECP (without Battery) | Grandfathering | IE wind not priority | 48 | 146 | 56 | 52 | 6 | 32 | 90 | 35.6% | 3.9% | 21.8% | 61.3%
B | A, B North | glenree | 2030 | 100% ECP (without Battery) | Grandfathering | IE wind priority | 34 | 104 | 95 | 0 | 9 | 0 | 9 | 0% | 8.8% | 0% | 8.8%
B | B South | knockranny | 2030 | 100% ECP (without Battery) | Grandfathering | IE wind not priority | 157 | 692 | 375 | 194 | 27 | 96 | 317 | 28% | 3.8% | 13.9% | 45.8%
B | B South | knockranny | 2030 | 100% ECP (without Battery) | Grandfathering | IE wind priority | 34 | 149 | 138 | 0 | 11 | 0 | 11 | 0% | 7.7% | 0% | 7.7%
B | A, B North | moy | 2030 | 100% ECP (without Battery) | Grandfathering | IE Solar not priority | 4 | 4 | 2 | 1 | 0 | 0 | 2 | 32.7% | 4.5% | 3.5% | 40.7%
B | A, B North | moy | 2030 | 100% ECP (without Battery) | Grandfathering | IE wind priority | 6 | 18 | 16 | 0 | 2 | 0 | 2 | 0% | 8.8% | 0% | 8.8%
B | B South | salthill | 2030 | 100% ECP (without Battery) | Grandfathering | IE wind priority | 41 | 124 | 113 | 0 | 11 | 0 | 11 | 0% | 8.8% | 0% | 8.8%
B | C | shantallow | 2030 | 100% ECP (without Battery) | Grandfathering | IE Solar not priority | 35 | 45 | 26 | 15 | 2 | 2 | 19 | 33% | 4.5% | 3.8% | 41.4%
B | A, B North | sligo | 2030 | 100% ECP (without Battery) | Grandfathering | IE wind not priority | 4 | 12 | 4 | 4 | 0 | 3 | 8 | 35.6% | 3.9% | 21.8% | 61.3%
B | A, B North | sligo | 2030 | 100% ECP (without Battery) | Grandfathering | IE wind priority | 14 | 42 | 38 | 0 | 4 | 0 | 4 | 0% | 8.8% | 0% | 8.8%
B | A, B North | tawnaghmore | 2030 | 100% ECP (without Battery) | Grandfathering | IE wind priority | 19 | 58 | 53 | 0 | 5 | 0 | 5 | 0% | 8.8% | 0% | 8.8%
B | A, B North | tonroe | 2030 | 100% ECP (without Battery) | Grandfathering | IE wind not priority | 5 | 15 | 6 | 5 | 1 | 3 | 9 | 35.6% | 3.9% | 21.8% | 61.3%
B | B South | uggool | 2030 | 100% ECP (without Battery) | Grandfathering | IE wind priority | 169 | 747 | 690 | 0 | 57 | 0 | 57 | 0% | 7.7% | 0% | 7.7%
B | A, B North | bellacorick | 2035 | 100% ECP + 5GW Offshore | Grandfathering | IE wind not priority | 117 | 356 | 179 | 122 | 7 | 49 | 177 | 34.2% | 1.8% | 13.8% | 49.8%
B | A, B North | bellacorick | 2035 | 100% ECP + 5GW Offshore | Grandfathering | IE wind not priority | 345 | 1050 | 527 | 359 | 19 | 145 | 523 | 34.2% | 1.8% | 13.8% | 49.8%
B | A, B North | bellacorick | 2035 | 100% ECP + 5GW Offshore | Grandfathering | IE wind priority | 6 | 20 | 19 | 0 | 1 | 0 | 1 | 0% | 5.9% | 0% | 5.9%
B | C | cashla | 2035 | 100% ECP + 5GW Offshore | Grandfathering | IE Solar not priority | 210 | 269 | 183 | 60 | 6 | 21 | 86 | 22.2% | 2.2% | 7.7% | 32.1%
B | A, B North | castlebar | 2035 | 100% ECP + 5GW Offshore | Grandfathering | IE Solar not priority | 5 | 6 | 4 | 1 | 0 | 0 | 2 | 22.2% | 2.2% | 1.7% | 26.1%
B | A, B North | castlebar | 2035 | 100% ECP + 5GW Offshore | Grandfathering | IE wind not priority | 7 | 21 | 11 | 7 | 0 | 3 | 10 | 34.2% | 1.8% | 13.8% | 49.8%
B | A, B North | castlebar | 2035 | 100% ECP + 5GW Offshore | Grandfathering | IE wind priority | 9 | 26 | 24 | 0 | 2 | 0 | 2 | 0% | 5.9% | 0% | 5.9%
B | C | cloon | 2035 | 100% ECP + 5GW Offshore | Grandfathering | IE Solar not priority | 84 | 108 | 73 | 24 | 2 | 8 | 35 | 22.2% | 2.2% | 7.7% | 32.1%
B | C | cloon | 2035 | 100% ECP + 5GW Offshore | Grandfathering | IE wind not priority | 14 | 43 | 27 | 15 | 1 | 1 | 16 | 34.2% | 1.8% | 1.5% | 37.5%
B | A, B North | cunghill | 2035 | 100% ECP + 5GW Offshore | Grandfathering | IE wind priority | 35 | 106 | 100 | 0 | 6 | 0 | 6 | 0% | 5.9% | 0% | 5.9%
B | A, B North | dalton | 2035 | 100% ECP + 5GW Offshore | Grandfathering | IE Solar not priority | 20 | 26 | 19 | 6 | 1 | 0 | 7 | 22.2% | 2.2% | 1.7% | 26.1%
B | A, B North | dalton | 2035 | 100% ECP + 5GW Offshore | Grandfathering | IE wind priority | 41 | 124 | 117 | 0 | 7 | 0 | 7 | 0% | 5.9% | 0% | 5.9%
B | A, B North | firlough | 2035 | 100% ECP + 5GW Offshore | Grandfathering | IE wind not priority | 76 | 230 | 115 | 79 | 4 | 32 | 115 | 34.2% | 1.8% | 13.8% | 49.8%
B | B South | galway | 2035 | 100% ECP + 5GW Offshore | Grandfathering | IE Solar not priority | 1 | 2 | 2 | 0 | 0 | 0 | 0 | 22.2% | 2.2% | 1.3% | 25.7%
B | A, B North | glenree | 2035 | 100% ECP + 5GW Offshore | Grandfathering | IE wind not priority | 48 | 146 | 73 | 50 | 3 | 20 | 73 | 34.2% | 1.8% | 13.8% | 49.8%
B | A, B North | glenree | 2035 | 100% ECP + 5GW Offshore | Grandfathering | IE wind priority | 34 | 104 | 98 | 0 | 6 | 0 | 6 | 0% | 5.9% | 0% | 5.9%
B | B South | knockranny | 2035 | 100% ECP + 5GW Offshore | Grandfathering | IE wind not priority | 157 | 692 | 344 | 190 | 12 | 146 | 348 | 27.4% | 1.7% | 21.1% | 50.2%
B | B South | knockranny | 2035 | 100% ECP + 5GW Offshore | Grandfathering | IE wind priority | 34 | 149 | 142 | 0 | 7 | 0 | 7 | 0% | 4.9% | 0% | 4.9%
B | A, B North | moy | 2035 | 100% ECP + 5GW Offshore | Grandfathering | IE Solar not priority | 4 | 4 | 3 | 1 | 0 | 0 | 1 | 21.8% | 2.2% | 1.7% | 25.6%
B | A, B North | moy | 2035 | 100% ECP + 5GW Offshore | Grandfathering | IE wind priority | 6 | 18 | 17 | 0 | 1 | 0 | 1 | 0% | 5.9% | 0% | 5.9%
B | B South | salthill | 2035 | 100% ECP + 5GW Offshore | Grandfathering | IE wind priority | 41 | 124 | 117 | 0 | 7 | 0 | 7 | 0% | 5.9% | 0% | 5.9%
B | C | shantallow | 2035 | 100% ECP + 5GW Offshore | Grandfathering | IE Solar not priority | 35 | 45 | 31 | 10 | 1 | 3 | 14 | 22.2% | 2.2% | 7.7% | 32.1%
B | A, B North | sligo | 2035 | 100% ECP + 5GW Offshore | Grandfathering | IE wind not priority | 4 | 12 | 6 | 4 | 0 | 2 | 6 | 34.2% | 1.8% | 13.8% | 49.8%
B | A, B North | sligo | 2035 | 100% ECP + 5GW Offshore | Grandfathering | IE wind priority | 14 | 42 | 40 | 0 | 2 | 0 | 2 | 0% | 5.9% | 0% | 5.9%
B | A, B North | tawnaghmore | 2035 | 100% ECP + 5GW Offshore | Grandfathering | IE wind priority | 19 | 58 | 55 | 0 | 3 | 0 | 3 | 0% | 5.9% | 0% | 5.9%
B | A, B North | tonroe | 2035 | 100% ECP + 5GW Offshore | Grandfathering | IE wind not priority | 5 | 15 | 7 | 5 | 0 | 2 | 8 | 34.2% | 1.8% | 13.8% | 49.8%
B | B South | uggool | 2035 | 100% ECP + 5GW Offshore | Grandfathering | IE wind priority | 169 | 747 | 710 | 0 | 37 | 0 | 37 | 0% | 4.9% | 0% | 4.9%
B | A, B North | bellacorick | 2035 | 100% ECP + 5GW Offshore (without France 2, LirIC, MaRES) | Grandfathering | IE wind not priority | 117 | 356 | 174 | 140 | 7 | 35 | 182 | 39.4% | 2% | 9.8% | 51.2%
B | A, B North | bellacorick | 2035 | 100% ECP + 5GW Offshore (without France 2, LirIC, MaRES) | Grandfathering | IE wind not priority | 345 | 1050 | 512 | 414 | 21 | 103 | 538 | 39.4% | 2% | 9.8% | 51.2%
B | A, B North | bellacorick | 2035 | 100% ECP + 5GW Offshore (without France 2, LirIC, MaRES) | Grandfathering | IE wind priority | 6 | 20 | 19 | 0 | 1 | 0 | 1 | 0% | 5.7% | 0% | 5.7%
B | C | cashla | 2035 | 100% ECP + 5GW Offshore (without France 2, LirIC, MaRES) | Grandfathering | IE Solar not priority | 210 | 269 | 172 | 77 | 7 | 13 | 97 | 28.6% | 2.7% | 4.8% | 36.1%
B | A, B North | castlebar | 2035 | 100% ECP + 5GW Offshore (without France 2, LirIC, MaRES) | Grandfathering | IE Solar not priority | 5 | 6 | 4 | 2 | 0 | 0 | 2 | 28.6% | 2.7% | 0.9% | 32.2%
B | A, B North | castlebar | 2035 | 100% ECP + 5GW Offshore (without France 2, LirIC, MaRES) | Grandfathering | IE wind not priority | 7 | 21 | 10 | 8 | 0 | 2 | 11 | 39.4% | 2% | 9.8% | 51.2%
B | A, B North | castlebar | 2035 | 100% ECP + 5GW Offshore (without France 2, LirIC, MaRES) | Grandfathering | IE wind priority | 9 | 26 | 25 | 0 | 1 | 0 | 1 | 0% | 5.7% | 0% | 5.7%
B | C | cloon | 2035 | 100% ECP + 5GW Offshore (without France 2, LirIC, MaRES) | Grandfathering | IE Solar not priority | 84 | 108 | 69 | 31 | 3 | 5 | 39 | 28.6% | 2.7% | 4.8% | 36.1%
B | C | cloon | 2035 | 100% ECP + 5GW Offshore (without France 2, LirIC, MaRES) | Grandfathering | IE wind not priority | 14 | 43 | 25 | 17 | 1 | 1 | 18 | 39.4% | 2% | 1.2% | 42.6%
B | A, B North | cunghill | 2035 | 100% ECP + 5GW Offshore (without France 2, LirIC, MaRES) | Grandfathering | IE wind priority | 35 | 106 | 100 | 0 | 6 | 0 | 6 | 0% | 5.7% | 0% | 5.7%
B | A, B North | dalton | 2035 | 100% ECP + 5GW Offshore (without France 2, LirIC, MaRES) | Grandfathering | IE Solar not priority | 20 | 26 | 18 | 7 | 1 | 0 | 8 | 28.6% | 2.7% | 0.9% | 32.2%
B | A, B North | dalton | 2035 | 100% ECP + 5GW Offshore (without France 2, LirIC, MaRES) | Grandfathering | IE wind priority | 41 | 124 | 117 | 0 | 7 | 0 | 7 | 0% | 5.7% | 0% | 5.7%
B | A, B North | firlough | 2035 | 100% ECP + 5GW Offshore (without France 2, LirIC, MaRES) | Grandfathering | IE wind not priority | 76 | 230 | 112 | 91 | 5 | 23 | 118 | 39.4% | 2% | 9.8% | 51.2%
B | B South | galway | 2035 | 100% ECP + 5GW Offshore (without France 2, LirIC, MaRES) | Grandfathering | IE Solar not priority | 1 | 2 | 2 | 0 | 0 | 0 | 0 | 28.6% | 2.7% | 0.5% | 31.8%
B | A, B North | glenree | 2035 | 100% ECP + 5GW Offshore (without France 2, LirIC, MaRES) | Grandfathering | IE wind not priority | 48 | 146 | 71 | 58 | 3 | 14 | 75 | 39.4% | 2% | 9.8% | 51.2%
B | A, B North | glenree | 2035 | 100% ECP + 5GW Offshore (without France 2, LirIC, MaRES) | Grandfathering | IE wind priority | 34 | 104 | 98 | 0 | 6 | 0 | 6 | 0% | 5.7% | 0% | 5.7%
B | B South | knockranny | 2035 | 100% ECP + 5GW Offshore (without France 2, LirIC, MaRES) | Grandfathering | IE wind not priority | 157 | 692 | 366 | 224 | 13 | 88 | 326 | 32.4% | 1.9% | 12.8% | 47.1%
B | B South | knockranny | 2035 | 100% ECP + 5GW Offshore (without France 2, LirIC, MaRES) | Grandfathering | IE wind priority | 34 | 149 | 142 | 0 | 7 | 0 | 7 | 0% | 4.8% | 0% | 4.8%
B | A, B North | moy | 2035 | 100% ECP + 5GW Offshore (without France 2, LirIC, MaRES) | Grandfathering | IE Solar not priority | 4 | 4 | 3 | 1 | 0 | 0 | 1 | 28.1% | 2.8% | 0.9% | 31.8%
B | A, B North | moy | 2035 | 100% ECP + 5GW Offshore (without France 2, LirIC, MaRES) | Grandfathering | IE wind priority | 6 | 18 | 17 | 0 | 1 | 0 | 1 | 0% | 5.7% | 0% | 5.7%
B | B South | salthill | 2035 | 100% ECP + 5GW Offshore (without France 2, LirIC, MaRES) | Grandfathering | IE wind priority | 41 | 124 | 117 | 0 | 7 | 0 | 7 | 0% | 5.7% | 0% | 5.7%
B | C | shantallow | 2035 | 100% ECP + 5GW Offshore (without France 2, LirIC, MaRES) | Grandfathering | IE Solar not priority | 35 | 45 | 29 | 13 | 1 | 2 | 16 | 28.6% | 2.7% | 4.8% | 36.1%
B | A, B North | sligo | 2035 | 100% ECP + 5GW Offshore (without France 2, LirIC, MaRES) | Grandfathering | IE wind not priority | 4 | 12 | 6 | 5 | 0 | 1 | 6 | 39.4% | 2% | 9.8% | 51.2%
B | A, B North | sligo | 2035 | 100% ECP + 5GW Offshore (without France 2, LirIC, MaRES) | Grandfathering | IE wind priority | 14 | 42 | 40 | 0 | 2 | 0 | 2 | 0% | 5.7% | 0% | 5.7%
B | A, B North | tawnaghmore | 2035 | 100% ECP + 5GW Offshore (without France 2, LirIC, MaRES) | Grandfathering | IE wind priority | 19 | 58 | 55 | 0 | 3 | 0 | 3 | 0% | 5.7% | 0% | 5.7%
B | A, B North | tonroe | 2035 | 100% ECP + 5GW Offshore (without France 2, LirIC, MaRES) | Grandfathering | IE wind not priority | 5 | 15 | 7 | 6 | 0 | 1 | 8 | 39.4% | 2% | 9.8% | 51.2%
B | B South | uggool | 2035 | 100% ECP + 5GW Offshore (without France 2, LirIC, MaRES) | Grandfathering | IE wind priority | 169 | 747 | 711 | 0 | 36 | 0 | 36 | 0% | 4.8% | 0% | 4.8%
B | A, B North | bellacorick | 2035 | 100% ECP + 5GW Offshore (with 100% ECP 2.4 IC methodology) | Grandfathering | IE wind not priority | 117 | 356 | 210 | 79 | 7 | 61 | 146 | 22.2% | 1.8% | 17.1% | 41.2%
B | A, B North | bellacorick | 2035 | 100% ECP + 5GW Offshore (with 100% ECP 2.4 IC methodology) | Grandfathering | IE wind not priority | 345 | 1050 | 618 | 234 | 19 | 179 | 432 | 22.2% | 1.8% | 17.1% | 41.2%
B | A, B North | bellacorick | 2035 | 100% ECP + 5GW Offshore (with 100% ECP 2.4 IC methodology) | Grandfathering | IE wind priority | 6 | 20 | 19 | 0 | 1 | 0 | 1 | 0% | 3% | 0% | 3%
B | C | cashla | 2035 | 100% ECP + 5GW Offshore (with 100% ECP 2.4 IC methodology) | Grandfathering | IE Solar not priority | 210 | 269 | 197 | 48 | 5 | 18 | 72 | 17.9% | 2% | 6.8% | 26.7%
B | A, B North | castlebar | 2035 | 100% ECP + 5GW Offshore (with 100% ECP 2.4 IC methodology) | Grandfathering | IE Solar not priority | 5 | 6 | 5 | 1 | 0 | 0 | 1 | 17.9% | 2% | 1.7% | 21.6%
B | A, B North | castlebar | 2035 | 100% ECP + 5GW Offshore (with 100% ECP 2.4 IC methodology) | Grandfathering | IE wind not priority | 7 | 21 | 12 | 5 | 0 | 4 | 9 | 22.2% | 1.8% | 17.1% | 41.2%
B | A, B North | castlebar | 2035 | 100% ECP + 5GW Offshore (with 100% ECP 2.4 IC methodology) | Grandfathering | IE wind priority | 9 | 26 | 25 | 0 | 1 | 0 | 1 | 0% | 3% | 0% | 3%
B | C | cloon | 2035 | 100% ECP + 5GW Offshore (with 100% ECP 2.4 IC methodology) | Grandfathering | IE Solar not priority | 84 | 108 | 79 | 19 | 2 | 7 | 29 | 17.9% | 2% | 6.8% | 26.7%
B | C | cloon | 2035 | 100% ECP + 5GW Offshore (with 100% ECP 2.4 IC methodology) | Grandfathering | IE wind not priority | 14 | 43 | 32 | 9 | 1 | 1 | 11 | 22.2% | 1.8% | 2.1% | 26.2%
B | A, B North | cunghill | 2035 | 100% ECP + 5GW Offshore (with 100% ECP 2.4 IC methodology) | Grandfathering | IE wind priority | 35 | 106 | 103 | 0 | 3 | 0 | 3 | 0% | 3% | 0% | 3%
B | A, B North | dalton | 2035 | 100% ECP + 5GW Offshore (with 100% ECP 2.4 IC methodology) | Grandfathering | IE Solar not priority | 20 | 26 | 20 | 5 | 1 | 0 | 6 | 17.9% | 2% | 1.7% | 21.6%
B | A, B North | dalton | 2035 | 100% ECP + 5GW Offshore (with 100% ECP 2.4 IC methodology) | Grandfathering | IE wind priority | 41 | 124 | 120 | 0 | 4 | 0 | 4 | 0% | 3% | 0% | 3%
B | A, B North | firlough | 2035 | 100% ECP + 5GW Offshore (with 100% ECP 2.4 IC methodology) | Grandfathering | IE wind not priority | 76 | 230 | 135 | 51 | 4 | 39 | 95 | 22.2% | 1.8% | 17.1% | 41.2%
B | B South | galway | 2035 | 100% ECP + 5GW Offshore (with 100% ECP 2.4 IC methodology) | Grandfathering | IE Solar not priority | 1 | 2 | 2 | 0 | 0 | 0 | 0 | 17.9% | 2% | 0.6% | 20.5%
B | A, B North | glenree | 2035 | 100% ECP + 5GW Offshore (with 100% ECP 2.4 IC methodology) | Grandfathering | IE wind not priority | 48 | 146 | 86 | 33 | 3 | 25 | 60 | 22.2% | 1.8% | 17.1% | 41.2%
B | A, B North | glenree | 2035 | 100% ECP + 5GW Offshore (with 100% ECP 2.4 IC methodology) | Grandfathering | IE wind priority | 34 | 104 | 101 | 0 | 3 | 0 | 3 | 0% | 3% | 0% | 3%
B | B South | knockranny | 2035 | 100% ECP + 5GW Offshore (with 100% ECP 2.4 IC methodology) | Grandfathering | IE wind not priority | 157 | 692 | 456 | 121 | 11 | 103 | 236 | 17.5% | 1.6% | 14.9% | 34%
B | B South | knockranny | 2035 | 100% ECP + 5GW Offshore (with 100% ECP 2.4 IC methodology) | Grandfathering | IE wind priority | 34 | 149 | 145 | 0 | 4 | 0 | 4 | 0% | 2.5% | 0% | 2.5%
B | A, B North | moy | 2035 | 100% ECP + 5GW Offshore (with 100% ECP 2.4 IC methodology) | Grandfathering | IE Solar not priority | 4 | 4 | 3 | 1 | 0 | 0 | 1 | 17.7% | 2% | 1.7% | 21.3%
B | A, B North | moy | 2035 | 100% ECP + 5GW Offshore (with 100% ECP 2.4 IC methodology) | Grandfathering | IE wind priority | 6 | 18 | 17 | 0 | 1 | 0 | 1 | 0% | 3% | 0% | 3%
B | B South | salthill | 2035 | 100% ECP + 5GW Offshore (with 100% ECP 2.4 IC methodology) | Grandfathering | IE wind priority | 41 | 124 | 120 | 0 | 4 | 0 | 4 | 0% | 3% | 0% | 3%
B | C | shantallow | 2035 | 100% ECP + 5GW Offshore (with 100% ECP 2.4 IC methodology) | Grandfathering | IE Solar not priority | 35 | 45 | 33 | 8 | 1 | 3 | 12 | 17.9% | 2% | 6.8% | 26.7%
B | A, B North | sligo | 2035 | 100% ECP + 5GW Offshore (with 100% ECP 2.4 IC methodology) | Grandfathering | IE wind not priority | 4 | 12 | 7 | 3 | 0 | 2 | 5 | 22.2% | 1.8% | 17.1% | 41.2%
B | A, B North | sligo | 2035 | 100% ECP + 5GW Offshore (with 100% ECP 2.4 IC methodology) | Grandfathering | IE wind priority | 14 | 42 | 41 | 0 | 1 | 0 | 1 | 0% | 3% | 0% | 3%
B | A, B North | tawnaghmore | 2035 | 100% ECP + 5GW Offshore (with 100% ECP 2.4 IC methodology) | Grandfathering | IE wind priority | 19 | 58 | 56 | 0 | 2 | 0 | 2 | 0% | 3% | 0% | 3%
B | A, B North | tonroe | 2035 | 100% ECP + 5GW Offshore (with 100% ECP 2.4 IC methodology) | Grandfathering | IE wind not priority | 5 | 15 | 9 | 3 | 0 | 3 | 6 | 22.2% | 1.8% | 17.1% | 41.2%
B | B South | uggool | 2035 | 100% ECP + 5GW Offshore (with 100% ECP 2.4 IC methodology) | Grandfathering | IE wind priority | 169 | 747 | 728 | 0 | 19 | 0 | 19 | 0% | 2.5% | 0% | 2.5%
B | A, B North | bellacorick | 2028 | 100% ECP (Pro-rata) | Pro-rata | IE wind not priority | 117 | 358 | 180 | 103 | 17 | 58 | 178 | 28.7% | 4.8% | 16.3% | 49.8%
B | A, B North | bellacorick | 2028 | 100% ECP (Pro-rata) | Pro-rata | IE wind not priority | 345 | 1057 | 531 | 304 | 50 | 172 | 526 | 28.7% | 4.8% | 16.3% | 49.8%
B | A, B North | bellacorick | 2028 | 100% ECP (Pro-rata) | Pro-rata | IE wind priority | 6 | 20 | 15 | 0 | 2 | 3 | 5 | 0% | 10.3% | 16.3% | 26.5%
B | C | cashla | 2028 | 100% ECP (Pro-rata) | Pro-rata | IE Solar not priority | 210 | 269 | 176 | 61 | 16 | 16 | 93 | 22.7% | 6% | 5.9% | 34.6%
B | A, B North | castlebar | 2028 | 100% ECP (Pro-rata) | Pro-rata | IE Solar not priority | 5 | 6 | 4 | 1 | 0 | 0 | 2 | 22.7% | 6% | 3.6% | 32.4%
B | A, B North | castlebar | 2028 | 100% ECP (Pro-rata) | Pro-rata | IE wind not priority | 7 | 21 | 11 | 6 | 1 | 3 | 10 | 28.7% | 4.8% | 16.3% | 49.8%
B | A, B North | castlebar | 2028 | 100% ECP (Pro-rata) | Pro-rata | IE wind priority | 9 | 26 | 19 | 0 | 3 | 4 | 7 | 0% | 10.3% | 16.3% | 26.5%
B | C | cloon | 2028 | 100% ECP (Pro-rata) | Pro-rata | IE Solar not priority | 84 | 108 | 71 | 24 | 7 | 6 | 37 | 22.7% | 6% | 5.9% | 34.6%
B | C | cloon | 2028 | 100% ECP (Pro-rata) | Pro-rata | IE wind not priority | 14 | 43 | 27 | 12 | 2 | 2 | 16 | 28.7% | 4.8% | 4.5% | 38%
B | A, B North | cunghill | 2028 | 100% ECP (Pro-rata) | Pro-rata | IE wind priority | 35 | 107 | 79 | 0 | 11 | 17 | 28 | 0% | 10.3% | 16.3% | 26.5%
B | A, B North | dalton | 2028 | 100% ECP (Pro-rata) | Pro-rata | IE Solar not priority | 20 | 26 | 18 | 6 | 2 | 1 | 8 | 22.7% | 6% | 3.6% | 32.4%
B | A, B North | dalton | 2028 | 100% ECP (Pro-rata) | Pro-rata | IE wind priority | 41 | 125 | 92 | 0 | 13 | 20 | 33 | 0% | 10.3% | 16.3% | 26.5%
B | A, B North | firlough | 2028 | 100% ECP (Pro-rata) | Pro-rata | IE wind not priority | 76 | 232 | 117 | 66 | 11 | 38 | 115 | 28.7% | 4.8% | 16.3% | 49.8%
B | B South | galway | 2028 | 100% ECP (Pro-rata) | Pro-rata | IE Solar not priority | 1 | 2 | 2 | 0 | 0 | 0 | 0 | 22.7% | 6% | 0.5% | 29.2%
B | A, B North | glenree | 2028 | 100% ECP (Pro-rata) | Pro-rata | IE wind not priority | 48 | 147 | 74 | 42 | 7 | 24 | 73 | 28.7% | 4.8% | 16.3% | 49.8%
B | A, B North | glenree | 2028 | 100% ECP (Pro-rata) | Pro-rata | IE wind priority | 34 | 105 | 77 | 0 | 11 | 17 | 28 | 0% | 10.3% | 16.3% | 26.5%
B | B South | knockranny | 2028 | 100% ECP (Pro-rata) | Pro-rata | IE wind not priority | 157 | 695 | 450 | 152 | 31 | 62 | 245 | 21.9% | 4.4% | 8.9% | 35.3%
B | B South | knockranny | 2028 | 100% ECP (Pro-rata) | Pro-rata | IE wind priority | 34 | 149 | 123 | 0 | 13 | 13 | 26 | 0% | 8.6% | 8.9% | 17.6%
B | A, B North | moy | 2028 | 100% ECP (Pro-rata) | Pro-rata | IE Solar not priority | 4 | 4 | 3 | 1 | 0 | 0 | 1 | 22.3% | 6% | 3.6% | 32%
B | A, B North | moy | 2028 | 100% ECP (Pro-rata) | Pro-rata | IE wind priority | 6 | 18 | 13 | 0 | 2 | 3 | 5 | 0% | 10.3% | 16.3% | 26.5%
B | B South | salthill | 2028 | 100% ECP (Pro-rata) | Pro-rata | IE wind priority | 41 | 125 | 101 | 0 | 13 | 11 | 24 | 0% | 10.3% | 8.9% | 19.2%
B | C | shantallow | 2028 | 100% ECP (Pro-rata) | Pro-rata | IE Solar not priority | 35 | 45 | 29 | 10 | 3 | 3 | 16 | 22.7% | 6% | 5.9% | 34.6%
B | A, B North | sligo | 2028 | 100% ECP (Pro-rata) | Pro-rata | IE wind not priority | 4 | 12 | 6 | 4 | 1 | 2 | 6 | 28.7% | 4.8% | 16.3% | 49.8%
B | A, B North | sligo | 2028 | 100% ECP (Pro-rata) | Pro-rata | IE wind priority | 14 | 42 | 31 | 0 | 4 | 7 | 11 | 0% | 10.3% | 16.3% | 26.5%
B | A, B North | tawnaghmore | 2028 | 100% ECP (Pro-rata) | Pro-rata | IE wind priority | 19 | 59 | 43 | 0 | 6 | 10 | 16 | 0% | 10.3% | 16.3% | 26.5%
B | A, B North | tonroe | 2028 | 100% ECP (Pro-rata) | Pro-rata | IE wind not priority | 5 | 15 | 7 | 4 | 1 | 2 | 8 | 28.7% | 4.8% | 16.3% | 49.8%
B | B South | uggool | 2028 | 100% ECP (Pro-rata) | Pro-rata | IE wind priority | 169 | 751 | 619 | 0 | 65 | 67 | 132 | 0% | 8.6% | 8.9% | 17.6%
B | A, B North | bellacorick | 2030 | 100% ECP (Pro-rata) | Pro-rata | IE wind not priority | 117 | 356 | 177 | 109 | 10 | 60 | 179 | 30.6% | 2.9% | 16.9% | 50.4%
B | A, B North | bellacorick | 2030 | 100% ECP (Pro-rata) | Pro-rata | IE wind not priority | 345 | 1050 | 521 | 321 | 31 | 177 | 529 | 30.6% | 2.9% | 16.9% | 50.4%
B | A, B North | bellacorick | 2030 | 100% ECP (Pro-rata) | Pro-rata | IE wind priority | 6 | 20 | 15 | 0 | 1 | 3 | 5 | 0% | 6.3% | 16.9% | 23.1%
B | C | cashla | 2030 | 100% ECP (Pro-rata) | Pro-rata | IE Solar not priority | 210 | 269 | 178 | 66 | 9 | 15 | 91 | 24.6% | 3.5% | 5.8% | 33.9%
B | A, B North | castlebar | 2030 | 100% ECP (Pro-rata) | Pro-rata | IE Solar not priority | 5 | 6 | 4 | 2 | 0 | 0 | 2 | 24.6% | 3.5% | 3.2% | 31.3%
B | A, B North | castlebar | 2030 | 100% ECP (Pro-rata) | Pro-rata | IE wind not priority | 7 | 21 | 11 | 6 | 1 | 3 | 10 | 30.6% | 2.9% | 16.9% | 50.4%
B | A, B North | castlebar | 2030 | 100% ECP (Pro-rata) | Pro-rata | IE wind priority | 9 | 26 | 20 | 0 | 2 | 4 | 6 | 0% | 6.3% | 16.9% | 23.1%
B | C | cloon | 2030 | 100% ECP (Pro-rata) | Pro-rata | IE Solar not priority | 84 | 108 | 72 | 26 | 4 | 6 | 36 | 24.6% | 3.5% | 5.8% | 33.9%
B | C | cloon | 2030 | 100% ECP (Pro-rata) | Pro-rata | IE wind not priority | 14 | 43 | 28 | 13 | 1 | 0 | 15 | 30.6% | 2.9% | 0.7% | 34.2%
B | A, B North | cunghill | 2030 | 100% ECP (Pro-rata) | Pro-rata | IE wind priority | 35 | 106 | 82 | 0 | 7 | 18 | 24 | 0% | 6.3% | 16.9% | 23.1%
B | A, B North | dalton | 2030 | 100% ECP (Pro-rata) | Pro-rata | IE Solar not priority | 20 | 26 | 18 | 6 | 1 | 1 | 8 | 24.6% | 3.5% | 3.2% | 31.3%
B | A, B North | dalton | 2030 | 100% ECP (Pro-rata) | Pro-rata | IE wind priority | 41 | 124 | 95 | 0 | 8 | 21 | 29 | 0% | 6.3% | 16.9% | 23.1%
B | A, B North | firlough | 2030 | 100% ECP (Pro-rata) | Pro-rata | IE wind not priority | 76 | 230 | 114 | 70 | 7 | 39 | 116 | 30.6% | 2.9% | 16.9% | 50.4%
B | B South | galway | 2030 | 100% ECP (Pro-rata) | Pro-rata | IE Solar not priority | 1 | 2 | 2 | 0 | 0 | 0 | 0 | 24.6% | 3.5% | 0.4% | 28.5%
B | A, B North | glenree | 2030 | 100% ECP (Pro-rata) | Pro-rata | IE wind not priority | 48 | 146 | 72 | 45 | 4 | 25 | 74 | 30.6% | 2.9% | 16.9% | 50.4%
B | A, B North | glenree | 2030 | 100% ECP (Pro-rata) | Pro-rata | IE wind priority | 34 | 104 | 80 | 0 | 7 | 18 | 24 | 0% | 6.3% | 16.9% | 23.1%
B | B South | knockranny | 2030 | 100% ECP (Pro-rata) | Pro-rata | IE wind not priority | 157 | 692 | 469 | 163 | 19 | 42 | 223 | 23.6% | 2.7% | 6% | 32.3%
B | B South | knockranny | 2030 | 100% ECP (Pro-rata) | Pro-rata | IE wind priority | 34 | 149 | 132 | 0 | 8 | 9 | 17 | 0% | 5.3% | 6% | 11.3%
B | A, B North | moy | 2030 | 100% ECP (Pro-rata) | Pro-rata | IE Solar not priority | 4 | 4 | 3 | 1 | 0 | 0 | 1 | 24.3% | 3.5% | 3.2% | 31%
B | A, B North | moy | 2030 | 100% ECP (Pro-rata) | Pro-rata | IE wind priority | 6 | 18 | 14 | 0 | 1 | 3 | 4 | 0% | 6.3% | 16.9% | 23.1%
B | B South | salthill | 2030 | 100% ECP (Pro-rata) | Pro-rata | IE wind priority | 41 | 124 | 109 | 0 | 8 | 7 | 15 | 0% | 6.3% | 6% | 12.3%
B | C | shantallow | 2030 | 100% ECP (Pro-rata) | Pro-rata | IE Solar not priority | 35 | 45 | 30 | 11 | 2 | 3 | 15 | 24.6% | 3.5% | 5.8% | 33.9%
B | A, B North | sligo | 2030 | 100% ECP (Pro-rata) | Pro-rata | IE wind not priority | 4 | 12 | 6 | 4 | 0 | 2 | 6 | 30.6% | 2.9% | 16.9% | 50.4%
B | A, B North | sligo | 2030 | 100% ECP (Pro-rata) | Pro-rata | IE wind priority | 14 | 42 | 32 | 0 | 3 | 7 | 10 | 0% | 6.3% | 16.9% | 23.1%
B | A, B North | tawnaghmore | 2030 | 100% ECP (Pro-rata) | Pro-rata | IE wind priority | 19 | 58 | 44 | 0 | 4 | 10 | 14 | 0% | 6.3% | 16.9% | 23.1%
B | A, B North | tonroe | 2030 | 100% ECP (Pro-rata) | Pro-rata | IE wind not priority | 5 | 15 | 7 | 5 | 0 | 3 | 8 | 30.6% | 2.9% | 16.9% | 50.4%
B | B South | uggool | 2030 | 100% ECP (Pro-rata) | Pro-rata | IE wind priority | 169 | 747 | 663 | 0 | 39 | 45 | 84 | 0% | 5.3% | 6% | 11.3%
B | A, B North | bellacorick | 2030 | 100% ECP + 3.1GW Offshore (Pro-rata) | Pro-rata | IE wind not priority | 117 | 356 | 153 | 152 | 10 | 41 | 203 | 42.8% | 2.7% | 11.6% | 57.1%
B | A, B North | bellacorick | 2030 | 100% ECP + 3.1GW Offshore (Pro-rata) | Pro-rata | IE wind not priority | 345 | 1050 | 450 | 450 | 28 | 122 | 600 | 42.8% | 2.7% | 11.6% | 57.1%
B | A, B North | bellacorick | 2030 | 100% ECP + 3.1GW Offshore (Pro-rata) | Pro-rata | IE wind priority | 6 | 20 | 16 | 0 | 1 | 2 | 4 | 0% | 7.3% | 11.6% | 18.9%
B | C | cashla | 2030 | 100% ECP + 3.1GW Offshore (Pro-rata) | Pro-rata | IE Solar not priority | 210 | 269 | 166 | 82 | 10 | 11 | 103 | 30.5% | 3.6% | 4.3% | 38.3%
B | A, B North | castlebar | 2030 | 100% ECP + 3.1GW Offshore (Pro-rata) | Pro-rata | IE Solar not priority | 5 | 6 | 4 | 2 | 0 | 0 | 2 | 30.5% | 3.6% | 2.2% | 36.2%
B | A, B North | castlebar | 2030 | 100% ECP + 3.1GW Offshore (Pro-rata) | Pro-rata | IE wind not priority | 7 | 21 | 9 | 9 | 1 | 2 | 12 | 42.8% | 2.7% | 11.6% | 57.1%
B | A, B North | castlebar | 2030 | 100% ECP + 3.1GW Offshore (Pro-rata) | Pro-rata | IE wind priority | 9 | 26 | 21 | 0 | 2 | 3 | 5 | 0% | 7.3% | 11.6% | 18.9%
B | C | cloon | 2030 | 100% ECP + 3.1GW Offshore (Pro-rata) | Pro-rata | IE Solar not priority | 84 | 108 | 67 | 33 | 4 | 5 | 41 | 30.5% | 3.6% | 4.3% | 38.3%
B | C | cloon | 2030 | 100% ECP + 3.1GW Offshore (Pro-rata) | Pro-rata | IE wind not priority | 14 | 43 | 23 | 18 | 1 | 0 | 20 | 42.8% | 2.7% | 0.4% | 45.9%
B | A, B North | cunghill | 2030 | 100% ECP + 3.1GW Offshore (Pro-rata) | Pro-rata | IE wind priority | 35 | 106 | 86 | 0 | 8 | 12 | 20 | 0% | 7.3% | 11.6% | 18.9%
B | A, B North | dalton | 2030 | 100% ECP + 3.1GW Offshore (Pro-rata) | Pro-rata | IE Solar not priority | 20 | 26 | 17 | 8 | 1 | 1 | 9 | 30.5% | 3.6% | 2.2% | 36.2%
B | A, B North | dalton | 2030 | 100% ECP + 3.1GW Offshore (Pro-rata) | Pro-rata | IE wind priority | 41 | 124 | 101 | 0 | 9 | 14 | 23 | 0% | 7.3% | 11.6% | 18.9%
B | A, B North | firlough | 2030 | 100% ECP + 3.1GW Offshore (Pro-rata) | Pro-rata | IE wind not priority | 76 | 230 | 99 | 99 | 6 | 27 | 131 | 42.8% | 2.7% | 11.6% | 57.1%
B | B South | galway | 2030 | 100% ECP + 3.1GW Offshore (Pro-rata) | Pro-rata | IE Solar not priority | 1 | 2 | 1 | 0 | 0 | 0 | 1 | 30.5% | 3.6% | 0% | 34%
B | A, B North | glenree | 2030 | 100% ECP + 3.1GW Offshore (Pro-rata) | Pro-rata | IE wind not priority | 48 | 146 | 62 | 63 | 4 | 17 | 84 | 42.8% | 2.7% | 11.6% | 57.1%
B | A, B North | glenree | 2030 | 100% ECP + 3.1GW Offshore (Pro-rata) | Pro-rata | IE wind priority | 34 | 104 | 84 | 0 | 8 | 12 | 20 | 0% | 7.3% | 11.6% | 18.9%
B | B South | knockranny | 2030 | 100% ECP + 3.1GW Offshore (Pro-rata) | Pro-rata | IE wind not priority | 157 | 692 | 395 | 244 | 19 | 34 | 297 | 35.2% | 2.7% | 5% | 42.9%
B | B South | knockranny | 2030 | 100% ECP + 3.1GW Offshore (Pro-rata) | Pro-rata | IE wind priority | 34 | 149 | 132 | 0 | 10 | 7 | 17 | 0% | 6.5% | 5% | 11.4%
B | A, B North | moy | 2030 | 100% ECP + 3.1GW Offshore (Pro-rata) | Pro-rata | IE Solar not priority | 4 | 4 | 2 | 1 | 0 | 0 | 2 | 30% | 3.6% | 2.2% | 35.7%
B | A, B North | moy | 2030 | 100% ECP + 3.1GW Offshore (Pro-rata) | Pro-rata | IE wind priority | 6 | 18 | 15 | 0 | 1 | 2 | 3 | 0% | 7.3% | 11.6% | 18.9%
B | B South | salthill | 2030 | 100% ECP + 3.1GW Offshore (Pro-rata) | Pro-rata | IE wind priority | 41 | 124 | 109 | 0 | 9 | 6 | 15 | 0% | 7.3% | 5% | 12.3%
B | C | shantallow | 2030 | 100% ECP + 3.1GW Offshore (Pro-rata) | Pro-rata | IE Solar not priority | 35 | 45 | 28 | 14 | 2 | 2 | 17 | 30.5% | 3.6% | 4.3% | 38.3%
B | A, B North | sligo | 2030 | 100% ECP + 3.1GW Offshore (Pro-rata) | Pro-rata | IE wind not priority | 4 | 12 | 5 | 5 | 0 | 1 | 7 | 42.8% | 2.7% | 11.6% | 57.1%
B | A, B North | sligo | 2030 | 100% ECP + 3.1GW Offshore (Pro-rata) | Pro-rata | IE wind priority | 14 | 42 | 34 | 0 | 3 | 5 | 8 | 0% | 7.3% | 11.6% | 18.9%
B | A, B North | tawnaghmore | 2030 | 100% ECP + 3.1GW Offshore (Pro-rata) | Pro-rata | IE wind priority | 19 | 58 | 47 | 0 | 4 | 7 | 11 | 0% | 7.3% | 11.6% | 18.9%
B | A, B North | tonroe | 2030 | 100% ECP + 3.1GW Offshore (Pro-rata) | Pro-rata | IE wind not priority | 5 | 15 | 6 | 7 | 0 | 2 | 9 | 42.8% | 2.7% | 11.6% | 57.1%
B | B South | uggool | 2030 | 100% ECP + 3.1GW Offshore (Pro-rata) | Pro-rata | IE wind priority | 169 | 747 | 662 | 0 | 48 | 37 | 85 | 0% | 6.5% | 5% | 11.4%
C | C | dallow | 2028 | Initial | Grandfathering | IE wind priority | 10 | 32 | 29 | 0 | 3 | 0 | 3 | 0% | 9.5% | 0% | 9.5%
C | C | derrycarney | 2028 | Initial | Grandfathering | IE wind not priority | 34 | 110 | 70 | 16 | 7 | 17 | 40 | 14.8% | 6.2% | 15.2% | 36.3%
C | J Country | mullingar | 2028 | Initial | Grandfathering | IE Solar not priority | 8 | 10 | 8 | 1 | 0 | 1 | 2 | 7.2% | 4.4% | 5.4% | 17.1%
C | C | richmond | 2028 | Initial | Grandfathering | IE Solar not priority | 12 | 15 | 13 | 1 | 1 | 0 | 2 | 7.2% | 4.4% | 2.5% | 14.1%
C | C | sliabh bawn | 2028 | Initial | Grandfathering | IE wind priority | 58 | 187 | 169 | 0 | 18 | 0 | 18 | 0% | 9.5% | 0% | 9.5%
C | C | somerset | 2028 | Initial | Grandfathering | IE Solar not priority | 4 | 5 | 4 | 0 | 0 | 0 | 1 | 7.2% | 4.4% | 2.5% | 14.1%
C | C | stonestown | 2028 | Initial | Grandfathering | IE wind not priority | 105 | 339 | 216 | 50 | 21 | 52 | 123 | 14.8% | 6.2% | 15.2% | 36.3%
C | C | athlone | 2028 | 50% ECP | Grandfathering | IE Solar not priority | 71 | 92 | 75 | 12 | 4 | 2 | 17 | 12.6% | 4.2% | 2.2% | 19%
C | C | athlone | 2028 | 50% ECP | Grandfathering | IE wind not priority | 64 | 205 | 139 | 39 | 10 | 16 | 66 | 19.2% | 5% | 7.7% | 31.9%
C | C | carrick on shannon | 2028 | 50% ECP | Grandfathering | IE Solar not priority | 12 | 16 | 13 | 2 | 1 | 0 | 3 | 12.6% | 4.2% | 2.2% | 19%
C | C | carrick on shannon | 2028 | 50% ECP | Grandfathering | IE wind not priority | 3 | 11 | 7 | 2 | 1 | 1 | 4 | 19.2% | 5% | 7.7% | 31.9%
C | C | cregg | 2028 | 50% ECP | Grandfathering | IE Solar not priority | 38 | 48 | 39 | 6 | 2 | 1 | 9 | 12.6% | 4.2% | 2.2% | 19%
C | C | dallow | 2028 | 50% ECP | Grandfathering | IE wind not priority | 31 | 101 | 69 | 19 | 5 | 8 | 32 | 19.2% | 5% | 7.7% | 31.9%
C | C | dallow | 2028 | 50% ECP | Grandfathering | IE wind priority | 10 | 32 | 29 | 0 | 3 | 0 | 3 | 0% | 8.8% | 0% | 8.8%
C | C | derrycarney | 2028 | 50% ECP | Grandfathering | IE Solar not priority | 222 | 285 | 231 | 36 | 12 | 6 | 54 | 12.6% | 4.2% | 2.2% | 19%
C | C | derrycarney | 2028 | 50% ECP | Grandfathering | IE wind not priority | 34 | 110 | 75 | 21 | 5 | 8 | 35 | 19.2% | 5% | 7.7% | 31.9%
C | C | lanesboro | 2028 | 50% ECP | Grandfathering | IE Solar not priority | 30 | 39 | 32 | 5 | 2 | 1 | 7 | 12.6% | 4.2% | 2.2% | 19%
C | C | lanesboro | 2028 | 50% ECP | Grandfathering | IE wind not priority | 50 | 160 | 109 | 31 | 8 | 12 | 51 | 19.2% | 5% | 7.7% | 31.9%
C | J Country | mullingar | 2028 | 50% ECP | Grandfathering | IE Solar not priority | 18 | 24 | 10 | 3 | 1 | 10 | 14 | 12.6% | 4.2% | 42.6% | 59.4%
C | J Country | mullingar | 2028 | 50% ECP | Grandfathering | IE wind not priority | 49 | 157 | 67 | 30 | 8 | 52 | 90 | 19.2% | 5% | 33.3% | 57.5%
C | C | richmond | 2028 | 50% ECP | Grandfathering | IE wind not priority | 2 | 7 | 5 | 1 | 0 | 1 | 2 | 19.2% | 5% | 7.7% | 31.9%
C | C | richmond | 2028 | 50% ECP | Grandfathering | IE Solar not priority | 22 | 28 | 23 | 3 | 1 | 1 | 5 | 12.6% | 4.2% | 2.2% | 19%
C | C | shannonbridge | 2028 | 50% ECP | Grandfathering | IE Solar not priority | 33 | 42 | 34 | 5 | 2 | 1 | 8 | 12.6% | 4.2% | 2.2% | 19%
C | J Country | shanonagh | 2028 | 50% ECP | Grandfathering | IE Solar not priority | 100 | 128 | 52 | 16 | 5 | 55 | 76 | 12.6% | 4.2% | 42.6% | 59.4%
C | C | sliabh bawn | 2028 | 50% ECP | Grandfathering | IE wind priority | 58 | 187 | 170 | 0 | 17 | 0 | 17 | 0% | 8.8% | 0% | 8.8%
C | C | somerset | 2028 | 50% ECP | Grandfathering | IE Solar not priority | 51 | 65 | 53 | 8 | 3 | 1 | 12 | 12.6% | 4.2% | 2.2% | 19%
C | C | stonestown | 2028 | 50% ECP | Grandfathering | IE wind not priority | 105 | 339 | 231 | 65 | 17 | 26 | 108 | 19.2% | 5% | 7.7% | 31.9%
C | C | athlone | 2028 | 100% ECP | Grandfathering | IE Solar not priority | 143 | 183 | 119 | 42 | 11 | 11 | 64 | 22.7% | 6% | 5.9% | 34.6%
C | C | athlone | 2028 | 100% ECP | Grandfathering | IE wind not priority | 127 | 411 | 268 | 102 | 19 | 21 | 143 | 24.8% | 4.7% | 5.2% | 34.7%
C | C | carrick on shannon | 2028 | 100% ECP | Grandfathering | IE Solar not priority | 25 | 32 | 21 | 7 | 2 | 2 | 11 | 22.7% | 6% | 5.9% | 34.6%
C | C | carrick on shannon | 2028 | 100% ECP | Grandfathering | IE wind not priority | 7 | 22 | 14 | 6 | 1 | 1 | 8 | 24.8% | 4.7% | 5.2% | 34.7%
C | C | cregg | 2028 | 100% ECP | Grandfathering | IE Solar not priority | 75 | 96 | 63 | 22 | 6 | 6 | 33 | 22.7% | 6% | 5.9% | 34.6%
C | C | dallow | 2028 | 100% ECP | Grandfathering | IE wind not priority | 63 | 202 | 132 | 50 | 10 | 10 | 70 | 24.8% | 4.7% | 5.2% | 34.7%
C | C | dallow | 2028 | 100% ECP | Grandfathering | IE wind priority | 10 | 32 | 29 | 0 | 3 | 0 | 3 | 0% | 9.4% | 0% | 9.4%
C | C | derrycarney | 2028 | 100% ECP | Grandfathering | IE Solar not priority | 444 | 570 | 373 | 129 | 34 | 33 | 197 | 22.7% | 6% | 5.9% | 34.6%
C | C | derrycarney | 2028 | 100% ECP | Grandfathering | IE wind not priority | 34 | 110 | 72 | 27 | 5 | 6 | 38 | 24.8% | 4.7% | 5.2% | 34.7%
C | C | lanesboro | 2028 | 100% ECP | Grandfathering | IE Solar not priority | 61 | 78 | 51 | 18 | 5 | 5 | 27 | 22.7% | 6% | 5.9% | 34.6%
C | C | lanesboro | 2028 | 100% ECP | Grandfathering | IE wind not priority | 99 | 321 | 210 | 79 | 15 | 17 | 111 | 24.8% | 4.7% | 5.2% | 34.7%
C | J Country | mullingar | 2028 | 100% ECP | Grandfathering | IE Solar not priority | 29 | 37 | 11 | 8 | 2 | 16 | 26 | 22.7% | 6% | 42% | 70.7%
C | J Country | mullingar | 2028 | 100% ECP | Grandfathering | IE wind not priority | 98 | 315 | 99 | 78 | 15 | 123 | 216 | 24.8% | 4.7% | 39% | 68.6%
C | C | richmond | 2028 | 100% ECP | Grandfathering | IE wind not priority | 5 | 15 | 10 | 4 | 1 | 1 | 5 | 24.8% | 4.7% | 5.2% | 34.7%
C | C | richmond | 2028 | 100% ECP | Grandfathering | IE Solar not priority | 31 | 40 | 26 | 9 | 2 | 2 | 14 | 22.7% | 6% | 5.9% | 34.6%
C | C | shannonbridge | 2028 | 100% ECP | Grandfathering | IE Solar not priority | 65 | 83 | 54 | 19 | 5 | 5 | 29 | 22.7% | 6% | 5.9% | 34.6%
C | J Country | shanonagh | 2028 | 100% ECP | Grandfathering | IE Solar not priority | 200 | 257 | 76 | 58 | 16 | 108 | 181 | 22.7% | 6% | 42% | 70.7%
C | C | sliabh bawn | 2028 | 100% ECP | Grandfathering | IE wind priority | 58 | 187 | 169 | 0 | 18 | 0 | 18 | 0% | 9.4% | 0% | 9.4%
C | C | somerset | 2028 | 100% ECP | Grandfathering | IE Solar not priority | 98 | 126 | 82 | 29 | 8 | 7 | 44 | 22.7% | 6% | 5.9% | 34.6%
C | C | stonestown | 2028 | 100% ECP | Grandfathering | IE wind not priority | 105 | 339 | 221 | 84 | 16 | 18 | 118 | 24.8% | 4.7% | 5.2% | 34.7%
C | C | dallow | 2030 | Initial | Grandfathering | IE wind priority | 10 | 32 | 30 | 0 | 2 | 0 | 2 | 0% | 6.4% | 0% | 6.4%
C | C | derrycarney | 2030 | Initial | Grandfathering | IE wind not priority | 34 | 109 | 91 | 12 | 5 | 1 | 18 | 11.2% | 4.7% | 1.1% | 16.9%
C | J Country | mullingar | 2030 | Initial | Grandfathering | IE Solar not priority | 8 | 10 | 9 | 1 | 0 | 0 | 1 | 8.1% | 2.5% | 2.5% | 13.1%
C | C | richmond | 2030 | Initial | Grandfathering | IE Solar not priority | 12 | 15 | 13 | 1 | 0 | 0 | 2 | 8.1% | 2.5% | 0.2% | 10.8%
C | C | sliabh bawn | 2030 | Initial | Grandfathering | IE wind priority | 58 | 186 | 174 | 0 | 12 | 0 | 12 | 0% | 6.4% | 0% | 6.4%
C | C | somerset | 2030 | Initial | Grandfathering | IE Solar not priority | 4 | 5 | 4 | 0 | 0 | 0 | 1 | 8.1% | 2.5% | 0.2% | 10.8%
C | C | stonestown | 2030 | Initial | Grandfathering | IE wind not priority | 105 | 337 | 280 | 38 | 16 | 4 | 57 | 11.2% | 4.7% | 1.1% | 16.9%
C | C | athlone | 2030 | 50% ECP | Grandfathering | IE Solar not priority | 71 | 92 | 75 | 13 | 2 | 1 | 17 | 14.7% | 2.6% | 1.4% | 18.7%
C | C | athlone | 2030 | 50% ECP | Grandfathering | IE wind not priority | 64 | 204 | 154 | 42 | 6 | 1 | 50 | 20.4% | 3.2% | 0.7% | 24.2%
C | C | carrick on shannon | 2030 | 50% ECP | Grandfathering | IE Solar not priority | 12 | 16 | 13 | 2 | 0 | 0 | 3 | 14.7% | 2.6% | 1.4% | 18.7%
C | C | carrick on shannon | 2030 | 50% ECP | Grandfathering | IE wind not priority | 3 | 11 | 8 | 2 | 0 | 0 | 3 | 20.4% | 3.2% | 0.7% | 24.2%
C | C | cregg | 2030 | 50% ECP | Grandfathering | IE Solar not priority | 38 | 48 | 39 | 7 | 1 | 1 | 9 | 14.7% | 2.6% | 1.4% | 18.7%
C | C | dallow | 2030 | 50% ECP | Grandfathering | IE wind not priority | 31 | 100 | 76 | 20 | 3 | 1 | 24 | 20.4% | 3.2% | 0.7% | 24.2%
C | C | dallow | 2030 | 50% ECP | Grandfathering | IE wind priority | 10 | 32 | 30 | 0 | 2 | 0 | 2 | 0% | 5.6% | 0% | 5.6%
C | C | derrycarney | 2030 | 50% ECP | Grandfathering | IE Solar not priority | 222 | 285 | 232 | 42 | 7 | 4 | 53 | 14.7% | 2.6% | 1.4% | 18.7%
C | C | derrycarney | 2030 | 50% ECP | Grandfathering | IE wind not priority | 34 | 109 | 83 | 22 | 3 | 1 | 26 | 20.4% | 3.2% | 0.7% | 24.2%
C | C | lanesboro | 2030 | 50% ECP | Grandfathering | IE Solar not priority | 30 | 39 | 32 | 6 | 1 | 1 | 7 | 14.7% | 2.6% | 1.4% | 18.7%
C | C | lanesboro | 2030 | 50% ECP | Grandfathering | IE wind not priority | 50 | 160 | 121 | 33 | 5 | 1 | 39 | 20.4% | 3.2% | 0.7% | 24.2%
C | J Country | mullingar | 2030 | 50% ECP | Grandfathering | IE Solar not priority | 18 | 24 | 14 | 3 | 1 | 6 | 10 | 14.7% | 2.6% | 25.6% | 42.9%
C | J Country | mullingar | 2030 | 50% ECP | Grandfathering | IE wind not priority | 49 | 156 | 86 | 32 | 5 | 34 | 70 | 20.4% | 3.2% | 21.4% | 45%
C | C | richmond | 2030 | 50% ECP | Grandfathering | IE wind not priority | 2 | 7 | 5 | 1 | 0 | 0 | 2 | 20.4% | 3.2% | 0.7% | 24.2%
C | C | richmond | 2030 | 50% ECP | Grandfathering | IE Solar not priority | 22 | 28 | 23 | 4 | 1 | 0 | 5 | 14.7% | 2.6% | 1.4% | 18.7%
C | C | shannonbridge | 2030 | 50% ECP | Grandfathering | IE Solar not priority | 33 | 42 | 34 | 6 | 1 | 1 | 8 | 14.7% | 2.6% | 1.4% | 18.7%
C | J Country | shanonagh | 2030 | 50% ECP | Grandfathering | IE Solar not priority | 100 | 128 | 73 | 19 | 3 | 33 | 55 | 14.7% | 2.6% | 25.6% | 42.9%
C | C | sliabh bawn | 2030 | 50% ECP | Grandfathering | IE wind priority | 58 | 186 | 176 | 0 | 10 | 0 | 10 | 0% | 5.6% | 0% | 5.6%
C | C | somerset | 2030 | 50% ECP | Grandfathering | IE Solar not priority | 51 | 65 | 53 | 10 | 2 | 1 | 12 | 14.7% | 2.6% | 1.4% | 18.7%
C | C | stonestown | 2030 | 50% ECP | Grandfathering | IE wind not priority | 105 | 337 | 255 | 69 | 11 | 2 | 82 | 20.4% | 3.2% | 0.7% | 24.2%
C | C | athlone | 2030 | 100% ECP | Grandfathering | IE Solar not priority | 143 | 183 | 121 | 45 | 6 | 11 | 62 | 24.6% | 3.5% | 5.8% | 33.9%
C | C | athlone | 2030 | 100% ECP | Grandfathering | IE wind not priority | 127 | 409 | 285 | 109 | 12 | 3 | 124 | 26.6% | 2.9% | 0.8% | 30.3%
C | C | carrick on shannon | 2030 | 100% ECP | Grandfathering | IE Solar not priority | 25 | 32 | 21 | 8 | 1 | 2 | 11 | 24.6% | 3.5% | 5.8% | 33.9%
C | C | carrick on shannon | 2030 | 100% ECP | Grandfathering | IE wind not priority | 7 | 22 | 15 | 6 | 1 | 0 | 7 | 26.6% | 2.9% | 0.8% | 30.3%
C | C | cregg | 2030 | 100% ECP | Grandfathering | IE Solar not priority | 75 | 96 | 63 | 24 | 3 | 6 | 33 | 24.6% | 3.5% | 5.8% | 33.9%
C | C | dallow | 2030 | 100% ECP | Grandfathering | IE wind not priority | 63 | 201 | 140 | 53 | 6 | 2 | 61 | 26.6% | 2.9% | 0.8% | 30.3%
C | C | dallow | 2030 | 100% ECP | Grandfathering | IE wind priority | 10 | 32 | 30 | 0 | 2 | 0 | 2 | 0% | 5.8% | 0% | 5.8%
C | C | derrycarney | 2030 | 100% ECP | Grandfathering | IE Solar not priority | 444 | 569 | 376 | 140 | 20 | 33 | 193 | 24.6% | 3.5% | 5.8% | 33.9%
C | C | derrycarney | 2030 | 100% ECP | Grandfathering | IE wind not priority | 34 | 109 | 76 | 29 | 3 | 1 | 33 | 26.6% | 2.9% | 0.8% | 30.3%
C | C | lanesboro | 2030 | 100% ECP | Grandfathering | IE Solar not priority | 61 | 78 | 52 | 19 | 3 | 4 | 26 | 24.6% | 3.5% | 5.8% | 33.9%
C | C | lanesboro | 2030 | 100% ECP | Grandfathering | IE wind not priority | 99 | 319 | 222 | 85 | 9 | 3 | 97 | 26.6% | 2.9% | 0.8% | 30.3%
C | J Country | mullingar | 2030 | 100% ECP | Grandfathering | IE Solar not priority | 29 | 37 | 16 | 9 | 1 | 10 | 21 | 24.6% | 3.5% | 28% | 56.1%
C | J Country | mullingar | 2030 | 100% ECP | Grandfathering | IE wind not priority | 98 | 313 | 157 | 83 | 9 | 64 | 156 | 26.6% | 2.9% | 20.3% | 49.8%
C | C | richmond | 2030 | 100% ECP | Grandfathering | IE wind not priority | 5 | 14 | 10 | 4 | 0 | 0 | 4 | 26.6% | 2.9% | 0.8% | 30.3%
C | C | richmond | 2030 | 100% ECP | Grandfathering | IE Solar not priority | 31 | 40 | 27 | 10 | 1 | 2 | 13 | 24.6% | 3.5% | 5.8% | 33.9%
C | C | shannonbridge | 2030 | 100% ECP | Grandfathering | IE Solar not priority | 65 | 83 | 55 | 20 | 3 | 5 | 28 | 24.6% | 3.5% | 5.8% | 33.9%
C | J Country | shanonagh | 2030 | 100% ECP | Grandfathering | IE Solar not priority | 200 | 256 | 112 | 63 | 9 | 72 | 144 | 24.6% | 3.5% | 28% | 56.1%
C | C | sliabh bawn | 2030 | 100% ECP | Grandfathering | IE wind priority | 58 | 186 | 175 | 0 | 11 | 0 | 11 | 0% | 5.8% | 0% | 5.8%
C | C | somerset | 2030 | 100% ECP | Grandfathering | IE Solar not priority | 98 | 126 | 83 | 31 | 4 | 7 | 43 | 24.6% | 3.5% | 5.8% | 33.9%
C | C | stonestown | 2030 | 100% ECP | Grandfathering | IE wind not priority | 105 | 337 | 235 | 90 | 10 | 3 | 102 | 26.6% | 2.9% | 0.8% | 30.3%
C | C | athlone | 2030 | 100% ECP + 3.1GW Offshore | Grandfathering | IE Solar not priority | 143 | 183 | 113 | 56 | 7 | 8 | 70 | 30.5% | 3.6% | 4.3% | 38.3%
C | C | athlone | 2030 | 100% ECP + 3.1GW Offshore | Grandfathering | IE wind not priority | 127 | 409 | 236 | 160 | 11 | 2 | 173 | 39.1% | 2.8% | 0.4% | 42.3%
C | C | carrick on shannon | 2030 | 100% ECP + 3.1GW Offshore | Grandfathering | IE Solar not priority | 25 | 32 | 20 | 10 | 1 | 1 | 12 | 30.5% | 3.6% | 4.3% | 38.3%
C | C | carrick on shannon | 2030 | 100% ECP + 3.1GW Offshore | Grandfathering | IE wind not priority | 7 | 22 | 13 | 9 | 1 | 0 | 9 | 39.1% | 2.8% | 0.4% | 42.3%
C | C | cregg | 2030 | 100% ECP + 3.1GW Offshore | Grandfathering | IE Solar not priority | 75 | 96 | 59 | 29 | 3 | 4 | 37 | 30.5% | 3.6% | 4.3% | 38.3%
C | C | dallow | 2030 | 100% ECP + 3.1GW Offshore | Grandfathering | IE wind not priority | 63 | 201 | 116 | 79 | 6 | 1 | 85 | 39.1% | 2.8% | 0.4% | 42.3%
C | C | dallow | 2030 | 100% ECP + 3.1GW Offshore | Grandfathering | IE wind priority | 10 | 32 | 30 | 0 | 2 | 0 | 2 | 0% | 7% | 0% | 7%
C | C | derrycarney | 2030 | 100% ECP + 3.1GW Offshore | Grandfathering | IE Solar not priority | 444 | 569 | 351 | 174 | 20 | 24 | 218 | 30.5% | 3.6% | 4.3% | 38.3%
C | C | derrycarney | 2030 | 100% ECP + 3.1GW Offshore | Grandfathering | IE wind not priority | 34 | 109 | 63 | 43 | 3 | 0 | 46 | 39.1% | 2.8% | 0.4% | 42.3%
C | C | lanesboro | 2030 | 100% ECP + 3.1GW Offshore | Grandfathering | IE Solar not priority | 61 | 78 | 48 | 24 | 3 | 3 | 30 | 30.5% | 3.6% | 4.3% | 38.3%
C | C | lanesboro | 2030 | 100% ECP + 3.1GW Offshore | Grandfathering | IE wind not priority | 99 | 319 | 184 | 125 | 9 | 1 | 135 | 39.1% | 2.8% | 0.4% | 42.3%
C | J Country | mullingar | 2030 | 100% ECP + 3.1GW Offshore | Grandfathering | IE Solar not priority | 29 | 37 | 16 | 11 | 1 | 9 | 21 | 30.5% | 3.6% | 23.2% | 57.3%
C | J Country | mullingar | 2030 | 100% ECP + 3.1GW Offshore | Grandfathering | IE wind not priority | 98 | 313 | 159 | 122 | 9 | 23 | 154 | 39.1% | 2.8% | 7.3% | 49.2%
C | C | richmond | 2030 | 100% ECP + 3.1GW Offshore | Grandfathering | IE wind not priority | 5 | 14 | 8 | 6 | 0 | 0 | 6 | 39.1% | 2.8% | 0.4% | 42.3%
C | C | richmond | 2030 | 100% ECP + 3.1GW Offshore | Grandfathering | IE Solar not priority | 31 | 40 | 25 | 12 | 1 | 2 | 15 | 30.5% | 3.6% | 4.3% | 38.3%
C | C | shannonbridge | 2030 | 100% ECP + 3.1GW Offshore | Grandfathering | IE Solar not priority | 65 | 83 | 51 | 25 | 3 | 4 | 32 | 30.5% | 3.6% | 4.3% | 38.3%
C | J Country | shanonagh | 2030 | 100% ECP + 3.1GW Offshore | Grandfathering | IE Solar not priority | 200 | 256 | 109 | 78 | 9 | 59 | 147 | 30.5% | 3.6% | 23.2% | 57.3%
C | C | sliabh bawn | 2030 | 100% ECP + 3.1GW Offshore | Grandfathering | IE wind priority | 58 | 186 | 173 | 0 | 13 | 0 | 13 | 0% | 7% | 0% | 7%
C | C | somerset | 2030 | 100% ECP + 3.1GW Offshore | Grandfathering | IE Solar not priority | 98 | 126 | 78 | 38 | 4 | 5 | 48 | 30.5% | 3.6% | 4.3% | 38.3%
C | C | stonestown | 2030 | 100% ECP + 3.1GW Offshore | Grandfathering | IE wind not priority | 105 | 337 | 194 | 132 | 9 | 1 | 143 | 39.1% | 2.8% | 0.4% | 42.3%
C | C | athlone | 2030 | 100% ECP (without Battery) | Grandfathering | IE Solar not priority | 143 | 183 | 107 | 60 | 8 | 7 | 76 | 33% | 4.5% | 3.8% | 41.4%
C | C | athlone | 2030 | 100% ECP (without Battery) | Grandfathering | IE wind not priority | 127 | 409 | 259 | 129 | 16 | 4 | 150 | 31.6% | 4% | 1% | 36.7%
C | C | carrick on shannon | 2030 | 100% ECP (without Battery) | Grandfathering | IE Solar not priority | 25 | 32 | 19 | 11 | 1 | 1 | 13 | 33% | 4.5% | 3.8% | 41.4%
C | C | carrick on shannon | 2030 | 100% ECP (without Battery) | Grandfathering | IE wind not priority | 7 | 22 | 14 | 7 | 1 | 0 | 8 | 31.6% | 4% | 1% | 36.7%
C | C | cregg | 2030 | 100% ECP (without Battery) | Grandfathering | IE Solar not priority | 75 | 96 | 56 | 32 | 4 | 4 | 40 | 33% | 4.5% | 3.8% | 41.4%
C | C | dallow | 2030 | 100% ECP (without Battery) | Grandfathering | IE wind not priority | 63 | 201 | 127 | 64 | 8 | 2 | 74 | 31.6% | 4% | 1% | 36.7%
C | C | dallow | 2030 | 100% ECP (without Battery) | Grandfathering | IE wind priority | 10 | 32 | 29 | 0 | 3 | 0 | 3 | 0% | 8.3% | 0% | 8.3%
C | C | derrycarney | 2030 | 100% ECP (without Battery) | Grandfathering | IE Solar not priority | 444 | 569 | 334 | 188 | 26 | 22 | 235 | 33% | 4.5% | 3.8% | 41.4%
C | C | derrycarney | 2030 | 100% ECP (without Battery) | Grandfathering | IE wind not priority | 34 | 109 | 69 | 35 | 4 | 1 | 40 | 31.6% | 4% | 1% | 36.7%
C | C | lanesboro | 2030 | 100% ECP (without Battery) | Grandfathering | IE Solar not priority | 61 | 78 | 46 | 26 | 4 | 3 | 32 | 33% | 4.5% | 3.8% | 41.4%
C | C | lanesboro | 2030 | 100% ECP (without Battery) | Grandfathering | IE wind not priority | 99 | 319 | 202 | 101 | 13 | 3 | 117 | 31.6% | 4% | 1% | 36.7%
C | J Country | mullingar | 2030 | 100% ECP (without Battery) | Grandfathering | IE Solar not priority | 29 | 37 | 13 | 12 | 2 | 11 | 24 | 33% | 4.5% | 28.5% | 66%
C | J Country | mullingar | 2030 | 100% ECP (without Battery) | Grandfathering | IE wind not priority | 98 | 313 | 148 | 99 | 12 | 54 | 165 | 31.6% | 4% | 17.1% | 52.7%
C | C | richmond | 2030 | 100% ECP (without Battery) | Grandfathering | IE wind not priority | 5 | 14 | 9 | 5 | 1 | 0 | 5 | 31.6% | 4% | 1% | 36.7%
C | C | richmond | 2030 | 100% ECP (without Battery) | Grandfathering | IE Solar not priority | 31 | 40 | 24 | 13 | 2 | 2 | 16 | 33% | 4.5% | 3.8% | 41.4%
C | C | shannonbridge | 2030 | 100% ECP (without Battery) | Grandfathering | IE Solar not priority | 65 | 83 | 49 | 27 | 4 | 3 | 34 | 33% | 4.5% | 3.8% | 41.4%
C | J Country | shanonagh | 2030 | 100% ECP (without Battery) | Grandfathering | IE Solar not priority | 200 | 256 | 87 | 85 | 12 | 73 | 169 | 33% | 4.5% | 28.5% | 66%
C | C | sliabh bawn | 2030 | 100% ECP (without Battery) | Grandfathering | IE wind priority | 58 | 186 | 171 | 0 | 15 | 0 | 15 | 0% | 8.3% | 0% | 8.3%
C | C | somerset | 2030 | 100% ECP (without Battery) | Grandfathering | IE Solar not priority | 98 | 126 | 74 | 41 | 6 | 5 | 52 | 33% | 4.5% | 3.8% | 41.4%
C | C | stonestown | 2030 | 100% ECP (without Battery) | Grandfathering | IE wind not priority | 105 | 337 | 213 | 107 | 13 | 3 | 124 | 31.6% | 4% | 1% | 36.7%
C | C | athlone | 2035 | 100% ECP + 5GW Offshore | Grandfathering | IE Solar not priority | 143 | 183 | 124 | 41 | 4 | 14 | 59 | 22.2% | 2.2% | 7.7% | 32.1%
C | C | athlone | 2035 | 100% ECP + 5GW Offshore | Grandfathering | IE wind not priority | 127 | 409 | 269 | 126 | 8 | 6 | 140 | 30.9% | 1.9% | 1.5% | 34.3%
C | C | carrick on shannon | 2035 | 100% ECP + 5GW Offshore | Grandfathering | IE Solar not priority | 25 | 32 | 22 | 7 | 1 | 2 | 10 | 22.2% | 2.2% | 7.7% | 32.1%
C | C | carrick on shannon | 2035 | 100% ECP + 5GW Offshore | Grandfathering | IE wind not priority | 7 | 22 | 14 | 7 | 0 | 0 | 8 | 30.9% | 1.9% | 1.5% | 34.3%
C | C | cregg | 2035 | 100% ECP + 5GW Offshore | Grandfathering | IE Solar not priority | 75 | 96 | 65 | 21 | 2 | 7 | 31 | 22.2% | 2.2% | 7.7% | 32.1%
C | C | dallow | 2035 | 100% ECP + 5GW Offshore | Grandfathering | IE wind not priority | 63 | 201 | 132 | 62 | 4 | 3 | 69 | 30.9% | 1.9% | 1.5% | 34.3%
C | C | dallow | 2035 | 100% ECP + 5GW Offshore | Grandfathering | IE wind priority | 10 | 32 | 30 | 0 | 2 | 0 | 2 | 0% | 5.5% | 0% | 5.5%
C | C | derrycarney | 2035 | 100% ECP + 5GW Offshore | Grandfathering | IE Solar not priority | 444 | 569 | 386 | 127 | 12 | 44 | 183 | 22.2% | 2.2% | 7.7% | 32.1%
C | C | derrycarney | 2035 | 100% ECP + 5GW Offshore | Grandfathering | IE wind not priority | 34 | 109 | 72 | 34 | 2 | 2 | 37 | 30.9% | 1.9% | 1.5% | 34.3%
C | C | lanesboro | 2035 | 100% ECP + 5GW Offshore | Grandfathering | IE Solar not priority | 61 | 78 | 53 | 17 | 2 | 6 | 25 | 22.2% | 2.2% | 7.7% | 32.1%
C | C | lanesboro | 2035 | 100% ECP + 5GW Offshore | Grandfathering | IE wind not priority | 99 | 319 | 210 | 99 | 6 | 5 | 109 | 30.9% | 1.9% | 1.5% | 34.3%
C | J Country | mullingar | 2035 | 100% ECP + 5GW Offshore | Grandfathering | IE Solar not priority | 29 | 37 | 17 | 8 | 1 | 11 | 20 | 22.2% | 2.2% | 29.4% | 53.8%
C | J Country | mullingar | 2035 | 100% ECP + 5GW Offshore | Grandfathering | IE wind not priority | 98 | 313 | 184 | 97 | 6 | 26 | 129 | 30.9% | 1.9% | 8.5% | 41.3%
C | C | richmond | 2035 | 100% ECP + 5GW Offshore | Grandfathering | IE wind not priority | 5 | 14 | 9 | 4 | 0 | 0 | 5 | 30.9% | 1.9% | 1.5% | 34.3%
C | C | richmond | 2035 | 100% ECP + 5GW Offshore | Grandfathering | IE Solar not priority | 31 | 40 | 27 | 9 | 1 | 3 | 13 | 22.2% | 2.2% | 7.7% | 32.1%
C | C | shannonbridge | 2035 | 100% ECP + 5GW Offshore | Grandfathering | IE Solar not priority | 65 | 83 | 56 | 19 | 2 | 6 | 27 | 22.2% | 2.2% | 7.7% | 32.1%
C | J Country | shanonagh | 2035 | 100% ECP + 5GW Offshore | Grandfathering | IE Solar not priority | 200 | 256 | 118 | 57 | 6 | 75 | 138 | 22.2% | 2.2% | 29.4% | 53.8%
C | C | sliabh bawn | 2035 | 100% ECP + 5GW Offshore | Grandfathering | IE wind priority | 58 | 186 | 176 | 0 | 10 | 0 | 10 | 0% | 5.5% | 0% | 5.5%
C | C | somerset | 2035 | 100% ECP + 5GW Offshore | Grandfathering | IE Solar not priority | 98 | 126 | 86 | 28 | 3 | 10 | 40 | 22.2% | 2.2% | 7.7% | 32.1%
C | C | stonestown | 2035 | 100% ECP + 5GW Offshore | Grandfathering | IE wind not priority | 105 | 337 | 222 | 104 | 6 | 5 | 115 | 30.9% | 1.9% | 1.5% | 34.3%
C | C | athlone | 2035 | 100% ECP + 5GW Offshore (without France 2, LirIC, MaRES) | Grandfathering | IE Solar not priority | 143 | 183 | 117 | 52 | 5 | 9 | 66 | 28.6% | 2.7% | 4.8% | 36.1%
C | C | athlone | 2035 | 100% ECP + 5GW Offshore (without France 2, LirIC, MaRES) | Grandfathering | IE wind not priority | 127 | 409 | 248 | 147 | 8 | 5 | 161 | 36.1% | 2.1% | 1.2% | 39.3%
C | C | carrick on shannon | 2035 | 100% ECP + 5GW Offshore (without France 2, LirIC, MaRES) | Grandfathering | IE Solar not priority | 25 | 32 | 20 | 9 | 1 | 2 | 12 | 28.6% | 2.7% | 4.8% | 36.1%
C | C | carrick on shannon | 2035 | 100% ECP + 5GW Offshore (without France 2, LirIC, MaRES) | Grandfathering | IE wind not priority | 7 | 22 | 13 | 8 | 0 | 0 | 9 | 36.1% | 2.1% | 1.2% | 39.3%
C | C | cregg | 2035 | 100% ECP + 5GW Offshore (without France 2, LirIC, MaRES) | Grandfathering | IE Solar not priority | 75 | 96 | 61 | 27 | 3 | 5 | 35 | 28.6% | 2.7% | 4.8% | 36.1%
C | C | dallow | 2035 | 100% ECP + 5GW Offshore (without France 2, LirIC, MaRES) | Grandfathering | IE wind not priority | 63 | 201 | 122 | 72 | 4 | 2 | 79 | 36.1% | 2.1% | 1.2% | 39.3%
C | C | dallow | 2035 | 100% ECP + 5GW Offshore (without France 2, LirIC, MaRES) | Grandfathering | IE wind priority | 10 | 32 | 30 | 0 | 2 | 0 | 2 | 0% | 5.3% | 0% | 5.3%
C | C | derrycarney | 2035 | 100% ECP + 5GW Offshore (without France 2, LirIC, MaRES) | Grandfathering | IE Solar not priority | 444 | 569 | 363 | 163 | 16 | 27 | 206 | 28.6% | 2.7% | 4.8% | 36.1%
C | C | derrycarney | 2035 | 100% ECP + 5GW Offshore (without France 2, LirIC, MaRES) | Grandfathering | IE wind not priority | 34 | 109 | 66 | 39 | 2 | 1 | 43 | 36.1% | 2.1% | 1.2% | 39.3%
C | C | lanesboro | 2035 | 100% ECP + 5GW Offshore (without France 2, LirIC, MaRES) | Grandfathering | IE Solar not priority | 61 | 78 | 50 | 22 | 2 | 4 | 28 | 28.6% | 2.7% | 4.8% | 36.1%
C | C | lanesboro | 2035 | 100% ECP + 5GW Offshore (without France 2, LirIC, MaRES) | Grandfathering | IE wind not priority | 99 | 319 | 193 | 115 | 7 | 4 | 126 | 36.1% | 2.1% | 1.2% | 39.3%
C | J Country | mullingar | 2035 | 100% ECP + 5GW Offshore (without France 2, LirIC, MaRES) | Grandfathering | IE Solar not priority | 29 | 37 | 17 | 11 | 1 | 9 | 20 | 28.6% | 2.7% | 23.2% | 54.5%
C | J Country | mullingar | 2035 | 100% ECP + 5GW Offshore (without France 2, LirIC, MaRES) | Grandfathering | IE wind not priority | 98 | 313 | 179 | 113 | 6 | 15 | 134 | 36.1% | 2.1% | 4.6% | 42.8%
C | C | richmond | 2035 | 100% ECP + 5GW Offshore (without France 2, LirIC, MaRES) | Grandfathering | IE wind not priority | 5 | 14 | 8 | 5 | 0 | 0 | 6 | 36.1% | 2.1% | 1.2% | 39.3%
C | C | richmond | 2035 | 100% ECP + 5GW Offshore (without France 2, LirIC, MaRES) | Grandfathering | IE Solar not priority | 31 | 40 | 26 | 11 | 1 | 2 | 14 | 28.6% | 2.7% | 4.8% | 36.1%
C | C | shannonbridge | 2035 | 100% ECP + 5GW Offshore (without France 2, LirIC, MaRES) | Grandfathering | IE Solar not priority | 65 | 83 | 53 | 24 | 2 | 4 | 30 | 28.6% | 2.7% | 4.8% | 36.1%
C | J Country | shanonagh | 2035 | 100% ECP + 5GW Offshore (without France 2, LirIC, MaRES) | Grandfathering | IE Solar not priority | 200 | 256 | 116 | 73 | 7 | 59 | 140 | 28.6% | 2.7% | 23.2% | 54.5%
C | C | sliabh bawn | 2035 | 100% ECP + 5GW Offshore (without France 2, LirIC, MaRES) | Grandfathering | IE wind priority | 58 | 186 | 176 | 0 | 10 | 0 | 10 | 0% | 5.3% | 0% | 5.3%
C | C | somerset | 2035 | 100% ECP + 5GW Offshore (without France 2, LirIC, MaRES) | Grandfathering | IE Solar not priority | 98 | 126 | 81 | 36 | 3 | 6 | 45 | 28.6% | 2.7% | 4.8% | 36.1%
C | C | stonestown | 2035 | 100% ECP + 5GW Offshore (without France 2, LirIC, MaRES) | Grandfathering | IE wind not priority | 105 | 337 | 204 | 122 | 7 | 4 | 133 | 36.1% | 2.1% | 1.2% | 39.3%
C | C | athlone | 2035 | 100% ECP + 5GW Offshore (with 100% ECP 2.4 IC methodology) | Grandfathering | IE Solar not priority | 143 | 183 | 134 | 33 | 4 | 12 | 49 | 17.9% | 2% | 6.8% | 26.7%
C | C | athlone | 2035 | 100% ECP + 5GW Offshore (with 100% ECP 2.4 IC methodology) | Grandfathering | IE wind not priority | 127 | 409 | 313 | 80 | 7 | 9 | 96 | 19.5% | 1.8% | 2.1% | 23.4%
C | C | carrick on shannon | 2035 | 100% ECP + 5GW Offshore (with 100% ECP 2.4 IC methodology) | Grandfathering | IE Solar not priority | 25 | 32 | 23 | 6 | 1 | 2 | 9 | 17.9% | 2% | 6.8% | 26.7%
C | C | carrick on shannon | 2035 | 100% ECP + 5GW Offshore (with 100% ECP 2.4 IC methodology) | Grandfathering | IE wind not priority | 7 | 22 | 17 | 4 | 0 | 0 | 5 | 19.5% | 1.8% | 2.1% | 23.4%
C | C | cregg | 2035 | 100% ECP + 5GW Offshore (with 100% ECP 2.4 IC methodology) | Grandfathering | IE Solar not priority | 75 | 96 | 70 | 17 | 2 | 7 | 26 | 17.9% | 2% | 6.8% | 26.7%
C | C | dallow | 2035 | 100% ECP + 5GW Offshore (with 100% ECP 2.4 IC methodology) | Grandfathering | IE wind not priority | 63 | 201 | 154 | 39 | 4 | 4 | 47 | 19.5% | 1.8% | 2.1% | 23.4%
C | C | dallow | 2035 | 100% ECP + 5GW Offshore (with 100% ECP 2.4 IC methodology) | Grandfathering | IE wind priority | 10 | 32 | 31 | 0 | 1 | 0 | 1 | 0% | 2.8% | 0% | 2.8%
C | C | derrycarney | 2035 | 100% ECP + 5GW Offshore (with 100% ECP 2.4 IC methodology) | Grandfathering | IE Solar not priority | 444 | 569 | 417 | 102 | 11 | 39 | 152 | 17.9% | 2% | 6.8% | 26.7%
C | C | derrycarney | 2035 | 100% ECP + 5GW Offshore (with 100% ECP 2.4 IC methodology) | Grandfathering | IE wind not priority | 34 | 109 | 84 | 21 | 2 | 2 | 25 | 19.5% | 1.8% | 2.1% | 23.4%
C | C | lanesboro | 2035 | 100% ECP + 5GW Offshore (with 100% ECP 2.4 IC methodology) | Grandfathering | IE Solar not priority | 61 | 78 | 57 | 14 | 2 | 5 | 21 | 17.9% | 2% | 6.8% | 26.7%
C | C | lanesboro | 2035 | 100% ECP + 5GW Offshore (with 100% ECP 2.4 IC methodology) | Grandfathering | IE wind not priority | 99 | 319 | 244 | 62 | 6 | 7 | 75 | 19.5% | 1.8% | 2.1% | 23.4%
C | J Country | mullingar | 2035 | 100% ECP + 5GW Offshore (with 100% ECP 2.4 IC methodology) | Grandfathering | IE Solar not priority | 29 | 37 | 19 | 7 | 1 | 11 | 18 | 17.9% | 2% | 29.4% | 49.3%
C | J Country | mullingar | 2035 | 100% ECP + 5GW Offshore (with 100% ECP 2.4 IC methodology) | Grandfathering | IE wind not priority | 98 | 313 | 215 | 61 | 6 | 32 | 98 | 19.5% | 1.8% | 10.1% | 31.3%
C | C | richmond | 2035 | 100% ECP + 5GW Offshore (with 100% ECP 2.4 IC methodology) | Grandfathering | IE wind not priority | 5 | 14 | 11 | 3 | 0 | 0 | 3 | 19.5% | 1.8% | 2.1% | 23.4%
C | C | richmond | 2035 | 100% ECP + 5GW Offshore (with 100% ECP 2.4 IC methodology) | Grandfathering | IE Solar not priority | 31 | 40 | 29 | 7 | 1 | 3 | 11 | 17.9% | 2% | 6.8% | 26.7%
C | C | shannonbridge | 2035 | 100% ECP + 5GW Offshore (with 100% ECP 2.4 IC methodology) | Grandfathering | IE Solar not priority | 65 | 83 | 61 | 15 | 2 | 6 | 22 | 17.9% | 2% | 6.8% | 26.7%
C | J Country | shanonagh | 2035 | 100% ECP + 5GW Offshore (with 100% ECP 2.4 IC methodology) | Grandfathering | IE Solar not priority | 200 | 256 | 130 | 46 | 5 | 75 | 126 | 17.9% | 2% | 29.4% | 49.3%
C | C | sliabh bawn | 2035 | 100% ECP + 5GW Offshore (with 100% ECP 2.4 IC methodology) | Grandfathering | IE wind priority | 58 | 186 | 181 | 0 | 5 | 0 | 5 | 0% | 2.8% | 0% | 2.8%
C | C | somerset | 2035 | 100% ECP + 5GW Offshore (with 100% ECP 2.4 IC methodology) | Grandfathering | IE Solar not priority | 98 | 126 | 93 | 23 | 2 | 9 | 33 | 17.9% | 2% | 6.8% | 26.7%
C | C | stonestown | 2035 | 100% ECP + 5GW Offshore (with 100% ECP 2.4 IC methodology) | Grandfathering | IE wind not priority | 105 | 337 | 258 | 66 | 6 | 7 | 79 | 19.5% | 1.8% | 2.1% | 23.4%
C | C | athlone | 2028 | 100% ECP (Pro-rata) | Pro-rata | IE Solar not priority | 143 | 183 | 119 | 42 | 11 | 11 | 64 | 22.7% | 6% | 5.9% | 34.6%
C | C | athlone | 2028 | 100% ECP (Pro-rata) | Pro-rata | IE wind not priority | 127 | 411 | 271 | 102 | 19 | 19 | 140 | 24.8% | 4.7% | 4.5% | 34%
C | C | carrick on shannon | 2028 | 100% ECP (Pro-rata) | Pro-rata | IE Solar not priority | 25 | 32 | 21 | 7 | 2 | 2 | 11 | 22.7% | 6% | 5.9% | 34.6%
C | C | carrick on shannon | 2028 | 100% ECP (Pro-rata) | Pro-rata | IE wind not priority | 7 | 22 | 14 | 6 | 1 | 1 | 8 | 24.8% | 4.7% | 4.5% | 34%
C | C | cregg | 2028 | 100% ECP (Pro-rata) | Pro-rata | IE Solar not priority | 75 | 96 | 63 | 22 | 6 | 6 | 33 | 22.7% | 6% | 5.9% | 34.6%
C | C | dallow | 2028 | 100% ECP (Pro-rata) | Pro-rata | IE wind not priority | 63 | 202 | 133 | 50 | 10 | 9 | 69 | 24.8% | 4.7% | 4.5% | 34%
C | C | dallow | 2028 | 100% ECP (Pro-rata) | Pro-rata | IE wind priority | 10 | 32 | 28 | 0 | 3 | 1 | 4 | 0% | 9.4% | 4.5% | 14%
C | C | derrycarney | 2028 | 100% ECP (Pro-rata) | Pro-rata | IE Solar not priority | 444 | 570 | 373 | 129 | 34 | 33 | 197 | 22.7% | 6% | 5.9% | 34.6%
C | C | derrycarney | 2028 | 100% ECP (Pro-rata) | Pro-rata | IE wind not priority | 34 | 110 | 73 | 27 | 5 | 5 | 37 | 24.8% | 4.7% | 4.5% | 34%
C | C | lanesboro | 2028 | 100% ECP (Pro-rata) | Pro-rata | IE Solar not priority | 61 | 78 | 51 | 18 | 5 | 5 | 27 | 22.7% | 6% | 5.9% | 34.6%
C | C | lanesboro | 2028 | 100% ECP (Pro-rata) | Pro-rata | IE wind not priority | 99 | 321 | 212 | 79 | 15 | 14 | 109 | 24.8% | 4.7% | 4.5% | 34%
C | J Country | mullingar | 2028 | 100% ECP (Pro-rata) | Pro-rata | IE Solar not priority | 29 | 37 | 11 | 8 | 2 | 16 | 26 | 22.7% | 6% | 42% | 70.7%
C | J Country | mullingar | 2028 | 100% ECP (Pro-rata) | Pro-rata | IE wind not priority | 98 | 315 | 111 | 78 | 15 | 112 | 204 | 24.8% | 4.7% | 35.5% | 65%
C | C | richmond | 2028 | 100% ECP (Pro-rata) | Pro-rata | IE wind not priority | 5 | 15 | 10 | 4 | 1 | 1 | 5 | 24.8% | 4.7% | 4.5% | 34%
C | C | richmond | 2028 | 100% ECP (Pro-rata) | Pro-rata | IE Solar not priority | 31 | 40 | 26 | 9 | 2 | 2 | 14 | 22.7% | 6% | 5.9% | 34.6%
C | C | shannonbridge | 2028 | 100% ECP (Pro-rata) | Pro-rata | IE Solar not priority | 65 | 83 | 54 | 19 | 5 | 5 | 29 | 22.7% | 6% | 5.9% | 34.6%
C | J Country | shanonagh | 2028 | 100% ECP (Pro-rata) | Pro-rata | IE Solar not priority | 200 | 257 | 76 | 58 | 16 | 108 | 181 | 22.7% | 6% | 42% | 70.7%
C | C | sliabh bawn | 2028 | 100% ECP (Pro-rata) | Pro-rata | IE wind priority | 58 | 187 | 161 | 0 | 18 | 8 | 26 | 0% | 9.4% | 4.5% | 14%
C | C | somerset | 2028 | 100% ECP (Pro-rata) | Pro-rata | IE Solar not priority | 98 | 126 | 82 | 29 | 8 | 7 | 44 | 22.7% | 6% | 5.9% | 34.6%
C | C | stonestown | 2028 | 100% ECP (Pro-rata) | Pro-rata | IE wind not priority | 105 | 339 | 224 | 84 | 16 | 15 | 115 | 24.8% | 4.7% | 4.5% | 34%
C | C | athlone | 2030 | 100% ECP (Pro-rata) | Pro-rata | IE Solar not priority | 143 | 183 | 121 | 45 | 6 | 11 | 62 | 24.6% | 3.5% | 5.8% | 33.9%
C | C | athlone | 2030 | 100% ECP (Pro-rata) | Pro-rata | IE wind not priority | 127 | 409 | 286 | 109 | 12 | 3 | 123 | 26.6% | 2.9% | 0.7% | 30.2%
C | C | carrick on shannon | 2030 | 100% ECP (Pro-rata) | Pro-rata | IE Solar not priority | 25 | 32 | 21 | 8 | 1 | 2 | 11 | 24.6% | 3.5% | 5.8% | 33.9%
C | C | carrick on shannon | 2030 | 100% ECP (Pro-rata) | Pro-rata | IE wind not priority | 7 | 22 | 15 | 6 | 1 | 0 | 7 | 26.6% | 2.9% | 0.7% | 30.2%
C | C | cregg | 2030 | 100% ECP (Pro-rata) | Pro-rata | IE Solar not priority | 75 | 96 | 63 | 24 | 3 | 6 | 33 | 24.6% | 3.5% | 5.8% | 33.9%
C | C | dallow | 2030 | 100% ECP (Pro-rata) | Pro-rata | IE wind not priority | 63 | 201 | 140 | 53 | 6 | 1 | 61 | 26.6% | 2.9% | 0.7% | 30.2%
C | C | dallow | 2030 | 100% ECP (Pro-rata) | Pro-rata | IE wind priority | 10 | 32 | 30 | 0 | 2 | 0 | 2 | 0% | 5.8% | 0.7% | 6.5%
C | C | derrycarney | 2030 | 100% ECP (Pro-rata) | Pro-rata | IE Solar not priority | 444 | 569 | 376 | 140 | 20 | 33 | 193 | 24.6% | 3.5% | 5.8% | 33.9%
C | C | derrycarney | 2030 | 100% ECP (Pro-rata) | Pro-rata | IE wind not priority | 34 | 109 | 76 | 29 | 3 | 1 | 33 | 26.6% | 2.9% | 0.7% | 30.2%
C | C | lanesboro | 2030 | 100% ECP (Pro-rata) | Pro-rata | IE Solar not priority | 61 | 78 | 52 | 19 | 3 | 4 | 26 | 24.6% | 3.5% | 5.8% | 33.9%
C | C | lanesboro | 2030 | 100% ECP (Pro-rata) | Pro-rata | IE wind not priority | 99 | 319 | 223 | 85 | 9 | 2 | 96 | 26.6% | 2.9% | 0.7% | 30.2%
C | J Country | mullingar | 2030 | 100% ECP (Pro-rata) | Pro-rata | IE Solar not priority | 29 | 37 | 16 | 9 | 1 | 10 | 21 | 24.6% | 3.5% | 28% | 56.1%
C | J Country | mullingar | 2030 | 100% ECP (Pro-rata) | Pro-rata | IE wind not priority | 98 | 313 | 163 | 83 | 9 | 58 | 150 | 26.6% | 2.9% | 18.5% | 48%
C | C | richmond | 2030 | 100% ECP (Pro-rata) | Pro-rata | IE wind not priority | 5 | 14 | 10 | 4 | 0 | 0 | 4 | 26.6% | 2.9% | 0.7% | 30.2%
C | C | richmond | 2030 | 100% ECP (Pro-rata) | Pro-rata | IE Solar not priority | 31 | 40 | 27 | 10 | 1 | 2 | 13 | 24.6% | 3.5% | 5.8% | 33.9%
C | C | shannonbridge | 2030 | 100% ECP (Pro-rata) | Pro-rata | IE Solar not priority | 65 | 83 | 55 | 20 | 3 | 5 | 28 | 24.6% | 3.5% | 5.8% | 33.9%
C | J Country | shanonagh | 2030 | 100% ECP (Pro-rata) | Pro-rata | IE Solar not priority | 200 | 256 | 112 | 63 | 9 | 72 | 144 | 24.6% | 3.5% | 28% | 56.1%
C | C | sliabh bawn | 2030 | 100% ECP (Pro-rata) | Pro-rata | IE wind priority | 58 | 186 | 174 | 0 | 11 | 1 | 12 | 0% | 5.8% | 0.7% | 6.5%
C | C | somerset | 2030 | 100% ECP (Pro-rata) | Pro-rata | IE Solar not priority | 98 | 126 | 83 | 31 | 4 | 7 | 43 | 24.6% | 3.5% | 5.8% | 33.9%
C | C | stonestown | 2030 | 100% ECP (Pro-rata) | Pro-rata | IE wind not priority | 105 | 337 | 235 | 90 | 10 | 2 | 102 | 26.6% | 2.9% | 0.7% | 30.2%
C | C | athlone | 2030 | 100% ECP + 3.1GW Offshore (Pro-rata) | Pro-rata | IE Solar not priority | 143 | 183 | 113 | 56 | 7 | 8 | 70 | 30.5% | 3.6% | 4.3% | 38.3%
C | C | athlone | 2030 | 100% ECP + 3.1GW Offshore (Pro-rata) | Pro-rata | IE wind not priority | 127 | 409 | 236 | 160 | 11 | 1 | 173 | 39.1% | 2.8% | 0.4% | 42.2%
C | C | carrick on shannon | 2030 | 100% ECP + 3.1GW Offshore (Pro-rata) | Pro-rata | IE Solar not priority | 25 | 32 | 20 | 10 | 1 | 1 | 12 | 30.5% | 3.6% | 4.3% | 38.3%
C | C | carrick on shannon | 2030 | 100% ECP + 3.1GW Offshore (Pro-rata) | Pro-rata | IE wind not priority | 7 | 22 | 13 | 9 | 1 | 0 | 9 | 39.1% | 2.8% | 0.4% | 42.2%
C | C | cregg | 2030 | 100% ECP + 3.1GW Offshore (Pro-rata) | Pro-rata | IE Solar not priority | 75 | 96 | 59 | 29 | 3 | 4 | 37 | 30.5% | 3.6% | 4.3% | 38.3%
C | C | dallow | 2030 | 100% ECP + 3.1GW Offshore (Pro-rata) | Pro-rata | IE wind not priority | 63 | 201 | 116 | 79 | 6 | 1 | 85 | 39.1% | 2.8% | 0.4% | 42.2%
C | C | dallow | 2030 | 100% ECP + 3.1GW Offshore (Pro-rata) | Pro-rata | IE wind priority | 10 | 32 | 30 | 0 | 2 | 0 | 2 | 0% | 7% | 0.4% | 7.3%
C | C | derrycarney | 2030 | 100% ECP + 3.1GW Offshore (Pro-rata) | Pro-rata | IE Solar not priority | 444 | 569 | 351 | 174 | 20 | 24 | 218 | 30.5% | 3.6% | 4.3% | 38.3%
C | C | derrycarney | 2030 | 100% ECP + 3.1GW Offshore (Pro-rata) | Pro-rata | IE wind not priority | 34 | 109 | 63 | 43 | 3 | 0 | 46 | 39.1% | 2.8% | 0.4% | 42.2%
C | C | lanesboro | 2030 | 100% ECP + 3.1GW Offshore (Pro-rata) | Pro-rata | IE Solar not priority | 61 | 78 | 48 | 24 | 3 | 3 | 30 | 30.5% | 3.6% | 4.3% | 38.3%
C | C | lanesboro | 2030 | 100% ECP + 3.1GW Offshore (Pro-rata) | Pro-rata | IE wind not priority | 99 | 319 | 184 | 125 | 9 | 1 | 135 | 39.1% | 2.8% | 0.4% | 42.2%
C | J Country | mullingar | 2030 | 100% ECP + 3.1GW Offshore (Pro-rata) | Pro-rata | IE Solar not priority | 29 | 37 | 16 | 11 | 1 | 9 | 21 | 30.5% | 3.6% | 23.2% | 57.3%
C | J Country | mullingar | 2030 | 100% ECP + 3.1GW Offshore (Pro-rata) | Pro-rata | IE wind not priority | 98 | 313 | 161 | 122 | 9 | 21 | 152 | 39.1% | 2.8% | 6.6% | 48.5%
C | C | richmond | 2030 | 100% ECP + 3.1GW Offshore (Pro-rata) | Pro-rata | IE wind not priority | 5 | 14 | 8 | 6 | 0 | 0 | 6 | 39.1% | 2.8% | 0.4% | 42.2%
C | C | richmond | 2030 | 100% ECP + 3.1GW Offshore (Pro-rata) | Pro-rata | IE Solar not priority | 31 | 40 | 25 | 12 | 1 | 2 | 15 | 30.5% | 3.6% | 4.3% | 38.3%
C | C | shannonbridge | 2030 | 100% ECP + 3.1GW Offshore (Pro-rata) | Pro-rata | IE Solar not priority | 65 | 83 | 51 | 25 | 3 | 4 | 32 | 30.5% | 3.6% | 4.3% | 38.3%
C | J Country | shanonagh | 2030 | 100% ECP + 3.1GW Offshore (Pro-rata) | Pro-rata | IE Solar not priority | 200 | 256 | 109 | 78 | 9 | 59 | 147 | 30.5% | 3.6% | 23.2% | 57.3%
C | C | sliabh bawn | 2030 | 100% ECP + 3.1GW Offshore (Pro-rata) | Pro-rata | IE wind priority | 58 | 186 | 172 | 0 | 13 | 1 | 14 | 0% | 7% | 0.4% | 7.3%
C | C | somerset | 2030 | 100% ECP + 3.1GW Offshore (Pro-rata) | Pro-rata | IE Solar not priority | 98 | 126 | 78 | 38 | 4 | 5 | 48 | 30.5% | 3.6% | 4.3% | 38.3%
C | C | stonestown | 2030 | 100% ECP + 3.1GW Offshore (Pro-rata) | Pro-rata | IE wind not priority | 105 | 337 | 195 | 132 | 9 | 1 | 142 | 39.1% | 2.8% | 0.4% | 42.2%
D | D and E North | ardnacrusha | 2028 | Initial | Grandfathering | IE wind priority | 8 | 23 | 21 | 0 | 2 | 0 | 2 | 0% | 9.7% | 0% | 9.7%
D | D and E North | booltiagh | 2028 | Initial | Grandfathering | IE wind not priority | 117 | 365 | 279 | 57 | 23 | 6 | 86 | 15.6% | 6.3% | 1.7% | 23.6%
D | D and E North | booltiagh | 2028 | Initial | Grandfathering | IE wind priority | 31 | 98 | 88 | 0 | 10 | 0 | 10 | 0% | 9.7% | 0% | 9.7%
D | D and E North | drumline | 2028 | Initial | Grandfathering | IE Solar not priority | 4 | 5 | 4 | 0 | 0 | 0 | 1 | 7.5% | 4.5% | 0.5% | 12.5%
D | D and E North | slievecallan | 2028 | Initial | Grandfathering | IE wind priority | 72 | 225 | 203 | 0 | 22 | 0 | 22 | 0% | 9.7% | 0% | 9.7%
D | D and E North | tullabrack | 2028 | Initial | Grandfathering | IE wind priority | 14 | 43 | 39 | 0 | 4 | 0 | 4 | 0% | 9.7% | 0% | 9.7%
D | D and E North | ardnacrusha | 2028 | 50% ECP | Grandfathering | IE Solar not priority | 60 | 70 | 58 | 9 | 3 | 0 | 12 | 12.9% | 4.2% | 0.1% | 17.2%
D | D and E North | ardnacrusha | 2028 | 50% ECP | Grandfathering | IE wind not priority | 66 | 205 | 152 | 42 | 10 | 2 | 53 | 20.3% | 4.9% | 0.7% | 26%
D | D and E North | ardnacrusha | 2028 | 50% ECP | Grandfathering | IE wind priority | 8 | 23 | 21 | 0 | 2 | 0 | 2 | 0% | 9% | 0% | 9%
D | D and E North | booltiagh | 2028 | 50% ECP | Grandfathering | IE wind not priority | 117 | 365 | 270 | 74 | 18 | 3 | 95 | 20.3% | 4.9% | 0.7% | 26%
D | D and E North | booltiagh | 2028 | 50% ECP | Grandfathering | IE wind priority | 31 | 98 | 89 | 0 | 9 | 0 | 9 | 0% | 9% | 0% | 9%
D | D and E North | coolshamroge | 2028 | 50% ECP | Grandfathering | IE Solar not priority | 30 | 35 | 29 | 5 | 1 | 0 | 6 | 12.9% | 4.2% | 0.1% | 17.2%
D | D and E North | drumline | 2028 | 50% ECP | Grandfathering | IE Solar not priority | 15 | 18 | 15 | 2 | 1 | 0 | 3 | 12.9% | 4.2% | 0.1% | 17.2%
D | D and E North | ennis | 2028 | 50% ECP | Grandfathering | IE Solar not priority | 46 | 54 | 45 | 7 | 2 | 0 | 9 | 12.9% | 4.2% | 0.1% | 17.2%
D | D and E North | slievecallan | 2028 | 50% ECP | Grandfathering | IE wind priority | 72 | 225 | 205 | 0 | 20 | 0 | 20 | 0% | 9% | 0% | 9%
D | D and E North | tullabrack | 2028 | 50% ECP | Grandfathering | IE wind priority | 14 | 43 | 39 | 0 | 4 | 0 | 4 | 0% | 9% | 0% | 9%
D | D and E North | ardnacrusha | 2028 | 100% ECP | Grandfathering | IE Solar not priority | 119 | 140 | 99 | 32 | 8 | 0 | 41 | 23% | 6.1% | 0% | 29.1%
D | D and E North | ardnacrusha | 2028 | 100% ECP | Grandfathering | IE wind not priority | 131 | 410 | 283 | 107 | 19 | 0 | 127 | 26.1% | 4.7% | 0.1% | 30.9%
D | D and E North | ardnacrusha | 2028 | 100% ECP | Grandfathering | IE wind priority | 8 | 23 | 21 | 0 | 2 | 0 | 2 | 0% | 9.6% | 0% | 9.6%
D | D and E North | booltiagh | 2028 | 100% ECP | Grandfathering | IE wind not priority | 117 | 365 | 252 | 95 | 17 | 0 | 113 | 26.1% | 4.7% | 0.1% | 30.9%
D | D and E North | booltiagh | 2028 | 100% ECP | Grandfathering | IE wind priority | 31 | 98 | 89 | 0 | 9 | 0 | 9 | 0% | 9.6% | 0% | 9.6%
D | D and E North | coolshamroge | 2028 | 100% ECP | Grandfathering | IE Solar not priority | 60 | 70 | 50 | 16 | 4 | 0 | 20 | 23% | 6.1% | 0% | 29.1%
D | D and E North | drumline | 2028 | 100% ECP | Grandfathering | IE Solar not priority | 26 | 30 | 21 | 7 | 2 | 0 | 9 | 23% | 6.1% | 0% | 29.1%
D | D and E North | ennis | 2028 | 100% ECP | Grandfathering | IE Solar not priority | 92 | 108 | 77 | 25 | 7 | 0 | 31 | 23% | 6.1% | 0% | 29.1%
D | D and E North | slievecallan | 2028 | 100% ECP | Grandfathering | IE wind priority | 72 | 225 | 203 | 0 | 22 | 0 | 22 | 0% | 9.6% | 0% | 9.6%
D | D and E North | tullabrack | 2028 | 100% ECP | Grandfathering | IE wind priority | 14 | 43 | 39 | 0 | 4 | 0 | 4 | 0% | 9.6% | 0% | 9.6%
D | D and E North | ardnacrusha | 2030 | Initial | Grandfathering | IE wind priority | 8 | 23 | 21 | 0 | 2 | 0 | 2 | 0% | 6.5% | 0% | 6.5%
D | D and E North | booltiagh | 2030 | Initial | Grandfathering | IE wind not priority | 117 | 362 | 298 | 44 | 17 | 3 | 64 | 12.2% | 4.6% | 0.9% | 17.6%
D | D and E North | booltiagh | 2030 | Initial | Grandfathering | IE wind priority | 31 | 98 | 92 | 0 | 6 | 0 | 6 | 0% | 6.5% | 0% | 6.5%
D | D and E North | drumline | 2030 | Initial | Grandfathering | IE Solar not priority | 4 | 5 | 4 | 0 | 0 | 0 | 1 | 8.4% | 2.5% | 0.1% | 10.9%
D | D and E North | slievecallan | 2030 | Initial | Grandfathering | IE wind priority | 72 | 223 | 208 | 0 | 15 | 0 | 15 | 0% | 6.5% | 0% | 6.5%
D | D and E North | tullabrack | 2030 | Initial | Grandfathering | IE wind priority | 14 | 43 | 40 | 0 | 3 | 0 | 3 | 0% | 6.5% | 0% | 6.5%
D | D and E North | ardnacrusha | 2030 | 50% ECP | Grandfathering | IE Solar not priority | 60 | 70 | 58 | 10 | 2 | 0 | 12 | 14.9% | 2.6% | 0% | 17.5%
D | D and E North | ardnacrusha | 2030 | 50% ECP | Grandfathering | IE wind not priority | 66 | 204 | 153 | 44 | 6 | 1 | 51 | 21.8% | 3.1% | 0.4% | 25.3%
D | D and E North | ardnacrusha | 2030 | 50% ECP | Grandfathering | IE wind priority | 8 | 23 | 22 | 0 | 1 | 0 | 1 | 0% | 5.7% | 0% | 5.7%
D | D and E North | booltiagh | 2030 | 50% ECP | Grandfathering | IE wind not priority | 117 | 362 | 271 | 79 | 11 | 1 | 91 | 21.8% | 3.1% | 0.4% | 25.3%
D | D and E North | booltiagh | 2030 | 50% ECP | Grandfathering | IE wind priority | 31 | 98 | 92 | 0 | 6 | 0 | 6 | 0% | 5.7% | 0% | 5.7%
D | D and E North | coolshamroge | 2030 | 50% ECP | Grandfathering | IE Solar not priority | 30 | 35 | 29 | 5 | 1 | 0 | 6 | 14.9% | 2.6% | 0% | 17.5%
D | D and E North | drumline | 2030 | 50% ECP | Grandfathering | IE Solar not priority | 15 | 18 | 15 | 3 | 0 | 0 | 3 | 14.9% | 2.6% | 0% | 17.5%
D | D and E North | ennis | 2030 | 50% ECP | Grandfathering | IE Solar not priority | 46 | 54 | 45 | 8 | 1 | 0 | 9 | 14.9% | 2.6% | 0% | 17.5%
D | D and E North | slievecallan | 2030 | 50% ECP | Grandfathering | IE wind priority | 72 | 223 | 210 | 0 | 13 | 0 | 13 | 0% | 5.7% | 0% | 5.7%
D | D and E North | tullabrack | 2030 | 50% ECP | Grandfathering | IE wind priority | 14 | 43 | 41 | 0 | 2 | 0 | 2 | 0% | 5.7% | 0% | 5.7%
D | D and E North | ardnacrusha | 2030 | 100% ECP | Grandfathering | IE Solar not priority | 119 | 139 | 99 | 35 | 5 | 0 | 40 | 24.9% | 3.5% | 0% | 28.4%
D | D and E North | ardnacrusha | 2030 | 100% ECP | Grandfathering | IE wind not priority | 131 | 408 | 281 | 115 | 12 | 1 | 127 | 28.1% | 2.8% | 0.2% | 31.1%
D | D and E North | ardnacrusha | 2030 | 100% ECP | Grandfathering | IE wind priority | 8 | 23 | 22 | 0 | 1 | 0 | 1 | 0% | 5.9% | 0% | 5.9%
D | D and E North | booltiagh | 2030 | 100% ECP | Grandfathering | IE wind not priority | 117 | 362 | 249 | 102 | 10 | 1 | 113 | 28.1% | 2.8% | 0.2% | 31.1%
D | D and E North | booltiagh | 2030 | 100% ECP | Grandfathering | IE wind priority | 31 | 98 | 92 | 0 | 6 | 0 | 6 | 0% | 5.9% | 0% | 5.9%
D | D and E North | coolshamroge | 2030 | 100% ECP | Grandfathering | IE Solar not priority | 60 | 70 | 50 | 17 | 2 | 0 | 20 | 24.9% | 3.5% | 0% | 28.4%
D | D and E North | drumline | 2030 | 100% ECP | Grandfathering | IE Solar not priority | 26 | 30 | 21 | 8 | 1 | 0 | 9 | 24.9% | 3.5% | 0% | 28.4%
D | D and E North | ennis | 2030 | 100% ECP | Grandfathering | IE Solar not priority | 92 | 108 | 77 | 27 | 4 | 0 | 31 | 24.9% | 3.5% | 0% | 28.4%
D | D and E North | slievecallan | 2030 | 100% ECP | Grandfathering | IE wind priority | 72 | 223 | 210 | 0 | 13 | 0 | 13 | 0% | 5.9% | 0% | 5.9%
D | D and E North | tullabrack | 2030 | 100% ECP | Grandfathering | IE wind priority | 14 | 43 | 40 | 0 | 3 | 0 | 3 | 0% | 5.9% | 0% | 5.9%
D | D and E North | ardnacrusha | 2030 | 100% ECP + 3.1GW Offshore | Grandfathering | IE Solar not priority | 119 | 139 | 91 | 43 | 5 | 0 | 48 | 30.8% | 3.5% | 0% | 34.4%
D | D and E North | ardnacrusha | 2030 | 100% ECP + 3.1GW Offshore | Grandfathering | IE wind not priority | 131 | 408 | 231 | 165 | 11 | 2 | 177 | 40.4% | 2.7% | 0.4% | 43.5%
D | D and E North | ardnacrusha | 2030 | 100% ECP + 3.1GW Offshore | Grandfathering | IE wind priority | 8 | 23 | 21 | 0 | 2 | 0 | 2 | 0% | 7% | 0% | 7%
D | D and E North | booltiagh | 2030 | 100% ECP + 3.1GW Offshore | Grandfathering | IE wind not priority | 117 | 362 | 204 | 146 | 10 | 1 | 158 | 40.4% | 2.7% | 0.4% | 43.5%
D | D and E North | booltiagh | 2030 | 100% ECP + 3.1GW Offshore | Grandfathering | IE wind priority | 31 | 98 | 91 | 0 | 7 | 0 | 7 | 0% | 7% | 0% | 7%
D | D and E North | coolshamroge | 2030 | 100% ECP + 3.1GW Offshore | Grandfathering | IE Solar not priority | 60 | 70 | 46 | 22 | 2 | 0 | 24 | 30.8% | 3.5% | 0% | 34.4%
D | D and E North | drumline | 2030 | 100% ECP + 3.1GW Offshore | Grandfathering | IE Solar not priority | 26 | 30 | 20 | 9 | 1 | 0 | 10 | 30.8% | 3.5% | 0% | 34.4%
D | D and E North | ennis | 2030 | 100% ECP + 3.1GW Offshore | Grandfathering | IE Solar not priority | 92 | 108 | 71 | 33 | 4 | 0 | 37 | 30.8% | 3.5% | 0% | 34.4%
D | D and E North | slievecallan | 2030 | 100% ECP + 3.1GW Offshore | Grandfathering | IE wind priority | 72 | 223 | 207 | 0 | 16 | 0 | 16 | 0% | 7% | 0% | 7%
D | D and E North | tullabrack | 2030 | 100% ECP + 3.1GW Offshore | Grandfathering | IE wind priority | 14 | 43 | 40 | 0 | 3 | 0 | 3 | 0% | 7% | 0% | 7%
D | D and E North | ardnacrusha | 2030 | 100% ECP (without Battery) | Grandfathering | IE Solar not priority | 119 | 139 | 86 | 46 | 6 | 0 | 53 | 33.4% | 4.5% | 0.1% | 38%
D | D and E North | ardnacrusha | 2030 | 100% ECP (without Battery) | Grandfathering | IE wind not priority | 131 | 408 | 256 | 135 | 16 | 2 | 152 | 33.1% | 3.8% | 0.4% | 37.3%
D | D and E North | ardnacrusha | 2030 | 100% ECP (without Battery) | Grandfathering | IE wind priority | 8 | 23 | 21 | 0 | 2 | 0 | 2 | 0% | 8.3% | 0% | 8.3%
D | D and E North | booltiagh | 2030 | 100% ECP (without Battery) | Grandfathering | IE wind not priority | 117 | 362 | 227 | 120 | 14 | 1 | 135 | 33.1% | 3.8% | 0.4% | 37.3%
D | D and E North | booltiagh | 2030 | 100% ECP (without Battery) | Grandfathering | IE wind priority | 31 | 98 | 90 | 0 | 8 | 0 | 8 | 0% | 8.3% | 0% | 8.3%
D | D and E North | coolshamroge | 2030 | 100% ECP (without Battery) | Grandfathering | IE Solar not priority | 60 | 70 | 43 | 23 | 3 | 0 | 27 | 33.4% | 4.5% | 0.1% | 38%
D | D and E North | drumline | 2030 | 100% ECP (without Battery) | Grandfathering | IE Solar not priority | 26 | 30 | 18 | 10 | 1 | 0 | 12 | 33.4% | 4.5% | 0.1% | 38%
D | D and E North | ennis | 2030 | 100% ECP (without Battery) | Grandfathering | IE Solar not priority | 92 | 108 | 67 | 36 | 5 | 0 | 41 | 33.4% | 4.5% | 0.1% | 38%
D | D and E North | slievecallan | 2030 | 100% ECP (without Battery) | Grandfathering | IE wind priority | 72 | 223 | 204 | 0 | 19 | 0 | 19 | 0% | 8.3% | 0% | 8.3%
D | D and E North | tullabrack | 2030 | 100% ECP (without Battery) | Grandfathering | IE wind priority | 14 | 43 | 39 | 0 | 4 | 0 | 4 | 0% | 8.3% | 0% | 8.3%
D | D and E North | ardnacrusha | 2035 | 100% ECP + 5GW Offshore | Grandfathering | IE Solar not priority | 119 | 139 | 103 | 32 | 3 | 1 | 36 | 22.8% | 2.2% | 0.9% | 25.9%
D | D and E North | ardnacrusha | 2035 | 100% ECP + 5GW Offshore | Grandfathering | IE wind not priority | 131 | 408 | 250 | 129 | 7 | 21 | 158 | 31.7% | 1.8% | 5.2% | 38.7%
D | D and E North | ardnacrusha | 2035 | 100% ECP + 5GW Offshore | Grandfathering | IE wind priority | 8 | 23 | 22 | 0 | 1 | 0 | 1 | 0% | 5.5% | 0% | 5.5%
D | D and E North | booltiagh | 2035 | 100% ECP + 5GW Offshore | Grandfathering | IE wind not priority | 117 | 362 | 222 | 115 | 7 | 19 | 140 | 31.7% | 1.8% | 5.2% | 38.7%
D | D and E North | booltiagh | 2035 | 100% ECP + 5GW Offshore | Grandfathering | IE wind priority | 31 | 98 | 93 | 0 | 5 | 0 | 5 | 0% | 5.5% | 0% | 5.5%
D | D and E North | coolshamroge | 2035 | 100% ECP + 5GW Offshore | Grandfathering | IE Solar not priority | 60 | 70 | 52 | 16 | 2 | 1 | 18 | 22.8% | 2.2% | 0.9% | 25.9%
D | D and E North | drumline | 2035 | 100% ECP + 5GW Offshore | Grandfathering | IE Solar not priority | 26 | 30 | 22 | 7 | 1 | 0 | 8 | 22.8% | 2.2% | 0.9% | 25.9%
D | D and E North | ennis | 2035 | 100% ECP + 5GW Offshore | Grandfathering | IE Solar not priority | 92 | 108 | 80 | 25 | 2 | 1 | 28 | 22.8% | 2.2% | 0.9% | 25.9%
D | D and E North | slievecallan | 2035 | 100% ECP + 5GW Offshore | Grandfathering | IE wind priority | 72 | 223 | 211 | 0 | 12 | 0 | 12 | 0% | 5.5% | 0% | 5.5%
D | D and E North | tullabrack | 2035 | 100% ECP + 5GW Offshore | Grandfathering | IE wind priority | 14 | 43 | 41 | 0 | 2 | 0 | 2 | 0% | 5.5% | 0% | 5.5%
D | D and E North | ardnacrusha | 2035 | 100% ECP + 5GW Offshore (without France 2, LirIC, MaRES) | Grandfathering | IE Solar not priority | 119 | 139 | 95 | 40 | 4 | 0 | 44 | 29% | 2.8% | 0.2% | 31.9%
D | D and E North | ardnacrusha | 2035 | 100% ECP + 5GW Offshore (without France 2, LirIC, MaRES) | Grandfathering | IE wind not priority | 131 | 408 | 244 | 151 | 8 | 5 | 164 | 37% | 2% | 1.2% | 40.2%
D | D and E North | ardnacrusha | 2035 | 100% ECP + 5GW Offshore (without France 2, LirIC, MaRES) | Grandfathering | IE wind priority | 8 | 23 | 22 | 0 | 1 | 0 | 1 | 0% | 5.4% | 0% | 5.4%
D | D and E North | booltiagh | 2035 | 100% ECP + 5GW Offshore (without France 2, LirIC, MaRES) | Grandfathering | IE wind not priority | 117 | 362 | 216 | 134 | 7 | 4 | 146 | 37% | 2% | 1.2% | 40.2%
D | D and E North | booltiagh | 2035 | 100% ECP + 5GW Offshore (without France 2, LirIC, MaRES) | Grandfathering | IE wind priority | 31 | 98 | 93 | 0 | 5 | 0 | 5 | 0% | 5.4% | 0% | 5.4%
D | D and E North | coolshamroge | 2035 | 100% ECP + 5GW Offshore (without France 2, LirIC, MaRES) | Grandfathering | IE Solar not priority | 60 | 70 | 48 | 20 | 2 | 0 | 22 | 29% | 2.8% | 0.2% | 31.9%
D | D and E North | drumline | 2035 | 100% ECP + 5GW Offshore (without France 2, LirIC, MaRES) | Grandfathering | IE Solar not priority | 26 | 30 | 20 | 9 | 1 | 0 | 10 | 29% | 2.8% | 0.2% | 31.9%
D | D and E North | ennis | 2035 | 100% ECP + 5GW Offshore (without France 2, LirIC, MaRES) | Grandfathering | IE Solar not priority | 92 | 108 | 74 | 31 | 3 | 0 | 34 | 29% | 2.8% | 0.2% | 31.9%
D | D and E North | slievecallan | 2035 | 100% ECP + 5GW Offshore (without France 2, LirIC, MaRES) | Grandfathering | IE wind priority | 72 | 223 | 211 | 0 | 12 | 0 | 12 | 0% | 5.4% | 0% | 5.4%
D | D and E North | tullabrack | 2035 | 100% ECP + 5GW Offshore (without France 2, LirIC, MaRES) | Grandfathering | IE wind priority | 14 | 43 | 41 | 0 | 2 | 0 | 2 | 0% | 5.4% | 0% | 5.4%
D | D and E North | ardnacrusha | 2035 | 100% ECP + 5GW Offshore (with 100% ECP 2.4 IC methodology) | Grandfathering | IE Solar not priority | 119 | 139 | 111 | 25 | 3 | 0 | 28 | 17.9% | 2% | 0% | 19.9%
D | D and E North | ardnacrusha | 2035 | 100% ECP + 5GW Offshore (with 100% ECP 2.4 IC methodology) | Grandfathering | IE wind not priority | 131 | 408 | 314 | 84 | 7 | 3 | 94 | 20.5% | 1.8% | 0.8% | 23.1%
D | D and E North | ardnacrusha | 2035 | 100% ECP + 5GW Offshore (with 100% ECP 2.4 IC methodology) | Grandfathering | IE wind priority | 8 | 23 | 22 | 0 | 1 | 0 | 1 | 0% | 2.8% | 0% | 2.8%
D | D and E North | booltiagh | 2035 | 100% ECP + 5GW Offshore (with 100% ECP 2.4 IC methodology) | Grandfathering | IE wind not priority | 117 | 362 | 278 | 74 | 6 | 3 | 84 | 20.5% | 1.8% | 0.8% | 23.1%
D | D and E North | booltiagh | 2035 | 100% ECP + 5GW Offshore (with 100% ECP 2.4 IC methodology) | Grandfathering | IE wind priority | 31 | 98 | 95 | 0 | 3 | 0 | 3 | 0% | 2.8% | 0% | 2.8%
D | D and E North | coolshamroge | 2035 | 100% ECP + 5GW Offshore (with 100% ECP 2.4 IC methodology) | Grandfathering | IE Solar not priority | 60 | 70 | 56 | 13 | 1 | 0 | 14 | 17.9% | 2% | 0% | 19.9%
D | D and E North | drumline | 2035 | 100% ECP + 5GW Offshore (with 100% ECP 2.4 IC methodology) | Grandfathering | IE Solar not priority | 26 | 30 | 24 | 5 | 1 | 0 | 6 | 17.9% | 2% | 0% | 19.9%
D | D and E North | ennis | 2035 | 100% ECP + 5GW Offshore (with 100% ECP 2.4 IC methodology) | Grandfathering | IE Solar not priority | 92 | 108 | 87 | 19 | 2 | 0 | 21 | 17.9% | 2% | 0% | 19.9%
D | D and E North | slievecallan | 2035 | 100% ECP + 5GW Offshore (with 100% ECP 2.4 IC methodology) | Grandfathering | IE wind priority | 72 | 223 | 217 | 0 | 6 | 0 | 6 | 0% | 2.8% | 0% | 2.8%
D | D and E North | tullabrack | 2035 | 100% ECP + 5GW Offshore (with 100% ECP 2.4 IC methodology) | Grandfathering | IE wind priority | 14 | 43 | 42 | 0 | 1 | 0 | 1 | 0% | 2.8% | 0% | 2.8%
D | D and E North | ardnacrusha | 2028 | 100% ECP (Pro-rata) | Pro-rata | IE Solar not priority | 119 | 140 | 99 | 32 | 8 | 0 | 41 | 23% | 6.1% | 0% | 29.1%
D | D and E North | ardnacrusha | 2028 | 100% ECP (Pro-rata) | Pro-rata | IE wind not priority | 131 | 410 | 284 | 107 | 19 | 0 | 126 | 26.1% | 4.7% | 0.1% | 30.8%
D | D and E North | ardnacrusha | 2028 | 100% ECP (Pro-rata) | Pro-rata | IE wind priority | 8 | 23 | 21 | 0 | 2 | 0 | 2 | 0% | 9.6% | 0.1% | 9.7%
D | D and E North | booltiagh | 2028 | 100% ECP (Pro-rata) | Pro-rata | IE wind not priority | 117 | 365 | 253 | 95 | 17 | 0 | 112 | 26.1% | 4.7% | 0.1% | 30.8%
D | D and E North | booltiagh | 2028 | 100% ECP (Pro-rata) | Pro-rata | IE wind priority | 31 | 98 | 88 | 0 | 9 | 0 | 10 | 0% | 9.6% | 0.1% | 9.7%
D | D and E North | coolshamroge | 2028 | 100% ECP (Pro-rata) | Pro-rata | IE Solar not priority | 60 | 70 | 50 | 16 | 4 | 0 | 20 | 23% | 6.1% | 0% | 29.1%
D | D and E North | drumline | 2028 | 100% ECP (Pro-rata) | Pro-rata | IE Solar not priority | 26 | 30 | 21 | 7 | 2 | 0 | 9 | 23% | 6.1% | 0% | 29.1%
D | D and E North | ennis | 2028 | 100% ECP (Pro-rata) | Pro-rata | IE Solar not priority | 92 | 108 | 77 | 25 | 7 | 0 | 31 | 23% | 6.1% | 0% | 29.1%
D | D and E North | slievecallan | 2028 | 100% ECP (Pro-rata) | Pro-rata | IE wind priority | 72 | 225 | 203 | 0 | 22 | 0 | 22 | 0% | 9.6% | 0.1% | 9.7%
D | D and E North | tullabrack | 2028 | 100% ECP (Pro-rata) | Pro-rata | IE wind priority | 14 | 43 | 39 | 0 | 4 | 0 | 4 | 0% | 9.6% | 0.1% | 9.7%
D | D and E North | ardnacrusha | 2030 | 100% ECP (Pro-rata) | Pro-rata | IE Solar not priority | 119 | 139 | 99 | 35 | 5 | 0 | 40 | 24.9% | 3.5% | 0% | 28.4%
D | D and E North | ardnacrusha | 2030 | 100% ECP (Pro-rata) | Pro-rata | IE wind not priority | 131 | 408 | 281 | 115 | 12 | 0 | 127 | 28.1% | 2.8% | 0.1% | 31.1%
D | D and E North | ardnacrusha | 2030 | 100% ECP (Pro-rata) | Pro-rata | IE wind priority | 8 | 23 | 22 | 0 | 1 | 0 | 1 | 0% | 5.9% | 0.1% | 6%
D | D and E North | booltiagh | 2030 | 100% ECP (Pro-rata) | Pro-rata | IE wind not priority | 117 | 362 | 249 | 102 | 10 | 0 | 113 | 28.1% | 2.8% | 0.1% | 31.1%
D | D and E North | booltiagh | 2030 | 100% ECP (Pro-rata) | Pro-rata | IE wind priority | 31 | 98 | 92 | 0 | 6 | 0 | 6 | 0% | 5.9% | 0.1% | 6%
D | D and E North | coolshamroge | 2030 | 100% ECP (Pro-rata) | Pro-rata | IE Solar not priority | 60 | 70 | 50 | 17 | 2 | 0 | 20 | 24.9% | 3.5% | 0% | 28.4%
D | D and E North | drumline | 2030 | 100% ECP (Pro-rata) | Pro-rata | IE Solar not priority | 26 | 30 | 21 | 8 | 1 | 0 | 9 | 24.9% | 3.5% | 0% | 28.4%
D | D and E North | ennis | 2030 | 100% ECP (Pro-rata) | Pro-rata | IE Solar not priority | 92 | 108 | 77 | 27 | 4 | 0 | 31 | 24.9% | 3.5% | 0% | 28.4%
D | D and E North | slievecallan | 2030 | 100% ECP (Pro-rata) | Pro-rata | IE wind priority | 72 | 223 | 210 | 0 | 13 | 0 | 13 | 0% | 5.9% | 0.1% | 6%
D | D and E North | tullabrack | 2030 | 100% ECP (Pro-rata) | Pro-rata | IE wind priority | 14 | 43 | 40 | 0 | 3 | 0 | 3 | 0% | 5.9% | 0.1% | 6%
D | D and E North | ardnacrusha | 2030 | 100% ECP + 3.1GW Offshore (Pro-rata) | Pro-rata | IE Solar not priority | 119 | 139 | 91 | 43 | 5 | 0 | 48 | 30.8% | 3.5% | 0% | 34.4%
D | D and E North | ardnacrusha | 2030 | 100% ECP + 3.1GW Offshore (Pro-rata) | Pro-rata | IE wind not priority | 131 | 408 | 231 | 165 | 11 | 1 | 177 | 40.4% | 2.7% | 0.3% | 43.4%
D | D and E North | ardnacrusha | 2030 | 100% ECP + 3.1GW Offshore (Pro-rata) | Pro-rata | IE wind priority | 8 | 23 | 21 | 0 | 2 | 0 | 2 | 0% | 7% | 0.3% | 7.4%
D | D and E North | booltiagh | 2030 | 100% ECP + 3.1GW Offshore (Pro-rata) | Pro-rata | IE wind not priority | 117 | 362 | 205 | 146 | 10 | 1 | 157 | 40.4% | 2.7% | 0.3% | 43.4%
D | D and E North | booltiagh | 2030 | 100% ECP + 3.1GW Offshore (Pro-rata) | Pro-rata | IE wind priority | 31 | 98 | 91 | 0 | 7 | 0 | 7 | 0% | 7% | 0.3% | 7.4%
D | D and E North | coolshamroge | 2030 | 100% ECP + 3.1GW Offshore (Pro-rata) | Pro-rata | IE Solar not priority | 60 | 70 | 46 | 22 | 2 | 0 | 24 | 30.8% | 3.5% | 0% | 34.4%
D | D and E North | drumline | 2030 | 100% ECP + 3.1GW Offshore (Pro-rata) | Pro-rata | IE Solar not priority | 26 | 30 | 20 | 9 | 1 | 0 | 10 | 30.8% | 3.5% | 0% | 34.4%
D | D and E North | ennis | 2030 | 100% ECP + 3.1GW Offshore (Pro-rata) | Pro-rata | IE Solar not priority | 92 | 108 | 71 | 33 | 4 | 0 | 37 | 30.8% | 3.5% | 0% | 34.4%
D | D and E North | slievecallan | 2030 | 100% ECP + 3.1GW Offshore (Pro-rata) | Pro-rata | IE wind priority | 72 | 223 | 207 | 0 | 16 | 1 | 16 | 0% | 7% | 0.3% | 7.4%
D | D and E North | tullabrack | 2030 | 100% ECP + 3.1GW Offshore (Pro-rata) | Pro-rata | IE wind priority | 14 | 43 | 40 | 0 | 3 | 0 | 3 | 0% | 7% | 0.3% | 7.4%
E | E,F & I | athea | 2028 | Initial | Grandfathering | IE wind not priority | 23 | 75 | 18 | 12 | 5 | 40 | 57 | 16.3% | 6.2% | 52.7% | 75.2%
E | E,F & I | athea | 2028 | Initial | Grandfathering | IE wind priority | 34 | 112 | 101 | 0 | 11 | 0 | 11 | 0% | 9.8% | 0% | 9.8%
E | D and E North | ballinknockane | 2028 | Initial | Grandfathering | IE Solar not priority | 50 | 59 | 52 | 4 | 3 | 0 | 7 | 7.5% | 4.5% | 0.5% | 12.5%
E | E,F & I | boggeragh | 2028 | Initial | Grandfathering | IE wind not priority | 23 | 76 | 19 | 12 | 5 | 40 | 57 | 16.3% | 6.2% | 52.7% | 75.2%
E | E,F & I | boggeragh | 2028 | Initial | Grandfathering | IE wind priority | 143 | 465 | 420 | 0 | 45 | 0 | 45 | 0% | 9.8% | 0% | 9.8%
E | E,F & I | charleville | 2028 | Initial | Grandfathering | IE wind priority | 51 | 167 | 151 | 0 | 16 | 0 | 16 | 0% | 9.8% | 0% | 9.8%
E | E,F & I | clahane | 2028 | Initial | Grandfathering | IE Solar not priority | 34 | 40 | 27 | 3 | 2 | 9 | 13 | 7.5% | 4.5% | 21.8% | 33.8%
E | E,F & I | clahane | 2028 | Initial | Grandfathering | IE wind priority | 52 | 168 | 152 | 0 | 16 | 0 | 16 | 0% | 9.8% | 0% | 9.8%
E | E,F & I | cloghboola | 2028 | Initial | Grandfathering | IE wind priority | 101 | 328 | 296 | 0 | 32 | 0 | 32 | 0% | 9.8% | 0% | 9.8%
E | E,F & I | coomagearlahy | 2028 | Initial | Grandfathering | IE wind priority | 81 | 264 | 238 | 0 | 26 | 0 | 26 | 0% | 9.8% | 0% | 9.8%
E | E,F & I | coomataggart | 2028 | Initial | Grandfathering | IE wind not priority | 157 | 511 | 127 | 83 | 32 | 269 | 384 | 16.3% | 6.2% | 52.7% | 75.2%
E | E,F & I | cordal | 2028 | Initial | Grandfathering | IE wind priority | 148 | 481 | 434 | 0 | 47 | 0 | 47 | 0% | 9.8% | 0% | 9.8%
E | E,F & I | dromada | 2028 | Initial | Grandfathering | IE wind priority | 29 | 93 | 84 | 0 | 9 | 0 | 9 | 0% | 9.8% | 0% | 9.8%
E | E,F & I | drombeg | 2028 | Initial | Grandfathering | IE Solar not priority | 50 | 59 | 39 | 4 | 3 | 13 | 20 | 7.5% | 4.5% | 21.8% | 33.8%
E | E,F & I | drombeg | 2028 | Initial | Grandfathering | IE wind not priority | 25 | 82 | 20 | 13 | 5 | 43 | 62 | 16.3% | 6.2% | 52.7% | 75.2%
E | E,F & I | garrow | 2028 | Initial | Grandfathering | IE wind priority | 69 | 226 | 204 | 0 | 22 | 0 | 22 | 0% | 9.8% | 0% | 9.8%
E | E,F & I | glanlee | 2028 | Initial | Grandfathering | IE wind priority | 30 | 97 | 88 | 0 | 9 | 0 | 9 | 0% | 9.8% | 0% | 9.8%
E | E,F & I | glenlara | 2028 | Initial | Grandfathering | IE Solar not priority | 5 | 6 | 4 | 0 | 0 | 1 | 2 | 7.5% | 4.5% | 21.8% | 33.8%
E | E,F & I | glenlara 220kv side | 2028 | Initial | Grandfathering | IE wind not priority | 14 | 45 | 11 | 7 | 3 | 24 | 34 | 16.3% | 6.2% | 52.7% | 75.2%
E | E,F & I | glenlara 220kv side | 2028 | Initial | Grandfathering | IE wind priority | 53 | 173 | 156 | 0 | 17 | 0 | 17 | 0% | 9.8% | 0% | 9.8%
E | E,F & I | kilpaddoge | 2028 | Initial | Grandfathering | IE wind priority | 55 | 179 | 162 | 0 | 17 | 0 | 17 | 0% | 9.8% | 0% | 9.8%
E | E,F & I | knockacummer | 2028 | Initial | Grandfathering | IE wind priority | 105 | 342 | 309 | 0 | 33 | 0 | 33 | 0% | 9.8% | 0% | 9.8%
E | E,F & I | knockearagh | 2028 | Initial | Grandfathering | IE wind priority | 9 | 30 | 27 | 0 | 3 | 0 | 3 | 0% | 9.8% | 0% | 9.8%
E | E,F & I | mallow | 2028 | Initial | Grandfathering | IE Solar not priority | 5 | 6 | 4 | 0 | 0 | 1 | 2 | 7.5% | 4.5% | 21.8% | 33.8%
E | D and E North | moneypoint | 2028 | Initial | Grandfathering | IE wind priority | 17 | 56 | 51 | 0 | 5 | 0 | 5 | 0% | 9.8% | 0% | 9.8%
E | E,F & I | oughtragh | 2028 | Initial | Grandfathering | IE wind priority | 9 | 29 | 26 | 0 | 3 | 0 | 3 | 0% | 9.8% | 0% | 9.8%
E | D and E North | rathkeale | 2028 | Initial | Grandfathering | IE wind priority | 28 | 90 | 81 | 0 | 9 | 0 | 9 | 0% | 9.8% | 0% | 9.8%
E | E,F & I | reamore | 2028 | Initial | Grandfathering | IE wind not priority | 25 | 82 | 20 | 13 | 5 | 43 | 62 | 16.3% | 6.2% | 52.7% | 75.2%
E | E,F & I | reamore | 2028 | Initial | Grandfathering | IE wind priority | 58 | 189 | 171 | 0 | 18 | 0 | 18 | 0% | 9.8% | 0% | 9.8%
E | E,F & I | tralee | 2028 | Initial | Grandfathering | IE wind priority | 15 | 49 | 44 | 0 | 5 | 0 | 5 | 0% | 9.8% | 0% | 9.8%
E | E,F & I | trien 220kv side | 2028 | Initial | Grandfathering | IE wind not priority | 7 | 22 | 6 | 3 | 1 | 11 | 16 | 16.3% | 6.2% | 52.7% | 75.2%
E | E,F & I | trien | 2028 | Initial | Grandfathering | IE wind priority | 47 | 154 | 139 | 0 | 15 | 0 | 15 | 0% | 9.8% | 0% | 9.8%
E | E,F & I | athea | 2028 | 50% ECP | Grandfathering | IE wind not priority | 23 | 75 | 37 | 16 | 4 | 19 | 38 | 20.7% | 4.8% | 25.1% | 50.5%
E | E,F & I | athea | 2028 | 50% ECP | Grandfathering | IE wind priority | 34 | 112 | 102 | 0 | 10 | 0 | 10 | 0% | 9% | 0% | 9%
E | D and E North | ballinknockane | 2028 | 50% ECP | Grandfathering | IE Solar not priority | 50 | 59 | 49 | 8 | 2 | 0 | 10 | 12.9% | 4.2% | 0.1% | 17.2%
E | E,F & I | ballyvouskil 220 | 2028 | 50% ECP | Grandfathering | IE Solar not priority | 6 | 7 | 5 | 1 | 0 | 0 | 2 | 12.9% | 4.2% | 3.7% | 20.8%
E | E,F & I | ballyvouskil 220 | 2028 | 50% ECP | Grandfathering | IE wind not priority | 21 | 68 | 33 | 14 | 3 | 17 | 35 | 20.7% | 4.8% | 25.1% | 50.5%
E | E,F & I | boggeragh | 2028 | 50% ECP | Grandfathering | IE Solar not priority | 12 | 14 | 11 | 2 | 1 | 1 | 3 | 12.9% | 4.2% | 3.7% | 20.8%
E | E,F & I | boggeragh | 2028 | 50% ECP | Grandfathering | IE wind not priority | 23 | 76 | 38 | 16 | 4 | 19 | 38 | 20.7% | 4.8% | 25.1% | 50.5%
E | E,F & I | boggeragh | 2028 | 50% ECP | Grandfathering | IE wind priority | 143 | 465 | 423 | 0 | 42 | 0 | 42 | 0% | 9% | 0% | 9%
E | E,F & I | charleville | 2028 | 50% ECP | Grandfathering | IE Solar not priority | 83 | 97 | 77 | 12 | 4 | 4 | 20 | 12.9% | 4.2% | 3.7% | 20.8%
E | E,F & I | charleville | 2028 | 50% ECP | Grandfathering | IE wind priority | 51 | 167 | 152 | 0 | 15 | 0 | 15 | 0% | 9% | 0% | 9%
E | E,F & I | clahane | 2028 | 50% ECP | Grandfathering | IE Solar not priority | 34 | 40 | 32 | 5 | 2 | 1 | 8 | 12.9% | 4.2% | 3.7% | 20.8%
E | E,F & I | clahane | 2028 | 50% ECP | Grandfathering | IE wind priority | 52 | 168 | 153 | 0 | 15 | 0 | 15 | 0% | 9% | 0% | 9%
E | E,F & I | clashavoon | 2028 | 50% ECP | Grandfathering | IE wind not priority | 56 | 182 | 90 | 38 | 9 | 46 | 92 | 20.7% | 4.8% | 25.1% | 50.5%
E | E,F & I | cloghboola | 2028 | 50% ECP | Grandfathering | IE wind priority | 101 | 328 | 299 | 0 | 29 | 0 | 29 | 0% | 9% | 0% | 9%
E | E,F & I | coomagearlahy | 2028 | 50% ECP | Grandfathering | IE Solar not priority | 4 | 4 | 3 | 1 | 0 | 0 | 1 | 12.9% | 4.2% | 3.7% | 20.8%
E | E,F & I | coomagearlahy | 2028 | 50% ECP | Grandfathering | IE wind priority | 81 | 264 | 240 | 0 | 24 | 0 | 24 | 0% | 9% | 0% | 9%
E | E,F & I | coomataggart | 2028 | 50% ECP | Grandfathering | IE wind not priority | 200 | 651 | 322 | 134 | 31 | 163 | 329 | 20.7% | 4.8% | 25.1% | 50.5%
E | E,F & I | cordal | 2028 | 50% ECP | Grandfathering | IE wind priority | 148 | 481 | 438 | 0 | 43 | 0 | 43 | 0% | 9% | 0% | 9%
E | E,F & I | dromada | 2028 | 50% ECP | Grandfathering | IE wind priority | 29 | 93 | 85 | 0 | 8 | 0 | 8 | 0% | 9% | 0% | 9%
E | E,F & I | drombeg | 2028 | 50% ECP | Grandfathering | IE Solar not priority | 72 | 84 | 66 | 11 | 4 | 3 | 18 | 12.9% | 4.2% | 3.7% | 20.8%
E | E,F & I | drombeg | 2028 | 50% ECP | Grandfathering | IE wind not priority | 25 | 82 | 40 | 17 | 4 | 21 | 42 | 20.7% | 4.8% | 25.1% | 50.5%
E | E,F & I | garrow | 2028 | 50% ECP | Grandfathering | IE wind priority | 69 | 226 | 206 | 0 | 20 | 0 | 20 | 0% | 9% | 0% | 9%
E | E,F & I | glanlee | 2028 | 50% ECP | Grandfathering | IE wind not priority | 13 | 42 | 21 | 9 | 2 | 11 | 21 | 20.7% | 4.8% | 25.1% | 50.5%
E | E,F & I | glanlee | 2028 | 50% ECP | Grandfathering | IE wind priority | 30 | 97 | 88 | 0 | 9 | 0 | 9 | 0% | 9% | 0% | 9%
E | E,F & I | glenlara | 2028 | 50% ECP | Grandfathering | IE Solar not priority | 5 | 6 | 5 | 1 | 0 | 0 | 1 | 12.9% | 4.2% | 3.7% | 20.8%
E | E,F & I | glenlara 220kv side | 2028 | 50% ECP | Grandfathering | IE wind not priority | 14 | 45 | 22 | 9 | 2 | 11 | 23 | 20.7% | 4.8% | 25.1% | 50.5%
E | E,F & I | glenlara 220kv side | 2028 | 50% ECP | Grandfathering | IE wind priority | 53 | 173 | 158 | 0 | 15 | 0 | 15 | 0% | 9% | 0% | 9%
E | E,F & I | kilpaddoge | 2028 | 50% ECP | Grandfathering | IE wind priority | 55 | 179 | 163 | 0 | 16 | 0 | 16 | 0% | 9% | 0% | 9%
E | E,F & I | knockacummer | 2028 | 50% ECP | Grandfathering | IE wind priority | 105 | 342 | 311 | 0 | 31 | 0 | 31 | 0% | 9% | 0% | 9%
E | E,F & I | knockearagh | 2028 | 50% ECP | Grandfathering | IE Solar not priority | 2 | 3 | 2 | 0 | 0 | 0 | 1 | 12.9% | 4.2% | 3.7% | 20.8%
E | E,F & I | knockearagh | 2028 | 50% ECP | Grandfathering | IE wind priority | 9 | 30 | 27 | 0 | 3 | 0 | 3 | 0% | 9% | 0% | 9%
E | D and E North | limerick | 2028 | 50% ECP | Grandfathering | IE Solar not priority | 2 | 3 | 3 | 0 | 0 | 0 | 0 | 12.9% | 4.2% | 0.1% | 17.2%
E | E,F & I | mallow | 2028 | 50% ECP | Grandfathering | IE Solar not priority | 5 | 6 | 5 | 1 | 0 | 0 | 1 | 12.9% | 4.2% | 3.7% | 20.8%
E | D and E North | moneypoint | 2028 | 50% ECP | Grandfathering | IE wind priority | 17 | 56 | 51 | 0 | 5 | 0 | 5 | 0% | 9% | 0% | 9%
E | E,F & I | oughtragh | 2028 | 50% ECP | Grandfathering | IE Solar not priority | 5 | 6 | 5 | 1 | 0 | 0 | 1 | 12.9% | 4.2% | 3.7% | 20.8%
E | E,F & I | oughtragh | 2028 | 50% ECP | Grandfathering | IE wind priority | 9 | 29 | 26 | 0 | 3 | 0 | 3 | 0% | 9% | 0% | 9%
E | E,F & I | pollagh | 2028 | 50% ECP | Grandfathering | IE Solar not priority | 64 | 75 | 59 | 10 | 3 | 3 | 16 | 12.9% | 4.2% | 3.7% | 20.8%
E | E,F & I | pollagh | 2028 | 50% ECP | Grandfathering | IE wind not priority | 25 | 81 | 40 | 17 | 4 | 20 | 41 | 20.7% | 4.8% | 25.1% | 50.5%
E | D and E North | rathkeale | 2028 | 50% ECP | Grandfathering | IE wind priority | 28 | 90 | 82 | 0 | 8 | 0 | 8 | 0% | 9% | 0% | 9%
E | E,F & I | reamore | 2028 | 50% ECP | Grandfathering | IE wind not priority | 28 | 90 | 45 | 19 | 4 | 23 | 45 | 20.7% | 4.8% | 25.1% | 50.5%
E | E,F & I | reamore | 2028 | 50% ECP | Grandfathering | IE wind priority | 58 | 189 | 172 | 0 | 17 | 0 | 17 | 0% | 9% | 0% | 9%
E | E,F & I | tralee | 2028 | 50% ECP | Grandfathering | IE Solar not priority | 8 | 9 | 7 | 1 | 0 | 0 | 2 | 12.9% | 4.2% | 3.7% | 20.8%
E | E,F & I | tralee | 2028 | 50% ECP | Grandfathering | IE wind priority | 15 | 49 | 45 | 0 | 4 | 0 | 4 | 0% | 9% | 0% | 9%
E | E,F & I | trien 220kv side | 2028 | 50% ECP | Grandfathering | IE wind not priority | 7 | 22 | 11 | 4 | 1 | 5 | 11 | 20.7% | 4.8% | 25.1% | 50.5%
E | E,F & I | trien | 2028 | 50% ECP | Grandfathering | IE wind priority | 47 | 154 | 140 | 0 | 14 | 0 | 14 | 0% | 9% | 0% | 9%
E | E,F & I | athea | 2028 | 100% ECP | Grandfathering | IE wind not priority | 23 | 75 | 38 | 20 | 3 | 13 | 37 | 26.2% | 4.5% | 17.6% | 48.4%
E | E,F & I | athea | 2028 | 100% ECP | Grandfathering | IE wind priority | 34 | 112 | 101 | 0 | 11 | 0 | 11 | 0% | 9.5% | 0% | 9.5%
E | D and E North | ballinknockane | 2028 | 100% ECP | Grandfathering | IE Solar not priority | 50 | 59 | 42 | 13 | 4 | 0 | 17 | 23% | 6.1% | 0% | 29.1%
E | E,F & I | ballyvouskil 220 | 2028 | 100% ECP | Grandfathering | IE Solar not priority | 13 | 15 | 11 | 3 | 1 | 0 | 4 | 23% | 6.1% | 1.5% | 30.6%
E | E,F & I | ballyvouskil 220 | 2028 | 100% ECP | Grandfathering | IE wind not priority | 42 | 137 | 71 | 36 | 6 | 24 | 66 | 26.2% | 4.5% | 17.6% | 48.4%
E | E,F & I | boggeragh | 2028 | 100% ECP | Grandfathering | IE Solar not priority | 24 | 28 | 19 | 7 | 2 | 0 | 9 | 23% | 6.1% | 1.5% | 30.6%
E | E,F & I | boggeragh | 2028 | 100% ECP | Grandfathering | IE wind not priority | 23 | 76 | 39 | 20 | 3 | 13 | 37 | 26.2% | 4.5% | 17.6% | 48.4%
E | E,F & I | boggeragh | 2028 | 100% ECP | Grandfathering | IE wind priority | 143 | 465 | 421 | 0 | 44 | 0 | 44 | 0% | 9.5% | 0% | 9.5%
E | E,F & I | charleville | 2028 | 100% ECP | Grandfathering | IE Solar not priority | 165 | 193 | 134 | 45 | 12 | 3 | 59 | 23% | 6.1% | 1.5% | 30.6%
E | E,F & I | charleville | 2028 | 100% ECP | Grandfathering | IE wind priority | 51 | 167 | 151 | 0 | 16 | 0 | 16 | 0% | 9.5% | 0% | 9.5%
E | E,F & I | clahane | 2028 | 100% ECP | Grandfathering | IE Solar not priority | 34 | 40 | 28 | 9 | 2 | 1 | 12 | 23% | 6.1% | 1.5% | 30.6%
E | E,F & I | clahane | 2028 | 100% ECP | Grandfathering | IE wind priority | 52 | 168 | 152 | 0 | 16 | 0 | 16 | 0% | 9.5% | 0% | 9.5%
E | E,F & I | clashavoon | 2028 | 100% ECP | Grandfathering | IE wind not priority | 112 | 365 | 188 | 96 | 17 | 64 | 177 | 26.2% | 4.5% | 17.6% | 48.4%
E | E,F & I | cloghboola | 2028 | 100% ECP | Grandfathering | IE wind priority | 101 | 328 | 297 | 0 | 31 | 0 | 31 | 0% | 9.5% | 0% | 9.5%
E | E,F & I | coomagearlahy | 2028 | 100% ECP | Grandfathering | IE Solar not priority | 7 | 8 | 5 | 2 | 0 | 0 | 3 | 23% | 6.1% | 1.5% | 30.6%
E | E,F & I | coomagearlahy | 2028 | 100% ECP | Grandfathering | IE wind priority | 81 | 264 | 239 | 0 | 25 | 0 | 25 | 0% | 9.5% | 0% | 9.5%
E | E,F & I | coomataggart | 2028 | 100% ECP | Grandfathering | IE wind not priority | 243 | 791 | 408 | 207 | 36 | 139 | 383 | 26.2% | 4.5% | 17.6% | 48.4%
E | E,F & I | cordal | 2028 | 100% ECP | Grandfathering | IE wind priority | 148 | 481 | 435 | 0 | 46 | 0 | 46 | 0% | 9.5% | 0% | 9.5%
E | E,F & I | dromada | 2028 | 100% ECP | Grandfathering | IE wind priority | 29 | 93 | 84 | 0 | 9 | 0 | 9 | 0% | 9.5% | 0% | 9.5%
E | E,F & I | drombeg | 2028 | 100% ECP | Grandfathering | IE Solar not priority | 94 | 110 | 76 | 25 | 7 | 2 | 34 | 23% | 6.1% | 1.5% | 30.6%
E | E,F & I | drombeg | 2028 | 100% ECP | Grandfathering | IE wind not priority | 25 | 82 | 42 | 22 | 4 | 14 | 40 | 26.2% | 4.5% | 17.6% | 48.4%
E | E,F & I | garrow | 2028 | 100% ECP | Grandfathering | IE wind priority | 69 | 226 | 205 | 0 | 21 | 0 | 21 | 0% | 9.5% | 0% | 9.5%
E | E,F & I | glanlee | 2028 | 100% ECP | Grandfathering | IE wind not priority | 26 | 85 | 44 | 22 | 4 | 15 | 41 | 26.2% | 4.5% | 17.6% | 48.4%
E | E,F & I | glanlee | 2028 | 100% ECP | Grandfathering | IE wind priority | 30 | 97 | 88 | 0 | 9 | 0 | 9 | 0% | 9.5% | 0% | 9.5%
E | E,F & I | glenlara | 2028 | 100% ECP | Grandfathering | IE Solar not priority | 5 | 6 | 4 | 1 | 0 | 0 | 2 | 23% | 6.1% | 1.5% | 30.6%
E | E,F & I | glenlara 220kv side | 2028 | 100% ECP | Grandfathering | IE wind not priority | 14 | 45 | 23 | 12 | 2 | 8 | 22 | 26.2% | 4.5% | 17.6% | 48.4%
E | E,F & I | glenlara 220kv side | 2028 | 100% ECP | Grandfathering | IE wind priority | 53 | 173 | 157 | 0 | 16 | 0 | 16 | 0% | 9.5% | 0% | 9.5%
E | E,F & I | kilpaddoge | 2028 | 100% ECP | Grandfathering | IE wind priority | 55 | 179 | 162 | 0 | 17 | 0 | 17 | 0% | 9.5% | 0% | 9.5%
E | E,F & I | knockacummer | 2028 | 100% ECP | Grandfathering | IE wind priority | 105 | 342 | 309 | 0 | 33 | 0 | 33 | 0% | 9.5% | 0% | 9.5%
E | E,F & I | knockearagh | 2028 | 100% ECP | Grandfathering | IE Solar not priority | 5 | 6 | 4 | 1 | 0 | 0 | 2 | 23% | 6.1% | 1.5% | 30.6%
E | E,F & I | knockearagh | 2028 | 100% ECP | Grandfathering | IE wind priority | 9 | 30 | 27 | 0 | 3 | 0 | 3 | 0% | 9.5% | 0% | 9.5%
E | D and E North | limerick | 2028 | 100% ECP | Grandfathering | IE Solar not priority | 5 | 6 | 4 | 1 | 0 | 0 | 2 | 23% | 6.1% | 0% | 29.1%
E | E,F & I | mallow | 2028 | 100% ECP | Grandfathering | IE Solar not priority | 5 | 6 | 4 | 1 | 0 | 0 | 2 | 23% | 6.1% | 1.5% | 30.6%
E | D and E North | moneypoint | 2028 | 100% ECP | Grandfathering | IE wind priority | 17 | 56 | 51 | 0 | 5 | 0 | 5 | 0% | 9.5% | 0% | 9.5%
E | E,F & I | oughtragh | 2028 | 100% ECP | Grandfathering | IE Solar not priority | 9 | 11 | 8 | 3 | 1 | 0 | 3 | 23% | 6.1% | 1.5% | 30.6%
E | E,F & I | oughtragh | 2028 | 100% ECP | Grandfathering | IE wind priority | 9 | 29 | 26 | 0 | 3 | 0 | 3 | 0% | 9.5% | 0% | 9.5%
E | E,F & I | pollagh | 2028 | 100% ECP | Grandfathering | IE Solar not priority | 128 | 150 | 104 | 35 | 9 | 2 | 46 | 23% | 6.1% | 1.5% | 30.6%
E | E,F & I | pollagh | 2028 | 100% ECP | Grandfathering | IE wind not priority | 50 | 163 | 84 | 43 | 7 | 29 | 79 | 26.2% | 4.5% | 17.6% | 48.4%
E | D and E North | rathkeale | 2028 | 100% ECP | Grandfathering | IE wind priority | 28 | 90 | 81 | 0 | 9 | 0 | 9 | 0% | 9.5% | 0% | 9.5%
E | E,F & I | reamore | 2028 | 100% ECP | Grandfathering | IE wind not priority | 30 | 97 | 50 | 25 | 4 | 17 | 47 | 26.2% | 4.5% | 17.6% | 48.4%
E | E,F & I | reamore | 2028 | 100% ECP | Grandfathering | IE wind priority | 58 | 189 | 171 | 0 | 18 | 0 | 18 | 0% | 9.5% | 0% | 9.5%
E | E,F & I | tralee | 2028 | 100% ECP | Grandfathering | IE Solar not priority | 15 | 18 | 12 | 4 | 1 | 0 | 6 | 23% | 6.1% | 1.5% | 30.6%
E | E,F & I | tralee | 2028 | 100% ECP | Grandfathering | IE wind priority | 15 | 49 | 44 | 0 | 5 | 0 | 5 | 0% | 9.5% | 0% | 9.5%
E | E,F & I | trien 220kv side | 2028 | 100% ECP | Grandfathering | IE wind not priority | 7 | 22 | 12 | 6 | 1 | 4 | 10 | 26.2% | 4.5% | 17.6% | 48.4%
E | E,F & I | trien | 2028 | 100% ECP | Grandfathering | IE wind priority | 47 | 154 | 139 | 0 | 15 | 0 | 15 | 0% | 9.5% | 0% | 9.5%
E | E,F & I | athea | 2030 | Initial | Grandfathering | IE wind not priority | 23 | 75 | 48 | 9 | 3 | 14 | 27 | 12.4% | 4.6% | 19% | 36%
E | E,F & I | athea | 2030 | Initial | Grandfathering | IE wind priority | 34 | 111 | 104 | 0 | 7 | 0 | 7 | 0% | 6.6% | 0% | 6.6%
E | D and E North | ballinknockane | 2030 | Initial | Grandfathering | IE Solar not priority | 50 | 59 | 53 | 5 | 1 | 0 | 6 | 8.4% | 2.5% | 0.1% | 10.9%
E | E,F & I | boggeragh | 2030 | Initial | Grandfathering | IE wind not priority | 23 | 76 | 49 | 9 | 3 | 14 | 27 | 12.4% | 4.6% | 19% | 36%
E | E,F & I | boggeragh | 2030 | Initial | Grandfathering | IE wind priority | 143 | 462 | 432 | 0 | 30 | 0 | 30 | 0% | 6.6% | 0% | 6.6%
E | E,F & I | charleville | 2030 | Initial | Grandfathering | IE wind priority | 51 | 166 | 155 | 0 | 11 | 0 | 11 | 0% | 6.6% | 0% | 6.6%
E | E,F & I | clahane | 2030 | Initial | Grandfathering | IE Solar not priority | 34 | 40 | 34 | 3 | 1 | 2 | 6 | 8.4% | 2.5% | 5% | 15.8%
E | E,F & I | clahane | 2030 | Initial | Grandfathering | IE wind priority | 52 | 167 | 156 | 0 | 11 | 0 | 11 | 0% | 6.6% | 0% | 6.6%
E | E,F & I | cloghboola | 2030 | Initial | Grandfathering | IE wind priority | 101 | 326 | 305 | 0 | 21 | 0 | 21 | 0% | 6.6% | 0% | 6.6%
E | E,F & I | coomagearlahy | 2030 | Initial | Grandfathering | IE wind priority | 81 | 262 | 245 | 0 | 17 | 0 | 17 | 0% | 6.6% | 0% | 6.6%
E | E,F & I | coomataggart | 2030 | Initial | Grandfathering | IE wind not priority | 157 | 508 | 325 | 63 | 23 | 96 | 183 | 12.4% | 4.6% | 19% | 36%
E | E,F & I | cordal | 2030 | Initial | Grandfathering | IE wind priority | 148 | 478 | 447 | 0 | 31 | 0 | 31 | 0% | 6.6% | 0% | 6.6%
E | E,F & I | dromada | 2030 | Initial | Grandfathering | IE wind priority | 29 | 92 | 86 | 0 | 6 | 0 | 6 | 0% | 6.6% | 0% | 6.6%
E | E,F & I | drombeg | 2030 | Initial | Grandfathering | IE Solar not priority | 50 | 59 | 50 | 5 | 1 | 3 | 9 | 8.4% | 2.5% | 5% | 15.8%
E | E,F & I | drombeg | 2030 | Initial | Grandfathering | IE wind not priority | 25 | 82 | 53 | 10 | 4 | 15 | 29 | 12.4% | 4.6% | 19% | 36%
E | E,F & I | garrow | 2030 | Initial | Grandfathering | IE wind priority | 69 | 224 | 209 | 0 | 15 | 0 | 15 | 0% | 6.6% | 0% | 6.6%
E | E,F & I | glanlee | 2030 | Initial | Grandfathering | IE wind priority | 30 | 96 | 90 | 0 | 6 | 0 | 6 | 0% | 6.6% | 0% | 6.6%
E | E,F & I | glenlara | 2030 | Initial | Grandfathering | IE Solar not priority | 5 | 6 | 5 | 0 | 0 | 0 | 1 | 8.4% | 2.5% | 5% | 15.8%
E | E,F & I | glenlara 220kv side | 2030 | Initial | Grandfathering | IE wind not priority | 14 | 45 | 29 | 6 | 2 | 8 | 16 | 12.4% | 4.6% | 19% | 36%
E | E,F & I | glenlara 220kv side | 2030 | Initial | Grandfathering | IE wind priority | 53 | 172 | 161 | 0 | 11 | 0 | 11 | 0% | 6.6% | 0% | 6.6%
E | E,F & I | kilpaddoge | 2030 | Initial | Grandfathering | IE wind priority | 55 | 178 | 166 | 0 | 12 | 0 | 12 | 0% | 6.6% | 0% | 6.6%
E | E,F & I | knockacummer | 2030 | Initial | Grandfathering | IE wind priority | 105 | 340 | 318 | 0 | 22 | 0 | 22 | 0% | 6.6% | 0% | 6.6%
E | E,F & I | knockearagh | 2030 | Initial | Grandfathering | IE wind priority | 9 | 30 | 28 | 0 | 2 | 0 | 2 | 0% | 6.6% | 0% | 6.6%
E | E,F & I | mallow | 2030 | Initial | Grandfathering | IE Solar not priority | 5 | 6 | 5 | 0 | 0 | 0 | 1 | 8.4% | 2.5% | 5% | 15.8%
E | D and E North | moneypoint | 2030 | Initial | Grandfathering | IE wind priority | 17 | 56 | 52 | 0 | 4 | 0 | 4 | 0% | 6.6% | 0% | 6.6%
E | E,F & I | oughtragh | 2030 | Initial | Grandfathering | IE wind priority | 9 | 29 | 27 | 0 | 2 | 0 | 2 | 0% | 6.6% | 0% | 6.6%
E | D and E North | rathkeale | 2030 | Initial | Grandfathering | IE wind priority | 28 | 89 | 83 | 0 | 6 | 0 | 6 | 0% | 6.6% | 0% | 6.6%
E | E,F & I | reamore | 2030 | Initial | Grandfathering | IE wind not priority | 25 | 82 | 53 | 10 | 4 | 16 | 29 | 12.4% | 4.6% | 19% | 36%
E | E,F & I | reamore | 2030 | Initial | Grandfathering | IE wind priority | 58 | 187 | 175 | 0 | 12 | 0 | 12 | 0% | 6.6% | 0% | 6.6%
E | E,F & I | tralee | 2030 | Initial | Grandfathering | IE wind priority | 15 | 49 | 46 | 0 | 3 | 0 | 3 | 0% | 6.6% | 0% | 6.6%
E | E,F & I | trien 220kv side | 2030 | Initial | Grandfathering | IE wind not priority | 7 | 21 | 13 | 3 | 1 | 4 | 8 | 12.4% | 4.6% | 19% | 36%
E | E,F & I | trien | 2030 | Initial | Grandfathering | IE wind priority | 47 | 153 | 143 | 0 | 10 | 0 | 10 | 0% | 6.6% | 0% | 6.6%
E | E,F & I | athea | 2030 | 50% ECP | Grandfathering | IE wind not priority | 23 | 75 | 47 | 16 | 2 | 9 | 28 | 21.9% | 3.1% | 12.3% | 37.4%
E | E,F & I | athea | 2030 | 50% ECP | Grandfathering | IE wind priority | 34 | 111 | 105 | 0 | 6 | 0 | 6 | 0% | 5.7% | 0% | 5.7%
E | D and E North | ballinknockane | 2030 | 50% ECP | Grandfathering | IE Solar not priority | 50 | 59 | 49 | 9 | 2 | 0 | 10 | 14.9% | 2.6% | 0% | 17.5%
E | E,F & I | ballyvouskil 220 | 2030 | 50% ECP | Grandfathering | IE Solar not priority | 6 | 7 | 6 | 1 | 0 | 0 | 1 | 14.9% | 2.6% | 0.8% | 18.3%
E | E,F & I | ballyvouskil 220 | 2030 | 50% ECP | Grandfathering | IE wind not priority | 21 | 68 | 43 | 15 | 2 | 8 | 25 | 21.9% | 3.1% | 12.3% | 37.4%
E | E,F & I | boggeragh | 2030 | 50% ECP | Grandfathering | IE Solar not priority | 12 | 14 | 11 | 2 | 0 | 0 | 3 | 14.9% | 2.6% | 0.8% | 18.3%
E | E,F & I | boggeragh | 2030 | 50% ECP | Grandfathering | IE wind not priority | 23 | 76 | 48 | 17 | 2 | 9 | 28 | 21.9% | 3.1% | 12.3% | 37.4%
E | E,F & I | boggeragh | 2030 | 50% ECP | Grandfathering | IE wind priority | 143 | 462 | 436 | 0 | 26 | 0 | 26 | 0% | 5.7% | 0% | 5.7%
E | E,F & I | charleville | 2030 | 50% ECP | Grandfathering | IE Solar not priority | 83 | 97 | 79 | 14 | 3 | 1 | 18 | 14.9% | 2.6% | 0.8% | 18.3%
E | E,F & I | charleville | 2030 | 50% ECP | Grandfathering | IE wind priority | 51 | 166 | 157 | 0 | 9 | 0 | 9 | 0% | 5.7% | 0% | 5.7%
E | E,F & I | clahane | 2030 | 50% ECP | Grandfathering | IE Solar not priority | 34 | 40 | 33 | 6 | 1 | 0 | 7 | 14.9% | 2.6% | 0.8% | 18.3%
E | E,F & I | clahane | 2030 | 50% ECP | Grandfathering | IE wind priority | 52 | 167 | 157 | 0 | 10 | 0 | 10 | 0% | 5.7% | 0% | 5.7%
E | E,F & I | clashavoon | 2030 | 50% ECP | Grandfathering | IE wind not priority | 56 | 181 | 113 | 40 | 6 | 22 | 68 | 21.9% | 3.1% | 12.3% | 37.4%
E | E,F & I | cloghboola | 2030 | 50% ECP | Grandfathering | IE wind priority | 101 | 326 | 307 | 0 | 19 | 0 | 19 | 0% | 5.7% | 0% | 5.7%
E | E,F & I | coomagearlahy | 2030 | 50% ECP | Grandfathering | IE Solar not priority | 4 | 4 | 3 | 1 | 0 | 0 | 1 | 14.9% | 2.6% | 0.8% | 18.3%
E | E,F & I | coomagearlahy | 2030 | 50% ECP | Grandfathering | IE wind priority | 81 | 262 | 247 | 0 | 15 | 0 | 15 | 0% | 5.7% | 0% | 5.7%
E | E,F & I | coomataggart | 2030 | 50% ECP | Grandfathering | IE wind not priority | 200 | 647 | 405 | 142 | 20 | 80 | 242 | 21.9% | 3.1% | 12.3% | 37.4%
E | E,F & I | cordal | 2030 | 50% ECP | Grandfathering | IE wind priority | 148 | 478 | 451 | 0 | 27 | 0 | 27 | 0% | 5.7% | 0% | 5.7%
E | E,F & I | dromada | 2030 | 50% ECP | Grandfathering | IE wind priority | 29 | 92 | 87 | 0 | 5 | 0 | 5 | 0% | 5.7% | 0% | 5.7%
E | E,F & I | drombeg | 2030 | 50% ECP | Grandfathering | IE Solar not priority | 72 | 84 | 69 | 13 | 2 | 1 | 15 | 14.9% | 2.6% | 0.8% | 18.3%
E | E,F & I | drombeg | 2030 | 50% ECP | Grandfathering | IE wind not priority | 25 | 82 | 52 | 18 | 3 | 10 | 30 | 21.9% | 3.1% | 12.3% | 37.4%
E | E,F & I | garrow | 2030 | 50% ECP | Grandfathering | IE wind priority | 69 | 224 | 211 | 0 | 13 | 0 | 13 | 0% | 5.7% | 0% | 5.7%
E | E,F & I | glanlee | 2030 | 50% ECP | Grandfathering | IE wind not priority | 13 | 42 | 26 | 9 | 1 | 5 | 16 | 21.9% | 3.1% | 12.3% | 37.4%
E | E,F & I | glanlee | 2030 | 50% ECP | Grandfathering | IE wind priority | 30 | 96 | 90 | 0 | 6 | 0 | 6 | 0% | 5.7% | 0% | 5.7%
E | E,F & I | glenlara | 2030 | 50% ECP | Grandfathering | IE Solar not priority | 5 | 6 | 5 | 1 | 0 | 0 | 1 | 14.9% | 2.6% | 0.8% | 18.3%
E | E,F & I | glenlara 220kv side | 2030 | 50% ECP | Grandfathering | IE wind not priority | 14 | 45 | 28 | 10 | 1 | 6 | 17 | 21.9% | 3.1% | 12.3% | 37.4%
E | E,F & I | glenlara 220kv side | 2030 | 50% ECP | Grandfathering | IE wind priority | 53 | 172 | 162 | 0 | 10 | 0 | 10 | 0% | 5.7% | 0% | 5.7%
E | E,F & I | kilpaddoge | 2030 | 50% ECP | Grandfathering | IE wind priority | 55 | 178 | 168 | 0 | 10 | 0 | 10 | 0% | 5.7% | 0% | 5.7%
E | E,F & I | knockacummer | 2030 | 50% ECP | Grandfathering | IE wind priority | 105 | 340 | 321 | 0 | 19 | 0 | 19 | 0% | 5.7% | 0% | 5.7%
E | E,F & I | knockearagh | 2030 | 50% ECP | Grandfathering | IE Solar not priority | 2 | 3 | 2 | 0 | 0 | 0 | 1 | 14.9% | 2.6% | 0.8% | 18.3%
E | E,F & I | knockearagh | 2030 | 50% ECP | Grandfathering | IE wind priority | 9 | 30 | 28 | 0 | 2 | 0 | 2 | 0% | 5.7% | 0% | 5.7%
E | D and E North | limerick | 2030 | 50% ECP | Grandfathering | IE Solar not priority | 2 | 3 | 2 | 0 | 0 | 0 | 1 | 14.9% | 2.6% | 0% | 17.5%
E | E,F & I | mallow | 2030 | 50% ECP | Grandfathering | IE Solar not priority | 5 | 6 | 5 | 1 | 0 | 0 | 1 | 14.9% | 2.6% | 0.8% | 18.3%
E | D and E North | moneypoint | 2030 | 50% ECP | Grandfathering | IE wind priority | 17 | 56 | 53 | 0 | 3 | 0 | 3 | 0% | 5.7% | 0% | 5.7%
E | E,F & I | oughtragh | 2030 | 50% ECP | Grandfathering | IE Solar not priority | 5 | 6 | 5 | 1 | 0 | 0 | 1 | 14.9% | 2.6% | 0.8% | 18.3%
E | E,F & I | oughtragh | 2030 | 50% ECP | Grandfathering | IE wind priority | 9 | 29 | 27 | 0 | 2 | 0 | 2 | 0% | 5.7% | 0% | 5.7%
E | E,F & I | pollagh | 2030 | 50% ECP | Grandfathering | IE Solar not priority | 64 | 75 | 61 | 11 | 2 | 1 | 14 | 14.9% | 2.6% | 0.8% | 18.3%
E | E,F & I | pollagh | 2030 | 50% ECP | Grandfathering | IE wind not priority | 25 | 81 | 51 | 18 | 3 | 10 | 30 | 21.9% | 3.1% | 12.3% | 37.4%
E | D and E North | rathkeale | 2030 | 50% ECP | Grandfathering | IE wind priority | 28 | 89 | 84 | 0 | 5 | 0 | 5 | 0% | 5.7% | 0% | 5.7%
E | E,F & I | reamore | 2030 | 50% ECP | Grandfathering | IE wind not priority | 28 | 89 | 56 | 20 | 3 | 11 | 33 | 21.9% | 3.1% | 12.3% | 37.4%
E | E,F & I | reamore | 2030 | 50% ECP | Grandfathering | IE wind priority | 58 | 187 | 176 | 0 | 11 | 0 | 11 | 0% | 5.7% | 0% | 5.7%
E | E,F & I | tralee | 2030 | 50% ECP | Grandfathering | IE Solar not priority | 8 | 9 | 7 | 1 | 0 | 0 | 2 | 14.9% | 2.6% | 0.8% | 18.3%
E | E,F & I | tralee | 2030 | 50% ECP | Grandfathering | IE wind priority | 15 | 49 | 46 | 0 | 3 | 0 | 3 | 0% | 5.7% | 0% | 5.7%
E | E,F & I | trien 220kv side | 2030 | 50% ECP | Grandfathering | IE wind not priority | 7 | 21 | 13 | 5 | 1 | 3 | 8 | 21.9% | 3.1% | 12.3% | 37.4%
E | E,F & I | trien | 2030 | 50% ECP | Grandfathering | IE wind priority | 47 | 153 | 144 | 0 | 9 | 0 | 9 | 0% | 5.7% | 0% | 5.7%
E | E,F & I | athea | 2030 | 100% ECP | Grandfathering | IE wind not priority | 23 | 75 | 43 | 21 | 2 | 9 | 32 | 28.1% | 2.8% | 11.4% | 42.4%
E | E,F & I | athea | 2030 | 100% ECP | Grandfathering | IE wind priority | 34 | 111 | 104 | 0 | 7 | 0 | 7 | 0% | 5.9% | 0% | 5.9%
E | D and E North | ballinknockane | 2030 | 100% ECP | Grandfathering | IE Solar not priority | 50 | 59 | 42 | 15 | 2 | 0 | 17 | 24.9% | 3.5% | 0% | 28.4%
E | E,F & I | ballyvouskil 220 | 2030 | 100% ECP | Grandfathering | IE Solar not priority | 13 | 15 | 11 | 4 | 1 | 0 | 4 | 24.9% | 3.5% | 0.4% | 28.8%
E | E,F & I | ballyvouskil 220 | 2030 | 100% ECP | Grandfathering | IE wind not priority | 42 | 136 | 78 | 38 | 4 | 16 | 58 | 28.1% | 2.8% | 11.4% | 42.4%
E | E,F & I | boggeragh | 2030 | 100% ECP | Grandfathering | IE Solar not priority | 24 | 28 | 20 | 7 | 1 | 0 | 8 | 24.9% | 3.5% | 0.4% | 28.8%
E | E,F & I | boggeragh | 2030 | 100% ECP | Grandfathering | IE wind not priority | 23 | 76 | 44 | 21 | 2 | 9 | 32 | 28.1% | 2.8% | 11.4% | 42.4%
E | E,F & I | boggeragh | 2030 | 100% ECP | Grandfathering | IE wind priority | 143 | 462 | 435 | 0 | 27 | 0 | 27 | 0% | 5.9% | 0% | 5.9%
E | E,F & I | charleville | 2030 | 100% ECP | Grandfathering | IE Solar not priority | 165 | 193 | 137 | 48 | 7 | 1 | 56 | 24.9% | 3.5% | 0.4% | 28.8%
E | E,F & I | charleville | 2030 | 100% ECP | Grandfathering | IE wind priority | 51 | 166 | 156 | 0 | 10 | 0 | 10 | 0% | 5.9% | 0% | 5.9%
E | E,F & I | clahane | 2030 | 100% ECP | Grandfathering | IE Solar not priority | 34 | 40 | 29 | 10 | 1 | 0 | 11 | 24.9% | 3.5% | 0.4% | 28.8%
E | E,F & I | clahane | 2030 | 100% ECP | Grandfathering | IE wind priority | 52 | 167 | 157 | 0 | 10 | 0 | 10 | 0% | 5.9% | 0% | 5.9%
E | E,F & I | clashavoon | 2030 | 100% ECP | Grandfathering | IE wind not priority | 112 | 363 | 209 | 102 | 10 | 42 | 154 | 28.1% | 2.8% | 11.4% | 42.4%
E | E,F & I | cloghboola | 2030 | 100% ECP | Grandfathering | IE wind priority | 101 | 326 | 307 | 0 | 19 | 0 | 19 | 0% | 5.9% | 0% | 5.9%
E | E,F & I | coomagearlahy | 2030 | 100% ECP | Grandfathering | IE Solar not priority | 7 | 8 | 6 | 2 | 0 | 0 | 2 | 24.9% | 3.5% | 0.4% | 28.8%
E | E,F & I | coomagearlahy | 2030 | 100% ECP | Grandfathering | IE wind priority | 81 | 262 | 247 | 0 | 15 | 0 | 15 | 0% | 5.9% | 0% | 5.9%
E | E,F & I | coomataggart | 2030 | 100% ECP | Grandfathering | IE wind not priority | 243 | 786 | 453 | 221 | 22 | 90 | 333 | 28.1% | 2.8% | 11.4% | 42.4%
E | E,F & I | cordal | 2030 | 100% ECP | Grandfathering | IE wind priority | 148 | 478 | 450 | 0 | 28 | 0 | 28 | 0% | 5.9% | 0% | 5.9%
E | E,F & I | dromada | 2030 | 100% ECP | Grandfathering | IE wind priority | 29 | 92 | 87 | 0 | 5 | 0 | 5 | 0% | 5.9% | 0% | 5.9%
E | E,F & I | drombeg | 2030 | 100% ECP | Grandfathering | IE Solar not priority | 94 | 110 | 78 | 27 | 4 | 0 | 32 | 24.9% | 3.5% | 0.4% | 28.8%
E | E,F & I | drombeg | 2030 | 100% ECP | Grandfathering | IE wind not priority | 25 | 82 | 47 | 23 | 2 | 9 | 35 | 28.1% | 2.8% | 11.4% | 42.4%
E | E,F & I | garrow | 2030 | 100% ECP | Grandfathering | IE wind priority | 69 | 224 | 211 | 0 | 13 | 0 | 13 | 0% | 5.9% | 0% | 5.9%
E | E,F & I | glanlee | 2030 | 100% ECP | Grandfathering | IE wind not priority | 26 | 84 | 48 | 24 | 2 | 10 | 36 | 28.1% | 2.8% | 11.4% | 42.4%
E | E,F & I | glanlee | 2030 | 100% ECP | Grandfathering | IE wind priority | 30 | 96 | 90 | 0 | 6 | 0 | 6 | 0% | 5.9% | 0% | 5.9%
E | E,F & I | glenlara | 2030 | 100% ECP | Grandfathering | IE Solar not priority | 5 | 6 | 4 | 1 | 0 | 0 | 2 | 24.9% | 3.5% | 0.4% | 28.8%
E | E,F & I | glenlara 220kv side | 2030 | 100% ECP | Grandfathering | IE wind not priority | 14 | 45 | 26 | 13 | 1 | 5 | 19 | 28.1% | 2.8% | 11.4% | 42.4%
E | E,F & I | glenlara 220kv side | 2030 | 100% ECP | Grandfathering | IE wind priority | 53 | 172 | 162 | 0 | 10 | 0 | 10 | 0% | 5.9% | 0% | 5.9%
E | E,F & I | kilpaddoge | 2030 | 100% ECP | Grandfathering | IE wind priority | 55 | 178 | 168 | 0 | 10 | 0 | 10 | 0% | 5.9% | 0% | 5.9%
E | E,F & I | knockacummer | 2030 | 100% ECP | Grandfathering | IE wind priority | 105 | 340 | 320 | 0 | 20 | 0 | 20 | 0% | 5.9% | 0% | 5.9%
E | E,F & I | knockearagh | 2030 | 100% ECP | Grandfathering | IE Solar not priority | 5 | 6 | 4 | 1 | 0 | 0 | 2 | 24.9% | 3.5% | 0.4% | 28.8%
E | E,F & I | knockearagh | 2030 | 100% ECP | Grandfathering | IE wind priority | 9 | 30 | 28 | 0 | 2 | 0 | 2 | 0% | 5.9% | 0% | 5.9%
E | D and E North | limerick | 2030 | 100% ECP | Grandfathering | IE Solar not priority | 5 | 6 | 4 | 1 | 0 | 0 | 2 | 24.9% | 3.5% | 0% | 28.4%
E | E,F & I | mallow | 2030 | 100% ECP | Grandfathering | IE Solar not priority | 5 | 6 | 4 | 1 | 0 | 0 | 2 | 24.9% | 3.5% | 0.4% | 28.8%
E | D and E North | moneypoint | 2030 | 100% ECP | Grandfathering | IE wind priority | 17 | 56 | 53 | 0 | 3 | 0 | 3 | 0% | 5.9% | 0% | 5.9%
E | E,F & I | oughtragh | 2030 | 100% ECP | Grandfathering | IE Solar not priority | 9 | 11 | 8 | 3 | 0 | 0 | 3 | 24.9% | 3.5% | 0.4% | 28.8%
E | E,F & I | oughtragh | 2030 | 100% ECP | Grandfathering | IE wind priority | 9 | 29 | 27 | 0 | 2 | 0 | 2 | 0% | 5.9% | 0% | 5.9%
E | E,F & I | pollagh | 2030 | 100% ECP | Grandfathering | IE Solar not priority | 128 | 150 | 107 | 37 | 5 | 1 | 43 | 24.9% | 3.5% | 0.4% | 28.8%
E | E,F & I | pollagh | 2030 | 100% ECP | Grandfathering | IE wind not priority | 50 | 162 | 93 | 46 | 5 | 19 | 69 | 28.1% | 2.8% | 11.4% | 42.4%
E | D and E North | rathkeale | 2030 | 100% ECP | Grandfathering | IE wind priority | 28 | 89 | 84 | 0 | 5 | 0 | 5 | 0% | 5.9% | 0% | 5.9%
E | E,F & I | reamore | 2030 | 100% ECP | Grandfathering | IE wind not priority | 30 | 96 | 55 | 27 | 3 | 11 | 41 | 28.1% | 2.8% | 11.4% | 42.4%
E | E,F & I | reamore | 2030 | 100% ECP | Grandfathering | IE wind priority | 58 | 187 | 176 | 0 | 11 | 0 | 11 | 0% | 5.9% | 0% | 5.9%
E | E,F & I | tralee | 2030 | 100% ECP | Grandfathering | IE Solar not priority | 15 | 18 | 13 | 4 | 1 | 0 | 5 | 24.9% | 3.5% | 0.4% | 28.8%
E | E,F & I | tralee | 2030 | 100% ECP | Grandfathering | IE wind priority | 15 | 49 | 46 | 0 | 3 | 0 | 3 | 0% | 5.9% | 0% | 5.9%
E | E,F & I | trien 220kv side | 2030 | 100% ECP | Grandfathering | IE wind not priority | 7 | 21 | 12 | 6 | 1 | 2 | 9 | 28.1% | 2.8% | 11.4% | 42.4%
E | E,F & I | trien | 2030 | 100% ECP | Grandfathering | IE wind priority | 47 | 153 | 144 | 0 | 9 | 0 | 9 | 0% | 5.9% | 0% | 5.9%
E | E,F & I | athea | 2030 | 100% ECP + 3.1GW Offshore | Grandfathering | IE wind not priority | 23 | 75 | 26 | 30 | 2 | 17 | 49 | 40.5% | 2.7% | 22.6% | 65.7%
E | E,F & I | athea | 2030 | 100% ECP + 3.1GW Offshore | Grandfathering | IE wind priority | 34 | 111 | 103 | 0 | 8 | 0 | 8 | 0% | 7% | 0% | 7%
E | D and E North | ballinknockane | 2030 | 100% ECP + 3.1GW Offshore | Grandfathering | IE Solar not priority | 50 | 59 | 39 | 18 | 2 | 0 | 20 | 30.8% | 3.5% | 0% | 34.4%
E | E,F & I | ballyvouskil 220 | 2030 | 100% ECP + 3.1GW Offshore | Grandfathering | IE Solar not priority | 13 | 15 | 10 | 5 | 1 | 0 | 5 | 30.8% | 3.5% | 0.3% | 34.7%
E | E,F & I | ballyvouskil 220 | 2030 | 100% ECP + 3.1GW Offshore | Grandfathering | IE wind not priority | 42 | 136 | 47 | 55 | 4 | 31 | 89 | 40.5% | 2.7% | 22.6% | 65.7%
E | E,F & I | boggeragh | 2030 | 100% ECP + 3.1GW Offshore | Grandfathering | IE Solar not priority | 24 | 28 | 18 | 9 | 1 | 0 | 10 | 30.8% | 3.5% | 0.3% | 34.7%
E | E,F & I | boggeragh | 2030 | 100% ECP + 3.1GW Offshore | Grandfathering | IE wind not priority | 23 | 76 | 26 | 31 | 2 | 17 | 50 | 40.5% | 2.7% | 22.6% | 65.7%
E | E,F & I | boggeragh | 2030 | 100% ECP + 3.1GW Offshore | Grandfathering | IE wind priority | 143 | 462 | 430 | 0 | 32 | 0 | 32 | 0% | 7% | 0% | 7%
E | E,F & I | charleville | 2030 | 100% ECP + 3.1GW Offshore | Grandfathering | IE Solar not priority | 165 | 193 | 126 | 60 | 7 | 1 | 67 | 30.8% | 3.5% | 0.3% | 34.7%
E | E,F & I | charleville | 2030 | 100% ECP + 3.1GW Offshore | Grandfathering | IE wind priority | 51 | 166 | 154 | 0 | 12 | 0 | 12 | 0% | 7% | 0% | 7%
E | E,F & I | clahane | 2030 | 100% ECP + 3.1GW Offshore | Grandfathering | IE Solar not priority | 34 | 40 | 26 | 12 | 1 | 0 | 14 | 30.8% | 3.5% | 0.3% | 34.7%
E | E,F & I | clahane | 2030 | 100% ECP + 3.1GW Offshore | Grandfathering | IE wind priority | 52 | 167 | 155 | 0 | 12 | 0 | 12 | 0% | 7% | 0% | 7%
E | E,F & I | clashavoon | 2030 | 100% ECP + 3.1GW Offshore | Grandfathering | IE wind not priority | 112 | 363 | 125 | 147 | 10 | 82 | 238 | 40.5% | 2.7% | 22.6% | 65.7%
E | E,F & I | cloghboola | 2030 | 100% ECP + 3.1GW Offshore | Grandfathering | IE wind priority | 101 | 326 | 303 | 0 | 23 | 0 | 23 | 0% | 7% | 0% | 7%
E | E,F & I | coomagearlahy | 2030 | 100% ECP + 3.1GW Offshore | Grandfathering | IE Solar not priority | 7 | 8 | 5 | 3 | 0 | 0 | 3 | 30.8% | 3.5% | 0.3% | 34.7%
E | E,F & I | coomagearlahy | 2030 | 100% ECP + 3.1GW Offshore | Grandfathering | IE wind priority | 81 | 262 | 244 | 0 | 18 | 0 | 18 | 0% | 7% | 0% | 7%
E | E,F & I | coomataggart | 2030 | 100% ECP + 3.1GW Offshore | Grandfathering | IE wind not priority | 243 | 786 | 270 | 318 | 21 | 177 | 516 | 40.5% | 2.7% | 22.6% | 65.7%
E | E,F & I | cordal | 2030 | 100% ECP + 3.1GW Offshore | Grandfathering | IE wind priority | 148 | 478 | 445 | 0 | 33 | 0 | 33 | 0% | 7% | 0% | 7%
E | E,F & I | dromada | 2030 | 100% ECP + 3.1GW Offshore | Grandfathering | IE wind priority | 29 | 92 | 86 | 0 | 6 | 0 | 6 | 0% | 7% | 0% | 7%
E | E,F & I | drombeg | 2030 | 100% ECP + 3.1GW Offshore | Grandfathering | IE Solar not priority | 94 | 110 | 72 | 34 | 4 | 0 | 38 | 30.8% | 3.5% | 0.3% | 34.7%
E | E,F & I | drombeg | 2030 | 100% ECP + 3.1GW Offshore | Grandfathering | IE wind not priority | 25 | 82 | 28 | 33 | 2 | 18 | 54 | 40.5% | 2.7% | 22.6% | 65.7%
E | E,F & I | garrow | 2030 | 100% ECP + 3.1GW Offshore | Grandfathering | IE wind priority | 69 | 224 | 208 | 0 | 16 | 0 | 16 | 0% | 7% | 0% | 7%
E | E,F & I | glanlee | 2030 | 100% ECP + 3.1GW Offshore | Grandfathering | IE wind not priority | 26 | 84 | 29 | 34 | 2 | 19 | 55 | 40.5% | 2.7% | 22.6% | 65.7%
E | E,F & I | glanlee | 2030 | 100% ECP + 3.1GW Offshore | Grandfathering | IE wind priority | 30 | 96 | 89 | 0 | 7 | 0 | 7 | 0% | 7% | 0% | 7%
E | E,F & I | glenlara | 2030 | 100% ECP + 3.1GW Offshore | Grandfathering | IE Solar not priority | 5 | 6 | 4 | 2 | 0 | 0 | 2 | 30.8% | 3.5% | 0.3% | 34.7%
E | E,F & I | glenlara 220kv side | 2030 | 100% ECP + 3.1GW Offshore | Grandfathering | IE wind not priority | 14 | 45 | 16 | 18 | 1 | 10 | 29 | 40.5% | 2.7% | 22.6% | 65.7%
E | E,F & I | glenlara 220kv side | 2030 | 100% ECP + 3.1GW Offshore | Grandfathering | IE wind priority | 53 | 172 | 160 | 0 | 12 | 0 | 12 | 0% | 7% | 0% | 7%
E | E,F & I | kilpaddoge | 2030 | 100% ECP + 3.1GW Offshore | Grandfathering | IE wind priority | 55 | 178 | 166 | 0 | 12 | 0 | 12 | 0% | 7% | 0% | 7%
E | E,F & I | knockacummer | 2030 | 100% ECP + 3.1GW Offshore | Grandfathering | IE wind priority | 105 | 340 | 316 | 0 | 24 | 0 | 24 | 0% | 7% | 0% | 7%
E | E,F & I | knockearagh | 2030 | 100% ECP + 3.1GW Offshore | Grandfathering | IE Solar not priority | 5 | 6 | 4 | 2 | 0 | 0 | 2 | 30.8% | 3.5% | 0.3% | 34.7%
E | E,F & I | knockearagh | 2030 | 100% ECP + 3.1GW Offshore | Grandfathering | IE wind priority | 9 | 30 | 28 | 0 | 2 | 0 | 2 | 0% | 7% | 0% | 7%
E | D and E North | limerick | 2030 | 100% ECP + 3.1GW Offshore | Grandfathering | IE Solar not priority | 5 | 6 | 4 | 2 | 0 | 0 | 2 | 30.8% | 3.5% | 0% | 34.4%
E | E,F & I | mallow | 2030 | 100% ECP + 3.1GW Offshore | Grandfathering | IE Solar not priority | 5 | 6 | 4 | 2 | 0 | 0 | 2 | 30.8% | 3.5% | 0.3% | 34.7%
E | D and E North | moneypoint 220kv | 2030 | 100% ECP + 3.1GW Offshore | Grandfathering | IE wind not priority | 450 | 1990 | 1227 | 701 | 54 | 8 | 763 | 35.2% | 2.7% | 0.4% | 38.3%
E | D and E North | moneypoint | 2030 | 100% ECP + 3.1GW Offshore | Grandfathering | IE wind priority | 17 | 56 | 52 | 0 | 4 | 0 | 4 | 0% | 7% | 0% | 7%
E | E,F & I | oughtragh | 2030 | 100% ECP + 3.1GW Offshore | Grandfathering | IE Solar not priority | 9 | 11 | 7 | 3 | 0 | 0 | 4 | 30.8% | 3.5% | 0.3% | 34.7%
E | E,F & I | oughtragh | 2030 | 100% ECP + 3.1GW Offshore | Grandfathering | IE wind priority | 9 | 29 | 27 | 0 | 2 | 0 | 2 | 0% | 7% | 0% | 7%
E | E,F & I | pollagh | 2030 | 100% ECP + 3.1GW Offshore | Grandfathering | IE Solar not priority | 128 | 150 | 98 | 46 | 5 | 0 | 52 | 30.8% | 3.5% | 0.3% | 34.7%
E | E,F & I | pollagh | 2030 | 100% ECP + 3.1GW Offshore | Grandfathering | IE wind not priority | 50 | 162 | 56 | 66 | 4 | 37 | 106 | 40.5% | 2.7% | 22.6% | 65.7%
E | D and E North | rathkeale | 2030 | 100% ECP + 3.1GW Offshore | Grandfathering | IE wind priority | 28 | 89 | 83 | 0 | 6 | 0 | 6 | 0% | 7% | 0% | 7%
E | E,F & I | reamore | 2030 | 100% ECP + 3.1GW Offshore | Grandfathering | IE wind not priority | 30 | 96 | 33 | 39 | 3 | 22 | 63 | 40.5% | 2.7% | 22.6% | 65.7%
E | E,F & I | reamore | 2030 | 100% ECP + 3.1GW Offshore | Grandfathering | IE wind priority | 58 | 187 | 174 | 0 | 13 | 0 | 13 | 0% | 7% | 0% | 7%
E | E,F & I | tralee | 2030 | 100% ECP + 3.1GW Offshore | Grandfathering | IE Solar not priority | 15 | 18 | 12 | 6 | 1 | 0 | 6 | 30.8% | 3.5% | 0.3% | 34.7%
E | E,F & I | tralee | 2030 | 100% ECP + 3.1GW Offshore | Grandfathering | IE wind priority | 15 | 49 | 46 | 0 | 3 | 0 | 3 | 0% | 7% | 0% | 7%
E | E,F & I | trien 220kv side | 2030 | 100% ECP + 3.1GW Offshore | Grandfathering | IE wind not priority | 7 | 21 | 7 | 9 | 1 | 5 | 14 | 40.5% | 2.7% | 22.6% | 65.7%
E | E,F & I | trien | 2030 | 100% ECP + 3.1GW Offshore | Grandfathering | IE wind priority | 47 | 153 | 142 | 0 | 11 | 0 | 11 | 0% | 7% | 0% | 7%
E | E,F & I | athea | 2030 | 100% ECP (without Battery) | Grandfathering | IE wind not priority | 23 | 75 | 37 | 25 | 3 | 10 | 38 | 33.1% | 3.8% | 13.4% | 50.3%
E | E,F & I | athea | 2030 | 100% ECP (without Battery) | Grandfathering | IE wind priority | 34 | 111 | 102 | 0 | 9 | 0 | 9 | 0% | 8.3% | 0% | 8.3%
E | D and E North | ballinknockane | 2030 | 100% ECP (without Battery) | Grandfathering | IE Solar not priority | 50 | 59 | 37 | 20 | 3 | 0 | 22 | 33.4% | 4.5% | 0.1% | 38%
E | E,F & I | ballyvouskil 220 | 2030 | 100% ECP (without Battery) | Grandfathering | IE Solar not priority | 13 | 15 | 9 | 5 | 1 | 0 | 6 | 33.4% | 4.5% | 0.5% | 38.4%
E | E,F & I | ballyvouskil 220 | 2030 | 100% ECP (without Battery) | Grandfathering | IE wind not priority | 42 | 136 | 68 | 45 | 5 | 18 | 68 | 33.1% | 3.8% | 13.4% | 50.3%
E | E,F & I | boggeragh | 2030 | 100% ECP (without Battery) | Grandfathering | IE Solar not priority | 24 | 28 | 17 | 9 | 1 | 0 | 11 | 33.4% | 4.5% | 0.5% | 38.4%
E | E,F & I | boggeragh | 2030 | 100% ECP (without Battery) | Grandfathering | IE wind not priority | 23 | 76 | 38 | 25 | 3 | 10 | 38 | 33.1% | 3.8% | 13.4% | 50.3%
E | E,F & I | boggeragh | 2030 | 100% ECP (without Battery) | Grandfathering | IE wind priority | 143 | 462 | 424 | 0 | 38 | 0 | 38 | 0% | 8.3% | 0% | 8.3%
E | E,F & I | charleville | 2030 | 100% ECP (without Battery) | Grandfathering | IE Solar not priority | 165 | 193 | 119 | 64 | 9 | 1 | 74 | 33.4% | 4.5% | 0.5% | 38.4%
E | E,F & I | charleville | 2030 | 100% ECP (without Battery) | Grandfathering | IE wind priority | 51 | 166 | 152 | 0 | 14 | 0 | 14 | 0% | 8.3% | 0% | 8.3%
E | E,F & I | clahane | 2030 | 100% ECP (without Battery) | Grandfathering | IE Solar not priority | 34 | 40 | 25 | 13 | 2 | 0 | 15 | 33.4% | 4.5% | 0.5% | 38.4%
E | E,F & I | clahane | 2030 | 100% ECP (without Battery) | Grandfathering | IE wind priority | 52 | 167 | 153 | 0 | 14 | 0 | 14 | 0% | 8.3% | 0% | 8.3%
E | E,F & I | clashavoon | 2030 | 100% ECP (without Battery) | Grandfathering | IE wind not priority | 112 | 363 | 181 | 120 | 14 | 49 | 182 | 33.1% | 3.8% | 13.4% | 50.3%
E | E,F & I | cloghboola | 2030 | 100% ECP (without Battery) | Grandfathering | IE wind priority | 101 | 326 | 299 | 0 | 27 | 0 | 27 | 0% | 8.3% | 0% | 8.3%
E | E,F & I | coomagearlahy | 2030 | 100% ECP (without Battery) | Grandfathering | IE Solar not priority | 7 | 8 | 5 | 3 | 0 | 0 | 3 | 33.4% | 4.5% | 0.5% | 38.4%
E | E,F & I | coomagearlahy | 2030 | 100% ECP (without Battery) | Grandfathering | IE wind priority | 81 | 262 | 240 | 0 | 22 | 0 | 22 | 0% | 8.3% | 0% | 8.3%
E | E,F & I | coomataggart | 2030 | 100% ECP (without Battery) | Grandfathering | IE wind not priority | 243 | 786 | 391 | 260 | 30 | 105 | 395 | 33.1% | 3.8% | 13.4% | 50.3%
E | E,F & I | cordal | 2030 | 100% ECP (without Battery) | Grandfathering | IE wind priority | 148 | 478 | 438 | 0 | 40 | 0 | 40 | 0% | 8.3% | 0% | 8.3%
E | E,F & I | dromada | 2030 | 100% ECP (without Battery) | Grandfathering | IE wind priority | 29 | 92 | 84 | 0 | 8 | 0 | 8 | 0% | 8.3% | 0% | 8.3%
E | E,F & I | drombeg | 2030 | 100% ECP (without Battery) | Grandfathering | IE Solar not priority | 94 | 110 | 68 | 37 | 5 | 1 | 42 | 33.4% | 4.5% | 0.5% | 38.4%
E | E,F & I | drombeg | 2030 | 100% ECP (without Battery) | Grandfathering | IE wind not priority | 25 | 82 | 41 | 27 | 3 | 11 | 41 | 33.1% | 3.8% | 13.4% | 50.3%
E | E,F & I | garrow | 2030 | 100% ECP (without Battery) | Grandfathering | IE wind priority | 69 | 224 | 205 | 0 | 19 | 0 | 19 | 0% | 8.3% | 0% | 8.3%
E | E,F & I | glanlee | 2030 | 100% ECP (without Battery) | Grandfathering | IE wind not priority | 26 | 84 | 42 | 28 | 3 | 11 | 42 | 33.1% | 3.8% | 13.4% | 50.3%
E | E,F & I | glanlee | 2030 | 100% ECP (without Battery) | Grandfathering | IE wind priority | 30 | 96 | 88 | 0 | 8 | 0 | 8 | 0% | 8.3% | 0% | 8.3%
E | E,F & I | glenlara | 2030 | 100% ECP (without Battery) | Grandfathering | IE Solar not priority | 5 | 6 | 4 | 2 | 0 | 0 | 2 | 33.4% | 4.5% | 0.5% | 38.4%
E | E,F & I | glenlara 220kv side | 2030 | 100% ECP (without Battery) | Grandfathering | IE wind not priority | 14 | 45 | 23 | 15 | 2 | 6 | 22 | 33.1% | 3.8% | 13.4% | 50.3%
E | E,F & I | glenlara 220kv side | 2030 | 100% ECP (without Battery) | Grandfathering | IE wind priority | 53 | 172 | 158 | 0 | 14 | 0 | 14 | 0% | 8.3% | 0% | 8.3%
E | E,F & I | kilpaddoge | 2030 | 100% ECP (without Battery) | Grandfathering | IE wind priority | 55 | 178 | 163 | 0 | 15 | 0 | 15 | 0% | 8.3% | 0% | 8.3%
E | E,F & I | knockacummer | 2030 | 100% ECP (without Battery) | Grandfathering | IE wind priority | 105 | 340 | 312 | 0 | 28 | 0 | 28 | 0% | 8.3% | 0% | 8.3%
E | E,F & I | knockearagh | 2030 | 100% ECP (without Battery) | Grandfathering | IE Solar not priority | 5 | 6 | 4 | 2 | 0 | 0 | 2 | 33.4% | 4.5% | 0.5% | 38.4%
E | E,F & I | knockearagh | 2030 | 100% ECP (without Battery) | Grandfathering | IE wind priority | 9 | 30 | 27 | 0 | 3 | 0 | 3 | 0% | 8.3% | 0% | 8.3%
E | D and E North | limerick | 2030 | 100% ECP (without Battery) | Grandfathering | IE Solar not priority | 5 | 6 | 4 | 2 | 0 | 0 | 2 | 33.4% | 4.5% | 0.1% | 38%
E | E,F & I | mallow | 2030 | 100% ECP (without Battery) | Grandfathering | IE Solar not priority | 5 | 6 | 4 | 2 | 0 | 0 | 2 | 33.4% | 4.5% | 0.5% | 38.4%
E | D and E North | moneypoint | 2030 | 100% ECP (without Battery) | Grandfathering | IE wind priority | 17 | 56 | 51 | 0 | 5 | 0 | 5 | 0% | 8.3% | 0% | 8.3%
E | E,F & I | oughtragh | 2030 | 100% ECP (without Battery) | Grandfathering | IE Solar not priority | 9 | 11 | 7 | 4 | 0 | 0 | 4 | 33.4% | 4.5% | 0.5% | 38.4%
E | E,F & I | oughtragh | 2030 | 100% ECP (without Battery) | Grandfathering | IE wind priority | 9 | 29 | 27 | 0 | 2 | 0 | 2 | 0% | 8.3% | 0% | 8.3%
E | E,F & I | pollagh | 2030 | 100% ECP (without Battery) | Grandfathering | IE Solar not priority | 128 | 150 | 92 | 50 | 7 | 1 | 58 | 33.4% | 4.5% | 0.5% | 38.4%
E | E,F & I | pollagh | 2030 | 100% ECP (without Battery) | Grandfathering | IE wind not priority | 50 | 162 | 81 | 54 | 6 | 22 | 81 | 33.1% | 3.8% | 13.4% | 50.3%
E | D and E North | rathkeale | 2030 | 100% ECP (without Battery) | Grandfathering | IE wind priority | 28 | 89 | 82 | 0 | 7 | 0 | 7 | 0% | 8.3% | 0% | 8.3%
E | E,F & I | reamore | 2030 | 100% ECP (without Battery) | Grandfathering | IE wind not priority | 30 | 96 | 47 | 32 | 4 | 13 | 49 | 33.1% | 3.8% | 13.4% | 50.3%
E | E,F & I | reamore | 2030 | 100% ECP (without Battery) | Grandfathering | IE wind priority | 58 | 187 | 171 | 0 | 16 | 0 | 16 | 0% | 8.3% | 0% | 8.3%
E | E,F & I | tralee | 2030 | 100% ECP (without Battery) | Grandfathering | IE Solar not priority | 15 | 18 | 11 | 6 | 1 | 0 | 7 | 33.4% | 4.5% | 0.5% | 38.4%
E | E,F & I | tralee | 2030 | 100% ECP (without Battery) | Grandfathering | IE wind priority | 15 | 49 | 45 | 0 | 4 | 0 | 4 | 0% | 8.3% | 0% | 8.3%
E | E,F & I | trien 220kv side | 2030 | 100% ECP (without Battery) | Grandfathering | IE wind not priority | 7 | 21 | 10 | 7 | 1 | 3 | 11 | 33.1% | 3.8% | 13.4% | 50.3%
E | E,F & I | trien | 2030 | 100% ECP (without Battery) | Grandfathering | IE wind priority | 47 | 153 | 140 | 0 | 13 | 0 | 13 | 0% | 8.3% | 0% | 8.3%
E | E,F & I | athea | 2035 | 100% ECP + 5GW Offshore | Grandfathering | IE wind not priority | 23 | 75 | 39 | 24 | 1 | 11 | 36 | 31.9% | 1.8% | 14.3% | 48%
E | E,F & I | athea | 2035 | 100% ECP + 5GW Offshore | Grandfathering | IE wind priority | 34 | 111 | 105 | 0 | 6 | 0 | 6 | 0% | 5.5% | 0% | 5.5%
E | D and E North | ballinknockane | 2035 | 100% ECP + 5GW Offshore | Grandfathering | IE Solar not priority | 50 | 59 | 44 | 13 | 1 | 1 | 15 | 22.8% | 2.2% | 0.9% | 25.9%
E | E,F & I | ballyvouskil 220 | 2035 | 100% ECP + 5GW Offshore | Grandfathering | IE Solar not priority | 13 | 15 | 11 | 3 | 0 | 0 | 4 | 22.8% | 2.2% | 2.8% | 27.8%
E | E,F & I | ballyvouskil 220 | 2035 | 100% ECP + 5GW Offshore | Grandfathering | IE wind not priority | 42 | 136 | 71 | 43 | 2 | 19 | 65 | 31.9% | 1.8% | 14.3% | 48%
E | E,F & I | boggeragh | 2035 | 100% ECP + 5GW Offshore | Grandfathering | IE Solar not priority | 24 | 28 | 20 | 6 | 1 | 1 | 8 | 22.8% | 2.2% | 2.8% | 27.8%
E | E,F & I | boggeragh | 2035 | 100% ECP + 5GW Offshore | Grandfathering | IE wind not priority | 23 | 76 | 40 | 24 | 1 | 11 | 36 | 31.9% | 1.8% | 14.3% | 48%
E | E,F & I | boggeragh | 2035 | 100% ECP + 5GW Offshore | Grandfathering | IE wind priority | 143 | 462 | 436 | 0 | 26 | 0 | 26 | 0% | 5.5% | 0% | 5.5%
E | E,F & I | charleville | 2035 | 100% ECP + 5GW Offshore | Grandfathering | IE Solar not priority | 165 | 193 | 139 | 44 | 4 | 5 | 54 | 22.8% | 2.2% | 2.8% | 27.8%
E | E,F & I | charleville | 2035 | 100% ECP + 5GW Offshore | Grandfathering | IE wind priority | 51 | 166 | 157 | 0 | 9 | 0 | 9 | 0% | 5.5% | 0% | 5.5%
E | E,F & I | clahane | 2035 | 100% ECP + 5GW Offshore | Grandfathering | IE Solar not priority | 34 | 40 | 29 | 9 | 1 | 1 | 11 | 22.8% | 2.2% | 2.8% | 27.8%
E | E,F & I | clahane | 2035 | 100% ECP + 5GW Offshore | Grandfathering | IE wind priority | 52 | 167 | 158 | 0 | 9 | 0 | 9 | 0% | 5.5% | 0% | 5.5%
E | E,F & I | clashavoon | 2035 | 100% ECP + 5GW Offshore | Grandfathering | IE wind not priority | 112 | 363 | 189 | 116 | 7 | 52 | 174 | 31.9% | 1.8% | 14.3% | 48%
E | E,F & I | cloghboola | 2035 | 100% ECP + 5GW Offshore | Grandfathering | IE wind priority | 101 | 326 | 308 | 0 | 18 | 0 | 18 | 0% | 5.5% | 0% | 5.5%
E | E,F & I | coomagearlahy | 2035 | 100% ECP + 5GW Offshore | Grandfathering | IE Solar not priority | 7 | 8 | 6 | 2 | 0 | 0 | 2 | 22.8% | 2.2% | 2.8% | 27.8%
E | E,F & I | coomagearlahy | 2035 | 100% ECP + 5GW Offshore | Grandfathering | IE wind priority | 81 | 262 | 247 | 0 | 15 | 0 | 15 | 0% | 5.5% | 0% | 5.5%
E | E,F & I | coomataggart | 2035 | 100% ECP + 5GW Offshore | Grandfathering | IE wind not priority | 243 | 786 | 409 | 250 | 14 | 112 | 377 | 31.9% | 1.8% | 14.3% | 48%
E | E,F & I | cordal | 2035 | 100% ECP + 5GW Offshore | Grandfathering | IE wind priority | 148 | 478 | 451 | 0 | 27 | 0 | 27 | 0% | 5.5% | 0% | 5.5%
E | E,F & I | dromada | 2035 | 100% ECP + 5GW Offshore | Grandfathering | IE wind priority | 29 | 92 | 87 | 0 | 5 | 0 | 5 | 0% | 5.5% | 0% | 5.5%
E | E,F & I | drombeg | 2035 | 100% ECP + 5GW Offshore | Grandfathering | IE Solar not priority | 94 | 110 | 79 | 25 | 2 | 3 | 31 | 22.8% | 2.2% | 2.8% | 27.8%
E | E,F & I | drombeg | 2035 | 100% ECP + 5GW Offshore | Grandfathering | IE wind not priority | 25 | 82 | 43 | 26 | 1 | 12 | 39 | 31.9% | 1.8% | 14.3% | 48%
E | E,F & I | garrow | 2035 | 100% ECP + 5GW Offshore | Grandfathering | IE wind priority | 69 | 224 | 212 | 0 | 12 | 0 | 12 | 0% | 5.5% | 0% | 5.5%
E | E,F & I | glanlee | 2035 | 100% ECP + 5GW Offshore | Grandfathering | IE wind not priority | 26 | 84 | 44 | 27 | 2 | 12 | 40 | 31.9% | 1.8% | 14.3% | 48%
E | E,F & I | glanlee | 2035 | 100% ECP + 5GW Offshore | Grandfathering | IE wind priority | 30 | 96 | 91 | 0 | 5 | 0 | 5 | 0% | 5.5% | 0% | 5.5%
E | E,F & I | glenlara | 2035 | 100% ECP + 5GW Offshore | Grandfathering | IE Solar not priority | 5 | 6 | 4 | 1 | 0 | 0 | 2 | 22.8% | 2.2% | 2.8% | 27.8%
E | E,F & I | glenlara 220kv side | 2035 | 100% ECP + 5GW Offshore | Grandfathering | IE wind not priority | 14 | 45 | 24 | 14 | 1 | 6 | 21 | 31.9% | 1.8% | 14.3% | 48%
E | E,F & I | glenlara 220kv side | 2035 | 100% ECP + 5GW Offshore | Grandfathering | IE wind priority | 53 | 172 | 162 | 0 | 10 | 0 | 10 | 0% | 5.5% | 0% | 5.5%
E | E,F & I | kilpaddoge | 2035 | 100% ECP + 5GW Offshore | Grandfathering | IE wind priority | 55 | 178 | 168 | 0 | 10 | 0 | 10 | 0% | 5.5% | 0% | 5.5%
E | E,F & I | knockacummer | 2035 | 100% ECP + 5GW Offshore | Grandfathering | IE wind priority | 105 | 340 | 321 | 0 | 19 | 0 | 19 | 0% | 5.5% | 0% | 5.5%
E | E,F & I | knockearagh | 2035 | 100% ECP + 5GW Offshore | Grandfathering | IE Solar not priority | 5 | 6 | 4 | 1 | 0 | 0 | 2 | 22.8% | 2.2% | 2.8% | 27.8%
E | E,F & I | knockearagh | 2035 | 100% ECP + 5GW Offshore | Grandfathering | IE wind priority | 9 | 30 | 28 | 0 | 2 | 0 | 2 | 0% | 5.5% | 0% | 5.5%
E | D and E North | limerick | 2035 | 100% ECP + 5GW Offshore | Grandfathering | IE Solar not priority | 5 | 6 | 4 | 1 | 0 | 0 | 2 | 22.8% | 2.2% | 0.9% | 25.9%
E | E,F & I | mallow | 2035 | 100% ECP + 5GW Offshore | Grandfathering | IE Solar not priority | 5 | 6 | 4 | 1 | 0 | 0 | 2 | 22.8% | 2.2% | 2.8% | 27.8%
E | D and E North | moneypoint 220kv | 2035 | 100% ECP + 5GW Offshore | Grandfathering | IE wind not priority | 450 | 1990 | 1307 | 546 | 34 | 103 | 683 | 27.4% | 1.7% | 5.2% | 34.3%
E | D and E North | moneypoint | 2035 | 100% ECP + 5GW Offshore | Grandfathering | IE wind priority | 17 | 56 | 53 | 0 | 3 | 0 | 3 | 0% | 5.5% | 0% | 5.5%
E | E,F & I | oughtragh | 2035 | 100% ECP + 5GW Offshore | Grandfathering | IE Solar not priority | 9 | 11 | 8 | 3 | 0 | 0 | 3 | 22.8% | 2.2% | 2.8% | 27.8%
E | E,F & I | oughtragh | 2035 | 100% ECP + 5GW Offshore | Grandfathering | IE wind priority | 9 | 29 | 27 | 0 | 2 | 0 | 2 | 0% | 5.5% | 0% | 5.5%
E | E,F & I | pollagh | 2035 | 100% ECP + 5GW Offshore | Grandfathering | IE Solar not priority | 128 | 150 | 108 | 34 | 3 | 4 | 42 | 22.8% | 2.2% | 2.8% | 27.8%
E | E,F & I | pollagh | 2035 | 100% ECP + 5GW Offshore | Grandfathering | IE wind not priority | 50 | 162 | 84 | 52 | 3 | 23 | 78 | 31.9% | 1.8% | 14.3% | 48%
E | D and E North | rathkeale | 2035 | 100% ECP + 5GW Offshore | Grandfathering | IE wind priority | 28 | 89 | 84 | 0 | 5 | 0 | 5 | 0% | 5.5% | 0% | 5.5%
E | E,F & I | reamore | 2035 | 100% ECP + 5GW Offshore | Grandfathering | IE wind not priority | 30 | 96 | 50 | 31 | 2 | 14 | 46 | 31.9% | 1.8% | 14.3% | 48%
E | E,F & I | reamore | 2035 | 100% ECP + 5GW Offshore | Grandfathering | IE wind priority | 58 | 187 | 177 | 0 | 10 | 0 | 10 | 0% | 5.5% | 0% | 5.5%
E | E,F & I | tralee | 2035 | 100% ECP + 5GW Offshore | Grandfathering | IE Solar not priority | 15 | 18 | 13 | 4 | 0 | 1 | 5 | 22.8% | 2.2% | 2.8% | 27.8%
E | E,F & I | tralee | 2035 | 100% ECP + 5GW Offshore | Grandfathering | IE wind priority | 15 | 49 | 46 | 0 | 3 | 0 | 3 | 0% | 5.5% | 0% | 5.5%
E | E,F & I | trien 220kv side | 2035 | 100% ECP + 5GW Offshore | Grandfathering | IE wind not priority | 7 | 21 | 11 | 7 | 0 | 3 | 10 | 31.9% | 1.8% | 14.3% | 48%
E | E,F & I | trien | 2035 | 100% ECP + 5GW Offshore | Grandfathering | IE wind priority | 47 | 153 | 145 | 0 | 8 | 0 | 8 | 0% | 5.5% | 0% | 5.5%
E | E,F & I | athea | 2035 | 100% ECP + 5GW Offshore (without France 2, LirIC, MaRES) | Grandfathering | IE wind not priority | 23 | 75 | 38 | 28 | 1 | 8 | 37 | 37.1% | 2% | 10.6% | 49.7%
E | E,F & I | athea | 2035 | 100% ECP + 5GW Offshore (without France 2, LirIC, MaRES) | Grandfathering | IE wind priority | 34 | 111 | 105 | 0 | 6 | 0 | 6 | 0% | 5.4% | 0% | 5.4%
E | D and E North | ballinknockane | 2035 | 100% ECP + 5GW Offshore (without France 2, LirIC, MaRES) | Grandfathering | IE Solar not priority | 50 | 59 | 40 | 17 | 2 | 0 | 19 | 29% | 2.8% | 0.2% | 31.9%
E | E,F & I | ballyvouskil 220 | 2035 | 100% ECP + 5GW Offshore (without France 2, LirIC, MaRES) | Grandfathering | IE Solar not priority | 13 | 15 | 10 | 4 | 0 | 0 | 5 | 29% | 2.8% | 1.2% | 32.9%
E | E,F & I | ballyvouskil 220 | 2035 | 100% ECP + 5GW Offshore (without France 2, LirIC, MaRES) | Grandfathering | IE wind not priority | 42 | 136 | 68 | 50 | 3 | 14 | 68 | 37.1% | 2% | 10.6% | 49.7%
E | E,F & I | boggeragh | 2035 | 100% ECP + 5GW Offshore (without France 2, LirIC, MaRES) | Grandfathering | IE Solar not priority | 24 | 28 | 19 | 8 | 1 | 0 | 9 | 29% | 2.8% | 1.2% | 32.9%
E | E,F & I | boggeragh | 2035 | 100% ECP + 5GW Offshore (without France 2, LirIC, MaRES) | Grandfathering | IE wind not priority | 23 | 76 | 38 | 28 | 1 | 8 | 38 | 37.1% | 2% | 10.6% | 49.7%
E | E,F & I | boggeragh | 2035 | 100% ECP + 5GW Offshore (without France 2, LirIC, MaRES) | Grandfathering | IE wind priority | 143 | 462 | 437 | 0 | 25 | 0 | 25 | 0% | 5.4% | 0% | 5.4%
E | E,F & I | charleville | 2035 | 100% ECP + 5GW Offshore (without France 2, LirIC, MaRES) | Grandfathering | IE Solar not priority | 165 | 193 | 129 | 56 | 5 | 2 | 64 | 29% | 2.8% | 1.2% | 32.9%
E | E,F & I | charleville | 2035 | 100% ECP + 5GW Offshore (without France 2, LirIC, MaRES) | Grandfathering | IE wind priority | 51 | 166 | 157 | 0 | 9 | 0 | 9 | 0% | 5.4% | 0% | 5.4%
E | E,F & I | clahane | 2035 | 100% ECP + 5GW Offshore (without France 2, LirIC, MaRES) | Grandfathering | IE Solar not priority | 34 | 40 | 27 | 12 | 1 | 0 | 13 | 29% | 2.8% | 1.2% | 32.9%
E | E,F & I | clahane | 2035 | 100% ECP + 5GW Offshore (without France 2, LirIC, MaRES) | Grandfathering | IE wind priority | 52 | 167 | 158 | 0 | 9 | 0 | 9 | 0% | 5.4% | 0% | 5.4%
E | E,F & I | clashavoon | 2035 | 100% ECP + 5GW Offshore (without France 2, LirIC, MaRES) | Grandfathering | IE wind not priority | 112 | 363 | 183 | 134 | 7 | 39 | 180 | 37.1% | 2% | 10.6% | 49.7%
E | E,F & I | cloghboola | 2035 | 100% ECP + 5GW Offshore (without France 2, LirIC, MaRES) | Grandfathering | IE wind priority | 101 | 326 | 309 | 0 | 17 | 0 | 17 | 0% | 5.4% | 0% | 5.4%
E | E,F & I | coomagearlahy | 2035 | 100% ECP + 5GW Offshore (without France 2, LirIC, MaRES) | Grandfathering | IE Solar not priority | 7 | 8 | 5 | 2 | 0 | 0 | 3 | 29% | 2.8% | 1.2% | 32.9%
E | E,F & I | coomagearlahy | 2035 | 100% ECP + 5GW Offshore (without France 2, LirIC, MaRES) | Grandfathering | IE wind priority | 81 | 262 | 248 | 0 | 14 | 0 | 14 | 0% | 5.4% | 0% | 5.4%
E | E,F & I | coomataggart | 2035 | 100% ECP + 5GW Offshore (without France 2, LirIC, MaRES) | Grandfathering | IE wind not priority | 243 | 786 | 396 | 291 | 16 | 84 | 390 | 37.1% | 2% | 10.6% | 49.7%
E | E,F & I | cordal | 2035 | 100% ECP + 5GW Offshore (without France 2, LirIC, MaRES) | Grandfathering | IE wind priority | 148 | 478 | 452 | 0 | 26 | 0 | 26 | 0% | 5.4% | 0% | 5.4%
E | E,F & I | dromada | 2035 | 100% ECP + 5GW Offshore (without France 2, LirIC, MaRES) | Grandfathering | IE wind priority | 29 | 92 | 87 | 0 | 5 | 0 | 5 | 0% | 5.4% | 0% | 5.4%
E | E,F & I | drombeg | 2035 | 100% ECP + 5GW Offshore (without France 2, LirIC, MaRES) | Grandfathering | IE Solar not priority | 94 | 110 | 74 | 32 | 3 | 1 | 36 | 29% | 2.8% | 1.2% | 32.9%
E | E,F & I | drombeg | 2035 | 100% ECP + 5GW Offshore (without France 2, LirIC, MaRES) | Grandfathering | IE wind not priority | 25 | 82 | 41 | 30 | 2 | 9 | 41 | 37.1% | 2% | 10.6% | 49.7%
E | E,F & I | garrow | 2035 | 100% ECP + 5GW Offshore (without France 2, LirIC, MaRES) | Grandfathering | IE wind priority | 69 | 224 | 212 | 0 | 12 | 0 | 12 | 0% | 5.4% | 0% | 5.4%
E | E,F & I | glanlee | 2035 | 100% ECP + 5GW Offshore (without France 2, LirIC, MaRES) | Grandfathering | IE wind not priority | 26 | 84 | 42 | 31 | 2 | 9 | 42 | 37.1% | 2% | 10.6% | 49.7%
E | E,F & I | glanlee | 2035 | 100% ECP + 5GW Offshore (without France 2, LirIC, MaRES) | Grandfathering | IE wind priority | 30 | 96 | 91 | 0 | 5 | 0 | 5 | 0% | 5.4% | 0% | 5.4%
E | E,F & I | glenlara | 2035 | 100% ECP + 5GW Offshore (without France 2, LirIC, MaRES) | Grandfathering | IE Solar not priority | 5 | 6 | 4 | 2 | 0 | 0 | 2 | 29% | 2.8% | 1.2% | 32.9%
E | E,F & I | glenlara 220kv side | 2035 | 100% ECP + 5GW Offshore (without France 2, LirIC, MaRES) | Grandfathering | IE wind not priority | 14 | 45 | 23 | 17 | 1 | 5 | 22 | 37.1% | 2% | 10.6% | 49.7%
E | E,F & I | glenlara 220kv side | 2035 | 100% ECP + 5GW Offshore (without France 2, LirIC, MaRES) | Grandfathering | IE wind priority | 53 | 172 | 163 | 0 | 9 | 0 | 9 | 0% | 5.4% | 0% | 5.4%
E | E,F & I | kilpaddoge | 2035 | 100% ECP + 5GW Offshore (without France 2, LirIC, MaRES) | Grandfathering | IE wind priority | 55 | 178 | 168 | 0 | 10 | 0 | 10 | 0% | 5.4% | 0% | 5.4%
E | E,F & I | knockacummer | 2035 | 100% ECP + 5GW Offshore (without France 2, LirIC, MaRES) | Grandfathering | IE wind priority | 105 | 340 | 322 | 0 | 18 | 0 | 18 | 0% | 5.4% | 0% | 5.4%
E | E,F & I | knockearagh | 2035 | 100% ECP + 5GW Offshore (without France 2, LirIC, MaRES) | Grandfathering | IE Solar not priority | 5 | 6 | 4 | 2 | 0 | 0 | 2 | 29% | 2.8% | 1.2% | 32.9%
E | E,F & I | knockearagh | 2035 | 100% ECP + 5GW Offshore (without France 2, LirIC, MaRES) | Grandfathering | IE wind priority | 9 | 30 | 28 | 0 | 2 | 0 | 2 | 0% | 5.4% | 0% | 5.4%
E | D and E North | limerick | 2035 | 100% ECP + 5GW Offshore (without France 2, LirIC, MaRES) | Grandfathering | IE Solar not priority | 5 | 6 | 4 | 2 | 0 | 0 | 2 | 29% | 2.8% | 0.2% | 31.9%
E | E,F & I | mallow | 2035 | 100% ECP + 5GW Offshore (without France 2, LirIC, MaRES) | Grandfathering | IE Solar not priority | 5 | 6 | 4 | 2 | 0 | 0 | 2 | 29% | 2.8% | 1.2% | 32.9%
E | D and E North | moneypoint 220kv | 2035 | 100% ECP + 5GW Offshore (without France 2, LirIC, MaRES) | Grandfathering | IE wind not priority | 450 | 1990 | 1283 | 644 | 38 | 24 | 707 | 32.4% | 1.9% | 1.2% | 35.5%
E | D and E North | moneypoint | 2035 | 100% ECP + 5GW Offshore (without France 2, LirIC, MaRES) | Grandfathering | IE wind priority | 17 | 56 | 53 | 0 | 3 | 0 | 3 | 0% | 5.4% | 0% | 5.4%
E | E,F & I | oughtragh | 2035 | 100% ECP + 5GW Offshore (without France 2, LirIC, MaRES) | Grandfathering | IE Solar not priority | 9 | 11 | 7 | 3 | 0 | 0 | 4 | 29% | 2.8% | 1.2% | 32.9%
E | E,F & I | oughtragh | 2035 | 100% ECP + 5GW Offshore (without France 2, LirIC, MaRES) | Grandfathering | IE wind priority | 9 | 29 | 27 | 0 | 2 | 0 | 2 | 0% | 5.4% | 0% | 5.4%
E | E,F & I | pollagh | 2035 | 100% ECP + 5GW Offshore (without France 2, LirIC, MaRES) | Grandfathering | IE Solar not priority | 128 | 150 | 101 | 43 | 4 | 2 | 49 | 29% | 2.8% | 1.2% | 32.9%
E | E,F & I | pollagh | 2035 | 100% ECP + 5GW Offshore (without France 2, LirIC, MaRES) | Grandfathering | IE wind not priority | 50 | 162 | 82 | 60 | 3 | 17 | 80 | 37.1% | 2% | 10.6% | 49.7%
E | D and E North | rathkeale | 2035 | 100% ECP + 5GW Offshore (without France 2, LirIC, MaRES) | Grandfathering | IE wind priority | 28 | 89 | 84 | 0 | 5 | 0 | 5 | 0% | 5.4% | 0% | 5.4%
E | E,F & I | reamore | 2035 | 100% ECP + 5GW Offshore (without France 2, LirIC, MaRES) | Grandfathering | IE wind not priority | 30 | 96 | 48 | 36 | 2 | 10 | 48 | 37.1% | 2% | 10.6% | 49.7%
E | E,F & I | reamore | 2035 | 100% ECP + 5GW Offshore (without France 2, LirIC, MaRES) | Grandfathering | IE wind priority | 58 | 187 | 177 | 0 | 10 | 0 | 10 | 0% | 5.4% | 0% | 5.4%
E | E,F & I | tralee | 2035 | 100% ECP + 5GW Offshore (without France 2, LirIC, MaRES) | Grandfathering | IE Solar not priority | 15 | 18 | 12 | 5 | 0 | 0 | 6 | 29% | 2.8% | 1.2% | 32.9%
E | E,F & I | tralee | 2035 | 100% ECP + 5GW Offshore (without France 2, LirIC, MaRES) | Grandfathering | IE wind priority | 15 | 49 | 46 | 0 | 3 | 0 | 3 | 0% | 5.4% | 0% | 5.4%
E | E,F & I | trien 220kv side | 2035 | 100% ECP + 5GW Offshore (without France 2, LirIC, MaRES) | Grandfathering | IE wind not priority | 7 | 21 | 10 | 8 | 0 | 2 | 11 | 37.1% | 2% | 10.6% | 49.7%
E | E,F & I | trien | 2035 | 100% ECP + 5GW Offshore (without France 2, LirIC, MaRES) | Grandfathering | IE wind priority | 47 | 153 | 145 | 0 | 8 | 0 | 8 | 0% | 5.4% | 0% | 5.4%
E | E,F & I | athea | 2035 | 100% ECP + 5GW Offshore (with 100% ECP 2.4 IC methodology) | Grandfathering | IE wind not priority | 23 | 75 | 53 | 15 | 1 | 5 | 22 | 20.5% | 1.8% | 6.6% | 28.8%
E | E,F & I | athea | 2035 | 100% ECP + 5GW Offshore (with 100% ECP 2.4 IC methodology) | Grandfathering | IE wind priority | 34 | 111 | 108 | 0 | 3 | 0 | 3 | 0% | 2.8% | 0% | 2.8%
E | D and E North | ballinknockane | 2035 | 100% ECP + 5GW Offshore (with 100% ECP 2.4 IC methodology) | Grandfathering | IE Solar not priority | 50 | 59 | 47 | 10 | 1 | 0 | 12 | 17.9% | 2% | 0% | 19.9%
E | E,F & I | ballyvouskil 220 | 2035 | 100% ECP + 5GW Offshore (with 100% ECP 2.4 IC methodology) | Grandfathering | IE Solar not priority | 13 | 15 | 12 | 3 | 0 | 0 | 3 | 17.9% | 2% | 0.6% | 20.5%
E | E,F & I | ballyvouskil 220 | 2035 | 100% ECP + 5GW Offshore (with 100% ECP 2.4 IC methodology) | Grandfathering | IE wind not priority | 42 | 136 | 97 | 28 | 2 | 9 | 39 | 20.5% | 1.8% | 6.6% | 28.8%
E | E,F & I | boggeragh | 2035 | 100% ECP + 5GW Offshore (with 100% ECP 2.4 IC methodology) | Grandfathering | IE Solar not priority | 24 | 28 | 22 | 5 | 1 | 0 | 6 | 17.9% | 2% | 0.6% | 20.5%
E | E,F & I | boggeragh | 2035 | 100% ECP + 5GW Offshore (with 100% ECP 2.4 IC methodology) | Grandfathering | IE wind not priority | 23 | 76 | 54 | 15 | 1 | 5 | 22 | 20.5% | 1.8% | 6.6% | 28.8%
E | E,F & I | boggeragh | 2035 | 100% ECP + 5GW Offshore (with 100% ECP 2.4 IC methodology) | Grandfathering | IE wind priority | 143 | 462 | 449 | 0 | 13 | 0 | 13 | 0% | 2.8% | 0% | 2.8%
E | E,F & I | charleville | 2035 | 100% ECP + 5GW Offshore (with 100% ECP 2.4 IC methodology) | Grandfathering | IE Solar not priority | 165 | 193 | 153 | 35 | 4 | 1 | 40 | 17.9% | 2% | 0.6% | 20.5%
E | E,F & I | charleville | 2035 | 100% ECP + 5GW Offshore (with 100% ECP 2.4 IC methodology) | Grandfathering | IE wind priority | 51 | 166 | 161 | 0 | 5 | 0 | 5 | 0% | 2.8% | 0% | 2.8%
E | E,F & I | clahane | 2035 | 100% ECP + 5GW Offshore (with 100% ECP 2.4 IC methodology) | Grandfathering | IE Solar not priority | 34 | 40 | 32 | 7 | 1 | 0 | 8 | 17.9% | 2% | 0.6% | 20.5%
E | E,F & I | clahane | 2035 | 100% ECP + 5GW Offshore (with 100% ECP 2.4 IC methodology) | Grandfathering | IE wind priority | 52 | 167 | 162 | 0 | 5 | 0 | 5 | 0% | 2.8% | 0% | 2.8%
E | E,F & I | clashavoon | 2035 | 100% ECP + 5GW Offshore (with 100% ECP 2.4 IC methodology) | Grandfathering | IE wind not priority | 112 | 363 | 259 | 74 | 6 | 24 | 104 | 20.5% | 1.8% | 6.6% | 28.8%
E | E,F & I | cloghboola | 2035 | 100% ECP + 5GW Offshore (with 100% ECP 2.4 IC methodology) | Grandfathering | IE wind priority | 101 | 326 | 317 | 0 | 9 | 0 | 9 | 0% | 2.8% | 0% | 2.8%
E | E,F & I | coomagearlahy | 2035 | 100% ECP + 5GW Offshore (with 100% ECP 2.4 IC methodology) | Grandfathering | IE Solar not priority | 7 | 8 | 6 | 1 | 0 | 0 | 2 | 17.9% | 2% | 0.6% | 20.5%
E | E,F & I | coomagearlahy | 2035 | 100% ECP + 5GW Offshore (with 100% ECP 2.4 IC methodology) | Grandfathering | IE wind priority | 81 | 262 | 255 | 0 | 7 | 0 | 7 | 0% | 2.8% | 0% | 2.8%
E | E,F & I | coomataggart | 2035 | 100% ECP + 5GW Offshore (with 100% ECP 2.4 IC methodology) | Grandfathering | IE wind not priority | 243 | 786 | 560 | 161 | 14 | 52 | 226 | 20.5% | 1.8% | 6.6% | 28.8%
E | E,F & I | cordal | 2035 | 100% ECP + 5GW Offshore (with 100% ECP 2.4 IC methodology) | Grandfathering | IE wind priority | 148 | 478 | 465 | 0 | 13 | 0 | 13 | 0% | 2.8% | 0% | 2.8%
E | E,F & I | dromada | 2035 | 100% ECP + 5GW Offshore (with 100% ECP 2.4 IC methodology) | Grandfathering | IE wind priority | 29 | 92 | 89 | 0 | 3 | 0 | 3 | 0% | 2.8% | 0% | 2.8%
E | E,F & I | drombeg | 2035 | 100% ECP + 5GW Offshore (with 100% ECP 2.4 IC methodology) | Grandfathering | IE Solar not priority | 94 | 110 | 87 | 20 | 2 | 1 | 23 | 17.9% | 2% | 0.6% | 20.5%
E | E,F & I | drombeg | 2035 | 100% ECP + 5GW Offshore (with 100% ECP 2.4 IC methodology) | Grandfathering | IE wind not priority | 25 | 82 | 58 | 17 | 1 | 5 | 24 | 20.5% | 1.8% | 6.6% | 28.8%
E | E,F & I | garrow | 2035 | 100% ECP + 5GW Offshore (with 100% ECP 2.4 IC methodology) | Grandfathering | IE wind priority | 69 | 224 | 218 | 0 | 6 | 0 | 6 | 0% | 2.8% | 0% | 2.8%
E | E,F & I | glanlee | 2035 | 100% ECP + 5GW Offshore (with 100% ECP 2.4 IC methodology) | Grandfathering | IE wind not priority | 26 | 84 | 60 | 17 | 1 | 6 | 24 | 20.5% | 1.8% | 6.6% | 28.8%
E | E,F & I | glanlee | 2035 | 100% ECP + 5GW Offshore (with 100% ECP 2.4 IC methodology) | Grandfathering | IE wind priority | 30 | 96 | 93 | 0 | 3 | 0 | 3 | 0% | 2.8% | 0% | 2.8%
E | E,F & I | glenlara | 2035 | 100% ECP + 5GW Offshore (with 100% ECP 2.4 IC methodology) | Grandfathering | IE Solar not priority | 5 | 6 | 5 | 1 | 0 | 0 | 1 | 17.9% | 2% | 0.6% | 20.5%
E | E,F & I | glenlara 220kv side | 2035 | 100% ECP + 5GW Offshore (with 100% ECP 2.4 IC methodology) | Grandfathering | IE wind not priority | 14 | 45 | 32 | 9 | 1 | 3 | 13 | 20.5% | 1.8% | 6.6% | 28.8%
E | E,F & I | glenlara 220kv side | 2035 | 100% ECP + 5GW Offshore (with 100% ECP 2.4 IC methodology) | Grandfathering | IE wind priority | 53 | 172 | 167 | 0 | 5 | 0 | 5 | 0% | 2.8% | 0% | 2.8%
E | E,F & I | kilpaddoge | 2035 | 100% ECP + 5GW Offshore (with 100% ECP 2.4 IC methodology) | Grandfathering | IE wind priority | 55 | 178 | 173 | 0 | 5 | 0 | 5 | 0% | 2.8% | 0% | 2.8%
E | E,F & I | knockacummer | 2035 | 100% ECP + 5GW Offshore (with 100% ECP 2.4 IC methodology) | Grandfathering | IE wind priority | 105 | 340 | 330 | 0 | 10 | 0 | 10 | 0% | 2.8% | 0% | 2.8%
E | E,F & I | knockearagh | 2035 | 100% ECP + 5GW Offshore (with 100% ECP 2.4 IC methodology) | Grandfathering | IE Solar not priority | 5 | 6 | 5 | 1 | 0 | 0 | 1 | 17.9% | 2% | 0.6% | 20.5%
E | E,F & I | knockearagh | 2035 | 100% ECP + 5GW Offshore (with 100% ECP 2.4 IC methodology) | Grandfathering | IE wind priority | 9 | 30 | 29 | 0 | 1 | 0 | 1 | 0% | 2.8% | 0% | 2.8%
E | D and E North | limerick | 2035 | 100% ECP + 5GW Offshore (with 100% ECP 2.4 IC methodology) | Grandfathering | IE Solar not priority | 5 | 6 | 5 | 1 | 0 | 0 | 1 | 17.9% | 2% | 0% | 19.9%
E | E,F & I | mallow | 2035 | 100% ECP + 5GW Offshore (with 100% ECP 2.4 IC methodology) | Grandfathering | IE Solar not priority | 5 | 6 | 5 | 1 | 0 | 0 | 1 | 17.9% | 2% | 0.6% | 20.5%
E | D and E North | moneypoint 220kv | 2035 | 100% ECP + 5GW Offshore (with 100% ECP 2.4 IC methodology) | Grandfathering | IE wind not priority | 450 | 1990 | 1593 | 348 | 32 | 17 | 397 | 17.5% | 1.6% | 0.8% | 19.9%
E | D and E North | moneypoint | 2035 | 100% ECP + 5GW Offshore (with 100% ECP 2.4 IC methodology) | Grandfathering | IE wind priority | 17 | 56 | 54 | 0 | 2 | 0 | 2 | 0% | 2.8% | 0% | 2.8%
E | E,F & I | oughtragh | 2035 | 100% ECP + 5GW Offshore (with 100% ECP 2.4 IC methodology) | Grandfathering | IE Solar not priority | 9 | 11 | 9 | 2 | 0 | 0 | 2 | 17.9% | 2% | 0.6% | 20.5%
E | E,F & I | oughtragh | 2035 | 100% ECP + 5GW Offshore (with 100% ECP 2.4 IC methodology) | Grandfathering | IE wind priority | 9 | 29 | 28 | 0 | 1 | 0 | 1 | 0% | 2.8% | 0% | 2.8%
E | E,F & I | pollagh | 2035 | 100% ECP + 5GW Offshore (with 100% ECP 2.4 IC methodology) | Grandfathering | IE Solar not priority | 128 | 150 | 119 | 27 | 3 | 1 | 31 | 17.9% | 2% | 0.6% | 20.5%
E | E,F & I | pollagh | 2035 | 100% ECP + 5GW Offshore (with 100% ECP 2.4 IC methodology) | Grandfathering | IE wind not priority | 50 | 162 | 115 | 33 | 3 | 11 | 47 | 20.5% | 1.8% | 6.6% | 28.8%
E | D and E North | rathkeale | 2035 | 100% ECP + 5GW Offshore (with 100% ECP 2.4 IC methodology) | Grandfathering | IE wind priority | 28 | 89 | 86 | 0 | 3 | 0 | 3 | 0% | 2.8% | 0% | 2.8%
E | E,F & I | reamore | 2035 | 100% ECP + 5GW Offshore (with 100% ECP 2.4 IC methodology) | Grandfathering | IE wind not priority | 30 | 96 | 68 | 20 | 2 | 6 | 28 | 20.5% | 1.8% | 6.6% | 28.8%
E | E,F & I | reamore | 2035 | 100% ECP + 5GW Offshore (with 100% ECP 2.4 IC methodology) | Grandfathering | IE wind priority | 58 | 187 | 182 | 0 | 5 | 0 | 5 | 0% | 2.8% | 0% | 2.8%
E | E,F & I | tralee | 2035 | 100% ECP + 5GW Offshore (with 100% ECP 2.4 IC methodology) | Grandfathering | IE Solar not priority | 15 | 18 | 14 | 3 | 0 | 0 | 4 | 17.9% | 2% | 0.6% | 20.5%
E | E,F & I | tralee | 2035 | 100% ECP + 5GW Offshore (with 100% ECP 2.4 IC methodology) | Grandfathering | IE wind priority | 15 | 49 | 48 | 0 | 1 | 0 | 1 | 0% | 2.8% | 0% | 2.8%
E | E,F & I | trien 220kv side | 2035 | 100% ECP + 5GW Offshore (with 100% ECP 2.4 IC methodology) | Grandfathering | IE wind not priority | 7 | 21 | 15 | 4 | 0 | 1 | 6 | 20.5% | 1.8% | 6.6% | 28.8%
E | E,F & I | trien | 2035 | 100% ECP + 5GW Offshore (with 100% ECP 2.4 IC methodology) | Grandfathering | IE wind priority | 47 | 153 | 149 | 0 | 4 | 0 | 4 | 0% | 2.8% | 0% | 2.8%
E | E,F & I | athea | 2028 | 100% ECP (Pro-rata) | Pro-rata | IE wind not priority | 23 | 75 | 47 | 20 | 3 | 5 | 28 | 26.2% | 4.5% | 6.4% | 37.2%
E | E,F & I | athea | 2028 | 100% ECP (Pro-rata) | Pro-rata | IE wind priority | 34 | 112 | 94 | 0 | 11 | 7 | 18 | 0% | 9.5% | 6.4% | 15.9%
E | D and E North | ballinknockane | 2028 | 100% ECP (Pro-rata) | Pro-rata | IE Solar not priority | 50 | 59 | 42 | 13 | 4 | 0 | 17 | 23% | 6.1% | 0% | 29.1%
E | E,F & I | ballyvouskil 220 | 2028 | 100% ECP (Pro-rata) | Pro-rata | IE Solar not priority | 13 | 15 | 11 | 3 | 1 | 0 | 4 | 23% | 6.1% | 1.5% | 30.6%
E | E,F & I | ballyvouskil 220 | 2028 | 100% ECP (Pro-rata) | Pro-rata | IE wind not priority | 42 | 137 | 86 | 36 | 6 | 9 | 51 | 26.2% | 4.5% | 6.4% | 37.2%
E | E,F & I | boggeragh | 2028 | 100% ECP (Pro-rata) | Pro-rata | IE Solar not priority | 24 | 28 | 19 | 7 | 2 | 0 | 9 | 23% | 6.1% | 1.5% | 30.6%
E | E,F & I | boggeragh | 2028 | 100% ECP (Pro-rata) | Pro-rata | IE wind not priority | 23 | 76 | 48 | 20 | 3 | 5 | 28 | 26.2% | 4.5% | 6.4% | 37.2%
E | E,F & I | boggeragh | 2028 | 100% ECP (Pro-rata) | Pro-rata | IE wind priority | 143 | 465 | 391 | 0 | 44 | 30 | 74 | 0% | 9.5% | 6.4% | 15.9%
E | E,F & I | charleville | 2028 | 100% ECP (Pro-rata) | Pro-rata | IE Solar not priority | 165 | 193 | 134 | 45 | 12 | 3 | 59 | 23% | 6.1% | 1.5% | 30.6%
E | E,F & I | charleville | 2028 | 100% ECP (Pro-rata) | Pro-rata | IE wind priority | 51 | 167 | 140 | 0 | 16 | 11 | 27 | 0% | 9.5% | 6.4% | 15.9%
E | E,F & I | clahane | 2028 | 100% ECP (Pro-rata) | Pro-rata | IE Solar not priority | 34 | 40 | 28 | 9 | 2 | 1 | 12 | 23% | 6.1% | 1.5% | 30.6%
E | E,F & I | clahane | 2028 | 100% ECP (Pro-rata) | Pro-rata | IE wind priority | 52 | 168 | 141 | 0 | 16 | 11 | 27 | 0% | 9.5% | 6.4% | 15.9%
E | E,F & I | clashavoon | 2028 | 100% ECP (Pro-rata) | Pro-rata | IE wind not priority | 112 | 365 | 229 | 96 | 17 | 23 | 136 | 26.2% | 4.5% | 6.4% | 37.2%
E | E,F & I | cloghboola | 2028 | 100% ECP (Pro-rata) | Pro-rata | IE wind priority | 101 | 328 | 276 | 0 | 31 | 21 | 52 | 0% | 9.5% | 6.4% | 15.9%
E | E,F & I | coomagearlahy | 2028 | 100% ECP (Pro-rata) | Pro-rata | IE Solar not priority | 7 | 8 | 5 | 2 | 0 | 0 | 3 | 23% | 6.1% | 1.5% | 30.6%
E | E,F & I | coomagearlahy | 2028 | 100% ECP (Pro-rata) | Pro-rata | IE wind priority | 81 | 264 | 222 | 0 | 25 | 17 | 42 | 0% | 9.5% | 6.4% | 15.9%
E | E,F & I | coomataggart | 2028 | 100% ECP (Pro-rata) | Pro-rata | IE wind not priority | 243 | 791 | 497 | 207 | 36 | 50 | 294 | 26.2% | 4.5% | 6.4% | 37.2%
E | E,F & I | cordal | 2028 | 100% ECP (Pro-rata) | Pro-rata | IE wind priority | 148 | 481 | 405 | 0 | 46 | 31 | 76 | 0% | 9.5% | 6.4% | 15.9%
E | E,F & I | dromada | 2028 | 100% ECP (Pro-rata) | Pro-rata | IE wind priority | 29 | 93 | 78 | 0 | 9 | 6 | 15 | 0% | 9.5% | 6.4% | 15.9%
E | E,F & I | drombeg | 2028 | 100% ECP (Pro-rata) | Pro-rata | IE Solar not priority | 94 | 110 | 76 | 25 | 7 | 2 | 34 | 23% | 6.1% | 1.5% | 30.6%
E | E,F & I | drombeg | 2028 | 100% ECP (Pro-rata) | Pro-rata | IE wind not priority | 25 | 82 | 51 | 22 | 4 | 5 | 31 | 26.2% | 4.5% | 6.4% | 37.2%
E | E,F & I | garrow | 2028 | 100% ECP (Pro-rata) | Pro-rata | IE wind priority | 69 | 226 | 190 | 0 | 21 | 14 | 36 | 0% | 9.5% | 6.4% | 15.9%
E | E,F & I | glanlee | 2028 | 100% ECP (Pro-rata) | Pro-rata | IE wind not priority | 26 | 85 | 54 | 22 | 4 | 5 | 31 | 26.2% | 4.5% | 6.4% | 37.2%
E | E,F & I | glanlee | 2028 | 100% ECP (Pro-rata) | Pro-rata | IE wind priority | 30 | 97 | 82 | 0 | 9 | 6 | 15 | 0% | 9.5% | 6.4% | 15.9%
E | E,F & I | glenlara | 2028 | 100% ECP (Pro-rata) | Pro-rata | IE Solar not priority | 5 | 6 | 4 | 1 | 0 | 0 | 2 | 23% | 6.1% | 1.5% | 30.6%
E | E,F & I | glenlara 220kv side | 2028 | 100% ECP (Pro-rata) | Pro-rata | IE wind not priority | 14 | 45 | 28 | 12 | 2 | 3 | 17 | 26.2% | 4.5% | 6.4% | 37.2%
E | E,F & I | glenlara 220kv side | 2028 | 100% ECP (Pro-rata) | Pro-rata | IE wind priority | 53 | 173 | 146 | 0 | 16 | 11 | 27 | 0% | 9.5% | 6.4% | 15.9%
E | E,F & I | kilpaddoge | 2028 | 100% ECP (Pro-rata) | Pro-rata | IE wind priority | 55 | 179 | 151 | 0 | 17 | 11 | 28 | 0% | 9.5% | 6.4% | 15.9%
E | E,F & I | knockacummer | 2028 | 100% ECP (Pro-rata) | Pro-rata | IE wind priority | 105 | 342 | 288 | 0 | 33 | 22 | 54 | 0% | 9.5% | 6.4% | 15.9%
E | E,F & I | knockearagh | 2028 | 100% ECP (Pro-rata) | Pro-rata | IE Solar not priority | 5 | 6 | 4 | 1 | 0 | 0 | 2 | 23% | 6.1% | 1.5% | 30.6%
E | E,F & I | knockearagh | 2028 | 100% ECP (Pro-rata) | Pro-rata | IE wind priority | 9 | 30 | 25 | 0 | 3 | 2 | 5 | 0% | 9.5% | 6.4% | 15.9%
E | D and E North | limerick | 2028 | 100% ECP (Pro-rata) | Pro-rata | IE Solar not priority | 5 | 6 | 4 | 1 | 0 | 0 | 2 | 23% | 6.1% | 0% | 29.1%
E | E,F & I | mallow | 2028 | 100% ECP (Pro-rata) | Pro-rata | IE Solar not priority | 5 | 6 | 4 | 1 | 0 | 0 | 2 | 23% | 6.1% | 1.5% | 30.6%
E | D and E North | moneypoint | 2028 | 100% ECP (Pro-rata) | Pro-rata | IE wind priority | 17 | 56 | 51 | 0 | 5 | 0 | 5 | 0% | 9.5% | 0.1% | 9.6%
E | E,F & I | oughtragh | 2028 | 100% ECP (Pro-rata) | Pro-rata | IE Solar not priority | 9 | 11 | 8 | 3 | 1 | 0 | 3 | 23% | 6.1% | 1.5% | 30.6%
E | E,F & I | oughtragh | 2028 | 100% ECP (Pro-rata) | Pro-rata | IE wind priority | 9 | 29 | 24 | 0 | 3 | 2 | 5 | 0% | 9.5% | 6.4% | 15.9%
E | E,F & I | pollagh | 2028 | 100% ECP (Pro-rata) | Pro-rata | IE Solar not priority | 128 | 150 | 104 | 35 | 9 | 2 | 46 | 23% | 6.1% | 1.5% | 30.6%
E | E,F & I | pollagh | 2028 | 100% ECP (Pro-rata) | Pro-rata | IE wind not priority | 50 | 163 | 102 | 43 | 7 | 10 | 61 | 26.2% | 4.5% | 6.4% | 37.2%
E | D and E North | rathkeale | 2028 | 100% ECP (Pro-rata) | Pro-rata | IE wind priority | 28 | 90 | 81 | 0 | 9 | 0 | 9 | 0% | 9.5% | 0.1% | 9.6%
E | E,F & I | reamore | 2028 | 100% ECP (Pro-rata) | Pro-rata | IE wind not priority | 30 | 97 | 61 | 25 | 4 | 6 | 36 | 26.2% | 4.5% | 6.4% | 37.2%
E | E,F & I | reamore | 2028 | 100% ECP (Pro-rata) | Pro-rata | IE wind priority | 58 | 189 | 159 | 0 | 18 | 12 | 30 | 0% | 9.5% | 6.4% | 15.9%
E | E,F & I | tralee | 2028 | 100% ECP (Pro-rata) | Pro-rata | IE Solar not priority | 15 | 18 | 12 | 4 | 1 | 0 | 6 | 23% | 6.1% | 1.5% | 30.6%
E | E,F & I | tralee | 2028 | 100% ECP (Pro-rata) | Pro-rata | IE wind priority | 15 | 49 | 41 | 0 | 5 | 3 | 8 | 0% | 9.5% | 6.4% | 15.9%
E | E,F & I | trien 220kv side | 2028 | 100% ECP (Pro-rata) | Pro-rata | IE wind not priority | 7 | 22 | 14 | 6 | 1 | 1 | 8 | 26.2% | 4.5% | 6.4% | 37.2%
E | E,F & I | trien | 2028 | 100% ECP (Pro-rata) | Pro-rata | IE wind priority | 47 | 154 | 130 | 0 | 15 | 10 | 24 | 0% | 9.5% | 6.4% | 15.9%
E | E,F & I | athea | 2030 | 100% ECP (Pro-rata) | Pro-rata | IE wind not priority | 23 | 75 | 49 | 21 | 2 | 3 | 26 | 28.1% | 2.8% | 4.1% | 35.1%
E | E,F & I | athea | 2030 | 100% ECP (Pro-rata) | Pro-rata | IE wind priority | 34 | 111 | 100 | 0 | 7 | 5 | 11 | 0% | 5.9% | 4.1% | 10%
E | D and E North | ballinknockane | 2030 | 100% ECP (Pro-rata) | Pro-rata | IE Solar not priority | 50 | 59 | 42 | 15 | 2 | 0 | 17 | 24.9% | 3.5% | 0% | 28.4%
E | E,F & I | ballyvouskil 220 | 2030 | 100% ECP (Pro-rata) | Pro-rata | IE Solar not priority | 13 | 15 | 11 | 4 | 1 | 0 | 4 | 24.9% | 3.5% | 0.4% | 28.8%
E | E,F & I | ballyvouskil 220 | 2030 | 100% ECP (Pro-rata) | Pro-rata | IE wind not priority | 42 | 136 | 88 | 38 | 4 | 6 | 48 | 28.1% | 2.8% | 4.1% | 35.1%
E | E,F & I | boggeragh | 2030 | 100% ECP (Pro-rata) | Pro-rata | IE Solar not priority | 24 | 28 | 20 | 7 | 1 | 0 | 8 | 24.9% | 3.5% | 0.4% | 28.8%
E | E,F & I | boggeragh | 2030 | 100% ECP (Pro-rata) | Pro-rata | IE wind not priority | 23 | 76 | 49 | 21 | 2 | 3 | 27 | 28.1% | 2.8% | 4.1% | 35.1%
E | E,F & I | boggeragh | 2030 | 100% ECP (Pro-rata) | Pro-rata | IE wind priority | 143 | 462 | 416 | 0 | 27 | 19 | 46 | 0% | 5.9% | 4.1% | 10%
E | E,F & I | charleville | 2030 | 100% ECP (Pro-rata) | Pro-rata | IE Solar not priority | 165 | 193 | 137 | 48 | 7 | 1 | 56 | 24.9% | 3.5% | 0.4% | 28.8%
E | E,F & I | charleville | 2030 | 100% ECP (Pro-rata) | Pro-rata | IE wind priority | 51 | 166 | 149 | 0 | 10 | 7 | 17 | 0% | 5.9% | 4.1% | 10%
E | E,F & I | clahane | 2030 | 100% ECP (Pro-rata) | Pro-rata | IE Solar not priority | 34 | 40 | 29 | 10 | 1 | 0 | 11 | 24.9% | 3.5% | 0.4% | 28.8%
E | E,F & I | clahane | 2030 | 100% ECP (Pro-rata) | Pro-rata | IE wind priority | 52 | 167 | 150 | 0 | 10 | 7 | 17 | 0% | 5.9% | 4.1% | 10%
E | E,F & I | clashavoon | 2030 | 100% ECP (Pro-rata) | Pro-rata | IE wind not priority | 112 | 363 | 236 | 102 | 10 | 15 | 127 | 28.1% | 2.8% | 4.1% | 35.1%
E | E,F & I | cloghboola | 2030 | 100% ECP (Pro-rata) | Pro-rata | IE wind priority | 101 | 326 | 293 | 0 | 19 | 13 | 33 | 0% | 5.9% | 4.1% | 10%
E | E,F & I | coomagearlahy | 2030 | 100% ECP (Pro-rata) | Pro-rata | IE Solar not priority | 7 | 8 | 6 | 2 | 0 | 0 | 2 | 24.9% | 3.5% | 0.4% | 28.8%
E | E,F & I | coomagearlahy | 2030 | 100% ECP (Pro-rata) | Pro-rata | IE wind priority | 81 | 262 | 236 | 0 | 15 | 11 | 26 | 0% | 5.9% | 4.1% | 10%
E | E,F & I | coomataggart | 2030 | 100% ECP (Pro-rata) | Pro-rata | IE wind not priority | 243 | 786 | 510 | 221 | 22 | 33 | 276 | 28.1% | 2.8% | 4.1% | 35.1%
E | E,F & I | cordal | 2030 | 100% ECP (Pro-rata) | Pro-rata | IE wind priority | 148 | 478 | 430 | 0 | 28 | 20 | 48 | 0% | 5.9% | 4.1% | 10%
E | E,F & I | dromada | 2030 | 100% ECP (Pro-rata) | Pro-rata | IE wind priority | 29 | 92 | 83 | 0 | 5 | 4 | 9 | 0% | 5.9% | 4.1% | 10%
E | E,F & I | drombeg | 2030 | 100% ECP (Pro-rata) | Pro-rata | IE Solar not priority | 94 | 110 | 78 | 27 | 4 | 0 | 32 | 24.9% | 3.5% | 0.4% | 28.8%
E | E,F & I | drombeg | 2030 | 100% ECP (Pro-rata) | Pro-rata | IE wind not priority | 25 | 82 | 53 | 23 | 2 | 3 | 29 | 28.1% | 2.8% | 4.1% | 35.1%
E | E,F & I | garrow | 2030 | 100% ECP (Pro-rata) | Pro-rata | IE wind priority | 69 | 224 | 202 | 0 | 13 | 9 | 22 | 0% | 5.9% | 4.1% | 10%
E | E,F & I | glanlee | 2030 | 100% ECP (Pro-rata) | Pro-rata | IE wind not priority | 26 | 84 | 54 | 24 | 2 | 3 | 30 | 28.1% | 2.8% | 4.1% | 35.1%
E | E,F & I | glanlee | 2030 | 100% ECP (Pro-rata) | Pro-rata | IE wind priority | 30 | 96 | 86 | 0 | 6 | 4 | 10 | 0% | 5.9% | 4.1% | 10%
E | E,F & I | glenlara | 2030 | 100% ECP (Pro-rata) | Pro-rata | IE Solar not priority | 5 | 6 | 4 | 1 | 0 | 0 | 2 | 24.9% | 3.5% | 0.4% | 28.8%
E | E,F & I | glenlara 220kv side | 2030 | 100% ECP (Pro-rata) | Pro-rata | IE wind not priority | 14 | 45 | 29 | 13 | 1 | 2 | 16 | 28.1% | 2.8% | 4.1% | 35.1%
E | E,F & I | glenlara 220kv side | 2030 | 100% ECP (Pro-rata) | Pro-rata | IE wind priority | 53 | 172 | 155 | 0 | 10 | 7 | 17 | 0% | 5.9% | 4.1% | 10%
E | E,F & I | kilpaddoge | 2030 | 100% ECP (Pro-rata) | Pro-rata | IE wind priority | 55 | 178 | 160 | 0 | 10 | 7 | 18 | 0% | 5.9% | 4.1% | 10%
E | E,F & I | knockacummer | 2030 | 100% ECP (Pro-rata) | Pro-rata | IE wind priority | 105 | 340 | 306 | 0 | 20 | 14 | 34 | 0% | 5.9% | 4.1% | 10%
E | E,F & I | knockearagh | 2030 | 100% ECP (Pro-rata) | Pro-rata | IE Solar not priority | 5 | 6 | 4 | 1 | 0 | 0 | 2 | 24.9% | 3.5% | 0.4% | 28.8%
E | E,F & I | knockearagh | 2030 | 100% ECP (Pro-rata) | Pro-rata | IE wind priority | 9 | 30 | 27 | 0 | 2 | 1 | 3 | 0% | 5.9% | 4.1% | 10%
E | D and E North | limerick | 2030 | 100% ECP (Pro-rata) | Pro-rata | IE Solar not priority | 5 | 6 | 4 | 1 | 0 | 0 | 2 | 24.9% | 3.5% | 0% | 28.4%
E | E,F & I | mallow | 2030 | 100% ECP (Pro-rata) | Pro-rata | IE Solar not priority | 5 | 6 | 4 | 1 | 0 | 0 | 2 | 24.9% | 3.5% | 0.4% | 28.8%
E | D and E North | moneypoint | 2030 | 100% ECP (Pro-rata) | Pro-rata | IE wind priority | 17 | 56 | 53 | 0 | 3 | 0 | 3 | 0% | 5.9% | 0.1% | 6%
E | E,F & I | oughtragh | 2030 | 100% ECP (Pro-rata) | Pro-rata | IE Solar not priority | 9 | 11 | 8 | 3 | 0 | 0 | 3 | 24.9% | 3.5% | 0.4% | 28.8%
E | E,F & I | oughtragh | 2030 | 100% ECP (Pro-rata) | Pro-rata | IE wind priority | 9 | 29 | 26 | 0 | 2 | 1 | 3 | 0% | 5.9% | 4.1% | 10%
E | E,F & I | pollagh | 2030 | 100% ECP (Pro-rata) | Pro-rata | IE Solar not priority | 128 | 150 | 107 | 37 | 5 | 1 | 43 | 24.9% | 3.5% | 0.4% | 28.8%
E | E,F & I | pollagh | 2030 | 100% ECP (Pro-rata) | Pro-rata | IE wind not priority | 50 | 162 | 105 | 46 | 5 | 7 | 57 | 28.1% | 2.8% | 4.1% | 35.1%
E | D and E North | rathkeale | 2030 | 100% ECP (Pro-rata) | Pro-rata | IE wind priority | 28 | 89 | 84 | 0 | 5 | 0 | 5 | 0% | 5.9% | 0.1% | 6%
E | E,F & I | reamore | 2030 | 100% ECP (Pro-rata) | Pro-rata | IE wind not priority | 30 | 96 | 62 | 27 | 3 | 4 | 34 | 28.1% | 2.8% | 4.1% | 35.1%
E | E,F & I | reamore | 2030 | 100% ECP (Pro-rata) | Pro-rata | IE wind priority | 58 | 187 | 168 | 0 | 11 | 8 | 19 | 0% | 5.9% | 4.1% | 10%
E | E,F & I | tralee | 2030 | 100% ECP (Pro-rata) | Pro-rata | IE Solar not priority | 15 | 18 | 13 | 4 | 1 | 0 | 5 | 24.9% | 3.5% | 0.4% | 28.8%
E | E,F & I | tralee | 2030 | 100% ECP (Pro-rata) | Pro-rata | IE wind priority | 15 | 49 | 44 | 0 | 3 | 2 | 5 | 0% | 5.9% | 4.1% | 10%
E | E,F & I | trien 220kv side | 2030 | 100% ECP (Pro-rata) | Pro-rata | IE wind not priority | 7 | 21 | 13 | 6 | 1 | 1 | 8 | 28.1% | 2.8% | 4.1% | 35.1%
E | E,F & I | trien | 2030 | 100% ECP (Pro-rata) | Pro-rata | IE wind priority | 47 | 153 | 138 | 0 | 9 | 6 | 15 | 0% | 5.9% | 4.1% | 10%
E | E,F & I | athea | 2030 | 100% ECP + 3.1GW Offshore (Pro-rata) | Pro-rata | IE wind not priority | 23 | 75 | 37 | 30 | 2 | 6 | 38 | 40.5% | 2.7% | 8.2% | 51.3%
E | E,F & I | athea | 2030 | 100% ECP + 3.1GW Offshore (Pro-rata) | Pro-rata | IE wind priority | 34 | 111 | 94 | 0 | 8 | 9 | 17 | 0% | 7% | 8.2% | 15.2%
E | D and E North | ballinknockane | 2030 | 100% ECP + 3.1GW Offshore (Pro-rata) | Pro-rata | IE Solar not priority | 50 | 59 | 39 | 18 | 2 | 0 | 20 | 30.8% | 3.5% | 0% | 34.4%
E | E,F & I | ballyvouskil 220 | 2030 | 100% ECP + 3.1GW Offshore (Pro-rata) | Pro-rata | IE Solar not priority | 13 | 15 | 10 | 5 | 1 | 0 | 5 | 30.8% | 3.5% | 0.3% | 34.7%
E | E,F & I | ballyvouskil 220 | 2030 | 100% ECP + 3.1GW Offshore (Pro-rata) | Pro-rata | IE wind not priority | 42 | 136 | 66 | 55 | 4 | 11 | 70 | 40.5% | 2.7% | 8.2% | 51.3%
E | E,F & I | boggeragh | 2030 | 100% ECP + 3.1GW Offshore (Pro-rata) | Pro-rata | IE Solar not priority | 24 | 28 | 18 | 9 | 1 | 0 | 10 | 30.8% | 3.5% | 0.3% | 34.7%
E | E,F & I | boggeragh | 2030 | 100% ECP + 3.1GW Offshore (Pro-rata) | Pro-rata | IE wind not priority | 23 | 76 | 37 | 31 | 2 | 6 | 39 | 40.5% | 2.7% | 8.2% | 51.3%
E | E,F & I | boggeragh | 2030 | 100% ECP + 3.1GW Offshore (Pro-rata) | Pro-rata | IE wind priority | 143 | 462 | 392 | 0 | 32 | 38 | 70 | 0% | 7% | 8.2% | 15.2%
E | E,F & I | charleville | 2030 | 100% ECP + 3.1GW Offshore (Pro-rata) | Pro-rata | IE Solar not priority | 165 | 193 | 126 | 60 | 7 | 1 | 67 | 30.8% | 3.5% | 0.3% | 34.7%
E | E,F & I | charleville | 2030 | 100% ECP + 3.1GW Offshore (Pro-rata) | Pro-rata | IE wind priority | 51 | 166 | 141 | 0 | 12 | 14 | 25 | 0% | 7% | 8.2% | 15.2%
E | E,F & I | clahane | 2030 | 100% ECP + 3.1GW Offshore (Pro-rata) | Pro-rata | IE Solar not priority | 34 | 40 | 26 | 12 | 1 | 0 | 14 | 30.8% | 3.5% | 0.3% | 34.7%
E | E,F & I | clahane | 2030 | 100% ECP + 3.1GW Offshore (Pro-rata) | Pro-rata | IE wind priority | 52 | 167 | 142 | 0 | 12 | 14 | 25 | 0% | 7% | 8.2% | 15.2%
E | E,F & I | clashavoon | 2030 | 100% ECP + 3.1GW Offshore (Pro-rata) | Pro-rata | IE wind not priority | 112 | 363 | 177 | 147 | 10 | 30 | 186 | 40.5% | 2.7% | 8.2% | 51.3%
E | E,F & I | cloghboola | 2030 | 100% ECP + 3.1GW Offshore (Pro-rata) | Pro-rata | IE wind priority | 101 | 326 | 277 | 0 | 23 | 27 | 49 | 0% | 7% | 8.2% | 15.2%
E | E,F & I | coomagearlahy | 2030 | 100% ECP + 3.1GW Offshore (Pro-rata) | Pro-rata | IE Solar not priority | 7 | 8 | 5 | 3 | 0 | 0 | 3 | 30.8% | 3.5% | 0.3% | 34.7%
E | E,F & I | coomagearlahy | 2030 | 100% ECP + 3.1GW Offshore (Pro-rata) | Pro-rata | IE wind priority | 81 | 262 | 222 | 0 | 18 | 21 | 40 | 0% | 7% | 8.2% | 15.2%
E | E,F & I | coomataggart | 2030 | 100% ECP + 3.1GW Offshore (Pro-rata) | Pro-rata | IE wind not priority | 243 | 786 | 383 | 318 | 21 | 64 | 403 | 40.5% | 2.7% | 8.2% | 51.3%
E | E,F & I | cordal | 2030 | 100% ECP + 3.1GW Offshore (Pro-rata) | Pro-rata | IE wind priority | 148 | 478 | 406 | 0 | 33 | 39 | 72 | 0% | 7% | 8.2% | 15.2%
E | E,F & I | dromada | 2030 | 100% ECP + 3.1GW Offshore (Pro-rata) | Pro-rata | IE wind priority | 29 | 92 | 78 | 0 | 6 | 8 | 14 | 0% | 7% | 8.2% | 15.2%
E | E,F & I | drombeg | 2030 | 100% ECP + 3.1GW Offshore (Pro-rata) | Pro-rata | IE Solar not priority | 94 | 110 | 72 | 34 | 4 | 0 | 38 | 30.8% | 3.5% | 0.3% | 34.7%
E | E,F & I | drombeg | 2030 | 100% ECP + 3.1GW Offshore (Pro-rata) | Pro-rata | IE wind not priority | 25 | 82 | 40 | 33 | 2 | 7 | 42 | 40.5% | 2.7% | 8.2% | 51.3%
E | E,F & I | garrow | 2030 | 100% ECP + 3.1GW Offshore (Pro-rata) | Pro-rata | IE wind priority | 69 | 224 | 190 | 0 | 16 | 18 | 34 | 0% | 7% | 8.2% | 15.2%
E | E,F & I | glanlee | 2030 | 100% ECP + 3.1GW Offshore (Pro-rata) | Pro-rata | IE wind not priority | 26 | 84 | 41 | 34 | 2 | 7 | 43 | 40.5% | 2.7% | 8.2% | 51.3%
E | E,F & I | glanlee | 2030 | 100% ECP + 3.1GW Offshore (Pro-rata) | Pro-rata | IE wind priority | 30 | 96 | 81 | 0 | 7 | 8 | 15 | 0% | 7% | 8.2% | 15.2%
E | E,F & I | glenlara | 2030 | 100% ECP + 3.1GW Offshore (Pro-rata) | Pro-rata | IE Solar not priority | 5 | 6 | 4 | 2 | 0 | 0 | 2 | 30.8% | 3.5% | 0.3% | 34.7%
E | E,F & I | glenlara 220kv side | 2030 | 100% ECP + 3.1GW Offshore (Pro-rata) | Pro-rata | IE wind not priority | 14 | 45 | 22 | 18 | 1 | 4 | 23 | 40.5% | 2.7% | 8.2% | 51.3%
E | E,F & I | glenlara 220kv side | 2030 | 100% ECP + 3.1GW Offshore (Pro-rata) | Pro-rata | IE wind priority | 53 | 172 | 146 | 0 | 12 | 14 | 26 | 0% | 7% | 8.2% | 15.2%
E | E,F & I | kilpaddoge | 2030 | 100% ECP + 3.1GW Offshore (Pro-rata) | Pro-rata | IE wind priority | 55 | 178 | 151 | 0 | 12 | 15 | 27 | 0% | 7% | 8.2% | 15.2%
E | E,F & I | knockacummer | 2030 | 100% ECP + 3.1GW Offshore (Pro-rata) | Pro-rata | IE wind priority | 105 | 340 | 288 | 0 | 24 | 28 | 52 | 0% | 7% | 8.2% | 15.2%
E | E,F & I | knockearagh | 2030 | 100% ECP + 3.1GW Offshore (Pro-rata) | Pro-rata | IE Solar not priority | 5 | 6 | 4 | 2 | 0 | 0 | 2 | 30.8% | 3.5% | 0.3% | 34.7%
E | E,F & I | knockearagh | 2030 | 100% ECP + 3.1GW Offshore (Pro-rata) | Pro-rata | IE wind priority | 9 | 30 | 25 | 0 | 2 | 2 | 5 | 0% | 7% | 8.2% | 15.2%
E | D and E North | limerick | 2030 | 100% ECP + 3.1GW Offshore (Pro-rata) | Pro-rata | IE Solar not priority | 5 | 6 | 4 | 2 | 0 | 0 | 2 | 30.8% | 3.5% | 0% | 34.4%
E | E,F & I | mallow | 2030 | 100% ECP + 3.1GW Offshore (Pro-rata) | Pro-rata | IE Solar not priority | 5 | 6 | 4 | 2 | 0 | 0 | 2 | 30.8% | 3.5% | 0.3% | 34.7%
E | D and E North | moneypoint 220kv | 2030 | 100% ECP + 3.1GW Offshore (Pro-rata) | Pro-rata | IE wind not priority | 450 | 1990 | 1229 | 701 | 54 | 7 | 761 | 35.2% | 2.7% | 0.3% | 38.2%
E | D and E North | moneypoint | 2030 | 100% ECP + 3.1GW Offshore (Pro-rata) | Pro-rata | IE wind priority | 17 | 56 | 52 | 0 | 4 | 0 | 4 | 0% | 7% | 0.3% | 7.3%
E | E,F & I | oughtragh | 2030 | 100% ECP + 3.1GW Offshore (Pro-rata) | Pro-rata | IE Solar not priority | 9 | 11 | 7 | 3 | 0 | 0 | 4 | 30.8% | 3.5% | 0.3% | 34.7%
E | E,F & I | oughtragh | 2030 | 100% ECP + 3.1GW Offshore (Pro-rata) | Pro-rata | IE wind priority | 9 | 29 | 25 | 0 | 2 | 2 | 4 | 0% | 7% | 8.2% | 15.2%
E | E,F & I | pollagh | 2030 | 100% ECP + 3.1GW Offshore (Pro-rata) | Pro-rata | IE Solar not priority | 128 | 150 | 98 | 46 | 5 | 0 | 52 | 30.8% | 3.5% | 0.3% | 34.7%
E | E,F & I | pollagh | 2030 | 100% ECP + 3.1GW Offshore (Pro-rata) | Pro-rata | IE wind not priority | 50 | 162 | 79 | 66 | 4 | 13 | 83 | 40.5% | 2.7% | 8.2% | 51.3%
E | D and E North | rathkeale | 2030 | 100% ECP + 3.1GW Offshore (Pro-rata) | Pro-rata | IE wind priority | 28 | 89 | 82 | 0 | 6 | 0 | 7 | 0% | 7% | 0.3% | 7.3%
E | E,F & I | reamore | 2030 | 100% ECP + 3.1GW Offshore (Pro-rata) | Pro-rata | IE wind not priority | 30 | 96 | 46 | 39 | 3 | 8 | 50 | 40.5% | 2.7% | 8.2% | 51.3%
E | E,F & I | reamore | 2030 | 100% ECP + 3.1GW Offshore (Pro-rata) | Pro-rata | IE wind priority | 58 | 187 | 159 | 0 | 13 | 15 | 28 | 0% | 7% | 8.2% | 15.2%
E | E,F & I | tralee | 2030 | 100% ECP + 3.1GW Offshore (Pro-rata) | Pro-rata | IE Solar not priority | 15 | 18 | 12 | 6 | 1 | 0 | 6 | 30.8% | 3.5% | 0.3% | 34.7%
E | E,F & I | tralee | 2030 | 100% ECP + 3.1GW Offshore (Pro-rata) | Pro-rata | IE wind priority | 15 | 49 | 42 | 0 | 3 | 4 | 7 | 0% | 7% | 8.2% | 15.2%
E | E,F & I | trien 220kv side | 2030 | 100% ECP + 3.1GW Offshore (Pro-rata) | Pro-rata | IE wind not priority | 7 | 21 | 10 | 9 | 1 | 2 | 11 | 40.5% | 2.7% | 8.2% | 51.3%
E | E,F & I | trien | 2030 | 100% ECP + 3.1GW Offshore (Pro-rata) | Pro-rata | IE wind priority | 47 | 153 | 130 | 0 | 11 | 12 | 23 | 0% | 7% | 8.2% | 15.2%
F | E,F & I | ballylickey | 2028 | Initial | Grandfathering | IE wind not priority | 6 | 19 | 5 | 3 | 1 | 10 | 14 | 14.9% | 6% | 52.7% | 73.7%
F | E,F & I | ballylickey | 2028 | Initial | Grandfathering | IE wind priority | 51 | 168 | 152 | 0 | 16 | 0 | 16 | 0% | 9.3% | 0% | 9.3%
F | E,F & I | bandon | 2028 | Initial | Grandfathering | IE Solar not priority | 18 | 22 | 15 | 2 | 1 | 5 | 7 | 7.5% | 4.5% | 21.8% | 33.8%
F | E,F & I | bandon | 2028 | Initial | Grandfathering | IE wind priority | 9 | 28 | 25 | 0 | 3 | 0 | 3 | 0% | 9.3% | 0% | 9.3%
F | E,F & I | dunmanway | 2028 | Initial | Grandfathering | IE wind not priority | 82 | 266 | 70 | 40 | 16 | 140 | 196 | 14.9% | 6% | 52.7% | 73.7%
F | E,F & I | dunmanway | 2028 | Initial | Grandfathering | IE wind priority | 31 | 100 | 91 | 0 | 9 | 0 | 9 | 0% | 9.3% | 0% | 9.3%
F | E,F & I | macroom | 2028 | Initial | Grandfathering | IE Solar not priority | 4 | 5 | 3 | 0 | 0 | 1 | 2 | 7.5% | 4.5% | 21.8% | 33.8%
F | E,F & I | macroom | 2028 | Initial | Grandfathering | IE wind priority | 24 | 78 | 71 | 0 | 7 | 0 | 7 | 0% | 9.3% | 0% | 9.3%
F | E,F & I | ballylickey | 2028 | 50% ECP | Grandfathering | IE wind not priority | 6 | 19 | 10 | 4 | 1 | 5 | 9 | 19.3% | 4.7% | 25.1% | 49.1%
F | E,F & I | ballylickey | 2028 | 50% ECP | Grandfathering | IE wind priority | 51 | 168 | 154 | 0 | 14 | 0 | 14 | 0% | 8.6% | 0% | 8.6%
F | E,F & I | bandon | 2028 | 50% ECP | Grandfathering | IE Solar not priority | 24 | 28 | 22 | 4 | 1 | 1 | 6 | 12.9% | 4.2% | 3.7% | 20.8%
F | E,F & I | bandon | 2028 | 50% ECP | Grandfathering | IE wind priority | 9 | 28 | 26 | 0 | 2 | 0 | 2 | 0% | 8.6% | 0% | 8.6%
F | E,F & I | dunmanway | 2028 | 50% ECP | Grandfathering | IE wind not priority | 82 | 266 | 135 | 51 | 13 | 67 | 131 | 19.3% | 4.7% | 25.1% | 49.1%
F | E,F & I | dunmanway | 2028 | 50% ECP | Grandfathering | IE wind priority | 31 | 100 | 91 | 0 | 9 | 0 | 9 | 0% | 8.6% | 0% | 8.6%
F | E,F & I | macroom | 2028 | 50% ECP | Grandfathering | IE Solar not priority | 11 | 13 | 10 | 2 | 1 | 0 | 3 | 12.9% | 4.2% | 3.7% | 20.8%
F | E,F & I | macroom | 2028 | 50% ECP | Grandfathering | IE wind priority | 24 | 78 | 71 | 0 | 7 | 0 | 7 | 0% | 8.6% | 0% | 8.6%
F | E,F & I | ballylickey | 2028 | 100% ECP | Grandfathering | IE wind not priority | 6 | 19 | 10 | 5 | 1 | 3 | 9 | 25% | 4.5% | 17.6% | 47.1%
F | E,F & I | ballylickey | 2028 | 100% ECP | Grandfathering | IE wind priority | 51 | 168 | 153 | 0 | 15 | 0 | 15 | 0% | 9.2% | 0% | 9.2%
F | E,F & I | bandon | 2028 | 100% ECP | Grandfathering | IE Solar not priority | 29 | 34 | 23 | 8 | 2 | 1 | 11 | 23% | 6.1% | 1.5% | 30.6%
F | E,F & I | bandon | 2028 | 100% ECP | Grandfathering | IE wind priority | 9 | 28 | 25 | 0 | 3 | 0 | 3 | 0% | 9.2% | 0% | 9.2%
F | E,F & I | dunmanway | 2028 | 100% ECP | Grandfathering | IE wind not priority | 82 | 266 | 140 | 67 | 12 | 47 | 126 | 25% | 4.5% | 17.6% | 47.1%
F | E,F & I | dunmanway | 2028 | 100% ECP | Grandfathering | IE wind priority | 31 | 100 | 91 | 0 | 9 | 0 | 9 | 0% | 9.2% | 0% | 9.2%
F | E,F & I | macroom | 2028 | 100% ECP | Grandfathering | IE Solar not priority | 18 | 21 | 15 | 5 | 1 | 0 | 6 | 23% | 6.1% | 1.5% | 30.6%
F | E,F & I | macroom | 2028 | 100% ECP | Grandfathering | IE wind priority | 24 | 78 | 71 | 0 | 7 | 0 | 7 | 0% | 9.2% | 0% | 9.2%
F | E,F & I | ballylickey | 2030 | Initial | Grandfathering | IE wind not priority | 6 | 19 | 12 | 2 | 1 | 4 | 7 | 11.4% | 4.5% | 19% | 34.9%
F | E,F & I | ballylickey | 2030 | Initial | Grandfathering | IE wind priority | 51 | 167 | 156 | 0 | 11 | 0 | 11 | 0% | 6.3% | 0% | 6.3%
F | E,F & I | bandon | 2030 | Initial | Grandfathering | IE Solar not priority | 18 | 22 | 19 | 2 | 1 | 1 | 3 | 8.4% | 2.5% | 5% | 15.8%
F | E,F & I | bandon | 2030 | Initial | Grandfathering | IE wind priority | 9 | 28 | 26 | 0 | 2 | 0 | 2 | 0% | 6.3% | 0% | 6.3%
F | E,F & I | dunmanway | 2030 | Initial | Grandfathering | IE wind not priority | 82 | 265 | 173 | 30 | 12 | 50 | 92 | 11.4% | 4.5% | 19% | 34.9%
F | E,F & I | dunmanway | 2030 | Initial | Grandfathering | IE wind priority | 31 | 100 | 94 | 0 | 6 | 0 | 6 | 0% | 6.3% | 0% | 6.3%
F | E,F & I | macroom | 2030 | Initial | Grandfathering | IE Solar not priority | 4 | 5 | 4 | 0 | 0 | 0 | 1 | 8.4% | 2.5% | 5% | 15.8%
F | E,F & I | macroom | 2030 | Initial | Grandfathering | IE wind priority | 24 | 78 | 73 | 0 | 5 | 0 | 5 | 0% | 6.3% | 0% | 6.3%
F | E,F & I | ballylickey | 2030 | 50% ECP | Grandfathering | IE wind not priority | 6 | 19 | 12 | 4 | 1 | 2 | 7 | 20.9% | 3% | 12.3% | 36.3%
F | E,F & I | ballylickey | 2030 | 50% ECP | Grandfathering | IE wind priority | 51 | 167 | 158 | 0 | 9 | 0 | 9 | 0% | 5.5% | 0% | 5.5%
F | E,F & I | bandon | 2030 | 50% ECP | Grandfathering | IE Solar not priority | 24 | 28 | 23 | 4 | 1 | 0 | 5 | 14.9% | 2.6% | 0.8% | 18.3%
F | E,F & I | bandon | 2030 | 50% ECP | Grandfathering | IE wind priority | 9 | 28 | 26 | 0 | 2 | 0 | 2 | 0% | 5.5% | 0% | 5.5%
F | E,F & I | dunmanway | 2030 | 50% ECP | Grandfathering | IE wind not priority | 82 | 265 | 169 | 55 | 8 | 33 | 96 | 20.9% | 3% | 12.3% | 36.3%
F | E,F & I | dunmanway | 2030 | 50% ECP | Grandfathering | IE wind priority | 31 | 100 | 95 | 0 | 5 | 0 | 5 | 0% | 5.5% | 0% | 5.5%
F | E,F & I | macroom | 2030 | 50% ECP | Grandfathering | IE Solar not priority | 11 | 13 | 11 | 2 | 0 | 0 | 2 | 14.9% | 2.6% | 0.8% | 18.3%
F | E,F & I | macroom | 2030 | 50% ECP | Grandfathering | IE wind priority | 24 | 78 | 74 | 0 | 4 | 0 | 4 | 0% | 5.5% | 0% | 5.5%
F | E,F & I | ballylickey | 2030 | 100% ECP | Grandfathering | IE wind not priority | 6 | 19 | 11 | 5 | 1 | 2 | 8 | 27.2% | 2.7% | 11.4% | 41.3%
F | E,F & I | ballylickey | 2030 | 100% ECP | Grandfathering | IE wind priority | 51 | 167 | 158 | 0 | 9 | 0 | 9 | 0% | 5.7% | 0% | 5.7%
F | E,F & I | bandon | 2030 | 100% ECP | Grandfathering | IE Solar not priority | 29 | 34 | 24 | 9 | 1 | 0 | 10 | 24.9% | 3.5% | 0.4% | 28.8%
F | E,F & I | bandon | 2030 | 100% ECP | Grandfathering | IE wind priority | 9 | 28 | 26 | 0 | 2 | 0 | 2 | 0% | 5.7% | 0% | 5.7%
F | E,F & I | dunmanway | 2030 | 100% ECP | Grandfathering | IE wind not priority | 82 | 265 | 156 | 72 | 7 | 30 | 109 | 27.2% | 2.7% | 11.4% | 41.3%
F | E,F & I | dunmanway | 2030 | 100% ECP | Grandfathering | IE wind priority | 31 | 100 | 94 | 0 | 6 | 0 | 6 | 0% | 5.7% | 0% | 5.7%
F | E,F & I | macroom | 2030 | 100% ECP | Grandfathering | IE Solar not priority | 18 | 21 | 15 | 5 | 1 | 0 | 6 | 24.9% | 3.5% | 0.4% | 28.8%
F | E,F & I | macroom | 2030 | 100% ECP | Grandfathering | IE wind priority | 24 | 78 | 74 | 0 | 4 | 0 | 4 | 0% | 5.7% | 0% | 5.7%
F | E,F & I | ballylickey | 2030 | 100% ECP + 3.1GW Offshore | Grandfathering | IE wind not priority | 6 | 19 | 7 | 7 | 0 | 4 | 12 | 39.2% | 2.6% | 22.6% | 64.3%
F | E,F & I | ballylickey | 2030 | 100% ECP + 3.1GW Offshore | Grandfathering | IE wind priority | 51 | 167 | 156 | 0 | 11 | 0 | 11 | 0% | 6.8% | 0% | 6.8%
F | E,F & I | bandon | 2030 | 100% ECP + 3.1GW Offshore | Grandfathering | IE Solar not priority | 29 | 34 | 22 | 11 | 1 | 0 | 12 | 30.8% | 3.5% | 0.3% | 34.7%
F | E,F & I | bandon | 2030 | 100% ECP + 3.1GW Offshore | Grandfathering | IE wind priority | 9 | 28 | 26 | 0 | 2 | 0 | 2 | 0% | 6.8% | 0% | 6.8%
F | E,F & I | dunmanway | 2030 | 100% ECP + 3.1GW Offshore | Grandfathering | IE wind not priority | 82 | 265 | 95 | 104 | 7 | 60 | 170 | 39.2% | 2.6% | 22.6% | 64.3%
F | E,F & I | dunmanway | 2030 | 100% ECP + 3.1GW Offshore | Grandfathering | IE wind priority | 31 | 100 | 93 | 0 | 7 | 0 | 7 | 0% | 6.8% | 0% | 6.8%
F | E,F & I | macroom | 2030 | 100% ECP + 3.1GW Offshore | Grandfathering | IE Solar not priority | 18 | 21 | 14 | 6 | 1 | 0 | 7 | 30.8% | 3.5% | 0.3% | 34.7%
F | E,F & I | macroom | 2030 | 100% ECP + 3.1GW Offshore | Grandfathering | IE wind priority | 24 | 78 | 73 | 0 | 5 | 0 | 5 | 0% | 6.8% | 0% | 6.8%
F | E,F & I | ballylickey | 2030 | 100% ECP (without Battery) | Grandfathering | IE wind not priority | 6 | 19 | 10 | 6 | 1 | 3 | 9 | 31.9% | 3.7% | 13.4% | 49%
F | E,F & I | ballylickey | 2030 | 100% ECP (without Battery) | Grandfathering | IE wind priority | 51 | 167 | 154 | 0 | 13 | 0 | 13 | 0% | 8% | 0% | 8%
F | E,F & I | bandon | 2030 | 100% ECP (without Battery) | Grandfathering | IE Solar not priority | 29 | 34 | 21 | 11 | 2 | 0 | 13 | 33.4% | 4.5% | 0.5% | 38.4%
F | E,F & I | bandon | 2030 | 100% ECP (without Battery) | Grandfathering | IE wind priority | 9 | 28 | 26 | 0 | 2 | 0 | 2 | 0% | 8% | 0% | 8%
F | E,F & I | dunmanway | 2030 | 100% ECP (without Battery) | Grandfathering | IE wind not priority | 82 | 265 | 135 | 84 | 10 | 35 | 130 | 31.9% | 3.7% | 13.4% | 49%
F | E,F & I | dunmanway | 2030 | 100% ECP (without Battery) | Grandfathering | IE wind priority | 31 | 100 | 92 | 0 | 8 | 0 | 8 | 0% | 8% | 0% | 8%
F | E,F & I | macroom | 2030 | 100% ECP (without Battery) | Grandfathering | IE Solar not priority | 18 | 21 | 13 | 7 | 1 | 0 | 8 | 33.4% | 4.5% | 0.5% | 38.4%
F | E,F & I | macroom | 2030 | 100% ECP (without Battery) | Grandfathering | IE wind priority | 24 | 78 | 72 | 0 | 6 | 0 | 6 | 0% | 8% | 0% | 8%
F | E,F & I | ballylickey | 2035 | 100% ECP + 5GW Offshore | Grandfathering | IE wind not priority | 6 | 19 | 10 | 6 | 0 | 3 | 9 | 30.7% | 1.8% | 14.3% | 46.8%
F | E,F & I | ballylickey | 2035 | 100% ECP + 5GW Offshore | Grandfathering | IE wind priority | 51 | 167 | 158 | 0 | 9 | 0 | 9 | 0% | 5.3% | 0% | 5.3%
F | E,F & I | bandon | 2035 | 100% ECP + 5GW Offshore | Grandfathering | IE Solar not priority | 29 | 34 | 24 | 8 | 1 | 1 | 10 | 22.8% | 2.2% | 2.8% | 27.8%
F | E,F & I | bandon | 2035 | 100% ECP + 5GW Offshore | Grandfathering | IE wind priority | 9 | 28 | 26 | 0 | 2 | 0 | 2 | 0% | 5.3% | 0% | 5.3%
F | E,F & I | dunmanway | 2035 | 100% ECP + 5GW Offshore | Grandfathering | IE wind not priority | 82 | 265 | 141 | 81 | 5 | 38 | 124 | 30.7% | 1.8% | 14.3% | 46.8%
F | E,F & I | dunmanway | 2035 | 100% ECP + 5GW Offshore | Grandfathering | IE wind priority | 31 | 100 | 95 | 0 | 5 | 0 | 5 | 0% | 5.3% | 0% | 5.3%
F | E,F & I | macroom | 2035 | 100% ECP + 5GW Offshore | Grandfathering | IE Solar not priority | 18 | 21 | 15 | 5 | 0 | 1 | 6 | 22.8% | 2.2% | 2.8% | 27.8%
F | E,F & I | macroom | 2035 | 100% ECP + 5GW Offshore | Grandfathering | IE wind priority | 24 | 78 | 74 | 0 | 4 | 0 | 4 | 0% | 5.3% | 0% | 5.3%
F | E,F & I | ballylickey | 2035 | 100% ECP + 5GW Offshore (without France 2, LirIC, MaRES) | Grandfathering | IE wind not priority | 6 | 19 | 10 | 7 | 0 | 2 | 9 | 35.6% | 1.9% | 10.6% | 48.2%
F | E,F & I | ballylickey | 2035 | 100% ECP + 5GW Offshore (without France 2, LirIC, MaRES) | Grandfathering | IE wind priority | 51 | 167 | 158 | 0 | 9 | 0 | 9 | 0% | 5.1% | 0% | 5.1%
F | E,F & I | bandon | 2035 | 100% ECP + 5GW Offshore (without France 2, LirIC, MaRES) | Grandfathering | IE Solar not priority | 29 | 34 | 23 | 10 | 1 | 0 | 11 | 29% | 2.8% | 1.2% | 32.9%
F | E,F & I | bandon | 2035 | 100% ECP + 5GW Offshore (without France 2, LirIC, MaRES) | Grandfathering | IE wind priority | 9 | 28 | 27 | 0 | 1 | 0 | 1 | 0% | 5.1% | 0% | 5.1%
F | E,F & I | dunmanway | 2035 | 100% ECP + 5GW Offshore (without France 2, LirIC, MaRES) | Grandfathering | IE wind not priority | 82 | 265 | 137 | 94 | 5 | 28 | 128 | 35.6% | 1.9% | 10.6% | 48.2%
F | E,F & I | dunmanway | 2035 | 100% ECP + 5GW Offshore (without France 2, LirIC, MaRES) | Grandfathering | IE wind priority | 31 | 100 | 95 | 0 | 5 | 0 | 5 | 0% | 5.1% | 0% | 5.1%
F | E,F & I | macroom | 2035 | 100% ECP + 5GW Offshore (without France 2, LirIC, MaRES) | Grandfathering | IE Solar not priority | 18 | 21 | 14 | 6 | 1 | 0 | 7 | 29% | 2.8% | 1.2% | 32.9%
F | E,F & I | macroom | 2035 | 100% ECP + 5GW Offshore (without France 2, LirIC, MaRES) | Grandfathering | IE wind priority | 24 | 78 | 74 | 0 | 4 | 0 | 4 | 0% | 5.1% | 0% | 5.1%
F | E,F & I | ballylickey | 2035 | 100% ECP + 5GW Offshore (with 100% ECP 2.4 IC methodology) | Grandfathering | IE wind not priority | 6 | 19 | 14 | 4 | 0 | 1 | 5 | 19.6% | 1.7% | 6.6% | 27.9%
F | E,F & I | ballylickey | 2035 | 100% ECP + 5GW Offshore (with 100% ECP 2.4 IC methodology) | Grandfathering | IE wind priority | 51 | 167 | 162 | 0 | 5 | 0 | 5 | 0% | 2.7% | 0% | 2.7%
F | E,F & I | bandon | 2035 | 100% ECP + 5GW Offshore (with 100% ECP 2.4 IC methodology) | Grandfathering | IE Solar not priority | 29 | 34 | 27 | 6 | 1 | 0 | 7 | 17.9% | 2% | 0.6% | 20.5%
F | E,F & I | bandon | 2035 | 100% ECP + 5GW Offshore (with 100% ECP 2.4 IC methodology) | Grandfathering | IE wind priority | 9 | 28 | 27 | 0 | 1 | 0 | 1 | 0% | 2.7% | 0% | 2.7%
F | E,F & I | dunmanway | 2035 | 100% ECP + 5GW Offshore (with 100% ECP 2.4 IC methodology) | Grandfathering | IE wind not priority | 82 | 265 | 191 | 52 | 5 | 17 | 74 | 19.6% | 1.7% | 6.6% | 27.9%
F | E,F & I | dunmanway | 2035 | 100% ECP + 5GW Offshore (with 100% ECP 2.4 IC methodology) | Grandfathering | IE wind priority | 31 | 100 | 97 | 0 | 3 | 0 | 3 | 0% | 2.7% | 0% | 2.7%
F | E,F & I | macroom | 2035 | 100% ECP + 5GW Offshore (with 100% ECP 2.4 IC methodology) | Grandfathering | IE Solar not priority | 18 | 21 | 17 | 4 | 0 | 0 | 4 | 17.9% | 2% | 0.6% | 20.5%
F | E,F & I | macroom | 2035 | 100% ECP + 5GW Offshore (with 100% ECP 2.4 IC methodology) | Grandfathering | IE wind priority | 24 | 78 | 76 | 0 | 2 | 0 | 2 | 0% | 2.7% | 0% | 2.7%
F | E,F & I | ballylickey | 2028 | 100% ECP (Pro-rata) | Pro-rata | IE wind not priority | 6 | 19 | 12 | 5 | 1 | 1 | 7 | 25% | 4.5% | 6.4% | 35.9%
F | E,F & I | ballylickey | 2028 | 100% ECP (Pro-rata) | Pro-rata | IE wind priority | 51 | 168 | 142 | 0 | 15 | 11 | 26 | 0% | 9.2% | 6.4% | 15.6%
F | E,F & I | bandon | 2028 | 100% ECP (Pro-rata) | Pro-rata | IE Solar not priority | 29 | 34 | 23 | 8 | 2 | 1 | 11 | 23% | 6.1% | 1.5% | 30.6%
F | E,F & I | bandon | 2028 | 100% ECP (Pro-rata) | Pro-rata | IE wind priority | 9 | 28 | 24 | 0 | 3 | 2 | 4 | 0% | 9.2% | 6.4% | 15.6%
F | E,F & I | dunmanway | 2028 | 100% ECP (Pro-rata) | Pro-rata | IE wind not priority | 82 | 266 | 170 | 67 | 12 | 17 | 96 | 25% | 4.5% | 6.4% | 35.9%
F | E,F & I | dunmanway | 2028 | 100% ECP (Pro-rata) | Pro-rata | IE wind priority | 31 | 100 | 84 | 0 | 9 | 6 | 16 | 0% | 9.2% | 6.4% | 15.6%
F | E,F & I | macroom | 2028 | 100% ECP (Pro-rata) | Pro-rata | IE Solar not priority | 18 | 21 | 15 | 5 | 1 | 0 | 6 | 23% | 6.1% | 1.5% | 30.6%
F | E,F & I | macroom | 2028 | 100% ECP (Pro-rata) | Pro-rata | IE wind priority | 24 | 78 | 66 | 0 | 7 | 5 | 12 | 0% | 9.2% | 6.4% | 15.6%
F | E,F & I | ballylickey | 2030 | 100% ECP (Pro-rata) | Pro-rata | IE wind not priority | 6 | 19 | 13 | 5 | 1 | 1 | 6 | 27.2% | 2.7% | 4.1% | 34%
F | E,F & I | ballylickey | 2030 | 100% ECP (Pro-rata) | Pro-rata | IE wind priority | 51 | 167 | 151 | 0 | 9 | 7 | 16 | 0% | 5.7% | 4.1% | 9.8%
F | E,F & I | bandon | 2030 | 100% ECP (Pro-rata) | Pro-rata | IE Solar not priority | 29 | 34 | 24 | 9 | 1 | 0 | 10 | 24.9% | 3.5% | 0.4% | 28.8%
F | E,F & I | bandon | 2030 | 100% ECP (Pro-rata) | Pro-rata | IE wind priority | 9 | 28 | 25 | 0 | 2 | 1 | 3 | 0% | 5.7% | 4.1% | 9.8%
F | E,F & I | dunmanway | 2030 | 100% ECP (Pro-rata) | Pro-rata | IE wind not priority | 82 | 265 | 175 | 72 | 7 | 11 | 90 | 27.2% | 2.7% | 4.1% | 34%
F | E,F & I | dunmanway | 2030 | 100% ECP (Pro-rata) | Pro-rata | IE wind priority | 31 | 100 | 90 | 0 | 6 | 4 | 10 | 0% | 5.7% | 4.1% | 9.8%
F | E,F & I | macroom | 2030 | 100% ECP (Pro-rata) | Pro-rata | IE Solar not priority | 18 | 21 | 15 | 5 | 1 | 0 | 6 | 24.9% | 3.5% | 0.4% | 28.8%
F | E,F & I | macroom | 2030 | 100% ECP (Pro-rata) | Pro-rata | IE wind priority | 24 | 78 | 70 | 0 | 4 | 3 | 8 | 0% | 5.7% | 4.1% | 9.8%
F | E,F & I | ballylickey | 2030 | 100% ECP + 3.1GW Offshore (Pro-rata) | Pro-rata | IE wind not priority | 6 | 19 | 10 | 7 | 0 | 2 | 9 | 39.2% | 2.6% | 8.2% | 49.9%
F | E,F & I | ballylickey | 2030 | 100% ECP + 3.1GW Offshore (Pro-rata) | Pro-rata | IE wind priority | 51 | 167 | 142 | 0 | 11 | 14 | 25 | 0% | 6.8% | 8.2% | 14.9%
F | E,F & I | bandon | 2030 | 100% ECP + 3.1GW Offshore (Pro-rata) | Pro-rata | IE Solar not priority | 29 | 34 | 22 | 11 | 1 | 0 | 12 | 30.8% | 3.5% | 0.3% | 34.7%
F | E,F & I | bandon | 2030 | 100% ECP + 3.1GW Offshore (Pro-rata) | Pro-rata | IE wind priority | 9 | 28 | 24 | 0 | 2 | 2 | 4 | 0% | 6.8% | 8.2% | 14.9%
F | E,F & I | dunmanway | 2030 | 100% ECP + 3.1GW Offshore (Pro-rata) | Pro-rata | IE wind not priority | 82 | 265 | 133 | 104 | 7 | 22 | 132 | 39.2% | 2.6% | 8.2% | 49.9%
F | E,F & I | dunmanway | 2030 | 100% ECP + 3.1GW Offshore (Pro-rata) | Pro-rata | IE wind priority | 31 | 100 | 85 | 0 | 7 | 8 | 15 | 0% | 6.8% | 8.2% | 14.9%
F | E,F & I | macroom | 2030 | 100% ECP + 3.1GW Offshore (Pro-rata) | Pro-rata | IE Solar not priority | 18 | 21 | 14 | 6 | 1 | 0 | 7 | 30.8% | 3.5% | 0.3% | 34.7%
F | E,F & I | macroom | 2030 | 100% ECP + 3.1GW Offshore (Pro-rata) | Pro-rata | IE wind priority | 24 | 78 | 66 | 0 | 5 | 6 | 12 | 0% | 6.8% | 8.2% | 14.9%
G | J City, G South | baltrasna | 2028 | Initial | Grandfathering | IE Solar not priority | 17 | 22 | 19 | 2 | 1 | 0 | 3 | 7.2% | 4.4% | 0.2% | 11.9%
G | J City, G South | drybridge | 2028 | Initial | Grandfathering | IE Solar not priority | 16 | 21 | 19 | 1 | 1 | 0 | 2 | 7.2% | 4.4% | 0.2% | 11.9%
G | G North | dundalk | 2028 | Initial | Grandfathering | IE wind priority | 16 | 51 | 46 | 0 | 5 | 0 | 5 | 0% | 10.2% | 0% | 10.2%
G | J City, G South | garballagh | 2028 | Initial | Grandfathering | IE Solar not priority | 95 | 122 | 108 | 9 | 5 | 0 | 14 | 7.2% | 4.4% | 0.2% | 11.9%
G | J City, G South | gaskinstown | 2028 | Initial | Grandfathering | IE Solar not priority | 85 | 109 | 96 | 8 | 5 | 0 | 13 | 7.2% | 4.4% | 0.2% | 11.9%
G | G North | lisdrum | 2028 | Initial | Grandfathering | IE wind not priority | 33 | 104 | 72 | 18 | 7 | 8 | 32 | 17% | 6.4% | 7.5% | 31%
G | G North | lislea | 2028 | Initial | Grandfathering | IE wind not priority | 49 | 153 | 105 | 26 | 10 | 12 | 48 | 17% | 6.4% | 7.5% | 31%
G | G North | meath hill | 2028 | Initial | Grandfathering | IE wind not priority | 35 | 109 | 75 | 19 | 7 | 8 | 34 | 17% | 6.4% | 7.5% | 31%
G | G North | meath hill | 2028 | Initial | Grandfathering | IE wind priority | 17 | 52 | 47 | 0 | 5 | 0 | 5 | 0% | 10.2% | 0% | 10.2%
G | G North | navan | 2028 | Initial | Grandfathering | IE Solar not priority | 8 | 10 | 9 | 1 | 0 | 0 | 1 | 7.2% | 4.4% | 0.1% | 11.7%
G | G North | ratrussan | 2028 | Initial | Grandfathering | IE wind priority | 79 | 247 | 222 | 0 | 25 | 0 | 25 | 0% | 10.2% | 0% | 10.2%
G | G North | shankill | 2028 | Initial | Grandfathering | IE wind priority | 22 | 69 | 62 | 0 | 7 | 0 | 7 | 0% | 10.2% | 0% | 10.2%
G | G North | balruntagh | 2028 | 50% ECP | Grandfathering | IE Solar not priority | 67 | 86 | 70 | 11 | 4 | 1 | 16 | 12.6% | 4.2% | 1.3% | 18.1%
G | G North | balruntagh | 2028 | 50% ECP | Grandfathering | IE wind not priority | 25 | 79 | 55 | 17 | 4 | 3 | 24 | 21.8% | 5% | 3.8% | 30.6%
G | J City, G South | baltrasna | 2028 | 50% ECP | Grandfathering | IE Solar not priority | 17 | 22 | 18 | 3 | 1 | 1 | 4 | 12.6% | 4.2% | 2.6% | 19.4%
G | J City, G South | deenes | 2028 | 50% ECP | Grandfathering | IE Solar not priority | 43 | 55 | 44 | 7 | 2 | 1 | 11 | 12.6% | 4.2% | 2.6% | 19.4%
G | J City, G South | drybridge | 2028 | 50% ECP | Grandfathering | IE Solar not priority | 16 | 21 | 17 | 3 | 1 | 1 | 4 | 12.6% | 4.2% | 2.6% | 19.4%
G | G North | dundalk | 2028 | 50% ECP | Grandfathering | IE Solar not priority | 27 | 35 | 29 | 4 | 1 | 0 | 6 | 12.6% | 4.2% | 1.3% | 18.1%
G | G North | dundalk | 2028 | 50% ECP | Grandfathering | IE wind priority | 16 | 51 | 46 | 0 | 5 | 0 | 5 | 0% | 9.4% | 0% | 9.4%
G | J City, G South | garballagh | 2028 | 50% ECP | Grandfathering | IE Solar not priority | 155 | 199 | 160 | 25 | 8 | 5 | 39 | 12.6% | 4.2% | 2.6% | 19.4%
G | J City, G South | gaskinstown | 2028 | 50% ECP | Grandfathering | IE Solar not priority | 85 | 109 | 88 | 14 | 5 | 3 | 21 | 12.6% | 4.2% | 2.6% | 19.4%
G | J City, G South | gorman | 2028 | 50% ECP | Grandfathering | IE Solar not priority | 23 | 30 | 24 | 4 | 1 | 1 | 6 | 12.6% | 4.2% | 2.6% | 19.4%
G | G North | lisdrum | 2028 | 50% ECP | Grandfathering | IE wind not priority | 33 | 104 | 72 | 23 | 5 | 4 | 32 | 21.8% | 5% | 3.8% | 30.6%
G | G North | lislea | 2028 | 50% ECP | Grandfathering | IE wind not priority | 49 | 153 | 106 | 34 | 8 | 6 | 47 | 21.8% | 5% | 3.8% | 30.6%
G | G North | louth | 2028 | 50% ECP | Grandfathering | IE Solar not priority | 63 | 80 | 65 | 10 | 3 | 1 | 15 | 12.6% | 4.2% | 1.3% | 18.1%
G | G North | meath hill | 2028 | 50% ECP | Grandfathering | IE Solar not priority | 0 | 0 | 0 | 0 | 0 | 0 | 0 | 12.6% | 4.2% | 1.3% | 18.1%
G | G North | meath hill | 2028 | 50% ECP | Grandfathering | IE wind not priority | 35 | 109 | 76 | 24 | 5 | 4 | 33 | 21.8% | 5% | 3.8% | 30.6%
G | G North | meath hill | 2028 | 50% ECP | Grandfathering | IE wind priority | 17 | 52 | 47 | 0 | 5 | 0 | 5 | 0% | 9.4% | 0% | 9.4%
G | G North | navan | 2028 | 50% ECP | Grandfathering | IE Solar not priority | 12 | 16 | 13 | 2 | 1 | 0 | 3 | 12.6% | 4.2% | 1.3% | 18.1%
G | G North | ratrussan | 2028 | 50% ECP | Grandfathering | IE wind priority | 79 | 247 | 224 | 0 | 23 | 0 | 23 | 0% | 9.4% | 0% | 9.4%
G | G North | ricetown | 2028 | 50% ECP | Grandfathering | IE Solar not priority | 32 | 40 | 33 | 5 | 2 | 1 | 7 | 12.6% | 4.2% | 1.3% | 18.1%
G | G North | shankill | 2028 | 50% ECP | Grandfathering | IE Solar not priority | 6 | 7 | 6 | 1 | 0 | 0 | 1 | 12.6% | 4.2% | 1.3% | 18.1%
G | G North | shankill | 2028 | 50% ECP | Grandfathering | IE wind priority | 22 | 69 | 62 | 0 | 7 | 0 | 7 | 0% | 9.4% | 0% | 9.4%
G | G North | balruntagh | 2028 | 100% ECP | Grandfathering | IE Solar not priority | 134 | 172 | 120 | 39 | 10 | 3 | 52 | 22.7% | 6% | 1.5% | 30.2%
G | G North | balruntagh | 2028 | 100% ECP | Grandfathering | IE wind not priority | 50 | 159 | 102 | 44 | 7 | 6 | 57 | 27.6% | 4.7% | 3.5% | 35.8%
G | J City, G South | baltrasna | 2028 | 100% ECP | Grandfathering | IE Solar not priority | 17 | 22 | 15 | 5 | 1 | 1 | 7 | 22.7% | 6% | 5.1% | 33.8%
G | J City, G South | deenes | 2028 | 100% ECP | Grandfathering | IE Solar not priority | 85 | 109 | 72 | 25 | 7 | 6 | 37 | 22.7% | 6% | 5.1% | 33.8%
G | J City, G South | drybridge | 2028 | 100% ECP | Grandfathering | IE Solar not priority | 17 | 22 | 15 | 5 | 1 | 1 | 7 | 22.7% | 6% | 5.1% | 33.8%
G | G North | dundalk | 2028 | 100% ECP | Grandfathering | IE Solar not priority | 55 | 70 | 49 | 16 | 4 | 1 | 21 | 22.7% | 6% | 1.5% | 30.2%
G | G North | dundalk | 2028 | 100% ECP | Grandfathering | IE wind priority | 16 | 51 | 46 | 0 | 5 | 0 | 5 | 0% | 10% | 0% | 10%
G | J City, G South | garballagh | 2028 | 100% ECP | Grandfathering | IE Solar not priority | 215 | 276 | 183 | 63 | 17 | 14 | 93 | 22.7% | 6% | 5.1% | 33.8%
G | J City, G South | gaskinstown | 2028 | 100% ECP | Grandfathering | IE Solar not priority | 85 | 109 | 72 | 25 | 7 | 6 | 37 | 22.7% | 6% | 5.1% | 33.8%
G | J City, G South | gorman | 2028 | 100% ECP | Grandfathering | IE Solar not priority | 46 | 59 | 39 | 13 | 4 | 3 | 20 | 22.7% | 6% | 5.1% | 33.8%
G | G North | lisdrum | 2028 | 100% ECP | Grandfathering | IE wind not priority | 33 | 104 | 67 | 29 | 5 | 4 | 37 | 27.6% | 4.7% | 3.5% | 35.8%
G | G North | lislea | 2028 | 100% ECP | Grandfathering | IE wind not priority | 49 | 153 | 98 | 42 | 7 | 5 | 55 | 27.6% | 4.7% | 3.5% | 35.8%
G | G North | louth | 2028 | 100% ECP | Grandfathering | IE Solar not priority | 125 | 160 | 112 | 36 | 10 | 2 | 48 | 22.7% | 6% | 1.5% | 30.2%
G | G North | meath hill | 2028 | 100% ECP | Grandfathering | IE Solar not priority | 0 | 1 | 1 | 0 | 0 | 0 | 0 | 22.7% | 6% | 1.5% | 30.2%
G | G North | meath hill | 2028 | 100% ECP | Grandfathering | IE wind not priority | 35 | 109 | 70 | 30 | 5 | 4 | 39 | 27.6% | 4.7% | 3.5% | 35.8%
G | G North | meath hill | 2028 | 100% ECP | Grandfathering | IE wind priority | 17 | 52 | 47 | 0 | 5 | 0 | 5 | 0% | 10% | 0% | 10%
G | G North | navan | 2028 | 100% ECP | Grandfathering | IE Solar not priority | 16 | 21 | 15 | 5 | 1 | 0 | 6 | 22.7% | 6% | 1.5% | 30.2%
G | G North | ratrussan | 2028 | 100% ECP | Grandfathering | IE wind priority | 79 | 247 | 222 | 0 | 25 | 0 | 25 | 0% | 10% | 0% | 10%
G | G North | ricetown | 2028 | 100% ECP | Grandfathering | IE Solar not priority | 63 | 81 | 57 | 18 | 5 | 1 | 24 | 22.7% | 6% | 1.5% | 30.2%
G | G North | shankill | 2028 | 100% ECP | Grandfathering | IE Solar not priority | 11 | 14 | 10 | 3 | 1 | 0 | 4 | 22.7% | 6% | 1.5% | 30.2%
G | G North | shankill | 2028 | 100% ECP | Grandfathering | IE wind priority | 22 | 69 | 62 | 0 | 7 | 0 | 7 | 0% | 10% | 0% | 10%
G | J City, G South | baltrasna | 2030 | Initial | Grandfathering | IE Solar not priority | 17 | 22 | 20 | 2 | 1 | 0 | 2 | 8.1% | 2.5% | 0.1% | 10.7%
G | J City, G South | drybridge | 2030 | Initial | Grandfathering | IE Solar not priority | 16 | 20 | 18 | 2 | 1 | 0 | 2 | 8.1% | 2.5% | 0.1% | 10.7%
G | G North | dundalk | 2030 | Initial | Grandfathering | IE wind priority | 16 | 50 | 47 | 0 | 3 | 0 | 3 | 0% | 6.8% | 0% | 6.8%
G | J City, G South | garballagh | 2030 | Initial | Grandfathering | IE Solar not priority | 95 | 122 | 109 | 10 | 3 | 0 | 13 | 8.1% | 2.5% | 0.1% | 10.7%
G | J City, G South | gaskinstown | 2030 | Initial | Grandfathering | IE Solar not priority | 85 | 109 | 97 | 9 | 3 | 0 | 12 | 8.1% | 2.5% | 0.1% | 10.7%
G | G North | lisdrum | 2030 | Initial | Grandfathering | IE wind not priority | 33 | 103 | 69 | 13 | 5 | 16 | 34 | 12.7% | 4.8% | 15.3% | 32.8%
G | G North | lislea | 2030 | Initial | Grandfathering | IE wind not priority | 49 | 152 | 102 | 19 | 7 | 23 | 50 | 12.7% | 4.8% | 15.3% | 32.8%
G | G North | meath hill | 2030 | Initial | Grandfathering | IE wind not priority | 35 | 108 | 73 | 14 | 5 | 17 | 35 | 12.7% | 4.8% | 15.3% | 32.8%
G | G North | meath hill | 2030 | Initial | Grandfathering | IE wind priority | 17 | 52 | 48 | 0 | 4 | 0 | 4 | 0% | 6.8% | 0% | 6.8%
G | G North | navan | 2030 | Initial | Grandfathering | IE Solar not priority | 8 | 10 | 9 | 1 | 0 | 0 | 1 | 8.1% | 2.5% | 0.1% | 10.6%
G | G North | ratrussan | 2030 | Initial | Grandfathering | IE wind priority | 79 | 246 | 229 | 0 | 17 | 0 | 17 | 0% | 6.8% | 0% | 6.8%
G | G North | shankill | 2030 | Initial | Grandfathering | IE wind priority | 22 | 69 | 64 | 0 | 5 | 0 | 5 | 0% | 6.8% | 0% | 6.8%
G | G North | balruntagh | 2030 | 50% ECP | Grandfathering | IE Solar not priority | 67 | 86 | 71 | 13 | 2 | 1 | 15 | 14.7% | 2.6% | 0.8% | 18%
G | G North | balruntagh | 2030 | 50% ECP | Grandfathering | IE wind not priority | 25 | 79 | 55 | 18 | 3 | 3 | 24 | 22.7% | 3.3% | 4.1% | 30.1%
G | J City, G South | baltrasna | 2030 | 50% ECP | Grandfathering | IE Solar not priority | 17 | 22 | 18 | 3 | 1 | 0 | 4 | 14.7% | 2.6% | 0.5% | 17.8%
G | J City, G South | deenes | 2030 | 50% ECP | Grandfathering | IE Solar not priority | 43 | 54 | 44 | 8 | 1 | 0 | 10 | 14.7% | 2.6% | 0.5% | 17.8%
G | J City, G South | drybridge | 2030 | 50% ECP | Grandfathering | IE Solar not priority | 16 | 21 | 17 | 3 | 1 | 0 | 4 | 14.7% | 2.6% | 0.5% | 17.8%
G | G North | dundalk | 2030 | 50% ECP | Grandfathering | IE Solar not priority | 27 | 35 | 29 | 5 | 1 | 0 | 6 | 14.7% | 2.6% | 0.8% | 18%
G | G North | dundalk | 2030 | 50% ECP | Grandfathering | IE wind priority | 16 | 50 | 47 | 0 | 3 | 0 | 3 | 0% | 5.9% | 0% | 5.9%
G | J City, G South | garballagh | 2030 | 50% ECP | Grandfathering | IE Solar not priority | 155 | 199 | 164 | 29 | 5 | 1 | 35 | 14.7% | 2.6% | 0.5% | 17.8%
G | J City, G South | gaskinstown | 2030 | 50% ECP | Grandfathering | IE Solar not priority | 85 | 109 | 90 | 16 | 3 | 1 | 19 | 14.7% | 2.6% | 0.5% | 17.8%
G | J City, G South | gorman | 2030 | 50% ECP | Grandfathering | IE Solar not priority | 23 | 29 | 24 | 4 | 1 | 0 | 5 | 14.7% | 2.6% | 0.5% | 17.8%
G | G North | lisdrum | 2030 | 50% ECP | Grandfathering | IE wind not priority | 33 | 103 | 72 | 24 | 3 | 4 | 31 | 22.7% | 3.3% | 4.1% | 30.1%
G | G North | lislea | 2030 | 50% ECP | Grandfathering | IE wind not priority | 49 | 152 | 106 | 35 | 5 | 6 | 46 | 22.7% | 3.3% | 4.1% | 30.1%
G | G North | louth | 2030 | 50% ECP | Grandfathering | IE Solar not priority | 63 | 80 | 66 | 12 | 2 | 1 | 14 | 14.7% | 2.6% | 0.8% | 18%
G | G North | meath hill | 2030 | 50% ECP | Grandfathering | IE Solar not priority | 0 | 0 | 0 | 0 | 0 | 0 | 0 | 14.7% | 2.6% | 0.8% | 18%
G | G North | meath hill | 2030 | 50% ECP | Grandfathering | IE wind not priority | 35 | 108 | 76 | 25 | 4 | 4 | 32 | 22.7% | 3.3% | 4.1% | 30.1%
G | G North | meath hill | 2030 | 50% ECP | Grandfathering | IE wind priority | 17 | 52 | 49 | 0 | 3 | 0 | 3 | 0% | 5.9% | 0% | 5.9%
G | G North | navan | 2030 | 50% ECP | Grandfathering | IE Solar not priority | 12 | 16 | 13 | 2 | 0 | 0 | 3 | 14.7% | 2.6% | 0.8% | 18%
G | G North | ratrussan | 2030 | 50% ECP | Grandfathering | IE wind priority | 79 | 246 | 231 | 0 | 15 | 0 | 15 | 0% | 5.9% | 0% | 5.9%
G | G North | ricetown | 2030 | 50% ECP | Grandfathering | IE Solar not priority | 32 | 40 | 33 | 6 | 1 | 0 | 7 | 14.7% | 2.6% | 0.8% | 18%
G | G North | shankill | 2030 | 50% ECP | Grandfathering | IE Solar not priority | 6 | 7 | 6 | 1 | 0 | 0 | 1 | 14.7% | 2.6% | 0.8% | 18%
G | G North | shankill | 2030 | 50% ECP | Grandfathering | IE wind priority | 22 | 69 | 65 | 0 | 4 | 0 | 4 | 0% | 5.9% | 0% | 5.9%
G | G North | balruntagh | 2030 | 100% ECP | Grandfathering | IE Solar not priority | 134 | 172 | 122 | 42 | 6 | 2 | 50 | 24.6% | 3.5% | 1.2% | 29.3%
G | G North | balruntagh | 2030 | 100% ECP | Grandfathering | IE wind not priority | 50 | 157 | 101 | 46 | 5 | 5 | 56 | 29.3% | 2.9% | 3.3% | 35.5%
G | J City, G South | baltrasna | 2030 | 100% ECP | Grandfathering | IE Solar not priority | 17 | 22 | 15 | 5 | 1 | 0 | 7 | 24.6% | 3.5% | 1.8% | 29.9%
G | J City, G South | deenes | 2030 | 100% ECP | Grandfathering | IE Solar not priority | 85 | 109 | 76 | 27 | 4 | 2 | 33 | 24.6% | 3.5% | 1.8% | 29.9%
G | J City, G South | drybridge | 2030 | 100% ECP | Grandfathering | IE Solar not priority | 17 | 22 | 16 | 5 | 1 | 0 | 6 | 24.6% | 3.5% | 1.8% | 29.9%
G | G North | dundalk | 2030 | 100% ECP | Grandfathering | IE Solar not priority | 55 | 70 | 49 | 17 | 2 | 1 | 21 | 24.6% | 3.5% | 1.2% | 29.3%
G | G North | dundalk | 2030 | 100% ECP | Grandfathering | IE wind priority | 16 | 50 | 47 | 0 | 3 | 0 | 3 | 0% | 6.1% | 0% | 6.1%
G | J City, G South | garballagh | 2030 | 100% ECP | Grandfathering | IE Solar not priority | 215 | 275 | 193 | 68 | 10 | 5 | 82 | 24.6% | 3.5% | 1.8% | 29.9%
G | J City, G South | gaskinstown | 2030 | 100% ECP | Grandfathering | IE Solar not priority | 85 | 109 | 76 | 27 | 4 | 2 | 33 | 24.6% | 3.5% | 1.8% | 29.9%
G | J City, G South | gorman | 2030 | 100% ECP | Grandfathering | IE Solar not priority | 46 | 59 | 41 | 14 | 2 | 1 | 18 | 24.6% | 3.5% | 1.8% | 29.9%
G | G North | lisdrum | 2030 | 100% ECP | Grandfathering | IE wind not priority | 33 | 103 | 66 | 30 | 3 | 3 | 37 | 29.3% | 2.9% | 3.3% | 35.5%
G | G North | lislea | 2030 | 100% ECP | Grandfathering | IE wind not priority | 49 | 152 | 98 | 45 | 4 | 5 | 54 | 29.3% | 2.9% | 3.3% | 35.5%
G | G North | louth | 2030 | 100% ECP | Grandfathering | IE Solar not priority | 125 | 160 | 113 | 39 | 6 | 2 | 47 | 24.6% | 3.5% | 1.2% | 29.3%
G | G North | meath hill | 2030 | 100% ECP | Grandfathering | IE Solar not priority | 0 | 1 | 1 | 0 | 0 | 0 | 0 | 24.6% | 3.5% | 1.2% | 29.3%
G | G North | meath hill | 2030 | 100% ECP | Grandfathering | IE wind not priority | 35 | 108 | 70 | 32 | 3 | 4 | 38 | 29.3% | 2.9% | 3.3% | 35.5%
G | G North | meath hill | 2030 | 100% ECP | Grandfathering | IE wind priority | 17 | 52 | 49 | 0 | 3 | 0 | 3 | 0% | 6.1% | 0% | 6.1%
G | G North | navan | 2030 | 100% ECP | Grandfathering | IE Solar not priority | 16 | 21 | 15 | 5 | 1 | 0 | 6 | 24.6% | 3.5% | 1.2% | 29.3%
G | G North | ratrussan | 2030 | 100% ECP | Grandfathering | IE wind priority | 79 | 246 | 231 | 0 | 15 | 0 | 15 | 0% | 6.1% | 0% | 6.1%
G | G North | ricetown | 2030 | 100% ECP | Grandfathering | IE Solar not priority | 63 | 81 | 57 | 20 | 3 | 1 | 24 | 24.6% | 3.5% | 1.2% | 29.3%
G | G North | shankill | 2030 | 100% ECP | Grandfathering | IE Solar not priority | 11 | 14 | 10 | 3 | 0 | 0 | 4 | 24.6% | 3.5% | 1.2% | 29.3%
G | G North | shankill | 2030 | 100% ECP | Grandfathering | IE wind priority | 22 | 69 | 65 | 0 | 4 | 0 | 4 | 0% | 6.1% | 0% | 6.1%
G | G North | balruntagh | 2030 | 100% ECP + 3.1GW Offshore | Grandfathering | IE Solar not priority | 134 | 172 | 113 | 52 | 6 | 0 | 59 | 30.5% | 3.6% | 0.2% | 34.3%
G | G North | balruntagh | 2030 | 100% ECP + 3.1GW Offshore | Grandfathering | IE wind not priority | 50 | 157 | 85 | 66 | 4 | 2 | 72 | 41.6% | 2.7% | 1.2% | 45.6%
G | J City, G South | baltrasna | 2030 | 100% ECP + 3.1GW Offshore | Grandfathering | IE Solar not priority | 17 | 22 | 14 | 7 | 1 | 0 | 8 | 30.5% | 3.6% | 0.9% | 35%
G | J City, G South | deenes | 2030 | 100% ECP + 3.1GW Offshore | Grandfathering | IE Solar not priority | 85 | 109 | 71 | 33 | 4 | 1 | 38 | 30.5% | 3.6% | 0.9% | 35%
G | J City, G South | drybridge | 2030 | 100% ECP + 3.1GW Offshore | Grandfathering | IE Solar not priority | 17 | 22 | 14 | 7 | 1 | 0 | 8 | 30.5% | 3.6% | 0.9% | 35%
G | G North | dundalk | 2030 | 100% ECP + 3.1GW Offshore | Grandfathering | IE Solar not priority | 55 | 70 | 46 | 21 | 3 | 0 | 24 | 30.5% | 3.6% | 0.2% | 34.3%
G | G North | dundalk | 2030 | 100% ECP + 3.1GW Offshore | Grandfathering | IE wind priority | 16 | 50 | 46 | 0 | 4 | 0 | 4 | 0% | 7.2% | 0% | 7.2%
G | J City, G South | garballagh | 2030 | 100% ECP + 3.1GW Offshore | Grandfathering | IE Solar not priority | 215 | 275 | 179 | 84 | 10 | 3 | 96 | 30.5% | 3.6% | 0.9% | 35%
G | J City, G South | gaskinstown | 2030 | 100% ECP + 3.1GW Offshore | Grandfathering | IE Solar not priority | 85 | 109 | 71 | 33 | 4 | 1 | 38 | 30.5% | 3.6% | 0.9% | 35%
G | J City, G South | gorman | 2030 | 100% ECP + 3.1GW Offshore | Grandfathering | IE Solar not priority | 46 | 59 | 38 | 18 | 2 | 1 | 21 | 30.5% | 3.6% | 0.9% | 35%
G | G North | lisdrum | 2030 | 100% ECP + 3.1GW Offshore | Grandfathering | IE wind not priority | 33 | 103 | 56 | 43 | 3 | 1 | 47 | 41.6% | 2.7% | 1.2% | 45.6%
G | G North | lislea | 2030 | 100% ECP + 3.1GW Offshore | Grandfathering | IE wind not priority | 49 | 152 | 83 | 63 | 4 | 2 | 69 | 41.6% | 2.7% | 1.2% | 45.6%
G | G North | louth | 2030 | 100% ECP + 3.1GW Offshore | Grandfathering | IE Solar not priority | 125 | 160 | 105 | 49 | 6 | 0 | 55 | 30.5% | 3.6% | 0.2% | 34.3%
G | G North | meath hill | 2030 | 100% ECP + 3.1GW Offshore | Grandfathering | IE Solar not priority | 0 | 1 | 1 | 0 | 0 | 0 | 0 | 30.5% | 3.6% | 0.2% | 34.3%
G | G North | meath hill | 2030 | 100% ECP + 3.1GW Offshore | Grandfathering | IE wind not priority | 35 | 108 | 59 | 45 | 3 | 1 | 49 | 41.6% | 2.7% | 1.2% | 45.6%
G | G North | meath hill | 2030 | 100% ECP + 3.1GW Offshore | Grandfathering | IE wind priority | 17 | 52 | 48 | 0 | 4 | 0 | 4 | 0% | 7.2% | 0% | 7.2%
G | G North | navan | 2030 | 100% ECP + 3.1GW Offshore | Grandfathering | IE Solar not priority | 16 | 21 | 14 | 6 | 1 | 0 | 7 | 30.5% | 3.6% | 0.2% | 34.3%
G | G North | ratrussan | 2030 | 100% ECP + 3.1GW Offshore | Grandfathering | IE wind priority | 79 | 246 | 228 | 0 | 18 | 0 | 18 | 0% | 7.2% | 0% | 7.2%
G | G North | ricetown | 2030 | 100% ECP + 3.1GW Offshore | Grandfathering | IE Solar not priority | 63 | 81 | 53 | 25 | 3 | 0 | 28 | 30.5% | 3.6% | 0.2% | 34.3%
G | G North | shankill | 2030 | 100% ECP + 3.1GW Offshore | Grandfathering | IE Solar not priority | 11 | 14 | 9 | 4 | 1 | 0 | 5 | 30.5% | 3.6% | 0.2% | 34.3%
G | G North | shankill | 2030 | 100% ECP + 3.1GW Offshore | Grandfathering | IE wind priority | 22 | 69 | 64 | 0 | 5 | 0 | 5 | 0% | 7.2% | 0% | 7.2%
G | G North | balruntagh | 2030 | 100% ECP (without Battery) | Grandfathering | IE Solar not priority | 134 | 172 | 102 | 57 | 8 | 6 | 70 | 33% | 4.5% | 3.3% | 40.8%
G | G North | balruntagh | 2030 | 100% ECP (without Battery) | Grandfathering | IE wind not priority | 50 | 157 | 79 | 54 | 6 | 18 | 78 | 34.4% | 4% | 11.5% | 49.8%
G | J City, G South | baltrasna | 2030 | 100% ECP (without Battery) | Grandfathering | IE Solar not priority | 17 | 22 | 13 | 7 | 1 | 1 | 9 | 33% | 4.5% | 3.4% | 40.9%
G | J City, G South | deenes | 2030 | 100% ECP (without Battery) | Grandfathering | IE Solar not priority | 85 | 109 | 64 | 36 | 5 | 4 | 45 | 33% | 4.5% | 3.4% | 40.9%
G | J City, G South | drybridge | 2030 | 100% ECP (without Battery) | Grandfathering | IE Solar not priority | 17 | 22 | 13 | 7 | 1 | 1 | 9 | 33% | 4.5% | 3.4% | 40.9%
G | G North | dundalk | 2030 | 100% ECP (without Battery) | Grandfathering | IE Solar not priority | 55 | 70 | 41 | 23 | 3 | 2 | 29 | 33% | 4.5% | 3.3% | 40.8%
G | G North | dundalk | 2030 | 100% ECP (without Battery) | Grandfathering | IE wind priority | 16 | 50 | 46 | 0 | 4 | 0 | 4 | 0% | 8.7% | 0% | 8.7%
G | J City, G South | garballagh | 2030 | 100% ECP (without Battery) | Grandfathering | IE Solar not priority | 215 | 275 | 162 | 91 | 12 | 9 | 113 | 33% | 4.5% | 3.4% | 40.9%
G | J City, G South | gaskinstown | 2030 | 100% ECP (without Battery) | Grandfathering | IE Solar not priority | 85 | 109 | 64 | 36 | 5 | 4 | 45 | 33% | 4.5% | 3.4% | 40.9%
G | J City, G South | gorman | 2030 | 100% ECP (without Battery) | Grandfathering | IE Solar not priority | 46 | 59 | 35 | 19 | 3 | 2 | 24 | 33% | 4.5% | 3.4% | 40.9%
G | G North | lisdrum | 2030 | 100% ECP (without Battery) | Grandfathering | IE wind not priority | 33 | 103 | 51 | 36 | 4 | 12 | 52 | 34.4% | 4% | 11.5% | 49.8%
G | G North | lislea | 2030 | 100% ECP (without Battery) | Grandfathering | IE wind not priority | 49 | 152 | 76 | 52 | 6 | 18 | 76 | 34.4% | 4% | 11.5% | 49.8%
G | G North | louth | 2030 | 100% ECP (without Battery) | Grandfathering | IE Solar not priority | 125 | 160 | 95 | 53 | 7 | 5 | 65 | 33% | 4.5% | 3.3% | 40.8%
G | G North | meath hill | 2030 | 100% ECP (without Battery) | Grandfathering | IE Solar not priority | 0 | 1 | 1 | 0 | 0 | 0 | 0 | 33% | 4.5% | 3.3% | 40.8%
G | G North | meath hill | 2030 | 100% ECP (without Battery) | Grandfathering | IE wind not priority | 35 | 108 | 54 | 37 | 4 | 12 | 54 | 34.4% | 4% | 11.5% | 49.8%
G | G North | meath hill | 2030 | 100% ECP (without Battery) | Grandfathering | IE wind priority | 17 | 52 | 48 | 0 | 4 | 0 | 4 | 0% | 8.7% | 0% | 8.7%
G | G North | navan | 2030 | 100% ECP (without Battery) | Grandfathering | IE Solar not priority | 16 | 21 | 12 | 7 | 1 | 1 | 9 | 33% | 4.5% | 3.3% | 40.8%
G | G North | ratrussan | 2030 | 100% ECP (without Battery) | Grandfathering | IE wind priority | 79 | 246 | 225 | 0 | 21 | 0 | 21 | 0% | 8.7% | 0% | 8.7%
G | G North | ricetown | 2030 | 100% ECP (without Battery) | Grandfathering | IE Solar not priority | 63 | 81 | 48 | 27 | 4 | 3 | 33 | 33% | 4.5% | 3.3% | 40.8%
G | G North | shankill | 2030 | 100% ECP (without Battery) | Grandfathering | IE Solar not priority | 11 | 14 | 8 | 5 | 1 | 0 | 6 | 33% | 4.5% | 3.3% | 40.8%
G | G North | shankill | 2030 | 100% ECP (without Battery) | Grandfathering | IE wind priority | 22 | 69 | 63 | 0 | 6 | 0 | 6 | 0% | 8.7% | 0% | 8.7%
G | G North | balruntagh | 2035 | 100% ECP + 5GW Offshore | Grandfathering | IE Solar not priority | 134 | 172 | 127 | 38 | 4 | 3 | 45 | 22.2% | 2.2% | 1.6% | 26%
G | G North | balruntagh | 2035 | 100% ECP + 5GW Offshore | Grandfathering | IE wind not priority | 50 | 157 | 100 | 53 | 3 | 0 | 57 | 34% | 1.8% | 0.2% | 36%
G | J City, G South | baltrasna | 2035 | 100% ECP + 5GW Offshore | Grandfathering | IE Solar not priority | 17 | 22 | 17 | 5 | 0 | 0 | 5 | 22.2% | 2.2% | 0.6% | 25%
G | J City, G South | deenes | 2035 | 100% ECP + 5GW Offshore | Grandfathering | IE Solar not priority | 85 | 109 | 82 | 24 | 2 | 1 | 27 | 22.2% | 2.2% | 0.6% | 25%
G | J City, G South | drybridge | 2035 | 100% ECP + 5GW Offshore | Grandfathering | IE Solar not priority | 17 | 22 | 17 | 5 | 0 | 0 | 5 | 22.2% | 2.2% | 0.6% | 25%
G | G North | dundalk | 2035 | 100% ECP + 5GW Offshore | Grandfathering | IE Solar not priority | 55 | 70 | 52 | 16 | 2 | 1 | 18 | 22.2% | 2.2% | 1.6% | 26%
G | G North | dundalk | 2035 | 100% ECP + 5GW Offshore | Grandfathering | IE wind priority | 16 | 50 | 47 | 0 | 3 | 0 | 3 | 0% | 5.9% | 0% | 5.9%
G | J City, G South | garballagh | 2035 | 100% ECP + 5GW Offshore | Grandfathering | IE Solar not priority | 215 | 275 | 206 | 61 | 6 | 2 | 69 | 22.2% | 2.2% | 0.6% | 25%
G | J City, G South | gaskinstown | 2035 | 100% ECP + 5GW Offshore | Grandfathering | IE Solar not priority | 85 | 109 | 82 | 24 | 2 | 1 | 27 | 22.2% | 2.2% | 0.6% | 25%
G | J City, G South | gorman | 2035 | 100% ECP + 5GW Offshore | Grandfathering | IE Solar not priority | 46 | 59 | 44 | 13 | 1 | 0 | 15 | 22.2% | 2.2% | 0.6% | 25%
G | G North | lisdrum | 2035 | 100% ECP + 5GW Offshore | Grandfathering | IE wind not priority | 33 | 103 | 66 | 35 | 2 | 0 | 37 | 34% | 1.8% | 0.2% | 36%
G | G North | lislea | 2035 | 100% ECP + 5GW Offshore | Grandfathering | IE wind not priority | 49 | 152 | 97 | 52 | 3 | 0 | 55 | 34% | 1.8% | 0.2% | 36%
G | G North | louth | 2035 | 100% ECP + 5GW Offshore | Grandfathering | IE Solar not priority | 125 | 160 | 118 | 36 | 3 | 3 | 42 | 22.2% | 2.2% | 1.6% | 26%
G | G North | meath hill | 2035 | 100% ECP + 5GW Offshore | Grandfathering | IE Solar not priority | 0 | 1 | 1 | 0 | 0 | 0 | 0 | 22.2% | 2.2% | 1.6% | 26%
G | G North | meath hill | 2035 | 100% ECP + 5GW Offshore | Grandfathering | IE wind not priority | 35 | 108 | 69 | 37 | 2 | 0 | 39 | 34% | 1.8% | 0.2% | 36%
G | G North | meath hill | 2035 | 100% ECP + 5GW Offshore | Grandfathering | IE wind priority | 17 | 52 | 49 | 0 | 3 | 0 | 3 | 0% | 5.9% | 0% | 5.9%
G | G North | navan | 2035 | 100% ECP + 5GW Offshore | Grandfathering | IE Solar not priority | 16 | 21 | 16 | 5 | 0 | 0 | 5 | 22.2% | 2.2% | 1.6% | 26%
G | G North | oriel 220kv | 2035 | 100% ECP + 5GW Offshore | Grandfathering | IE wind not priority | 160 | 670 | 453 | 203 | 12 | 1 | 217 | 30.3% | 1.9% | 0.2% | 32.3%
G | G North | oriel 220kv | 2035 | 100% ECP + 5GW Offshore | Grandfathering | IE wind not priority | 210 | 880 | 596 | 266 | 16 | 2 | 284 | 30.3% | 1.9% | 0.2% | 32.3%
G | G North | ratrussan | 2035 | 100% ECP + 5GW Offshore | Grandfathering | IE wind priority | 79 | 246 | 231 | 0 | 15 | 0 | 15 | 0% | 5.9% | 0% | 5.9%
G | G North | ricetown | 2035 | 100% ECP + 5GW Offshore | Grandfathering | IE Solar not priority | 63 | 81 | 60 | 18 | 2 | 1 | 21 | 22.2% | 2.2% | 1.6% | 26%
G | G North | shankill | 2035 | 100% ECP + 5GW Offshore | Grandfathering | IE Solar not priority | 11 | 14 | 10 | 3 | 0 | 0 | 4 | 22.2% | 2.2% | 1.6% | 26%
G | G North | shankill | 2035 | 100% ECP + 5GW Offshore | Grandfathering | IE wind priority | 22 | 69 | 65 | 0 | 4 | 0 | 4 | 0% | 5.9% | 0% | 5.9%
G | G North | balruntagh | 2035 | 100% ECP + 5GW Offshore (without France 2, LirIC, MaRES) | Grandfathering | IE Solar not priority | 134 | 172 | 117 | 49 | 5 | 1 | 55 | 28.6% | 2.7% | 0.8% | 32.1%
G | G North | balruntagh | 2035 | 100% ECP + 5GW Offshore (without France 2, LirIC, MaRES) | Grandfathering | IE wind not priority | 50 | 157 | 93 | 61 | 3 | 0 | 64 | 38.6% | 2% | 0.2% | 40.9%
G | J City, G South | baltrasna | 2035 | 100% ECP + 5GW Offshore (without France 2, LirIC, MaRES) | Grandfathering | IE Solar not priority | 17 | 22 | 15 | 6 | 1 | 0 | 7 | 28.6% | 2.7% | 0.3% | 31.6%
G | J City, G South | deenes | 2035 | 100% ECP + 5GW Offshore (without France 2, LirIC, MaRES) | Grandfathering | IE Solar not priority | 85 | 109 | 75 | 31 | 3 | 0 | 34 | 28.6% | 2.7% | 0.3% | 31.6%
G | J City, G South | drybridge | 2035 | 100% ECP + 5GW Offshore (without France 2, LirIC, MaRES) | Grandfathering | IE Solar not priority | 17 | 22 | 15 | 6 | 1 | 0 | 7 | 28.6% | 2.7% | 0.3% | 31.6%
G | G North | dundalk | 2035 | 100% ECP + 5GW Offshore (without France 2, LirIC, MaRES) | Grandfathering | IE Solar not priority | 55 | 70 | 47 | 20 | 2 | 1 | 23 | 28.6% | 2.7% | 0.8% | 32.1%
G | G North | dundalk | 2035 | 100% ECP + 5GW Offshore (without France 2, LirIC, MaRES) | Grandfathering | IE wind priority | 16 | 50 | 47 | 0 | 3 | 0 | 3 | 0% | 5.6% | 0% | 5.6%
G | J City, G South | garballagh | 2035 | 100% ECP + 5GW Offshore (without France 2, LirIC, MaRES) | Grandfathering | IE Solar not priority | 215 | 275 | 188 | 79 | 8 | 1 | 87 | 28.6% | 2.7% | 0.3% | 31.6%
G | J City, G South | gaskinstown | 2035 | 100% ECP + 5GW Offshore (without France 2, LirIC, MaRES) | Grandfathering | IE Solar not priority | 85 | 109 | 75 | 31 | 3 | 0 | 34 | 28.6% | 2.7% | 0.3% | 31.6%
G | J City, G South | gorman | 2035 | 100% ECP + 5GW Offshore (without France 2, LirIC, MaRES) | Grandfathering | IE Solar not priority | 46 | 59 | 40 | 17 | 2 | 0 | 19 | 28.6% | 2.7% | 0.3% | 31.6%
G | G North | lisdrum | 2035 | 100% ECP + 5GW Offshore (without France 2, LirIC, MaRES) | Grandfathering | IE wind not priority | 33 | 103 | 61 | 40 | 2 | 0 | 42 | 38.6% | 2% | 0.2% | 40.9%
G | G North | lislea | 2035 | 100% ECP + 5GW Offshore (without France 2, LirIC, MaRES) | Grandfathering | IE wind not priority | 49 | 152 | 90 | 59 | 3 | 0 | 62 | 38.6% | 2% | 0.2% | 40.9%
G | G North | louth | 2035 | 100% ECP + 5GW Offshore (without France 2, LirIC, MaRES) | Grandfathering | IE Solar not priority | 125 | 160 | 109 | 46 | 4 | 1 | 51 | 28.6% | 2.7% | 0.8% | 32.1%
G | G North | meath hill | 2035 | 100% ECP + 5GW Offshore (without France 2, LirIC, MaRES) | Grandfathering | IE Solar not priority | 0 | 1 | 1 | 0 | 0 | 0 | 0 | 28.6% | 2.7% | 0.8% | 32.1%
G | G North | meath hill | 2035 | 100% ECP + 5GW Offshore (without France 2, LirIC, MaRES) | Grandfathering | IE wind not priority | 35 | 108 | 64 | 42 | 2 | 0 | 44 | 38.6% | 2% | 0.2% | 40.9%
G | G North | meath hill | 2035 | 100% ECP + 5GW Offshore (without France 2, LirIC, MaRES) | Grandfathering | IE wind priority | 17 | 52 | 49 | 0 | 3 | 0 | 3 | 0% | 5.6% | 0% | 5.6%
G | G North | navan | 2035 | 100% ECP + 5GW Offshore (without France 2, LirIC, MaRES) | Grandfathering | IE Solar not priority | 16 | 21 | 14 | 6 | 1 | 0 | 7 | 28.6% | 2.7% | 0.8% | 32.1%
G | G North | oriel 220kv | 2035 | 100% ECP + 5GW Offshore (without France 2, LirIC, MaRES) | Grandfathering | IE wind not priority | 160 | 670 | 420 | 235 | 14 | 1 | 250 | 35.1% | 2.1% | 0.2% | 37.4%
G | G North | oriel 220kv | 2035 | 100% ECP + 5GW Offshore (without France 2, LirIC, MaRES) | Grandfathering | IE wind not priority | 210 | 880 | 551 | 309 | 18 | 2 | 329 | 35.1% | 2.1% | 0.2% | 37.4%
G | G North | ratrussan | 2035 | 100% ECP + 5GW Offshore (without France 2, LirIC, MaRES) | Grandfathering | IE wind priority | 79 | 246 | 232 | 0 | 14 | 0 | 14 | 0% | 5.6% | 0% | 5.6%
G | G North | ricetown | 2035 | 100% ECP + 5GW Offshore (without France 2, LirIC, MaRES) | Grandfathering | IE Solar not priority | 63 | 81 | 55 | 23 | 2 | 1 | 26 | 28.6% | 2.7% | 0.8% | 32.1%
G | G North | shankill | 2035 | 100% ECP + 5GW Offshore (without France 2, LirIC, MaRES) | Grandfathering | IE Solar not priority | 11 | 14 | 9 | 4 | 0 | 0 | 5 | 28.6% | 2.7% | 0.8% | 32.1%
G | G North | shankill | 2035 | 100% ECP + 5GW Offshore (without France 2, LirIC, MaRES) | Grandfathering | IE wind priority | 22 | 69 | 65 | 0 | 4 | 0 | 4 | 0% | 5.6% | 0% | 5.6%
G | G North | balruntagh | 2035 | 100% ECP + 5GW Offshore (with 100% ECP 2.4 IC methodology) | Grandfathering | IE Solar not priority | 134 | 172 | 136 | 31 | 3 | 2 | 36 | 17.9% | 2% | 1.3% | 21.2%
G | G North | balruntagh | 2035 | 100% ECP + 5GW Offshore (with 100% ECP 2.4 IC methodology) | Grandfathering | IE wind not priority | 50 | 157 | 121 | 33 | 3 | 0 | 36 | 21% | 1.8% | 0.3% | 23.1%
G | J City, G South | baltrasna | 2035 | 100% ECP + 5GW Offshore (with 100% ECP 2.4 IC methodology) | Grandfathering | IE Solar not priority | 17 | 22 | 18 | 4 | 0 | 0 | 4 | 17.9% | 2% | 0.3% | 20.2%
G | J City, G South | deenes | 2035 | 100% ECP + 5GW Offshore (with 100% ECP 2.4 IC methodology) | Grandfathering | IE Solar not priority | 85 | 109 | 87 | 20 | 2 | 0 | 22 | 17.9% | 2% | 0.3% | 20.2%
G | J City, G South | drybridge | 2035 | 100% ECP + 5GW Offshore (with 100% ECP 2.4 IC methodology) | Grandfathering | IE Solar not priority | 17 | 22 | 18 | 4 | 0 | 0 | 4 | 17.9% | 2% | 0.3% | 20.2%
G | G North | dundalk | 2035 | 100% ECP + 5GW Offshore (with 100% ECP 2.4 IC methodology) | Grandfathering | IE Solar not priority | 55 | 70 | 55 | 13 | 1 | 1 | 15 | 17.9% | 2% | 1.3% | 21.2%
G | G North | dundalk | 2035 | 100% ECP + 5GW Offshore (with 100% ECP 2.4 IC methodology) | Grandfathering | IE wind priority | 16 | 50 | 49 | 0 | 1 | 0 | 1 | 0% | 2.9% | 0% | 2.9%
G | J City, G South | garballagh | 2035 | 100% ECP + 5GW Offshore (with 100% ECP 2.4 IC methodology) | Grandfathering | IE Solar not priority | 215 | 275 | 219 | 49 | 5 | 1 | 56 | 17.9% | 2% | 0.3% | 20.2%
G | J City, G South | gaskinstown | 2035 | 100% ECP + 5GW Offshore (with 100% ECP 2.4 IC methodology) | Grandfathering | IE Solar not priority | 85 | 109 | 87 | 20 | 2 | 0 | 22 | 17.9% | 2% | 0.3% | 20.2%
G | J City, G South | gorman | 2035 | 100% ECP + 5GW Offshore (with 100% ECP 2.4 IC methodology) | Grandfathering | IE Solar not priority | 46 | 59 | 47 | 11 | 1 | 0 | 12 | 17.9% | 2% | 0.3% | 20.2%
G | G North | lisdrum | 2035 | 100% ECP + 5GW Offshore (with 100% ECP 2.4 IC methodology) | Grandfathering | IE wind not priority | 33 | 103 | 79 | 22 | 2 | 0 | 24 | 21% | 1.8% | 0.3% | 23.1%
G | G North | lislea | 2035 | 100% ECP + 5GW Offshore (with 100% ECP 2.4 IC methodology) | Grandfathering | IE wind not priority | 49 | 152 | 117 | 32 | 3 | 0 | 35 | 21% | 1.8% | 0.3% | 23.1%
G | G North | louth | 2035 | 100% ECP + 5GW Offshore (with 100% ECP 2.4 IC methodology) | Grandfathering | IE Solar not priority | 125 | 160 | 126 | 29 | 3 | 2 | 34 | 17.9% | 2% | 1.3% | 21.2%
G | G North | meath hill | 2035 | 100% ECP + 5GW Offshore (with 100% ECP 2.4 IC methodology) | Grandfathering | IE Solar not priority | 0 | 1 | 1 | 0 | 0 | 0 | 0 | 17.9% | 2% | 1.3% | 21.2%
G | G North | meath hill | 2035 | 100% ECP + 5GW Offshore (with 100% ECP 2.4 IC methodology) | Grandfathering | IE wind not priority | 35 | 108 | 83 | 23 | 2 | 0 | 25 | 21% | 1.8% | 0.3% | 23.1%
G | G North | meath hill | 2035 | 100% ECP + 5GW Offshore (with 100% ECP 2.4 IC methodology) | Grandfathering | IE wind priority | 17 | 52 | 51 | 0 | 1 | 0 | 1 | 0% | 2.9% | 0% | 2.9%
G | G North | navan | 2035 | 100% ECP + 5GW Offshore (with 100% ECP 2.4 IC methodology) | Grandfathering | IE Solar not priority | 16 | 21 | 17 | 4 | 0 | 0 | 4 | 17.9% | 2% | 1.3% | 21.2%
G | G North | oriel 220kv | 2035 | 100% ECP + 5GW Offshore (with 100% ECP 2.4 IC methodology) | Grandfathering | IE wind not priority | 160 | 670 | 532 | 125 | 11 | 2 | 138 | 18.6% | 1.7% | 0.3% | 20.6%
G | G North | oriel 220kv | 2035 | 100% ECP + 5GW Offshore (with 100% ECP 2.4 IC methodology) | Grandfathering | IE wind not priority | 210 | 880 | 698 | 164 | 15 | 3 | 182 | 18.6% | 1.7% | 0.3% | 20.6%
G | G North | ratrussan | 2035 | 100% ECP + 5GW Offshore (with 100% ECP 2.4 IC methodology) | Grandfathering | IE wind priority | 79 | 246 | 239 | 0 | 7 | 0 | 7 | 0% | 2.9% | 0% | 2.9%
G | G North | ricetown | 2035 | 100% ECP + 5GW Offshore (with 100% ECP 2.4 IC methodology) | Grandfathering | IE Solar not priority | 63 | 81 | 64 | 14 | 2 | 1 | 17 | 17.9% | 2% | 1.3% | 21.2%
G | G North | shankill | 2035 | 100% ECP + 5GW Offshore (with 100% ECP 2.4 IC methodology) | Grandfathering | IE Solar not priority | 11 | 14 | 11 | 3 | 0 | 0 | 3 | 17.9% | 2% | 1.3% | 21.2%
G | G North | shankill | 2035 | 100% ECP + 5GW Offshore (with 100% ECP 2.4 IC methodology) | Grandfathering | IE wind priority | 22 | 69 | 67 | 0 | 2 | 0 | 2 | 0% | 2.9% | 0% | 2.9%
G | G North | balruntagh | 2028 | 100% ECP (Pro-rata) | Pro-rata | IE Solar not priority | 134 | 172 | 120 | 39 | 10 | 3 | 52 | 22.7% | 6% | 1.5% | 30.2%
G | G North | balruntagh | 2028 | 100% ECP (Pro-rata) | Pro-rata | IE wind not priority | 50 | 159 | 105 | 44 | 7 | 3 | 54 | 27.6% | 4.7% | 2% | 34.2%
G | J City, G South | baltrasna | 2028 | 100% ECP (Pro-rata) | Pro-rata | IE Solar not priority | 17 | 22 | 15 | 5 | 1 | 1 | 7 | 22.7% | 6% | 5.1% | 33.8%
G | J City, G South | deenes | 2028 | 100% ECP (Pro-rata) | Pro-rata | IE Solar not priority | 85 | 109 | 72 | 25 | 7 | 6 | 37 | 22.7% | 6% | 5.1% | 33.8%
G | J City, G South | drybridge | 2028 | 100% ECP (Pro-rata) | Pro-rata | IE Solar not priority | 17 | 22 | 15 | 5 | 1 | 1 | 7 | 22.7% | 6% | 5.1% | 33.8%
G | G North | dundalk | 2028 | 100% ECP (Pro-rata) | Pro-rata | IE Solar not priority | 55 | 70 | 49 | 16 | 4 | 1 | 21 | 22.7% | 6% | 1.5% | 30.2%
G | G North | dundalk | 2028 | 100% ECP (Pro-rata) | Pro-rata | IE wind priority | 16 | 51 | 45 | 0 | 5 | 1 | 6 | 0% | 10% | 2% | 11.9%
G | J City, G South | garballagh | 2028 | 100% ECP (Pro-rata) | Pro-rata | IE Solar not priority | 215 | 276 | 183 | 63 | 17 | 14 | 93 | 22.7% | 6% | 5.1% | 33.8%
G | J City, G South | gaskinstown | 2028 | 100% ECP (Pro-rata) | Pro-rata | IE Solar not priority | 85 | 109 | 72 | 25 | 7 | 6 | 37 | 22.7% | 6% | 5.1% | 33.8%
G | J City, G South | gorman | 2028 | 100% ECP (Pro-rata) | Pro-rata | IE Solar not priority | 46 | 59 | 39 | 13 | 4 | 3 | 20 | 22.7% | 6% | 5.1% | 33.8%
G | G North | lisdrum | 2028 | 100% ECP (Pro-rata) | Pro-rata | IE wind not priority | 33 | 104 | 68 | 29 | 5 | 2 | 36 | 27.6% | 4.7% | 2% | 34.2%
G | G North | lislea | 2028 | 100% ECP (Pro-rata) | Pro-rata | IE wind not priority | 49 | 153 | 100 | 42 | 7 | 3 | 53 | 27.6% | 4.7% | 2% | 34.2%
G | G North | louth | 2028 | 100% ECP (Pro-rata) | Pro-rata | IE Solar not priority | 125 | 160 | 112 | 36 | 10 | 2 | 48 | 22.7% | 6% | 1.5% | 30.2%
G | G North | meath hill | 2028 | 100% ECP (Pro-rata) | Pro-rata | IE Solar not priority | 0 | 1 | 1 | 0 | 0 | 0 | 0 | 22.7% | 6% | 1.5% | 30.2%
G | G North | meath hill | 2028 | 100% ECP (Pro-rata) | Pro-rata | IE wind not priority | 35 | 109 | 72 | 30 | 5 | 2 | 37 | 27.6% | 4.7% | 2% | 34.2%
G | G North | meath hill | 2028 | 100% ECP (Pro-rata) | Pro-rata | IE wind priority | 17 | 52 | 46 | 0 | 5 | 1 | 6 | 0% | 10% | 2% | 11.9%
G | G North | navan | 2028 | 100% ECP (Pro-rata) | Pro-rata | IE Solar not priority | 16 | 21 | 15 | 5 | 1 | 0 | 6 | 22.7% | 6% | 1.5% | 30.2%
G | G North | ratrussan | 2028 | 100% ECP (Pro-rata) | Pro-rata | IE wind priority | 79 | 247 | 218 | 0 | 25 | 5 | 29 | 0% | 10% | 2% | 11.9%
G | G North | ricetown | 2028 | 100% ECP (Pro-rata) | Pro-rata | IE Solar not priority | 63 | 81 | 57 | 18 | 5 | 1 | 24 | 22.7% | 6% | 1.5% | 30.2%
G | G North | shankill | 2028 | 100% ECP (Pro-rata) | Pro-rata | IE Solar not priority | 11 | 14 | 10 | 3 | 1 | 0 | 4 | 22.7% | 6% | 1.5% | 30.2%
G | G North | shankill | 2028 | 100% ECP (Pro-rata) | Pro-rata | IE wind priority | 22 | 69 | 61 | 0 | 7 | 1 | 8 | 0% | 10% | 2% | 11.9%
G | G North | balruntagh | 2030 | 100% ECP (Pro-rata) | Pro-rata | IE Solar not priority | 134 | 172 | 122 | 42 | 6 | 2 | 50 | 24.6% | 3.5% | 1.2% | 29.3%
G | G North | balruntagh | 2030 | 100% ECP (Pro-rata) | Pro-rata | IE wind not priority | 50 | 157 | 103 | 46 | 5 | 3 | 54 | 29.3% | 2.9% | 1.9% | 34.1%
G | J City, G South | baltrasna | 2030 | 100% ECP (Pro-rata) | Pro-rata | IE Solar not priority | 17 | 22 | 15 | 5 | 1 | 0 | 7 | 24.6% | 3.5% | 1.8% | 29.9%
G | J City, G South | deenes | 2030 | 100% ECP (Pro-rata) | Pro-rata | IE Solar not priority | 85 | 109 | 76 | 27 | 4 | 2 | 33 | 24.6% | 3.5% | 1.8% | 29.9%
G | J City, G South | drybridge | 2030 | 100% ECP (Pro-rata) | Pro-rata | IE Solar not priority | 17 | 22 | 16 | 5 | 1 | 0 | 6 | 24.6% | 3.5% | 1.8% | 29.9%
G | G North | dundalk | 2030 | 100% ECP (Pro-rata) | Pro-rata | IE Solar not priority | 55 | 70 | 49 | 17 | 2 | 1 | 21 | 24.6% | 3.5% | 1.2% | 29.3%
G | G North | dundalk | 2030 | 100% ECP (Pro-rata) | Pro-rata | IE wind priority | 16 | 50 | 46 | 0 | 3 | 1 | 4 | 0% | 6.1% | 1.9% | 8%
G | J City, G South | garballagh | 2030 | 100% ECP (Pro-rata) | Pro-rata | IE Solar not priority | 215 | 275 | 193 | 68 | 10 | 5 | 82 | 24.6% | 3.5% | 1.8% | 29.9%
G | J City, G South | gaskinstown | 2030 | 100% ECP (Pro-rata) | Pro-rata | IE Solar not priority | 85 | 109 | 76 | 27 | 4 | 2 | 33 | 24.6% | 3.5% | 1.8% | 29.9%
G | J City, G South | gorman | 2030 | 100% ECP (Pro-rata) | Pro-rata | IE Solar not priority | 46 | 59 | 41 | 14 | 2 | 1 | 18 | 24.6% | 3.5% | 1.8% | 29.9%
G | G North | lisdrum | 2030 | 100% ECP (Pro-rata) | Pro-rata | IE wind not priority | 33 | 103 | 68 | 30 | 3 | 2 | 35 | 29.3% | 2.9% | 1.9% | 34.1%
G | G North | lislea | 2030 | 100% ECP (Pro-rata) | Pro-rata | IE wind not priority | 49 | 152 | 100 | 45 | 4 | 3 | 52 | 29.3% | 2.9% | 1.9% | 34.1%
G | G North | louth | 2030 | 100% ECP (Pro-rata) | Pro-rata | IE Solar not priority | 125 | 160 | 113 | 39 | 6 | 2 | 47 | 24.6% | 3.5% | 1.2% | 29.3%
G | G North | meath hill | 2030 | 100% ECP (Pro-rata) | Pro-rata | IE Solar not priority | 0 | 1 | 1 | 0 | 0 | 0 | 0 | 24.6% | 3.5% | 1.2% | 29.3%
G | G North | meath hill | 2030 | 100% ECP (Pro-rata) | Pro-rata | IE wind not priority | 35 | 108 | 71 | 32 | 3 | 2 | 37 | 29.3% | 2.9% | 1.9% | 34.1%
G | G North | meath hill | 2030 | 100% ECP (Pro-rata) | Pro-rata | IE wind priority | 17 | 52 | 48 | 0 | 3 | 1 | 4 | 0% | 6.1% | 1.9% | 8%
G | G North | navan | 2030 | 100% ECP (Pro-rata) | Pro-rata | IE Solar not priority | 16 | 21 | 15 | 5 | 1 | 0 | 6 | 24.6% | 3.5% | 1.2% | 29.3%
G | G North | ratrussan | 2030 | 100% ECP (Pro-rata) | Pro-rata | IE wind priority | 79 | 246 | 226 | 0 | 15 | 5 | 20 | 0% | 6.1% | 1.9% | 8%
G | G North | ricetown | 2030 | 100% ECP (Pro-rata) | Pro-rata | IE Solar not priority | 63 | 81 | 57 | 20 | 3 | 1 | 24 | 24.6% | 3.5% | 1.2% | 29.3%
G | G North | shankill | 2030 | 100% ECP (Pro-rata) | Pro-rata | IE Solar not priority | 11 | 14 | 10 | 3 | 0 | 0 | 4 | 24.6% | 3.5% | 1.2% | 29.3%
G | G North | shankill | 2030 | 100% ECP (Pro-rata) | Pro-rata | IE wind priority | 22 | 69 | 63 | 0 | 4 | 1 | 6 | 0% | 6.1% | 1.9% | 8%
G | G North | balruntagh | 2030 | 100% ECP + 3.1GW Offshore (Pro-rata) | Pro-rata | IE Solar not priority | 134 | 172 | 113 | 52 | 6 | 0 | 59 | 30.5% | 3.6% | 0.2% | 34.3%
G | G North | balruntagh | 2030 | 100% ECP + 3.1GW Offshore (Pro-rata) | Pro-rata | IE wind not priority | 50 | 157 | 86 | 66 | 4 | 1 | 71 | 41.6% | 2.7% | 0.7% | 45%
G | J City, G South | baltrasna | 2030 | 100% ECP + 3.1GW Offshore (Pro-rata) | Pro-rata | IE Solar not priority | 17 | 22 | 14 | 7 | 1 | 0 | 8 | 30.5% | 3.6% | 0.9% | 35%
G | J City, G South | deenes | 2030 | 100% ECP + 3.1GW Offshore (Pro-rata) | Pro-rata | IE Solar not priority | 85 | 109 | 71 | 33 | 4 | 1 | 38 | 30.5% | 3.6% | 0.9% | 35%
G | J City, G South | drybridge | 2030 | 100% ECP + 3.1GW Offshore (Pro-rata) | Pro-rata | IE Solar not priority | 17 | 22 | 14 | 7 | 1 | 0 | 8 | 30.5% | 3.6% | 0.9% | 35%
G | G North | dundalk | 2030 | 100% ECP + 3.1GW Offshore (Pro-rata) | Pro-rata | IE Solar not priority | 55 | 70 | 46 | 21 | 3 | 0 | 24 | 30.5% | 3.6% | 0.2% | 34.3%
G | G North | dundalk | 2030 | 100% ECP + 3.1GW Offshore (Pro-rata) | Pro-rata | IE wind priority | 16 | 50 | 46 | 0 | 4 | 0 | 4 | 0% | 7.2% | 0.7% | 7.9%
G | J City, G South | garballagh | 2030 | 100% ECP + 3.1GW Offshore (Pro-rata) | Pro-rata | IE Solar not priority | 215 | 275 | 179 | 84 | 10 | 3 | 96 | 30.5% | 3.6% | 0.9% | 35%
G | J City, G South | gaskinstown | 2030 | 100% ECP + 3.1GW Offshore (Pro-rata) | Pro-rata | IE Solar not priority | 85 | 109 | 71 | 33 | 4 | 1 | 38 | 30.5% | 3.6% | 0.9% | 35%
G | J City, G South | gorman | 2030 | 100% ECP + 3.1GW Offshore (Pro-rata) | Pro-rata | IE Solar not priority | 46 | 59 | 38 | 18 | 2 | 1 | 21 | 30.5% | 3.6% | 0.9% | 35%
G | G North | lisdrum | 2030 | 100% ECP + 3.1GW Offshore (Pro-rata) | Pro-rata | IE wind not priority | 33 | 103 | 56 | 43 | 3 | 1 | 47 | 41.6% | 2.7% | 0.7% | 45%
G | G North | lislea | 2030 | 100% ECP + 3.1GW Offshore (Pro-rata) | Pro-rata | IE wind not priority | 49 | 152 | 83 | 63 | 4 | 1 | 69 | 41.6% | 2.7% | 0.7% | 45%
G | G North | louth | 2030 | 100% ECP + 3.1GW Offshore (Pro-rata) | Pro-rata | IE Solar not priority | 125 | 160 | 105 | 49 | 6 | 0 | 55 | 30.5% | 3.6% | 0.2% | 34.3%
G | G North | meath hill | 2030 | 100% ECP + 3.1GW Offshore (Pro-rata) | Pro-rata | IE Solar not priority | 0 | 1 | 1 | 0 | 0 | 0 | 0 | 30.5% | 3.6% | 0.2% | 34.3%
G | G North | meath hill | 2030 | 100% ECP + 3.1GW Offshore (Pro-rata) | Pro-rata | IE wind not priority | 35 | 108 | 59 | 45 | 3 | 1 | 49 | 41.6% | 2.7% | 0.7% | 45%
G | G North | meath hill | 2030 | 100% ECP + 3.1GW Offshore (Pro-rata) | Pro-rata | IE wind priority | 17 | 52 | 48 | 0 | 4 | 0 | 4 | 0% | 7.2% | 0.7% | 7.9%
G | G North | navan | 2030 | 100% ECP + 3.1GW Offshore (Pro-rata) | Pro-rata | IE Solar not priority | 16 | 21 | 14 | 6 | 1 | 0 | 7 | 30.5% | 3.6% | 0.2% | 34.3%
G | G North | ratrussan | 2030 | 100% ECP + 3.1GW Offshore (Pro-rata) | Pro-rata | IE wind priority | 79 | 246 | 227 | 0 | 18 | 2 | 19 | 0% | 7.2% | 0.7% | 7.9%
G | G North | ricetown | 2030 | 100% ECP + 3.1GW Offshore (Pro-rata) | Pro-rata | IE Solar not priority | 63 | 81 | 53 | 25 | 3 | 0 | 28 | 30.5% | 3.6% | 0.2% | 34.3%
G | G North | shankill | 2030 | 100% ECP + 3.1GW Offshore (Pro-rata) | Pro-rata | IE Solar not priority | 11 | 14 | 9 | 4 | 1 | 0 | 5 | 30.5% | 3.6% | 0.2% | 34.3%
G | G North | shankill | 2030 | 100% ECP + 3.1GW Offshore (Pro-rata) | Pro-rata | IE wind priority | 22 | 69 | 64 | 0 | 5 | 0 | 5 | 0% | 7.2% | 0.7% | 7.9%
H1 | H1 | barrymore | 2028 | Initial | Grandfathering | IE wind priority | 32 | 103 | 92 | 0 | 11 | 0 | 11 | 0% | 10.5% | 0% | 10.5%
H1 | H1 | cahir | 2028 | Initial | Grandfathering | IE Solar not priority | 33 | 39 | 33 | 3 | 2 | 1 | 6 | 7.5% | 4.5% | 3.2% | 15.2%
H1 | H1 | cauteen | 2028 | Initial | Grandfathering | IE wind priority | 178 | 563 | 504 | 0 | 59 | 0 | 59 | 0% | 10.5% | 0% | 10.5%
H1 | H1 | doon | 2028 | Initial | Grandfathering | IE Solar not priority | 8 | 9 | 8 | 1 | 0 | 0 | 1 | 7.5% | 4.5% | 3.2% | 15.2%
H1 | H1 | ikerrin | 2028 | Initial | Grandfathering | IE wind priority | 36 | 114 | 102 | 0 | 12 | 0 | 12 | 0% | 10.5% | 0% | 10.5%
H1 | H1 | kill hill | 2028 | Initial | Grandfathering | IE wind priority | 36 | 114 | 102 | 0 | 12 | 0 | 12 | 0% | 10.5% | 0% | 10.5%
H1 | H1 | killonan | 2028 | Initial | Grandfathering | IE wind not priority | 84 | 266 | 120 | 48 | 17 | 81 | 146 | 17.9% | 6.5% | 30.4% | 54.8%
H1 | H1 | lisheen | 2028 | Initial | Grandfathering | IE wind not priority | 29 | 91 | 41 | 16 | 6 | 28 | 50 | 17.9% | 6.5% | 30.4% | 54.8%
H1 | H1 | lisheen | 2028 | Initial | Grandfathering | IE wind priority | 99 | 312 | 279 | 0 | 33 | 0 | 33 | 0% | 10.5% | 0% | 10.5%
H1 | H1 | thurles | 2028 | Initial | Grandfathering | IE wind priority | 35 | 110 | 98 | 0 | 12 | 0 | 12 | 0% | 10.5% | 0% | 10.5%
H1 | H1 | timoney | 2028 | Initial | Grandfathering | IE Solar not priority | 157 | 184 | 156 | 14 | 8 | 6 | 28 | 7.5% | 4.5% | 3.2% | 15.2%
H1 | H1 | ahane | 2028 | 50% ECP | Grandfathering | IE Solar not priority | 2 | 2 | 1 | 0 | 0 | 0 | 1 | 12.9% | 4.2% | 7.8% | 24.9%
H1 | H1 | ballydine | 2028 | 50% ECP | Grandfathering | IE Solar not priority | 9 | 10 | 7 | 1 | 0 | 1 | 3 | 12.9% | 4.2% | 7.8% | 24.9%
H1 | H1 | barrymore | 2028 | 50% ECP | Grandfathering | IE Solar not priority | 10 | 12 | 9 | 2 | 1 | 1 | 3 | 12.9% | 4.2% | 7.8% | 24.9%
H1 | H1 | barrymore | 2028 | 50% ECP | Grandfathering | IE wind not priority | 53 | 167 | 71 | 39 | 9 | 48 | 96 | 23.1% | 5.2% | 29% | 57.2%
H1 | H1 | barrymore | 2028 | 50% ECP | Grandfathering | IE wind priority | 32 | 103 | 93 | 0 | 10 | 0 | 10 | 0% | 9.8% | 0% | 9.8%
H1 | H1 | borrisbeg | 2028 | 50% ECP | Grandfathering | IE wind not priority | 27 | 85 | 36 | 20 | 4 | 25 | 49 | 23.1% | 5.2% | 29% | 57.2%
H1 | H1 | cahir | 2028 | 50% ECP | Grandfathering | IE Solar not priority | 35 | 41 | 31 | 5 | 2 | 3 | 10 | 12.9% | 4.2% | 7.8% | 24.9%
H1 | H1 | cauteen | 2028 | 50% ECP | Grandfathering | IE Solar not priority | 126 | 147 | 110 | 19 | 6 | 11 | 37 | 12.9% | 4.2% | 7.8% | 24.9%
H1 | H1 | cauteen | 2028 | 50% ECP | Grandfathering | IE wind priority | 178 | 563 | 508 | 0 | 55 | 0 | 55 | 0% | 9.8% | 0% | 9.8%
H1 | H1 | curraghduff | 2028 | 50% ECP | Grandfathering | IE Solar not priority | 63 | 73 | 55 | 9 | 3 | 6 | 18 | 12.9% | 4.2% | 7.8% | 24.9%
H1 | H1 | doon | 2028 | 50% ECP | Grandfathering | IE Solar not priority | 12 | 15 | 11 | 2 | 1 | 1 | 4 | 12.9% | 4.2% | 7.8% | 24.9%
H1 | H1 | doon | 2028 | 50% ECP | Grandfathering | IE wind not priority | 17 | 53 | 23 | 12 | 3 | 15 | 30 | 23.1% | 5.2% | 29% | 57.2%
H1 | H1 | ikerrin | 2028 | 50% ECP | Grandfathering | IE wind priority | 36 | 114 | 103 | 0 | 11 | 0 | 11 | 0% | 9.8% | 0% | 9.8%
H1 | H1 | kill hill | 2028 | 50% ECP | Grandfathering | IE wind priority | 36 | 114 | 103 | 0 | 11 | 0 | 11 | 0% | 9.8% | 0% | 9.8%
H1 | H1 | killonan | 2028 | 50% ECP | Grandfathering | IE wind not priority | 84 | 266 | 114 | 61 | 14 | 77 | 152 | 23.1% | 5.2% | 29% | 57.2%
H1 | H1 | lisheen | 2028 | 50% ECP | Grandfathering | IE Solar not priority | 38 | 45 | 34 | 6 | 2 | 3 | 11 | 12.9% | 4.2% | 7.8% | 24.9%
H1 | H1 | lisheen | 2028 | 50% ECP | Grandfathering | IE wind not priority | 29 | 91 | 39 | 21 | 5 | 26 | 52 | 23.1% | 5.2% | 29% | 57.2%
H1 | H1 | lisheen | 2028 | 50% ECP | Grandfathering | IE wind priority | 99 | 312 | 281 | 0 | 31 | 0 | 31 | 0% | 9.8% | 0% | 9.8%
H1 | H1 | nenagh | 2028 | 50% ECP | Grandfathering | IE Solar not priority | 23 | 27 | 20 | 3 | 1 | 2 | 7 | 12.9% | 4.2% | 7.8% | 24.9%
H1 | H1 | springmount | 2028 | 50% ECP | Grandfathering | IE Solar not priority | 33 | 38 | 29 | 5 | 2 | 3 | 9 | 12.9% | 4.2% | 7.8% | 24.9%
H1 | H1 | thurles | 2028 | 50% ECP | Grandfathering | IE wind not priority | 1 | 4 | 2 | 1 | 0 | 1 | 2 | 23.1% | 5.2% | 29% | 57.2%
H1 | H1 | thurles | 2028 | 50% ECP | Grandfathering | IE wind priority | 35 | 110 | 99 | 0 | 11 | 0 | 11 | 0% | 9.8% | 0% | 9.8%
H1 | H1 | timoney | 2028 | 50% ECP | Grandfathering | IE Solar not priority | 164 | 192 | 144 | 25 | 8 | 15 | 48 | 12.9% | 4.2% | 7.8% | 24.9%
H1 | H1 | tipperary | 2028 | 50% ECP | Grandfathering | IE Solar not priority | 15 | 17 | 13 | 2 | 1 | 1 | 4 | 12.9% | 4.2% | 7.8% | 24.9%
H1 | H1 | ahane | 2028 | 100% ECP | Grandfathering | IE Solar not priority | 4 | 5 | 3 | 1 | 0 | 0 | 2 | 23% | 6.1% | 9.6% | 38.7%
H1 | H1 | ballydine | 2028 | 100% ECP | Grandfathering | IE Solar not priority | 18 | 21 | 13 | 5 | 1 | 2 | 8 | 23% | 6.1% | 9.6% | 38.7%
H1 | H1 | barrymore | 2028 | 100% ECP | Grandfathering | IE Solar not priority | 20 | 24 | 15 | 6 | 1 | 2 | 9 | 23% | 6.1% | 9.6% | 38.7%
H1 | H1 | barrymore | 2028 | 100% ECP | Grandfathering | IE wind not priority | 106 | 334 | 133 | 98 | 16 | 87 | 201 | 29.3% | 4.9% | 26.1% | 60.3%
H1 | H1 | barrymore | 2028 | 100% ECP | Grandfathering | IE wind priority | 32 | 103 | 92 | 0 | 11 | 0 | 11 | 0% | 10.4% | 0% | 10.4%
H1 | H1 | borrisbeg | 2028 | 100% ECP | Grandfathering | IE wind not priority | 54 | 171 | 68 | 50 | 8 | 45 | 103 | 29.3% | 4.9% | 26.1% | 60.3%
H1 | H1 | cahir | 2028 | 100% ECP | Grandfathering | IE Solar not priority | 36 | 43 | 27 | 10 | 3 | 4 | 16 | 23% | 6.1% | 9.6% | 38.7%
H1 | H1 | cauteen | 2028 | 100% ECP | Grandfathering | IE Solar not priority | 251 | 294 | 180 | 68 | 18 | 28 | 114 | 23% | 6.1% | 9.6% | 38.7%
H1 | H1 | cauteen | 2028 | 100% ECP | Grandfathering | IE wind priority | 178 | 563 | 504 | 0 | 59 | 0 | 59 | 0% | 10.4% | 0% | 10.4%
H1 | H1 | curraghduff | 2028 | 100% ECP | Grandfathering | IE Solar not priority | 125 | 147 | 90 | 34 | 9 | 14 | 57 | 23% | 6.1% | 9.6% | 38.7%
H1 | H1 | doon | 2028 | 100% ECP | Grandfathering | IE Solar not priority | 17 | 20 | 12 | 5 | 1 | 2 | 8 | 23% | 6.1% | 9.6% | 38.7%
H1 | H1 | doon | 2028 | 100% ECP | Grandfathering | IE wind not priority | 34 | 106 | 42 | 31 | 5 | 28 | 64 | 29.3% | 4.9% | 26.1% | 60.3%
H1 | H1 | ikerrin | 2028 | 100% ECP | Grandfathering | IE wind priority | 36 | 114 | 102 | 0 | 12 | 0 | 12 | 0% | 10.4% | 0% | 10.4%
H1 | H1 | kill hill | 2028 | 100% ECP | Grandfathering | IE wind priority | 36 | 114 | 102 | 0 | 12 | 0 | 12 | 0% | 10.4% | 0% | 10.4%
H1 | H1 | killonan | 2028 | 100% ECP | Grandfathering | IE wind not priority | 84 | 266 | 106 | 78 | 13 | 69 | 160 | 29.3% | 4.9% | 26.1% | 60.3%
H1 | H1 | lisheen | 2028 | 100% ECP | Grandfathering | IE Solar not priority | 76 | 89 | 54 | 21 | 5 | 9 | 35 | 23% | 6.1% | 9.6% | 38.7%
H1 | H1 | lisheen | 2028 | 100% ECP | Grandfathering | IE wind not priority | 29 | 91 | 36 | 27 | 4 | 24 | 55 | 29.3% | 4.9% | 26.1% | 60.3%
H1 | H1 | lisheen | 2028 | 100% ECP | Grandfathering | IE wind priority | 99 | 312 | 279 | 0 | 33 | 0 | 33 | 0% | 10.4% | 0% | 10.4%
H1 | H1 | nenagh | 2028 | 100% ECP | Grandfathering | IE Solar not priority | 46 | 54 | 33 | 12 | 3 | 5 | 21 | 23% | 6.1% | 9.6% | 38.7%
H1 | H1 | springmount | 2028 | 100% ECP | Grandfathering | IE Solar not priority | 65 | 76 | 46 | 18 | 5 | 7 | 30 | 23% | 6.1% | 9.6% | 38.7%
H1 | H1 | thurles | 2028 | 100% ECP | Grandfathering | IE wind not priority | 2 | 7 | 3 | 2 | 0 | 2 | 4 | 29.3% | 4.9% | 26.1% | 60.3%
H1 | H1 | thurles | 2028 | 100% ECP | Grandfathering | IE wind priority | 35 | 110 | 98 | 0 | 12 | 0 | 12 | 0% | 10.4% | 0% | 10.4%
H1 | H1 | timoney | 2028 | 100% ECP | Grandfathering | IE Solar not priority | 172 | 201 | 123 | 46 | 12 | 19 | 78 | 23% | 6.1% | 9.6% | 38.7%
H1 | H1 | tipperary | 2028 | 100% ECP | Grandfathering | IE Solar not priority | 29 | 34 | 21 | 8 | 2 | 3 | 13 | 23% | 6.1% | 9.6% | 38.7%
H1 | H1 | barrymore | 2030 | Initial | Grandfathering | IE wind priority | 32 | 102 | 95 | 0 | 7 | 0 | 7 | 0% | 7.1% | 0% | 7.1%
H1 | H1 | cahir | 2030 | Initial | Grandfathering | IE Solar not priority | 33 | 39 | 33 | 3 | 1 | 1 | 6 | 8.4% | 2.5% | 3.7% | 14.5%
H1 | H1 | cauteen | 2030 | Initial | Grandfathering | IE wind priority | 178 | 560 | 520 | 0 | 40 | 0 | 40 | 0% | 7.1% | 0% | 7.1%
H1 | H1 | doon | 2030 | Initial | Grandfathering | IE Solar not priority | 8 | 9 | 8 | 1 | 0 | 0 | 1 | 8.4% | 2.5% | 3.7% | 14.5%
H1 | H1 | ikerrin | 2030 | Initial | Grandfathering | IE wind priority | 36 | 113 | 105 | 0 | 8 | 0 | 8 | 0% | 7.1% | 0% | 7.1%
H1 | H1 | kill hill | 2030 | Initial | Grandfathering | IE wind priority | 36 | 113 | 105 | 0 | 8 | 0 | 8 | 0% | 7.1% | 0% | 7.1%
H1 | H1 | killonan | 2030 | Initial | Grandfathering | IE wind not priority | 84 | 264 | 175 | 36 | 13 | 40 | 89 | 13.7% | 5% | 15% | 33.7%
H1 | H1 | lisheen | 2030 | Initial | Grandfathering | IE wind not priority | 29 | 91 | 60 | 12 | 5 | 14 | 31 | 13.7% | 5% | 15% | 33.7%
H1 | H1 | lisheen | 2030 | Initial | Grandfathering | IE wind priority | 99 | 310 | 288 | 0 | 22 | 0 | 22 | 0% | 7.1% | 0% | 7.1%
H1 | H1 | thurles | 2030 | Initial | Grandfathering | IE wind priority | 35 | 110 | 102 | 0 | 8 | 0 | 8 | 0% | 7.1% | 0% | 7.1%
H1 | H1 | timoney | 2030 | Initial | Grandfathering | IE Solar not priority | 157 | 183 | 156 | 15 | 5 | 7 | 27 | 8.4% | 2.5% | 3.7% | 14.5%
H1 | H1 | ahane | 2030 | 50% ECP | Grandfathering | IE Solar not priority | 2 | 2 | 2 | 0 | 0 | 0 | 0 | 14.9% | 2.6% | 1.5% | 19%
H1 | H1 | ballydine | 2030 | 50% ECP | Grandfathering | IE Solar not priority | 9 | 10 | 8 | 2 | 0 | 0 | 2 | 14.9% | 2.6% | 1.5% | 19%
H1 | H1 | barrymore | 2030 | 50% ECP | Grandfathering | IE Solar not priority | 10 | 12 | 10 | 2 | 0 | 0 | 2 | 14.9% | 2.6% | 1.5% | 19%
H1 | H1 | barrymore | 2030 | 50% ECP | Grandfathering | IE wind not priority | 53 | 166 | 112 | 41 | 6 | 8 | 54 | 24.6% | 3.4% | 4.8% | 32.7%
H1 | H1 | barrymore | 2030 | 50% ECP | Grandfathering | IE wind priority | 32 | 102 | 96 | 0 | 6 | 0 | 6 | 0% | 6.3% | 0% | 6.3%
H1 | H1 | borrisbeg | 2030 | 50% ECP | Grandfathering | IE wind not priority | 27 | 85 | 57 | 21 | 3 | 4 | 28 | 24.6% | 3.4% | 4.8% | 32.7%
H1 | H1 | cahir | 2030 | 50% ECP | Grandfathering | IE Solar not priority | 35 | 41 | 33 | 6 | 1 | 1 | 8 | 14.9% | 2.6% | 1.5% | 19%
H1 | H1 | cauteen | 2030 | 50% ECP | Grandfathering | IE Solar not priority | 126 | 147 | 119 | 22 | 4 | 2 | 28 | 14.9% | 2.6% | 1.5% | 19%
H1 | H1 | cauteen | 2030 | 50% ECP | Grandfathering | IE wind priority | 178 | 560 | 525 | 0 | 35 | 0 | 35 | 0% | 6.3% | 0% | 6.3%
H1 | H1 | curraghduff | 2030 | 50% ECP | Grandfathering | IE Solar not priority | 63 | 73 | 59 | 11 | 2 | 1 | 14 | 14.9% | 2.6% | 1.5% | 19%
H1 | H1 | doon | 2030 | 50% ECP | Grandfathering | IE Solar not priority | 12 | 15 | 12 | 2 | 0 | 0 | 3 | 14.9% | 2.6% | 1.5% | 19%
H1 | H1 | doon | 2030 | 50% ECP | Grandfathering | IE wind not priority | 17 | 53 | 36 | 13 | 2 | 3 | 17 | 24.6% | 3.4% | 4.8% | 32.7%
H1 | H1 | ikerrin | 2030 | 50% ECP | Grandfathering | IE wind priority | 36 | 113 | 106 | 0 | 7 | 0 | 7 | 0% | 6.3% | 0% | 6.3%
H1 | H1 | kill hill | 2030 | 50% ECP | Grandfathering | IE wind priority | 36 | 113 | 106 | 0 | 7 | 0 | 7 | 0% | 6.3% | 0% | 6.3%
H1 | H1 | killonan | 2030 | 50% ECP | Grandfathering | IE wind not priority | 84 | 264 | 178 | 65 | 9 | 13 | 86 | 24.6% | 3.4% | 4.8% | 32.7%
H1 | H1 | lisheen | 2030 | 50% ECP | Grandfathering | IE Solar not priority | 38 | 44 | 36 | 7 | 1 | 1 | 8 | 14.9% | 2.6% | 1.5% | 19%
H1 | H1 | lisheen | 2030 | 50% ECP | Grandfathering | IE wind not priority | 29 | 91 | 61 | 22 | 3 | 4 | 30 | 24.6% | 3.4% | 4.8% | 32.7%
H1 | H1 | lisheen | 2030 | 50% ECP | Grandfathering | IE wind priority | 99 | 310 | 291 | 0 | 19 | 0 | 19 | 0% | 6.3% | 0% | 6.3%
H1 | H1 | nenagh | 2030 | 50% ECP | Grandfathering | IE Solar not priority | 23 | 27 | 22 | 4 | 1 | 0 | 5 | 14.9% | 2.6% | 1.5% | 19%
H1 | H1 | springmount | 2030 | 50% ECP | Grandfathering | IE Solar not priority | 33 | 38 | 31 | 6 | 1 | 1 | 7 | 14.9% | 2.6% | 1.5% | 19%
H1 | H1 | thurles | 2030 | 50% ECP | Grandfathering | IE wind not priority | 1 | 4 | 3 | 1 | 0 | 0 | 1 | 24.6% | 3.4% | 4.8% | 32.7%
H1 | H1 | thurles | 2030 | 50% ECP | Grandfathering | IE wind priority | 35 | 110 | 103 | 0 | 7 | 0 | 7 | 0% | 6.3% | 0% | 6.3%
H1 | H1 | timoney | 2030 | 50% ECP | Grandfathering | IE Solar not priority | 164 | 192 | 155 | 29 | 5 | 3 | 37 | 14.9% | 2.6% | 1.5% | 19%
H1 | H1 | tipperary | 2030 | 50% ECP | Grandfathering | IE Solar not priority | 15 | 17 | 14 | 3 | 0 | 0 | 3 | 14.9% | 2.6% | 1.5% | 19%
H1 | H1 | ahane | 2030 | 100% ECP | Grandfathering | IE Solar not priority | 4 | 5 | 4 | 1 | 0 | 0 | 1 | 24.9% | 3.5% | 2.2% | 30.6%
H1 | H1 | ballydine | 2030 | 100% ECP | Grandfathering | IE Solar not priority | 18 | 21 | 15 | 5 | 1 | 0 | 6 | 24.9% | 3.5% | 2.2% | 30.6%
H1 | H1 | barrymore | 2030 | 100% ECP | Grandfathering | IE Solar not priority | 20 | 24 | 17 | 6 | 1 | 1 | 7 | 24.9% | 3.5% | 2.2% | 30.6%
H1 | H1 | barrymore | 2030 | 100% ECP | Grandfathering | IE wind not priority | 106 | 332 | 202 | 104 | 10 | 15 | 130 | 31.4% | 3% | 4.6% | 39%
H1 | H1 | barrymore | 2030 | 100% ECP | Grandfathering | IE wind priority | 32 | 102 | 95 | 0 | 7 | 0 | 7 | 0% | 6.4% | 0% | 6.4%
H1 | H1 | borrisbeg | 2030 | 100% ECP | Grandfathering | IE wind not priority | 54 | 170 | 104 | 53 | 5 | 8 | 66 | 31.4% | 3% | 4.6% | 39%
H1 | H1 | cahir | 2030 | 100% ECP | Grandfathering | IE Solar not priority | 36 | 43 | 30 | 11 | 1 | 1 | 13 | 24.9% | 3.5% | 2.2% | 30.6%
H1 | H1 | cauteen | 2030 | 100% ECP | Grandfathering | IE Solar not priority | 251 | 294 | 204 | 73 | 10 | 6 | 90 | 24.9% | 3.5% | 2.2% | 30.6%
H1 | H1 | cauteen | 2030 | 100% ECP | Grandfathering | IE wind priority | 178 | 560 | 524 | 0 | 36 | 0 | 36 | 0% | 6.4% | 0% | 6.4%
H1 | H1 | curraghduff | 2030 | 100% ECP | Grandfathering | IE Solar not priority | 125 | 146 | 101 | 36 | 5 | 3 | 45 | 24.9% | 3.5% | 2.2% | 30.6%
H1 | H1 | doon | 2030 | 100% ECP | Grandfathering | IE Solar not priority | 17 | 20 | 14 | 5 | 1 | 0 | 6 | 24.9% | 3.5% | 2.2% | 30.6%
H1 | H1 | doon | 2030 | 100% ECP | Grandfathering | IE wind not priority | 34 | 106 | 65 | 33 | 3 | 5 | 41 | 31.4% | 3% | 4.6% | 39%
H1 | H1 | ikerrin | 2030 | 100% ECP | Grandfathering | IE wind priority | 36 | 113 | 106 | 0 | 7 | 0 | 7 | 0% | 6.4% | 0% | 6.4%
H1 | H1 | kill hill | 2030 | 100% ECP | Grandfathering | IE wind priority | 36 | 113 | 106 | 0 | 7 | 0 | 7 | 0% | 6.4% | 0% | 6.4%
H1 | H1 | killonan | 2030 | 100% ECP | Grandfathering | IE wind not priority | 84 | 264 | 161 | 83 | 8 | 12 | 103 | 31.4% | 3% | 4.6% | 39%
H1 | H1 | lisheen | 2030 | 100% ECP | Grandfathering | IE Solar not priority | 76 | 89 | 62 | 22 | 3 | 2 | 27 | 24.9% | 3.5% | 2.2% | 30.6%
H1 | H1 | lisheen | 2030 | 100% ECP | Grandfathering | IE wind not priority | 29 | 91 | 56 | 28 | 3 | 4 | 35 | 31.4% | 3% | 4.6% | 39%
H1 | H1 | lisheen | 2030 | 100% ECP | Grandfathering | IE wind priority | 99 | 310 | 290 | 0 | 20 | 0 | 20 | 0% | 6.4% | 0% | 6.4%
H1 | H1 | nenagh | 2030 | 100% ECP | Grandfathering | IE Solar not priority | 46 | 54 | 38 | 13 | 2 | 1 | 16 | 24.9% | 3.5% | 2.2% | 30.6%
H1 | H1 | springmount | 2030 | 100% ECP | Grandfathering | IE Solar not priority | 65 | 76 | 53 | 19 | 3 | 2 | 23 | 24.9% | 3.5% | 2.2% | 30.6%
H1 | H1 | thurles | 2030 | 100% ECP | Grandfathering | IE wind not priority | 2 | 7 | 4 | 2 | 0 | 0 | 3 | 31.4% | 3% | 4.6% | 39%
H1 | H1 | thurles | 2030 | 100% ECP | Grandfathering | IE wind priority | 35 | 110 | 103 | 0 | 7 | 0 | 7 | 0% | 6.4% | 0% | 6.4%
H1 | H1 | timoney | 2030 | 100% ECP | Grandfathering | IE Solar not priority | 172 | 201 | 140 | 50 | 7 | 4 | 61 | 24.9% | 3.5% | 2.2% | 30.6%
H1 | H1 | tipperary | 2030 | 100% ECP | Grandfathering | IE Solar not priority | 29 | 34 | 24 | 8 | 1 | 1 | 10 | 24.9% | 3.5% | 2.2% | 30.6%
H1 | H1 | ahane | 2030 | 100% ECP + 3.1GW Offshore | Grandfathering | IE Solar not priority | 4 | 5 | 3 | 1 | 0 | 0 | 2 | 30.8% | 3.5% | 1.7% | 36%
H1 | H1 | ballydine | 2030 | 100% ECP + 3.1GW Offshore | Grandfathering | IE Solar not priority | 18 | 21 | 13 | 6 | 1 | 0 | 8 | 30.8% | 3.5% | 1.7% | 36%
H1 | H1 | barrymore | 2030 | 100% ECP + 3.1GW Offshore | Grandfathering | IE Solar not priority | 20 | 24 | 15 | 7 | 1 | 0 | 9 | 30.8% | 3.5% | 1.7% | 36%
H1 | H1 | barrymore | 2030 | 100% ECP + 3.1GW Offshore | Grandfathering | IE wind not priority | 106 | 332 | 160 | 149 | 9 | 13 | 172 | 45% | 2.8% | 3.9% | 51.7%
H1 | H1 | barrymore | 2030 | 100% ECP + 3.1GW Offshore | Grandfathering | IE wind priority | 32 | 102 | 94 | 0 | 8 | 0 | 8 | 0% | 7.7% | 0% | 7.7%
H1 | H1 | borrisbeg | 2030 | 100% ECP + 3.1GW Offshore | Grandfathering | IE wind not priority | 54 | 170 | 82 | 76 | 5 | 7 | 88 | 45% | 2.8% | 3.9% | 51.7%
H1 | H1 | cahir | 2030 | 100% ECP + 3.1GW Offshore | Grandfathering | IE Solar not priority | 36 | 43 | 28 | 13 | 2 | 1 | 15 | 30.8% | 3.5% | 1.7% | 36%
H1 | H1 | cauteen | 2030 | 100% ECP + 3.1GW Offshore | Grandfathering | IE Solar not priority | 251 | 294 | 188 | 91 | 10 | 5 | 106 | 30.8% | 3.5% | 1.7% | 36%
H1 | H1 | cauteen | 2030 | 100% ECP + 3.1GW Offshore | Grandfathering | IE wind priority | 178 | 560 | 517 | 0 | 43 | 0 | 43 | 0% | 7.7% | 0% | 7.7%
H1 | H1 | curraghduff | 2030 | 100% ECP + 3.1GW Offshore | Grandfathering | IE Solar not priority | 125 | 146 | 93 | 45 | 5 | 2 | 53 | 30.8% | 3.5% | 1.7% | 36%
H1 | H1 | doon | 2030 | 100% ECP + 3.1GW Offshore | Grandfathering | IE Solar not priority | 17 | 20 | 13 | 6 | 1 | 0 | 7 | 30.8% | 3.5% | 1.7% | 36%
H1 | H1 | doon | 2030 | 100% ECP + 3.1GW Offshore | Grandfathering | IE wind not priority | 34 | 106 | 51 | 48 | 3 | 4 | 55 | 45% | 2.8% | 3.9% | 51.7%
H1 | H1 | ikerrin | 2030 | 100% ECP + 3.1GW Offshore | Grandfathering | IE wind priority | 36 | 113 | 104 | 0 | 9 | 0 | 9 | 0% | 7.7% | 0% | 7.7%
H1 | H1 | kill hill | 2030 | 100% ECP + 3.1GW Offshore | Grandfathering | IE wind priority | 36 | 113 | 104 | 0 | 9 | 0 | 9 | 0% | 7.7% | 0% | 7.7%
H1 | H1 | killonan | 2030 | 100% ECP + 3.1GW Offshore | Grandfathering | IE wind not priority | 84 | 264 | 127 | 119 | 7 | 10 | 137 | 45% | 2.8% | 3.9% | 51.7%
H1 | H1 | lisheen | 2030 | 100% ECP + 3.1GW Offshore | Grandfathering | IE Solar not priority | 76 | 89 | 57 | 27 | 3 | 2 | 32 | 30.8% | 3.5% | 1.7% | 36%
H1 | H1 | lisheen | 2030 | 100% ECP + 3.1GW Offshore | Grandfathering | IE wind not priority | 29 | 91 | 44 | 41 | 3 | 4 | 47 | 45% | 2.8% | 3.9% | 51.7%
H1 | H1 | lisheen | 2030 | 100% ECP + 3.1GW Offshore | Grandfathering | IE wind priority | 99 | 310 | 286 | 0 | 24 | 0 | 24 | 0% | 7.7% | 0% | 7.7%
H1 | H1 | nenagh | 2030 | 100% ECP + 3.1GW Offshore | Grandfathering | IE Solar not priority | 46 | 54 | 35 | 17 | 2 | 1 | 19 | 30.8% | 3.5% | 1.7% | 36%
H1 | H1 | springmount | 2030 | 100% ECP + 3.1GW Offshore | Grandfathering | IE Solar not priority | 65 | 76 | 49 | 23 | 3 | 1 | 27 | 30.8% | 3.5% | 1.7% | 36%
H1 | H1 | thurles | 2030 | 100% ECP + 3.1GW Offshore | Grandfathering | IE wind not priority | 2 | 7 | 3 | 3 | 0 | 0 | 4 | 45% | 2.8% | 3.9% | 51.7%
H1 | H1 | thurles | 2030 | 100% ECP + 3.1GW Offshore | Grandfathering | IE wind priority | 35 | 110 | 102 | 0 | 8 | 0 | 8 | 0% | 7.7% | 0% | 7.7%
H1 | H1 | timoney | 2030 | 100% ECP + 3.1GW Offshore | Grandfathering | IE Solar not priority | 172 | 201 | 129 | 62 | 7 | 3 | 72 | 30.8% | 3.5% | 1.7% | 36%
H1 | H1 | tipperary | 2030 | 100% ECP + 3.1GW Offshore | Grandfathering | IE Solar not priority | 29 | 34 | 22 | 10 | 1 | 1 | 12 | 30.8% | 3.5% | 1.7% | 36%
H1 | H1 | ahane | 2030 | 100% ECP (without Battery) | Grandfathering | IE Solar not priority | 4 | 5 | 3 | 2 | 0 | 0 | 2 | 33.4% | 4.5% | 2.6% | 40.4%
H1 | H1 | ballydine | 2030 | 100% ECP (without Battery) | Grandfathering | IE Solar not priority | 18 | 21 | 13 | 7 | 1 | 1 | 8 | 33.4% | 4.5% | 2.6% | 40.4%
H1 | H1 | barrymore | 2030 | 100% ECP (without Battery) | Grandfathering | IE Solar not priority | 20 | 24 | 14 | 8 | 1 | 1 | 10 | 33.4% | 4.5% | 2.6% | 40.4%
H1 | H1 | barrymore | 2030 | 100% ECP (without Battery) | Grandfathering | IE wind not priority | 106 | 332 | 171 | 122 | 13 | 25 | 161 | 36.8% | 4% | 7.6% | 48.4%
H1 | H1 | barrymore | 2030 | 100% ECP (without Battery) | Grandfathering | IE wind priority | 32 | 102 | 93 | 0 | 9 | 0 | 9 | 0% | 9% | 0% | 9%
H1 | H1 | borrisbeg | 2030 | 100% ECP (without Battery) | Grandfathering | IE wind not priority | 54 | 170 | 88 | 62 | 7 | 13 | 82 | 36.8% | 4% | 7.6% | 48.4%
H1 | H1 | cahir | 2030 | 100% ECP (without Battery) | Grandfathering | IE Solar not priority | 36 | 43 | 26 | 14 | 2 | 1 | 17 | 33.4% | 4.5% | 2.6% | 40.4%
H1 | H1 | cauteen | 2030 | 100% ECP (without Battery) | Grandfathering | IE Solar not priority | 251 | 294 | 175 | 98 | 13 | 8 | 119 | 33.4% | 4.5% | 2.6% | 40.4%
H1 | H1 | cauteen | 2030 | 100% ECP (without Battery) | Grandfathering | IE wind priority | 178 | 560 | 509 | 0 | 51 | 0 | 51 | 0% | 9% | 0% | 9%
H1 | H1 | curraghduff | 2030 | 100% ECP (without Battery) | Grandfathering | IE Solar not priority | 125 | 146 | 87 | 49 | 7 | 4 | 59 | 33.4% | 4.5% | 2.6% | 40.4%
H1 | H1 | doon | 2030 | 100% ECP (without Battery) | Grandfathering | IE Solar not priority | 17 | 20 | 12 | 7 | 1 | 1 | 8 | 33.4% | 4.5% | 2.6% | 40.4%
H1 | H1 | doon | 2030 | 100% ECP (without Battery) | Grandfathering | IE wind not priority | 34 | 106 | 55 | 39 | 4 | 8 | 51 | 36.8% | 4% | 7.6% | 48.4%
H1 | H1 | ikerrin | 2030 | 100% ECP (without Battery) | Grandfathering | IE wind priority | 36 | 113 | 103 | 0 | 10 | 0 | 10 | 0% | 9% | 0% | 9%
H1 | H1 | kill hill | 2030 | 100% ECP (without Battery) | Grandfathering | IE wind priority | 36 | 113 | 103 | 0 | 10 | 0 | 10 | 0% | 9% | 0% | 9%
H1 | H1 | killonan | 2030 | 100% ECP (without Battery) | Grandfathering | IE wind not priority | 84 | 264 | 136 | 97 | 11 | 20 | 128 | 36.8% | 4% | 7.6% | 48.4%
H1 | H1 | lisheen | 2030 | 100% ECP (without Battery) | Grandfathering | IE Solar not priority | 76 | 89 | 53 | 30 | 4 | 2 | 36 | 33.4% | 4.5% | 2.6% | 40.4%
H1 | H1 | lisheen | 2030 | 100% ECP (without Battery) | Grandfathering | IE wind not priority | 29 | 91 | 47 | 33 | 4 | 7 | 44 | 36.8% | 4% | 7.6% | 48.4%
H1 | H1 | lisheen | 2030 | 100% ECP (without Battery) | Grandfathering | IE wind priority | 99 | 310 | 282 | 0 | 28 | 0 | 28 | 0% | 9% | 0% | 9%
H1 | H1 | nenagh | 2030 | 100% ECP (without Battery) | Grandfathering | IE Solar not priority | 46 | 54 | 32 | 18 | 2 | 1 | 22 | 33.4% | 4.5% | 2.6% | 40.4%
H1 | H1 | springmount | 2030 | 100% ECP (without Battery) | Grandfathering | IE Solar not priority | 65 | 76 | 45 | 25 | 3 | 2 | 31 | 33.4% | 4.5% | 2.6% | 40.4%
H1 | H1 | thurles | 2030 | 100% ECP (without Battery) | Grandfathering | IE wind not priority | 2 | 7 | 3 | 3 | 0 | 1 | 4 | 36.8% | 4% | 7.6% | 48.4%
H1 | H1 | thurles | 2030 | 100% ECP (without Battery) | Grandfathering | IE wind priority | 35 | 110 | 100 | 0 | 10 | 0 | 10 | 0% | 9% | 0% | 9%
H1 | H1 | timoney | 2030 | 100% ECP (without Battery) | Grandfathering | IE Solar not priority | 172 | 201 | 120 | 67 | 9 | 5 | 81 | 33.4% | 4.5% | 2.6% | 40.4%
H1 | H1 | tipperary | 2030 | 100% ECP (without Battery) | Grandfathering | IE Solar not priority | 29 | 34 | 20 | 11 | 2 | 1 | 14 | 33.4% | 4.5% | 2.6% | 40.4%
H1 | H1 | ahane | 2035 | 100% ECP + 5GW Offshore | Grandfathering | IE Solar not priority | 4 | 5 | 3 | 1 | 0 | 0 | 2 | 22.8% | 2.2% | 7.1% | 32.1%
H1 | H1 | ballydine | 2035 | 100% ECP + 5GW Offshore | Grandfathering | IE Solar not priority | 18 | 21 | 14 | 5 | 0 | 1 | 7 | 22.8% | 2.2% | 7.1% | 32.1%
H1 | H1 | barrymore | 2035 | 100% ECP + 5GW Offshore | Grandfathering | IE Solar not priority | 20 | 24 | 16 | 5 | 1 | 2 | 8 | 22.8% | 2.2% | 7.1% | 32.1%
H1 | H1 | barrymore | 2035 | 100% ECP + 5GW Offshore | Grandfathering | IE wind not priority | 106 | 332 | 184 | 120 | 6 | 21 | 148 | 36% | 2% | 6.5% | 44.5%
H1 | H1 | barrymore | 2035 | 100% ECP + 5GW Offshore | Grandfathering | IE wind priority | 32 | 102 | 96 | 0 | 6 | 0 | 6 | 0% | 6.3% | 0% | 6.3%
H1 | H1 | borrisbeg | 2035 | 100% ECP + 5GW Offshore | Grandfathering | IE wind not priority | 54 | 170 | 95 | 61 | 3 | 11 | 75 | 36% | 2% | 6.5% | 44.5%
H1 | H1 | cahir | 2035 | 100% ECP + 5GW Offshore | Grandfathering | IE Solar not priority | 36 | 43 | 29 | 10 | 1 | 3 | 14 | 22.8% | 2.2% | 7.1% | 32.1%
H1 | H1 | cauteen | 2035 | 100% ECP + 5GW Offshore | Grandfathering | IE Solar not priority | 251 | 294 | 200 | 67 | 6 | 21 | 94 | 22.8% | 2.2% | 7.1% | 32.1%
H1 | H1 | cauteen | 2035 | 100% ECP + 5GW Offshore | Grandfathering | IE wind priority | 178 | 560 | 525 | 0 | 35 | 0 | 35 | 0% | 6.3% | 0% | 6.3%
H1 | H1 | curraghduff | 2035 | 100% ECP + 5GW Offshore | Grandfathering | IE Solar not priority | 125 | 146 | 99 | 33 | 3 | 10 | 47 | 22.8% | 2.2% | 7.1% | 32.1%
H1 | H1 | doon | 2035 | 100% ECP + 5GW Offshore | Grandfathering | IE Solar not priority | 17 | 20 | 14 | 5 | 0 | 1 | 6 | 22.8% | 2.2% | 7.1% | 32.1%
H1 | H1 | doon | 2035 | 100% ECP + 5GW Offshore | Grandfathering | IE wind not priority | 34 | 106 | 59 | 38 | 2 | 7 | 47 | 36% | 2% | 6.5% | 44.5%
H1 | H1 | ikerrin | 2035 | 100% ECP + 5GW Offshore | Grandfathering | IE wind priority | 36 | 113 | 106 | 0 | 7 | 0 | 7 | 0% | 6.3% | 0% | 6.3%
H1 | H1 | kill hill | 2035 | 100% ECP + 5GW Offshore | Grandfathering | IE wind priority | 36 | 113 | 106 | 0 | 7 | 0 | 7 | 0% | 6.3% | 0% | 6.3%
H1 | H1 | killonan | 2035 | 100% ECP + 5GW Offshore | Grandfathering | IE wind not priority | 84 | 264 | 147 | 95 | 5 | 17 | 117 | 36% | 2% | 6.5% | 44.5%
H1 | H1 | lisheen | 2035 | 100% ECP + 5GW Offshore | Grandfathering | IE Solar not priority | 76 | 89 | 60 | 20 | 2 | 6 | 29 | 22.8% | 2.2% | 7.1% | 32.1%
H1 | H1 | lisheen | 2035 | 100% ECP + 5GW Offshore | Grandfathering | IE wind not priority | 29 | 91 | 51 | 33 | 2 | 6 | 40 | 36% | 2% | 6.5% | 44.5%
H1 | H1 | lisheen | 2035 | 100% ECP + 5GW Offshore | Grandfathering | IE wind priority | 99 | 310 | 291 | 0 | 19 | 0 | 19 | 0% | 6.3% | 0% | 6.3%
H1 | H1 | nenagh | 2035 | 100% ECP + 5GW Offshore | Grandfathering | IE Solar not priority | 46 | 54 | 37 | 12 | 1 | 4 | 17 | 22.8% | 2.2% | 7.1% | 32.1%
H1 | H1 | springmount | 2035 | 100% ECP + 5GW Offshore | Grandfathering | IE Solar not priority | 65 | 76 | 52 | 17 | 2 | 5 | 24 | 22.8% | 2.2% | 7.1% | 32.1%
H1 | H1 | thurles | 2035 | 100% ECP + 5GW Offshore | Grandfathering | IE wind not priority | 2 | 7 | 4 | 3 | 0 | 0 | 3 | 36% | 2% | 6.5% | 44.5%
H1 | H1 | thurles | 2035 | 100% ECP + 5GW Offshore | Grandfathering | IE wind priority | 35 | 110 | 103 | 0 | 7 | 0 | 7 | 0% | 6.3% | 0% | 6.3%
H1 | H1 | timoney | 2035 | 100% ECP + 5GW Offshore | Grandfathering | IE Solar not priority | 172 | 201 | 137 | 46 | 4 | 14 | 64 | 22.8% | 2.2% | 7.1% | 32.1%
H1 | H1 | tipperary | 2035 | 100% ECP + 5GW Offshore | Grandfathering | IE Solar not priority | 29 | 34 | 23 | 8 | 1 | 2 | 11 | 22.8% | 2.2% | 7.1% | 32.1%
H1 | H1 | ahane | 2035 | 100% ECP + 5GW Offshore (without France 2, LirIC, MaRES) | Grandfathering | IE Solar not priority | 4 | 5 | 3 | 1 | 0 | 0 | 2 | 29% | 2.8% | 4% | 35.7%
H1 | H1 | ballydine | 2035 | 100% ECP + 5GW Offshore (without France 2, LirIC, MaRES) | Grandfathering | IE Solar not priority | 18 | 21 | 14 | 6 | 1 | 1 | 7 | 29% | 2.8% | 4% | 35.7%
H1 | H1 | barrymore | 2035 | 100% ECP + 5GW Offshore (without France 2, LirIC, MaRES) | Grandfathering | IE Solar not priority | 20 | 24 | 15 | 7 | 1 | 1 | 9 | 29% | 2.8% | 4% | 35.7%
H1 | H1 | barrymore | 2035 | 100% ECP + 5GW Offshore (without France 2, LirIC, MaRES) | Grandfathering | IE wind not priority | 106 | 332 | 173 | 137 | 7 | 14 | 159 | 41.4% | 2.1% | 4.3% | 47.8%
H1 | H1 | barrymore | 2035 | 100% ECP + 5GW Offshore (without France 2, LirIC, MaRES) | Grandfathering | IE wind priority | 32 | 102 | 96 | 0 | 6 | 0 | 6 | 0% | 5.9% | 0% | 5.9%
H1 | H1 | borrisbeg | 2035 | 100% ECP + 5GW Offshore (without France 2, LirIC, MaRES) | Grandfathering | IE wind not priority | 54 | 170 | 89 | 70 | 4 | 7 | 81 | 41.4% | 2.1% | 4.3% | 47.8%
H1 | H1 | cahir | 2035 | 100% ECP + 5GW Offshore (without France 2, LirIC, MaRES) | Grandfathering | IE Solar not priority | 36 | 43 | 28 | 12 | 1 | 2 | 15 | 29% | 2.8% | 4% | 35.7%
H1 | H1 | cauteen | 2035 | 100% ECP + 5GW Offshore (without France 2, LirIC, MaRES) | Grandfathering | IE Solar not priority | 251 | 294 | 189 | 85 | 8 | 12 | 105 | 29% | 2.8% | 4% | 35.7%
H1 | H1 | cauteen | 2035 | 100% ECP + 5GW Offshore (without France 2, LirIC, MaRES) | Grandfathering | IE wind priority | 178 | 560 | 527 | 0 | 33 | 0 | 33 | 0% | 5.9% | 0% | 5.9%
H1 | H1 | curraghduff | 2035 | 100% ECP + 5GW Offshore (without France 2, LirIC, MaRES) | Grandfathering | IE Solar not priority | 125 | 146 | 94 | 42 | 4 | 6 | 52 | 29% | 2.8% | 4% | 35.7%
H1 | H1 | doon | 2035 | 100% ECP + 5GW Offshore (without France 2, LirIC, MaRES) | Grandfathering | IE Solar not priority | 17 | 20 | 13 | 6 | 1 | 1 | 7 | 29% | 2.8% | 4% | 35.7%
H1 | H1 | doon | 2035 | 100% ECP + 5GW Offshore (without France 2, LirIC, MaRES) | Grandfathering | IE wind not priority | 34 | 106 | 55 | 44 | 2 | 5 | 51 | 41.4% | 2.1% | 4.3% | 47.8%
H1 | H1 | ikerrin | 2035 | 100% ECP + 5GW Offshore (without France 2, LirIC, MaRES) | Grandfathering | IE wind priority | 36 | 113 | 106 | 0 | 7 | 0 | 7 | 0% | 5.9% | 0% | 5.9%
H1 | H1 | kill hill | 2035 | 100% ECP + 5GW Offshore (without France 2, LirIC, MaRES) | Grandfathering | IE wind priority | 36 | 113 | 106 | 0 | 7 | 0 | 7 | 0% | 5.9% | 0% | 5.9%
H1 | H1 | killonan | 2035 | 100% ECP + 5GW Offshore (without France 2, LirIC, MaRES) | Grandfathering | IE wind not priority | 84 | 264 | 138 | 109 | 6 | 11 | 126 | 41.4% | 2.1% | 4.3% | 47.8%
H1 | H1 | lisheen | 2035 | 100% ECP + 5GW Offshore (without France 2, LirIC, MaRES) | Grandfathering | IE Solar not priority | 76 | 89 | 57 | 26 | 2 | 4 | 32 | 29% | 2.8% | 4% | 35.7%
H1 | H1 | lisheen | 2035 | 100% ECP + 5GW Offshore (without France 2, LirIC, MaRES) | Grandfathering | IE wind not priority | 29 | 91 | 48 | 37 | 2 | 4 | 43 | 41.4% | 2.1% | 4.3% | 47.8%
H1 | H1 | lisheen | 2035 | 100% ECP + 5GW Offshore (without France 2, LirIC, MaRES) | Grandfathering | IE wind priority | 99 | 310 | 292 | 0 | 18 | 0 | 18 | 0% | 5.9% | 0% | 5.9%
H1 | H1 | nenagh | 2035 | 100% ECP + 5GW Offshore (without France 2, LirIC, MaRES) | Grandfathering | IE Solar not priority | 46 | 54 | 35 | 16 | 1 | 2 | 19 | 29% | 2.8% | 4% | 35.7%
H1 | H1 | springmount | 2035 | 100% ECP + 5GW Offshore (without France 2, LirIC, MaRES) | Grandfathering | IE Solar not priority | 65 | 76 | 49 | 22 | 2 | 3 | 27 | 29% | 2.8% | 4% | 35.7%
H1 | H1 | thurles | 2035 | 100% ECP + 5GW Offshore (without France 2, LirIC, MaRES) | Grandfathering | IE wind not priority | 2 | 7 | 3 | 3 | 0 | 0 | 4 | 41.4% | 2.1% | 4.3% | 47.8%
H1 | H1 | thurles | 2035 | 100% ECP + 5GW Offshore (without France 2, LirIC, MaRES) | Grandfathering | IE wind priority | 35 | 110 | 103 | 0 | 7 | 0 | 7 | 0% | 5.9% | 0% | 5.9%
H1 | H1 | timoney | 2035 | 100% ECP + 5GW Offshore (without France 2, LirIC, MaRES) | Grandfathering | IE Solar not priority | 172 | 201 | 129 | 58 | 6 | 8 | 72 | 29% | 2.8% | 4% | 35.7%
H1 | H1 | tipperary | 2035 | 100% ECP + 5GW Offshore (without France 2, LirIC, MaRES) | Grandfathering | IE Solar not priority | 29 | 34 | 22 | 10 | 1 | 1 | 12 | 29% | 2.8% | 4% | 35.7%
H1 | H1 | ahane | 2035 | 100% ECP + 5GW Offshore (with 100% ECP 2.4 IC methodology) | Grandfathering | IE Solar not priority | 4 | 5 | 4 | 1 | 0 | 0 | 1 | 17.9% | 2% | 5.6% | 25.5%
H1 | H1 | ballydine | 2035 | 100% ECP + 5GW Offshore (with 100% ECP 2.4 IC methodology) | Grandfathering | IE Solar not priority | 18 | 21 | 16 | 4 | 0 | 1 | 5 | 17.9% | 2% | 5.6% | 25.5%
H1 | H1 | barrymore | 2035 | 100% ECP + 5GW Offshore (with 100% ECP 2.4 IC methodology) | Grandfathering | IE Solar not priority | 20 | 24 | 18 | 4 | 0 | 1 | 6 | 17.9% | 2% | 5.6% | 25.5%
H1 | H1 | barrymore | 2035 | 100% ECP + 5GW Offshore (with 100% ECP 2.4 IC methodology) | Grandfathering | IE wind not priority | 106 | 332 | 225 | 76 | 6 | 25 | 107 | 22.8% | 2% | 7.4% | 32.1%
H1 | H1 | barrymore | 2035 | 100% ECP + 5GW Offshore (with 100% ECP 2.4 IC methodology) | Grandfathering | IE wind priority | 32 | 102 | 99 | 0 | 3 | 0 | 3 | 0% | 3.1% | 0% | 3.1%
H1 | H1 | borrisbeg | 2035 | 100% ECP + 5GW Offshore (with 100% ECP 2.4 IC methodology) | Grandfathering | IE wind not priority | 54 | 170 | 116 | 39 | 3 | 13 | 54 | 22.8% | 2% | 7.4% | 32.1%
H1 | H1 | cahir | 2035 | 100% ECP + 5GW Offshore (with 100% ECP 2.4 IC methodology) | Grandfathering | IE Solar not priority | 36 | 43 | 32 | 8 | 1 | 2 | 11 | 17.9% | 2% | 5.6% | 25.5%
H1 | H1 | cauteen | 2035 | 100% ECP + 5GW Offshore (with 100% ECP 2.4 IC methodology) | Grandfathering | IE Solar not priority | 251 | 294 | 219 | 53 | 6 | 16 | 75 | 17.9% | 2% | 5.6% | 25.5%
H1 | H1 | cauteen | 2035 | 100% ECP + 5GW Offshore (with 100% ECP 2.4 IC methodology) | Grandfathering | IE wind priority | 178 | 560 | 542 | 0 | 18 | 0 | 18 | 0% | 3.1% | 0% | 3.1%
H1 | H1 | curraghduff | 2035 | 100% ECP + 5GW Offshore (with 100% ECP 2.4 IC methodology) | Grandfathering | IE Solar not priority | 125 | 146 | 109 | 26 | 3 | 8 | 37 | 17.9% | 2% | 5.6% | 25.5%
H1 | H1 | doon | 2035 | 100% ECP + 5GW Offshore (with 100% ECP 2.4 IC methodology) | Grandfathering | IE Solar not priority | 17 | 20 | 15 | 4 | 0 | 1 | 5 | 17.9% | 2% | 5.6% | 25.5%
H1 | H1 | doon | 2035 | 100% ECP + 5GW Offshore (with 100% ECP 2.4 IC methodology) | Grandfathering | IE wind not priority | 34 | 106 | 72 | 24 | 2 | 8 | 34 | 22.8% | 2% | 7.4% | 32.1%
H1 | H1 | ikerrin | 2035 | 100% ECP + 5GW Offshore (with 100% ECP 2.4 IC methodology) | Grandfathering | IE wind priority | 36 | 113 | 109 | 0 | 4 | 0 | 4 | 0% | 3.1% | 0% | 3.1%
H1 | H1 | kill hill | 2035 | 100% ECP + 5GW Offshore (with 100% ECP 2.4 IC methodology) | Grandfathering | IE wind priority | 36 | 113 | 109 | 0 | 4 | 0 | 4 | 0% | 3.1% | 0% | 3.1%
H1 | H1 | killonan | 2035 | 100% ECP + 5GW Offshore (with 100% ECP 2.4 IC methodology) | Grandfathering | IE wind not priority | 84 | 264 | 179 | 60 | 5 | 19 | 85 | 22.8% | 2% | 7.4% | 32.1%
H1 | H1 | lisheen | 2035 | 100% ECP + 5GW Offshore (with 100% ECP 2.4 IC methodology) | Grandfathering | IE Solar not priority | 76 | 89 | 66 | 16 | 2 | 5 | 23 | 17.9% | 2% | 5.6% | 25.5%
H1 | H1 | lisheen | 2035 | 100% ECP + 5GW Offshore (with 100% ECP 2.4 IC methodology) | Grandfathering | IE wind not priority | 29 | 91 | 62 | 21 | 2 | 7 | 29 | 22.8% | 2% | 7.4% | 32.1%
H1 | H1 | lisheen | 2035 | 100% ECP + 5GW Offshore (with 100% ECP 2.4 IC methodology) | Grandfathering | IE wind priority | 99 | 310 | 300 | 0 | 10 | 0 | 10 | 0% | 3.1% | 0% | 3.1%
H1 | H1 | nenagh | 2035 | 100% ECP + 5GW Offshore (with 100% ECP 2.4 IC methodology) | Grandfathering | IE Solar not priority | 46 | 54 | 40 | 10 | 1 | 3 | 14 | 17.9% | 2% | 5.6% | 25.5%
H1 | H1 | springmount | 2035 | 100% ECP + 5GW Offshore (with 100% ECP 2.4 IC methodology) | Grandfathering | IE Solar not priority | 65 | 76 | 57 | 14 | 2 | 4 | 19 | 17.9% | 2% | 5.6% | 25.5%
H1 | H1 | thurles | 2035 | 100% ECP + 5GW Offshore (with 100% ECP 2.4 IC methodology) | Grandfathering | IE wind not priority | 2 | 7 | 5 | 2 | 0 | 1 | 2 | 22.8% | 2% | 7.4% | 32.1%
H1 | H1 | thurles | 2035 | 100% ECP + 5GW Offshore (with 100% ECP 2.4 IC methodology) | Grandfathering | IE wind priority | 35 | 110 | 107 | 0 | 3 | 0 | 3 | 0% | 3.1% | 0% | 3.1%
H1 | H1 | timoney | 2035 | 100% ECP + 5GW Offshore (with 100% ECP 2.4 IC methodology) | Grandfathering | IE Solar not priority | 172 | 201 | 150 | 36 | 4 | 11 | 51 | 17.9% | 2% | 5.6% | 25.5%
H1 | H1 | tipperary | 2035 | 100% ECP + 5GW Offshore (with 100% ECP 2.4 IC methodology) | Grandfathering | IE Solar not priority | 29 | 34 | 25 | 6 | 1 | 2 | 9 | 17.9% | 2% | 5.6% | 25.5%
H1 | H1 | ahane | 2028 | 100% ECP (Pro-rata) | Pro-rata | IE Solar not priority | 4 | 5 | 3 | 1 | 0 | 0 | 2 | 23% | 6.1% | 9.6% | 38.7%
H1 | H1 | ballydine | 2028 | 100% ECP (Pro-rata) | Pro-rata | IE Solar not priority | 18 | 21 | 13 | 5 | 1 | 2 | 8 | 23% | 6.1% | 9.6% | 38.7%
H1 | H1 | barrymore | 2028 | 100% ECP (Pro-rata) | Pro-rata | IE Solar not priority | 20 | 24 | 15 | 6 | 1 | 2 | 9 | 23% | 6.1% | 9.6% | 38.7%
H1 | H1 | barrymore | 2028 | 100% ECP (Pro-rata) | Pro-rata | IE wind not priority | 106 | 334 | 183 | 98 | 16 | 37 | 151 | 29.3% | 4.9% | 11.1% | 45.3%
H1 | H1 | barrymore | 2028 | 100% ECP (Pro-rata) | Pro-rata | IE wind priority | 32 | 103 | 81 | 0 | 11 | 11 | 22 | 0% | 10.4% | 11.1% | 21.6%
H1 | H1 | borrisbeg | 2028 | 100% ECP (Pro-rata) | Pro-rata | IE wind not priority | 54 | 171 | 94 | 50 | 8 | 19 | 77 | 29.3% | 4.9% | 11.1% | 45.3%
H1 | H1 | cahir | 2028 | 100% ECP (Pro-rata) | Pro-rata | IE Solar not priority | 36 | 43 | 27 | 10 | 3 | 4 | 16 | 23% | 6.1% | 9.6% | 38.7%
H1 | H1 | cauteen | 2028 | 100% ECP (Pro-rata) | Pro-rata | IE Solar not priority | 251 | 294 | 180 | 68 | 18 | 28 | 114 | 23% | 6.1% | 9.6% | 38.7%
H1 | H1 | cauteen | 2028 | 100% ECP (Pro-rata) | Pro-rata | IE wind priority | 178 | 563 | 441 | 0 | 59 | 63 | 122 | 0% | 10.4% | 11.1% | 21.6%
H1 | H1 | curraghduff | 2028 | 100% ECP (Pro-rata) | Pro-rata | IE Solar not priority | 125 | 147 | 90 | 34 | 9 | 14 | 57 | 23% | 6.1% | 9.6% | 38.7%
H1 | H1 | doon | 2028 | 100% ECP (Pro-rata) | Pro-rata | IE Solar not priority | 17 | 20 | 12 | 5 | 1 | 2 | 8 | 23% | 6.1% | 9.6% | 38.7%
H1 | H1 | doon | 2028 | 100% ECP (Pro-rata) | Pro-rata | IE wind not priority | 34 | 106 | 58 | 31 | 5 | 12 | 48 | 29.3% | 4.9% | 11.1% | 45.3%
H1 | H1 | ikerrin | 2028 | 100% ECP (Pro-rata) | Pro-rata | IE wind priority | 36 | 114 | 89 | 0 | 12 | 13 | 25 | 0% | 10.4% | 11.1% | 21.6%
H1 | H1 | kill hill | 2028 | 100% ECP (Pro-rata) | Pro-rata | IE wind priority | 36 | 114 | 89 | 0 | 12 | 13 | 25 | 0% | 10.4% | 11.1% | 21.6%
H1 | H1 | killonan | 2028 | 100% ECP (Pro-rata) | Pro-rata | IE wind not priority | 84 | 266 | 146 | 78 | 13 | 30 | 120 | 29.3% | 4.9% | 11.1% | 45.3%
H1 | H1 | lisheen | 2028 | 100% ECP (Pro-rata) | Pro-rata | IE Solar not priority | 76 | 89 | 54 | 21 | 5 | 9 | 35 | 23% | 6.1% | 9.6% | 38.7%
H1 | H1 | lisheen | 2028 | 100% ECP (Pro-rata) | Pro-rata | IE wind not priority | 29 | 91 | 50 | 27 | 4 | 10 | 41 | 29.3% | 4.9% | 11.1% | 45.3%
H1 | H1 | lisheen | 2028 | 100% ECP (Pro-rata) | Pro-rata | IE wind priority | 99 | 312 | 245 | 0 | 33 | 35 | 67 | 0% | 10.4% | 11.1% | 21.6%
H1 | H1 | nenagh | 2028 | 100% ECP (Pro-rata) | Pro-rata | IE Solar not priority | 46 | 54 | 33 | 12 | 3 | 5 | 21 | 23% | 6.1% | 9.6% | 38.7%
H1 | H1 | springmount | 2028 | 100% ECP (Pro-rata) | Pro-rata | IE Solar not priority | 65 | 76 | 46 | 18 | 5 | 7 | 30 | 23% | 6.1% | 9.6% | 38.7%
H1 | H1 | thurles | 2028 | 100% ECP (Pro-rata) | Pro-rata | IE wind not priority | 2 | 7 | 4 | 2 | 0 | 1 | 3 | 29.3% | 4.9% | 11.1% | 45.3%
H1 | H1 | thurles | 2028 | 100% ECP (Pro-rata) | Pro-rata | IE wind priority | 35 | 110 | 86 | 0 | 12 | 12 | 24 | 0% | 10.4% | 11.1% | 21.6%
H1 | H1 | timoney | 2028 | 100% ECP (Pro-rata) | Pro-rata | IE Solar not priority | 172 | 201 | 123 | 46 | 12 | 19 | 78 | 23% | 6.1% | 9.6% | 38.7%
H1 | H1 | tipperary | 2028 | 100% ECP (Pro-rata) | Pro-rata | IE Solar not priority | 29 | 34 | 21 | 8 | 2 | 3 | 13 | 23% | 6.1% | 9.6% | 38.7%
H1 | H1 | ahane | 2030 | 100% ECP (Pro-rata) | Pro-rata | IE Solar not priority | 4 | 5 | 4 | 1 | 0 | 0 | 1 | 24.9% | 3.5% | 2.2% | 30.6%
H1 | H1 | ballydine | 2030 | 100% ECP (Pro-rata) | Pro-rata | IE Solar not priority | 18 | 21 | 15 | 5 | 1 | 0 | 6 | 24.9% | 3.5% | 2.2% | 30.6%
H1 | H1 | barrymore | 2030 | 100% ECP (Pro-rata) | Pro-rata | IE Solar not priority | 20 | 24 | 17 | 6 | 1 | 1 | 7 | 24.9% | 3.5% | 2.2% | 30.6%
H1 | H1 | barrymore | 2030 | 100% ECP (Pro-rata) | Pro-rata | IE wind not priority | 106 | 332 | 211 | 104 | 10 | 6 | 121 | 31.4% | 3% | 2% | 36.4%
H1 | H1 | barrymore | 2030 | 100% ECP (Pro-rata) | Pro-rata | IE wind priority | 32 | 102 | 93 | 0 | 7 | 2 | 9 | 0% | 6.4% | 2% | 8.4%
H1 | H1 | borrisbeg | 2030 | 100% ECP (Pro-rata) | Pro-rata | IE wind not priority | 54 | 170 | 108 | 53 | 5 | 3 | 62 | 31.4% | 3% | 2% | 36.4%
H1 | H1 | cahir | 2030 | 100% ECP (Pro-rata) | Pro-rata | IE Solar not priority | 36 | 43 | 30 | 11 | 1 | 1 | 13 | 24.9% | 3.5% | 2.2% | 30.6%
H1 | H1 | cauteen | 2030 | 100% ECP (Pro-rata) | Pro-rata | IE Solar not priority | 251 | 294 | 204 | 73 | 10 | 6 | 90 | 24.9% | 3.5% | 2.2% | 30.6%
H1 | H1 | cauteen | 2030 | 100% ECP (Pro-rata) | Pro-rata | IE wind priority | 178 | 560 | 513 | 0 | 36 | 11 | 47 | 0% | 6.4% | 2% | 8.4%
H1 | H1 | curraghduff | 2030 | 100% ECP (Pro-rata) | Pro-rata | IE Solar not priority | 125 | 146 | 101 | 36 | 5 | 3 | 45 | 24.9% | 3.5% | 2.2% | 30.6%
H1 | H1 | doon | 2030 | 100% ECP (Pro-rata) | Pro-rata | IE Solar not priority | 17 | 20 | 14 | 5 | 1 | 0 | 6 | 24.9% | 3.5% | 2.2% | 30.6%
H1 | H1 | doon | 2030 | 100% ECP (Pro-rata) | Pro-rata | IE wind not priority | 34 | 106 | 68 | 33 | 3 | 2 | 38 | 31.4% | 3% | 2% | 36.4%
H1 | H1 | ikerrin | 2030 | 100% ECP (Pro-rata) | Pro-rata | IE wind priority | 36 | 113 | 104 | 0 | 7 | 2 | 9 | 0% | 6.4% | 2% | 8.4%
H1 | H1 | kill hill | 2030 | 100% ECP (Pro-rata) | Pro-rata | IE wind priority | 36 | 113 | 104 | 0 | 7 | 2 | 9 | 0% | 6.4% | 2% | 8.4%
H1 | H1 | killonan | 2030 | 100% ECP (Pro-rata) | Pro-rata | IE wind not priority | 84 | 264 | 168 | 83 | 8 | 5 | 96 | 31.4% | 3% | 2% | 36.4%
H1 | H1 | lisheen | 2030 | 100% ECP (Pro-rata) | Pro-rata | IE Solar not priority | 76 | 89 | 62 | 22 | 3 | 2 | 27 | 24.9% | 3.5% | 2.2% | 30.6%
H1 | H1 | lisheen | 2030 | 100% ECP (Pro-rata) | Pro-rata | IE wind not priority | 29 | 91 | 58 | 28 | 3 | 2 | 33 | 31.4% | 3% | 2% | 36.4%
H1 | H1 | lisheen | 2030 | 100% ECP (Pro-rata) | Pro-rata | IE wind priority | 99 | 310 | 284 | 0 | 20 | 6 | 26 | 0% | 6.4% | 2% | 8.4%
H1 | H1 | nenagh | 2030 | 100% ECP (Pro-rata) | Pro-rata | IE Solar not priority | 46 | 54 | 38 | 13 | 2 | 1 | 16 | 24.9% | 3.5% | 2.2% | 30.6%
H1 | H1 | springmount | 2030 | 100% ECP (Pro-rata) | Pro-rata | IE Solar not priority | 65 | 76 | 53 | 19 | 3 | 2 | 23 | 24.9% | 3.5% | 2.2% | 30.6%
H1 | H1 | thurles | 2030 | 100% ECP (Pro-rata) | Pro-rata | IE wind not priority | 2 | 7 | 4 | 2 | 0 | 0 | 3 | 31.4% | 3% | 2% | 36.4%
H1 | H1 | thurles | 2030 | 100% ECP (Pro-rata) | Pro-rata | IE wind priority | 35 | 110 | 101 | 0 | 7 | 2 | 9 | 0% | 6.4% | 2% | 8.4%
H1 | H1 | timoney | 2030 | 100% ECP (Pro-rata) | Pro-rata | IE Solar not priority | 172 | 201 | 140 | 50 | 7 | 4 | 61 | 24.9% | 3.5% | 2.2% | 30.6%
H1 | H1 | tipperary | 2030 | 100% ECP (Pro-rata) | Pro-rata | IE Solar not priority | 29 | 34 | 24 | 8 | 1 | 1 | 10 | 24.9% | 3.5% | 2.2% | 30.6%
H1 | H1 | ahane | 2030 | 100% ECP + 3.1GW Offshore (Pro-rata) | Pro-rata | IE Solar not priority | 4 | 5 | 3 | 1 | 0 | 0 | 2 | 30.8% | 3.5% | 1.7% | 36%
H1 | H1 | ballydine | 2030 | 100% ECP + 3.1GW Offshore (Pro-rata) | Pro-rata | IE Solar not priority | 18 | 21 | 13 | 6 | 1 | 0 | 8 | 30.8% | 3.5% | 1.7% | 36%
H1 | H1 | barrymore | 2030 | 100% ECP + 3.1GW Offshore (Pro-rata) | Pro-rata | IE Solar not priority | 20 | 24 | 15 | 7 | 1 | 0 | 9 | 30.8% | 3.5% | 1.7% | 36%
H1 | H1 | barrymore | 2030 | 100% ECP + 3.1GW Offshore (Pro-rata) | Pro-rata | IE wind not priority | 106 | 332 | 168 | 149 | 9 | 6 | 164 | 45% | 2.8% | 1.7% | 49.5%
H1 | H1 | barrymore | 2030 | 100% ECP + 3.1GW Offshore (Pro-rata) | Pro-rata | IE wind priority | 32 | 102 | 93 | 0 | 8 | 2 | 9 | 0% | 7.7% | 1.7% | 9.3%
H1 | H1 | borrisbeg | 2030 | 100% ECP + 3.1GW Offshore (Pro-rata) | Pro-rata | IE wind not priority | 54 | 170 | 86 | 76 | 5 | 3 | 84 | 45% | 2.8% | 1.7% | 49.5%
H1 | H1 | cahir | 2030 | 100% ECP + 3.1GW Offshore (Pro-rata) | Pro-rata | IE Solar not priority | 36 | 43 | 28 | 13 | 2 | 1 | 15 | 30.8% | 3.5% | 1.7% | 36%
H1 | H1 | cauteen | 2030 | 100% ECP + 3.1GW Offshore (Pro-rata) | Pro-rata | IE Solar not priority | 251 | 294 | 188 | 91 | 10 | 5 | 106 | 30.8% | 3.5% | 1.7% | 36%
H1 | H1 | cauteen | 2030 | 100% ECP + 3.1GW Offshore (Pro-rata) | Pro-rata | IE wind priority | 178 | 560 | 508 | 0 | 43 | 9 | 52 | 0% | 7.7% | 1.7% | 9.3%
H1 | H1 | curraghduff | 2030 | 100% ECP + 3.1GW Offshore (Pro-rata) | Pro-rata | IE Solar not priority | 125 | 146 | 93 | 45 | 5 | 2 | 53 | 30.8% | 3.5% | 1.7% | 36%
H1 | H1 | doon | 2030 | 100% ECP + 3.1GW Offshore (Pro-rata) | Pro-rata | IE Solar not priority | 17 | 20 | 13 | 6 | 1 | 0 | 7 | 30.8% | 3.5% | 1.7% | 36%
H1 | H1 | doon | 2030 | 100% ECP + 3.1GW Offshore (Pro-rata) | Pro-rata | IE wind not priority | 34 | 106 | 54 | 48 | 3 | 2 | 52 | 45% | 2.8% | 1.7% | 49.5%
H1 | H1 | ikerrin | 2030 | 100% ECP + 3.1GW Offshore (Pro-rata) | Pro-rata | IE wind priority | 36 | 113 | 102 | 0 | 9 | 2 | 11 | 0% | 7.7% | 1.7% | 9.3%
H1 | H1 | kill hill | 2030 | 100% ECP + 3.1GW Offshore (Pro-rata) | Pro-rata | IE wind priority | 36 | 113 | 102 | 0 | 9 | 2 | 11 | 0% | 7.7% | 1.7% | 9.3%
H1 | H1 | killonan | 2030 | 100% ECP + 3.1GW Offshore (Pro-rata) | Pro-rata | IE wind not priority | 84 | 264 | 133 | 119 | 7 | 4 | 131 | 45% | 2.8% | 1.7% | 49.5%
H1 | H1 | lisheen | 2030 | 100% ECP + 3.1GW Offshore (Pro-rata) | Pro-rata | IE Solar not priority | 76 | 89 | 57 | 27 | 3 | 2 | 32 | 30.8% | 3.5% | 1.7% | 36%
H1 | H1 | lisheen | 2030 | 100% ECP + 3.1GW Offshore (Pro-rata) | Pro-rata | IE wind not priority | 29 | 91 | 46 | 41 | 3 | 2 | 45 | 45% | 2.8% | 1.7% | 49.5%
H1 | H1 | lisheen | 2030 | 100% ECP + 3.1GW Offshore (Pro-rata) | Pro-rata | IE wind priority | 99 | 310 | 281 | 0 | 24 | 5 | 29 | 0% | 7.7% | 1.7% | 9.3%
H1 | H1 | nenagh | 2030 | 100% ECP + 3.1GW Offshore (Pro-rata) | Pro-rata | IE Solar not priority | 46 | 54 | 35 | 17 | 2 | 1 | 19 | 30.8% | 3.5% | 1.7% | 36%
H1 | H1 | springmount | 2030 | 100% ECP + 3.1GW Offshore (Pro-rata) | Pro-rata | IE Solar not priority | 65 | 76 | 49 | 23 | 3 | 1 | 27 | 30.8% | 3.5% | 1.7% | 36%
H1 | H1 | thurles | 2030 | 100% ECP + 3.1GW Offshore (Pro-rata) | Pro-rata | IE wind not priority | 2 | 7 | 3 | 3 | 0 | 0 | 4 | 45% | 2.8% | 1.7% | 49.5%
H1 | H1 | thurles | 2030 | 100% ECP + 3.1GW Offshore (Pro-rata) | Pro-rata | IE wind priority | 35 | 110 | 100 | 0 | 8 | 2 | 10 | 0% | 7.7% | 1.7% | 9.3%
H1 | H1 | timoney | 2030 | 100% ECP + 3.1GW Offshore (Pro-rata) | Pro-rata | IE Solar not priority | 172 | 201 | 129 | 62 | 7 | 3 | 72 | 30.8% | 3.5% | 1.7% | 36%
H1 | H1 | tipperary | 2030 | 100% ECP + 3.1GW Offshore (Pro-rata) | Pro-rata | IE Solar not priority | 29 | 34 | 22 | 10 | 1 | 1 | 12 | 30.8% | 3.5% | 1.7% | 36%
H2 | H2 & K | arklow | 2028 | Initial | Grandfathering | IE Solar not priority | 18 | 21 | 14 | 2 | 1 | 4 | 7 | 7.5% | 4.5% | 19.6% | 31.6%
H2 | H2 & K | arklow | 2028 | Initial | Grandfathering | IE wind priority | 78 | 223 | 184 | 0 | 22 | 18 | 39 | 0% | 9.7% | 7.9% | 17.6%
H2 | H2 & K | ballybeg | 2028 | Initial | Grandfathering | IE Solar not priority | 8 | 10 | 7 | 1 | 0 | 2 | 3 | 7.2% | 4.4% | 19.6% | 31.2%
H2 | H2 & K | ballyragget | 2028 | Initial | Grandfathering | IE wind priority | 9 | 26 | 21 | 0 | 3 | 2 | 5 | 0% | 9.7% | 7.9% | 17.6%
H2 | H2 & K | ballywater | 2028 | Initial | Grandfathering | IE wind priority | 42 | 120 | 99 | 0 | 12 | 9 | 21 | 0% | 9.7% | 7.9% | 17.6%
H2 | H2 & K | banoge | 2028 | Initial | Grandfathering | IE Solar not priority | 8 | 9 | 6 | 1 | 0 | 2 | 3 | 7.5% | 4.5% | 19.6% | 31.6%
H2 | H2 & K | carlow | 2028 | Initial | Grandfathering | IE wind priority | 30 | 87 | 72 | 0 | 8 | 7 | 15 | 0% | 9.7% | 7.9% | 17.6%
H2 | H2 & K | castledockrell | 2028 | Initial | Grandfathering | IE wind priority | 41 | 118 | 97 | 0 | 11 | 9 | 21 | 0% | 9.7% | 7.9% | 17.6%
H2 | H2 & K | crane | 2028 | Initial | Grandfathering | IE Solar not priority | 9 | 11 | 8 | 1 | 0 | 2 | 3 | 7.5% | 4.5% | 19.6% | 31.6%
H2 | H2 & K | crane | 2028 | Initial | Grandfathering | IE wind priority | 3 | 7 | 6 | 0 | 1 | 1 | 1 | 0% | 9.7% | 7.9% | 17.6%
H2 | H2 & K | crory | 2028 | Initial | Grandfathering | IE Solar not priority | 20 | 23 | 16 | 2 | 1 | 5 | 7 | 7.5% | 4.5% | 19.6% | 31.6%
H2 | H2 & K | crory | 2028 | Initial | Grandfathering | IE wind priority | 44 | 125 | 103 | 0 | 12 | 10 | 22 | 0% | 9.7% | 7.9% | 17.6%
H2 | H2 & K | great island | 2028 | Initial | Grandfathering | IE Solar not priority | 17 | 20 | 14 | 2 | 1 | 4 | 6 | 7.5% | 4.5% | 19.6% | 31.6%
H2 | H2 & K | kellis | 2028 | Initial | Grandfathering | IE Solar not priority | 163 | 191 | 131 | 14 | 9 | 37 | 60 | 7.5% | 4.5% | 19.6% | 31.6%
H2 | H2 & K | kilkenny | 2028 | Initial | Grandfathering | IE Solar not priority | 4 | 5 | 4 | 0 | 0 | 1 | 1 | 7.5% | 4.5% | 19.6% | 31.6%
H2 | H2 & K | rosspile | 2028 | Initial | Grandfathering | IE Solar not priority | 95 | 111 | 76 | 8 | 5 | 22 | 35 | 7.5% | 4.5% | 19.6% | 31.6%
H2 | H2 & K | tullabeg | 2028 | Initial | Grandfathering | IE Solar not priority | 50 | 59 | 40 | 4 | 3 | 11 | 19 | 7.5% | 4.5% | 19.6% | 31.6%
H2 | H2 & K | waterford | 2028 | Initial | Grandfathering | IE Solar not priority | 4 | 5 | 4 | 0 | 0 | 1 | 1 | 7.5% | 4.5% | 19.6% | 31.6%
H2 | H2 & K | waterford | 2028 | Initial | Grandfathering | IE wind priority | 14 | 41 | 34 | 0 | 4 | 3 | 7 | 0% | 9.7% | 7.9% | 17.6%
H2 | H2 & K | wexford | 2028 | Initial | Grandfathering | IE Solar not priority | 13 | 15 | 10 | 1 | 1 | 3 | 5 | 7.5% | 4.5% | 19.6% | 31.6%
H2 | H2 & K | wexford | 2028 | Initial | Grandfathering | IE wind priority | 27 | 77 | 63 | 0 | 7 | 6 | 14 | 0% | 9.7% | 7.9% | 17.6%
H2 | H2 & K | arklow | 2028 | 50% ECP | Grandfathering | IE Solar not priority | 75 | 88 | 70 | 11 | 4 | 3 | 18 | 12.9% | 4.2% | 3.5% | 20.6%
H2 | H2 & K | arklow | 2028 | 50% ECP | Grandfathering | IE wind not priority | 20 | 57 | 36 | 12 | 3 | 6 | 21 | 20.3% | 5.1% | 10.7% | 36.1%
H2 | H2 & K | arklow | 2028 | 50% ECP | Grandfathering | IE wind priority | 78 | 223 | 203 | 0 | 20 | 0 | 20 | 0% | 9.1% | 0% | 9.1%
H2 | H2 & K | ballybeg | 2028 | 50% ECP | Grandfathering | IE Solar not priority | 12 | 16 | 13 | 2 | 1 | 1 | 3 | 12.6% | 4.2% | 3.5% | 20.2%
H2 | H2 & K | ballyragget | 2028 | 50% ECP | Grandfathering | IE Solar not priority | 20 | 23 | 18 | 3 | 1 | 1 | 5 | 12.9% | 4.2% | 3.5% | 20.6%
H2 | H2 & K | ballyragget | 2028 | 50% ECP | Grandfathering | IE wind not priority | 23 | 64 | 41 | 13 | 3 | 7 | 23 | 20.3% | 5.1% | 10.7% | 36.1%
H2 | H2 & K | ballyragget | 2028 | 50% ECP | Grandfathering | IE wind priority | 9 | 26 | 24 | 0 | 2 | 0 | 2 | 0% | 9.1% | 0% | 9.1%
H2 | H2 & K | ballywater | 2028 | 50% ECP | Grandfathering | IE wind priority | 42 | 120 | 109 | 0 | 11 | 0 | 11 | 0% | 9.1% | 0% | 9.1%
H2 | H2 & K | banoge | 2028 | 50% ECP | Grandfathering | IE Solar not priority | 8 | 9 | 7 | 1 | 0 | 0 | 2 | 12.9% | 4.2% | 3.5% | 20.6%
H2 | H2 & K | carlow | 2028 | 50% ECP | Grandfathering | IE Solar not priority | 47 | 55 | 44 | 7 | 2 | 2 | 11 | 12.9% | 4.2% | 3.5% | 20.6%
H2 | H2 & K | carlow | 2028 | 50% ECP | Grandfathering | IE wind not priority | 11 | 30 | 19 | 6 | 2 | 3 | 11 | 20.3% | 5.1% | 10.7% | 36.1%
H2 | H2 & K | carlow | 2028 | 50% ECP | Grandfathering | IE wind priority | 30 | 87 | 79 | 0 | 8 | 0 | 8 | 0% | 9.1% | 0% | 9.1%
H2 | H2 & K | castledockrell | 2028 | 50% ECP | Grandfathering | IE wind priority | 41 | 118 | 107 | 0 | 11 | 0 | 11 | 0% | 9.1% | 0% | 9.1%
H2 | H2 & K | crane | 2028 | 50% ECP | Grandfathering | IE Solar not priority | 10 | 11 | 9 | 1 | 0 | 0 | 2 | 12.9% | 4.2% | 3.5% | 20.6%
H2 | H2 & K | crane | 2028 | 50% ECP | Grandfathering | IE wind priority | 3 | 7 | 6 | 0 | 1 | 0 | 1 | 0% | 9.1% | 0% | 9.1%
H2 | H2 & K | crory | 2028 | 50% ECP | Grandfathering | IE Solar not priority | 20 | 23 | 18 | 3 | 1 | 1 | 5 | 12.9% | 4.2% | 3.5% | 20.6%
H2 | H2 & K | crory | 2028 | 50% ECP | Grandfathering | IE wind priority | 44 | 125 | 114 | 0 | 11 | 0 | 11 | 0% | 9.1% | 0% | 9.1%
H2 | H2 & K | effernoge | 2028 | 50% ECP | Grandfathering | IE Solar not priority | 26 | 30 | 24 | 4 | 1 | 1 | 6 | 12.9% | 4.2% | 3.5% | 20.6%
H2 | H2 & K | garrintaggart | 2028 | 50% ECP | Grandfathering | IE wind not priority | 25 | 70 | 45 | 14 | 4 | 8 | 25 | 20.3% | 5.1% | 10.7% | 36.1%
H2 | H2 & K | great island | 2028 | 50% ECP | Grandfathering | IE Solar not priority | 17 | 20 | 16 | 3 | 1 | 1 | 4 | 12.9% | 4.2% | 3.5% | 20.6%
H2 | H2 & K | kellis | 2028 | 50% ECP | Grandfathering | IE Solar not priority | 226 | 264 | 210 | 34 | 11 | 9 | 54 | 12.9% | 4.2% | 3.5% | 20.6%
H2 | H2 & K | kellymount | 2028 | 50% ECP | Grandfathering | IE wind not priority | 25 | 72 | 46 | 15 | 4 | 8 | 26 | 20.3% | 5.1% | 10.7% | 36.1%
H2 | H2 & K | kilkenny | 2028 | 50% ECP | Grandfathering | IE Solar not priority | 76 | 89 | 71 | 11 | 4 | 3 | 18 | 12.9% | 4.2% | 3.5% | 20.6%
H2 | H2 & K | kilvinoge | 2028 | 50% ECP | Grandfathering | IE wind not priority | 69 | 197 | 126 | 40 | 10 | 21 | 71 | 20.3% | 5.1% | 10.7% | 36.1%
H2 | H2 & K | lodgewood | 2028 | 50% ECP | Grandfathering | IE Solar not priority | 55 | 64 | 51 | 8 | 3 | 2 | 13 | 12.9% | 4.2% | 3.5% | 20.6%
H2 | H2 & K | rosspile | 2028 | 50% ECP | Grandfathering | IE Solar not priority | 95 | 111 | 88 | 14 | 5 | 4 | 23 | 12.9% | 4.2% | 3.5% | 20.6%
H2 | H2 & K | tullabeg | 2028 | 50% ECP | Grandfathering | IE Solar not priority | 118 | 138 | 110 | 18 | 6 | 5 | 28 | 12.9% | 4.2% | 3.5% | 20.6%
H2 | H2 & K | waterford | 2028 | 50% ECP | Grandfathering | IE Solar not priority | 7 | 8 | 6 | 1 | 0 | 0 | 2 | 12.9% | 4.2% | 3.5% | 20.6%
H2 | H2 & K | waterford | 2028 | 50% ECP | Grandfathering | IE wind priority | 14 | 41 | 37 | 0 | 4 | 0 | 4 | 0% | 9.1% | 0% | 9.1%
H2 | H2 & K | wexford | 2028 | 50% ECP | Grandfathering | IE Solar not priority | 63 | 74 | 59 | 10 | 3 | 3 | 15 | 12.9% | 4.2% | 3.5% | 20.6%
H2 | H2 & K | wexford | 2028 | 50% ECP | Grandfathering | IE wind priority | 27 | 77 | 70 | 0 | 7 | 0 | 7 | 0% | 9.1% | 0% | 9.1%
H2 | H2 & K | arklow | 2028 | 100% ECP | Grandfathering | IE Solar not priority | 132 | 155 | 107 | 36 | 9 | 3 | 48 | 23% | 6.1% | 1.7% | 30.8%
H2 | H2 & K | arklow | 2028 | 100% ECP | Grandfathering | IE wind not priority | 40 | 114 | 74 | 30 | 6 | 5 | 40 | 26.4% | 4.9% | 4.1% | 35.4%
H2 | H2 & K | arklow | 2028 | 100% ECP | Grandfathering | IE wind priority | 78 | 223 | 201 | 0 | 22 | 0 | 22 | 0% | 9.9% | 0% | 9.9%
H2 | H2 & K | ballybeg | 2028 | 100% ECP | Grandfathering | IE Solar not priority | 17 | 21 | 15 | 5 | 1 | 0 | 6 | 22.7% | 6% | 1.7% | 30.4%
H2 | H2 & K | ballyragget | 2028 | 100% ECP | Grandfathering | IE Solar not priority | 40 | 47 | 33 | 11 | 3 | 1 | 14 | 23% | 6.1% | 1.7% | 30.8%
H2 | H2 & K | ballyragget | 2028 | 100% ECP | Grandfathering | IE wind not priority | 45 | 128 | 83 | 34 | 6 | 5 | 45 | 26.4% | 4.9% | 4.1% | 35.4%
H2 | H2 & K | ballyragget | 2028 | 100% ECP | Grandfathering | IE wind priority | 9 | 26 | 23 | 0 | 3 | 0 | 3 | 0% | 9.9% | 0% | 9.9%
H2 | H2 & K | ballywater | 2028 | 100% ECP | Grandfathering | IE wind priority | 42 | 120 | 108 | 0 | 12 | 0 | 12 | 0% | 9.9% | 0% | 9.9%
H2 | H2 & K | banoge | 2028 | 100% ECP | Grandfathering | IE Solar not priority | 8 | 9 | 6 | 2 | 1 | 0 | 3 | 23% | 6.1% | 1.7% | 30.8%
H2 | H2 & K | carlow | 2028 | 100% ECP | Grandfathering | IE Solar not priority | 93 | 109 | 75 | 25 | 7 | 2 | 34 | 23% | 6.1% | 1.7% | 30.8%
H2 | H2 & K | carlow | 2028 | 100% ECP | Grandfathering | IE wind not priority | 21 | 60 | 39 | 16 | 3 | 2 | 21 | 26.4% | 4.9% | 4.1% | 35.4%
H2 | H2 & K | carlow | 2028 | 100% ECP | Grandfathering | IE wind priority | 30 | 87 | 78 | 0 | 9 | 0 | 9 | 0% | 9.9% | 0% | 9.9%
H2 | H2 & K | castledockrell | 2028 | 100% ECP | Grandfathering | IE wind priority | 41 | 118 | 106 | 0 | 12 | 0 | 12 | 0% | 9.9% | 0% | 9.9%
H2 | H2 & K | crane | 2028 | 100% ECP | Grandfathering | IE Solar not priority | 10 | 12 | 8 | 3 | 1 | 0 | 4 | 23% | 6.1% | 1.7% | 30.8%
H2 | H2 & K | crane | 2028 | 100% ECP | Grandfathering | IE wind priority | 3 | 7 | 6 | 0 | 1 | 0 | 1 | 0% | 9.9% | 0% | 9.9%
H2 | H2 & K | crory | 2028 | 100% ECP | Grandfathering | IE Solar not priority | 20 | 23 | 16 | 5 | 1 | 0 | 7 | 23% | 6.1% | 1.7% | 30.8%
H2 | H2 & K | crory | 2028 | 100% ECP | Grandfathering | IE wind priority | 44 | 125 | 113 | 0 | 12 | 0 | 12 | 0% | 9.9% | 0% | 9.9%
H2 | H2 & K | effernoge | 2028 | 100% ECP | Grandfathering | IE Solar not priority | 51 | 60 | 42 | 14 | 4 | 1 | 18 | 23% | 6.1% | 1.7% | 30.8%
H2 | H2 & K | garrintaggart | 2028 | 100% ECP | Grandfathering | IE wind not priority | 50 | 141 | 91 | 37 | 7 | 6 | 50 | 26.4% | 4.9% | 4.1% | 35.4%
H2 | H2 & K | great island | 2028 | 100% ECP | Grandfathering | IE Solar not priority | 17 | 20 | 14 | 5 | 1 | 0 | 6 | 23% | 6.1% | 1.7% | 30.8%
H2 | H2 & K | kellis | 2028 | 100% ECP | Grandfathering | IE Solar not priority | 288 | 338 | 234 | 78 | 21 | 6 | 104 | 23% | 6.1% | 1.7% | 30.8%
H2 | H2 & K | kellymount | 2028 | 100% ECP | Grandfathering | IE wind not priority | 50 | 143 | 92 | 38 | 7 | 6 | 51 | 26.4% | 4.9% | 4.1% | 35.4%
H2 | H2 & K | kilkenny | 2028 | 100% ECP | Grandfathering | IE Solar not priority | 147 | 172 | 119 | 40 | 10 | 3 | 53 | 23% | 6.1% | 1.7% | 30.8%
H2 | H2 & K | kilvinoge | 2028 | 100% ECP | Grandfathering | IE wind not priority | 139 | 394 | 254 | 104 | 19 | 16 | 140 | 26.4% | 4.9% | 4.1% | 35.4%
H2 | H2 & K | lodgewood | 2028 | 100% ECP | Grandfathering | IE Solar not priority | 109 | 128 | 89 | 29 | 8 | 2 | 39 | 23% | 6.1% | 1.7% | 30.8%
H2 | H2 & K | rosspile | 2028 | 100% ECP | Grandfathering | IE Solar not priority | 95 | 111 | 77 | 26 | 7 | 2 | 34 | 23% | 6.1% | 1.7% | 30.8%
H2 | H2 & K | tullabeg | 2028 | 100% ECP | Grandfathering | IE Solar not priority | 185 | 217 | 150 | 50 | 13 | 4 | 67 | 23% | 6.1% | 1.7% | 30.8%
H2 | H2 & K | waterford | 2028 | 100% ECP | Grandfathering | IE Solar not priority | 10 | 12 | 8 | 3 | 1 | 0 | 4 | 23% | 6.1% | 1.7% | 30.8%
H2 | H2 & K | waterford | 2028 | 100% ECP | Grandfathering | IE wind priority | 14 | 41 | 37 | 0 | 4 | 0 | 4 | 0% | 9.9% | 0% | 9.9%
H2 | H2 & K | wexford | 2028 | 100% ECP | Grandfathering | IE Solar not priority | 114 | 134 | 93 | 31 | 8 | 2 | 41 | 23% | 6.1% | 1.7% | 30.8%
H2 | H2 & K | wexford | 2028 | 100% ECP | Grandfathering | IE wind priority | 27 | 77 | 69 | 0 | 8 | 0 | 8 | 0% | 9.9% | 0% | 9.9%
H2 | H2 & K | arklow | 2030 | Initial | Grandfathering | IE Solar not priority | 18 | 21 | 16 | 2 | 1 | 2 | 5 | 8.4% | 2.5% | 11.1% | 21.9%
H2 | H2 & K | arklow | 2030 | Initial | Grandfathering | IE wind priority | 78 | 222 | 208 | 0 | 14 | 0 | 14 | 0% | 6.5% | 0% | 6.5%
H2 | H2 & K | ballybeg | 2030 | Initial | Grandfathering | IE Solar not priority | 8 | 10 | 8 | 1 | 0 | 1 | 2 | 8.1% | 2.5% | 11.1% | 21.6%
H2 | H2 & K | ballyragget | 2030 | Initial | Grandfathering | IE wind priority | 9 | 26 | 24 | 0 | 2 | 0 | 2 | 0% | 6.5% | 0% | 6.5%
H2 | H2 & K | ballywater | 2030 | Initial | Grandfathering | IE wind priority | 42 | 119 | 111 | 0 | 8 | 0 | 8 | 0% | 6.5% | 0% | 6.5%
H2 | H2 & K | banoge | 2030 | Initial | Grandfathering | IE Solar not priority | 8 | 9 | 7 | 1 | 0 | 1 | 2 | 8.4% | 2.5% | 11.1% | 21.9%
H2 | H2 & K | carlow | 2030 | Initial | Grandfathering | IE wind priority | 30 | 86 | 80 | 0 | 6 | 0 | 6 | 0% | 6.5% | 0% | 6.5%
H2 | H2 & K | castledockrell | 2030 | Initial | Grandfathering | IE wind priority | 41 | 117 | 109 | 0 | 8 | 0 | 8 | 0% | 6.5% | 0% | 6.5%
H2 | H2 & K | crane | 2030 | Initial | Grandfathering | IE Solar not priority | 9 | 11 | 9 | 1 | 0 | 1 | 2 | 8.4% | 2.5% | 11.1% | 21.9%
H2 | H2 & K | crane | 2030 | Initial | Grandfathering | IE wind priority | 3 | 7 | 7 | 0 | 0 | 0 | 0 | 0% | 6.5% | 0% | 6.5%
H2 | H2 & K | crory | 2030 | Initial | Grandfathering | IE Solar not priority | 20 | 23 | 18 | 2 | 1 | 3 | 5 | 8.4% | 2.5% | 11.1% | 21.9%
H2 | H2 & K | crory | 2030 | Initial | Grandfathering | IE wind priority | 44 | 124 | 116 | 0 | 8 | 0 | 8 | 0% | 6.5% | 0% | 6.5%
H2 | H2 & K | great island | 2030 | Initial | Grandfathering | IE Solar not priority | 17 | 20 | 16 | 2 | 0 | 2 | 4 | 8.4% | 2.5% | 11.1% | 21.9%
H2 | H2 & K | kellis | 2030 | Initial | Grandfathering | IE Solar not priority | 163 | 191 | 149 | 16 | 5 | 21 | 42 | 8.4% | 2.5% | 11.1% | 21.9%
H2 | H2 & K | kilkenny | 2030 | Initial | Grandfathering | IE Solar not priority | 4 | 5 | 4 | 0 | 0 | 1 | 1 | 8.4% | 2.5% | 11.1% | 21.9%
H2 | H2 & K | rosspile | 2030 | Initial | Grandfathering | IE Solar not priority | 95 | 111 | 87 | 9 | 3 | 12 | 24 | 8.4% | 2.5% | 11.1% | 21.9%
H2 | H2 & K | tullabeg | 2030 | Initial | Grandfathering | IE Solar not priority | 50 | 59 | 46 | 5 | 1 | 6 | 13 | 8.4% | 2.5% | 11.1% | 21.9%
H2 | H2 & K | waterford | 2030 | Initial | Grandfathering | IE Solar not priority | 4 | 5 | 4 | 0 | 0 | 1 | 1 | 8.4% | 2.5% | 11.1% | 21.9%
H2 | H2 & K | waterford | 2030 | Initial | Grandfathering | IE wind priority | 14 | 40 | 37 | 0 | 3 | 0 | 3 | 0% | 6.5% | 0% | 6.5%
H2 | H2 & K | wexford | 2030 | Initial | Grandfathering | IE Solar not priority | 13 | 15 | 12 | 1 | 0 | 2 | 3 | 8.4% | 2.5% | 11.1% | 21.9%
H2 | H2 & K | wexford | 2030 | Initial | Grandfathering | IE wind priority | 27 | 76 | 71 | 0 | 5 | 0 | 5 | 0% | 6.5% | 0% | 6.5%
H2 | H2 & K | arklow | 2030 | 50% ECP | Grandfathering | IE Solar not priority | 75 | 88 | 71 | 13 | 2 | 2 | 17 | 14.9% | 2.6% | 2.4% | 19.9%
H2 | H2 & K | arklow | 2030 | 50% ECP | Grandfathering | IE wind not priority | 20 | 57 | 40 | 12 | 2 | 3 | 17 | 21.8% | 3.3% | 5.8% | 30.9%
H2 | H2 & K | arklow | 2030 | 50% ECP | Grandfathering | IE wind priority | 78 | 222 | 209 | 0 | 13 | 0 | 13 | 0% | 5.9% | 0% | 5.9%
H2 | H2 & K | ballybeg | 2030 | 50% ECP | Grandfathering | IE Solar not priority | 12 | 16 | 13 | 2 | 0 | 0 | 3 | 14.7% | 2.6% | 2.4% | 19.6%
H2 | H2 & K | ballyragget | 2030 | 50% ECP | Grandfathering | IE Solar not priority | 20 | 23 | 18 | 3 | 1 | 1 | 5 | 14.9% | 2.6% | 2.4% | 19.9%
H2 | H2 & K | ballyragget | 2030 | 50% ECP | Grandfathering | IE wind not priority | 23 | 64 | 44 | 14 | 2 | 4 | 20 | 21.8% | 3.3% | 5.8% | 30.9%
H2 | H2 & K | ballyragget | 2030 | 50% ECP | Grandfathering | IE wind priority | 9 | 26 | 24 | 0 | 2 | 0 | 2 | 0% | 5.9% | 0% | 5.9%
H2 | H2 & K | ballywater | 2030 | 50% ECP | Grandfathering | IE wind priority | 42 | 119 | 112 | 0 | 7 | 0 | 7 | 0% | 5.9% | 0% | 5.9%
H2 | H2 & K | banoge | 2030 | 50% ECP | Grandfathering | IE Solar not priority | 8 | 9 | 7 | 1 | 0 | 0 | 2 | 14.9% | 2.6% | 2.4% | 19.9%
H2 | H2 & K | carlow | 2030 | 50% ECP | Grandfathering | IE Solar not priority | 47 | 55 | 44 | 8 | 1 | 1 | 11 | 14.9% | 2.6% | 2.4% | 19.9%
H2 | H2 & K | carlow | 2030 | 50% ECP | Grandfathering | IE wind not priority | 11 | 30 | 21 | 6 | 1 | 2 | 9 | 21.8% | 3.3% | 5.8% | 30.9%
H2 | H2 & K | carlow | 2030 | 50% ECP | Grandfathering | IE wind priority | 30 | 86 | 81 | 0 | 5 | 0 | 5 | 0% | 5.9% | 0% | 5.9%
H2 | H2 & K | castledockrell | 2030 | 50% ECP | Grandfathering | IE wind priority | 41 | 117 | 110 | 0 | 7 | 0 | 7 | 0% | 5.9% | 0% | 5.9%
H2 | H2 & K | crane | 2030 | 50% ECP | Grandfathering | IE Solar not priority | 10 | 11 | 9 | 2 | 0 | 0 | 2 | 14.9% | 2.6% | 2.4% | 19.9%
H2 | H2 & K | crane | 2030 | 50% ECP | Grandfathering | IE wind priority | 3 | 7 | 7 | 0 | 0 | 0 | 0 | 0% | 5.9% | 0% | 5.9%
H2 | H2 & K | crory | 2030 | 50% ECP | Grandfathering | IE Solar not priority | 20 | 23 | 18 | 3 | 1 | 1 | 5 | 14.9% | 2.6% | 2.4% | 19.9%
H2 | H2 & K | crory | 2030 | 50% ECP | Grandfathering | IE wind priority | 44 | 124 | 117 | 0 | 7 | 0 | 7 | 0% | 5.9% | 0% | 5.9%
H2 | H2 & K | effernoge | 2030 | 50% ECP | Grandfathering | IE Solar not priority | 26 | 30 | 24 | 4 | 1 | 1 | 6 | 14.9% | 2.6% | 2.4% | 19.9%
H2 | H2 & K | garrintaggart | 2030 | 50% ECP | Grandfathering | IE wind not priority | 25 | 70 | 48 | 15 | 2 | 4 | 22 | 21.8% | 3.3% | 5.8% | 30.9%
H2 | H2 & K | great island | 2030 | 50% ECP | Grandfathering | IE Solar not priority | 17 | 20 | 16 | 3 | 1 | 0 | 4 | 14.9% | 2.6% | 2.4% | 19.9%
H2 | H2 & K | kellis | 2030 | 50% ECP | Grandfathering | IE Solar not priority | 226 | 264 | 212 | 39 | 7 | 6 | 52 | 14.9% | 2.6% | 2.4% | 19.9%
H2 | H2 & K | kellymount | 2030 | 50% ECP | Grandfathering | IE wind not priority | 25 | 71 | 49 | 16 | 2 | 4 | 22 | 21.8% | 3.3% | 5.8% | 30.9%
H2 | H2 & K | kilkenny | 2030 | 50% ECP | Grandfathering | IE Solar not priority | 76 | 88 | 70 | 13 | 2 | 2 | 18 | 14.9% | 2.6% | 2.4% | 19.9%
H2 | H2 & K | kilvinoge | 2030 | 50% ECP | Grandfathering | IE wind not priority | 69 | 196 | 135 | 43 | 6 | 11 | 61 | 21.8% | 3.3% | 5.8% | 30.9%
H2 | H2 & K | lodgewood | 2030 | 50% ECP | Grandfathering | IE Solar not priority | 55 | 64 | 51 | 9 | 2 | 1 | 13 | 14.9% | 2.6% | 2.4% | 19.9%
H2 | H2 & K | rosspile | 2030 | 50% ECP | Grandfathering | IE Solar not priority | 95 | 111 | 89 | 17 | 3 | 3 | 22 | 14.9% | 2.6% | 2.4% | 19.9%
H2 | H2 & K | tullabeg | 2030 | 50% ECP | Grandfathering | IE Solar not priority | 118 | 138 | 111 | 20 | 4 | 3 | 27 | 14.9% | 2.6% | 2.4% | 19.9%
H2 | H2 & K | waterford | 2030 | 50% ECP | Grandfathering | IE Solar not priority | 7 | 8 | 6 | 1 | 0 | 0 | 2 | 14.9% | 2.6% | 2.4% | 19.9%
H2 | H2 & K | waterford | 2030 | 50% ECP | Grandfathering | IE wind priority | 14 | 40 | 38 | 0 | 2 | 0 | 2 | 0% | 5.9% | 0% | 5.9%
H2 | H2 & K | wexford | 2030 | 50% ECP | Grandfathering | IE Solar not priority | 63 | 74 | 59 | 11 | 2 | 2 | 15 | 14.9% | 2.6% | 2.4% | 19.9%
H2 | H2 & K | wexford | 2030 | 50% ECP | Grandfathering | IE wind priority | 27 | 76 | 72 | 0 | 4 | 0 | 4 | 0% | 5.9% | 0% | 5.9%
H2 | H2 & K | arklow | 2030 | 100% ECP | Grandfathering | IE Solar not priority | 132 | 155 | 109 | 38 | 5 | 2 | 46 | 24.9% | 3.5% | 1.4% | 29.8%
H2 | H2 & K | arklow | 2030 | 100% ECP | Grandfathering | IE wind not priority | 40 | 113 | 75 | 32 | 3 | 2 | 38 | 28.6% | 3.1% | 2.2% | 33.9%
H2 | H2 & K | arklow | 2030 | 100% ECP | Grandfathering | IE wind priority | 78 | 222 | 208 | 0 | 14 | 0 | 14 | 0% | 6.2% | 0% | 6.2%
H2 | H2 & K | ballybeg | 2030 | 100% ECP | Grandfathering | IE Solar not priority | 17 | 21 | 15 | 5 | 1 | 0 | 6 | 24.6% | 3.5% | 1.4% | 29.5%
H2 | H2 & K | ballyragget | 2030 | 100% ECP | Grandfathering | IE Solar not priority | 40 | 47 | 33 | 12 | 2 | 1 | 14 | 24.9% | 3.5% | 1.4% | 29.8%
H2 | H2 & K | ballyragget | 2030 | 100% ECP | Grandfathering | IE wind not priority | 45 | 127 | 84 | 36 | 4 | 3 | 43 | 28.6% | 3.1% | 2.2% | 33.9%
H2 | H2 & K | ballyragget | 2030 | 100% ECP | Grandfathering | IE wind priority | 9 | 26 | 24 | 0 | 2 | 0 | 2 | 0% | 6.2% | 0% | 6.2%
H2 | H2 & K | ballywater | 2030 | 100% ECP | Grandfathering | IE wind priority | 42 | 119 | 112 | 0 | 7 | 0 | 7 | 0% | 6.2% | 0% | 6.2%
H2 | H2 & K | banoge | 2030 | 100% ECP | Grandfathering | IE Solar not priority | 8 | 9 | 6 | 2 | 0 | 0 | 3 | 24.9% | 3.5% | 1.4% | 29.8%
H2 | H2 & K | carlow | 2030 | 100% ECP | Grandfathering | IE Solar not priority | 93 | 109 | 76 | 27 | 4 | 1 | 33 | 24.9% | 3.5% | 1.4% | 29.8%
H2 | H2 & K | carlow | 2030 | 100% ECP | Grandfathering | IE wind not priority | 21 | 59 | 39 | 17 | 2 | 1 | 20 | 28.6% | 3.1% | 2.2% | 33.9%
H2 | H2 & K | carlow | 2030 | 100% ECP | Grandfathering | IE wind priority | 30 | 86 | 81 | 0 | 5 | 0 | 5 | 0% | 6.2% | 0% | 6.2%
H2 | H2 & K | castledockrell | 2030 | 100% ECP | Grandfathering | IE wind priority | 41 | 117 | 110 | 0 | 7 | 0 | 7 | 0% | 6.2% | 0% | 6.2%
H2 | H2 & K | crane | 2030 | 100% ECP | Grandfathering | IE Solar not priority | 10 | 12 | 8 | 3 | 0 | 0 | 4 | 24.9% | 3.5% | 1.4% | 29.8%
H2 | H2 & K | crane | 2030 | 100% ECP | Grandfathering | IE wind priority | 3 | 7 | 7 | 0 | 0 | 0 | 0 | 0% | 6.2% | 0% | 6.2%
H2 | H2 & K | crory | 2030 | 100% ECP | Grandfathering | IE Solar not priority | 20 | 23 | 16 | 6 | 1 | 0 | 7 | 24.9% | 3.5% | 1.4% | 29.8%
H2 | H2 & K | crory | 2030 | 100% ECP | Grandfathering | IE wind priority | 44 | 124 | 116 | 0 | 8 | 0 | 8 | 0% | 6.2% | 0% | 6.2%
H2 | H2 & K | effernoge | 2030 | 100% ECP | Grandfathering | IE Solar not priority | 51 | 60 | 42 | 15 | 2 | 1 | 18 | 24.9% | 3.5% | 1.4% | 29.8%
H2 | H2 & K | garrintaggart | 2030 | 100% ECP | Grandfathering | IE wind not priority | 50 | 140 | 93 | 40 | 4 | 3 | 47 | 28.6% | 3.1% | 2.2% | 33.9%
H2 | H2 & K | great island | 2030 | 100% ECP | Grandfathering | IE Solar not priority | 17 | 20 | 14 | 5 | 1 | 0 | 6 | 24.9% | 3.5% | 1.4% | 29.8%
H2 | H2 & K | kellis | 2030 | 100% ECP | Grandfathering | IE Solar not priority | 288 | 337 | 237 | 84 | 12 | 5 | 100 | 24.9% | 3.5% | 1.4% | 29.8%
H2 | H2 & K | kellymount | 2030 | 100% ECP | Grandfathering | IE wind not priority | 50 | 143 | 95 | 41 | 4 | 3 | 48 | 28.6% | 3.1% | 2.2% | 33.9%
H2 | H2 & K | kilkenny | 2030 | 100% ECP | Grandfathering | IE Solar not priority | 147 | 172 | 121 | 43 | 6 | 2 | 51 | 24.9% | 3.5% | 1.4% | 29.8%
H2 | H2 & K | kilvinoge | 2030 | 100% ECP | Grandfathering | IE wind not priority | 139 | 392 | 259 | 112 | 12 | 9 | 133 | 28.6% | 3.1% | 2.2% | 33.9%
H2 | H2 & K | lodgewood | 2030 | 100% ECP | Grandfathering | IE Solar not priority | 109 | 128 | 90 | 32 | 4 | 2 | 38 | 24.9% | 3.5% | 1.4% | 29.8%
H2 | H2 & K | rosspile | 2030 | 100% ECP | Grandfathering | IE Solar not priority | 95 | 111 | 78 | 28 | 4 | 2 | 33 | 24.9% | 3.5% | 1.4% | 29.8%
H2 | H2 & K | tullabeg | 2030 | 100% ECP | Grandfathering | IE Solar not priority | 185 | 217 | 153 | 54 | 8 | 3 | 64 | 24.9% | 3.5% | 1.4% | 29.8%
H2 | H2 & K | waterford | 2030 | 100% ECP | Grandfathering | IE Solar not priority | 10 | 12 | 9 | 3 | 0 | 0 | 3 | 24.9% | 3.5% | 1.4% | 29.8%
H2 | H2 & K | waterford | 2030 | 100% ECP | Grandfathering | IE wind priority | 14 | 40 | 38 | 0 | 2 | 0 | 2 | 0% | 6.2% | 0% | 6.2%
H2 | H2 & K | wexford | 2030 | 100% ECP | Grandfathering | IE Solar not priority | 114 | 134 | 94 | 33 | 5 | 2 | 40 | 24.9% | 3.5% | 1.4% | 29.8%
H2 | H2 & K | wexford | 2030 | 100% ECP | Grandfathering | IE wind priority | 27 | 76 | 71 | 0 | 5 | 0 | 5 | 0% | 6.2% | 0% | 6.2%
H2 | H2 & K | arklow | 2030 | 100% ECP + 3.1GW Offshore | Grandfathering | IE Solar not priority | 132 | 155 | 101 | 48 | 5 | 1 | 54 | 30.8% | 3.5% | 0.8% | 35.1%
H2 | H2 & K | arklow | 2030 | 100% ECP + 3.1GW Offshore | Grandfathering | IE wind not priority | 40 | 113 | 59 | 48 | 3 | 2 | 54 | 42.7% | 2.9% | 2% | 47.5%
H2 | H2 & K | arklow | 2030 | 100% ECP + 3.1GW Offshore | Grandfathering | IE wind priority | 78 | 222 | 205 | 0 | 17 | 0 | 17 | 0% | 7.5% | 0% | 7.5%
H2 | H2 & K | ballybeg | 2030 | 100% ECP + 3.1GW Offshore | Grandfathering | IE Solar not priority | 17 | 21 | 14 | 6 | 1 | 0 | 7 | 30.5% | 3.6% | 0.8% | 34.8%
H2 | H2 & K | ballyragget | 2030 | 100% ECP + 3.1GW Offshore | Grandfathering | IE Solar not priority | 40 | 47 | 31 | 14 | 2 | 0 | 16 | 30.8% | 3.5% | 0.8% | 35.1%
H2 | H2 & K | ballyragget | 2030 | 100% ECP + 3.1GW Offshore | Grandfathering | IE wind not priority | 45 | 127 | 66 | 54 | 4 | 3 | 61 | 42.7% | 2.9% | 2% | 47.5%
H2 | H2 & K | ballyragget | 2030 | 100% ECP + 3.1GW Offshore | Grandfathering | IE wind priority | 9 | 26 | 24 | 0 | 2 | 0 | 2 | 0% | 7.5% | 0% | 7.5%
H2 | H2 & K | ballywater | 2030 | 100% ECP + 3.1GW Offshore | Grandfathering | IE wind priority | 42 | 119 | 110 | 0 | 9 | 0 | 9 | 0% | 7.5% | 0% | 7.5%
H2 | H2 & K | banoge | 2030 | 100% ECP + 3.1GW Offshore | Grandfathering | IE Solar not priority | 8 | 9 | 6 | 3 | 0 | 0 | 3 | 30.8% | 3.5% | 0.8% | 35.1%
H2 | H2 & K | carlow | 2030 | 100% ECP + 3.1GW Offshore | Grandfathering | IE Solar not priority | 93 | 109 | 71 | 34 | 4 | 1 | 38 | 30.8% | 3.5% | 0.8% | 35.1%
H2 | H2 & K | carlow | 2030 | 100% ECP + 3.1GW Offshore | Grandfathering | IE wind not priority | 21 | 59 | 31 | 25 | 2 | 1 | 28 | 42.7% | 2.9% | 2% | 47.5%
H2 | H2 & K | carlow | 2030 | 100% ECP + 3.1GW Offshore | Grandfathering | IE wind priority | 30 | 86 | 80 | 0 | 6 | 0 | 6 | 0% | 7.5% | 0% | 7.5%
H2 | H2 & K | castledockrell | 2030 | 100% ECP + 3.1GW Offshore | Grandfathering | IE wind priority | 41 | 117 | 108 | 0 | 9 | 0 | 9 | 0% | 7.5% | 0% | 7.5%
H2 | H2 & K | crane | 2030 | 100% ECP + 3.1GW Offshore | Grandfathering | IE Solar not priority | 10 | 12 | 8 | 4 | 0 | 0 | 4 | 30.8% | 3.5% | 0.8% | 35.1%
H2 | H2 & K | crane | 2030 | 100% ECP + 3.1GW Offshore | Grandfathering | IE wind priority | 3 | 7 | 6 | 0 | 1 | 0 | 1 | 0% | 7.5% | 0% | 7.5%
H2 | H2 & K | crory | 2030 | 100% ECP + 3.1GW Offshore | Grandfathering | IE Solar not priority | 20 | 23 | 15 | 7 | 1 | 0 | 8 | 30.8% | 3.5% | 0.8% | 35.1%
H2 | H2 & K | crory | 2030 | 100% ECP + 3.1GW Offshore | Grandfathering | IE wind priority | 44 | 124 | 115 | 0 | 9 | 0 | 9 | 0% | 7.5% | 0% | 7.5%
H2 | H2 & K | effernoge | 2030 | 100% ECP + 3.1GW Offshore | Grandfathering | IE Solar not priority | 51 | 60 | 39 | 18 | 2 | 0 | 21 | 30.8% | 3.5% | 0.8% | 35.1%
H2 | H2 & K | garrintaggart | 2030 | 100% ECP + 3.1GW Offshore | Grandfathering | IE wind not priority | 50 | 140 | 73 | 60 | 4 | 3 | 67 | 42.7% | 2.9% | 2% | 47.5%
H2 | H2 & K | great island | 2030 | 100% ECP + 3.1GW Offshore | Grandfathering | IE Solar not priority | 17 | 20 | 13 | 6 | 1 | 0 | 7 | 30.8% | 3.5% | 0.8% | 35.1%
H2 | H2 & K | kellis | 2030 | 100% ECP + 3.1GW Offshore | Grandfathering | IE Solar not priority | 288 | 337 | 219 | 104 | 12 | 3 | 118 | 30.8% | 3.5% | 0.8% | 35.1%
H2 | H2 & K | kellymount | 2030 | 100% ECP + 3.1GW Offshore | Grandfathering | IE wind not priority | 50 | 143 | 75 | 61 | 4 | 3 | 68 | 42.7% | 2.9% | 2% | 47.5%
H2 | H2 & K | kilkenny | 2030 | 100% ECP + 3.1GW Offshore | Grandfathering | IE Solar not priority | 147 | 172 | 112 | 53 | 6 | 1 | 60 | 30.8% | 3.5% | 0.8% | 35.1%
H2 | H2 & K | kilvinoge | 2030 | 100% ECP + 3.1GW Offshore | Grandfathering | IE wind not priority | 139 | 392 | 206 | 167 | 11 | 8 | 186 | 42.7% | 2.9% | 2% | 47.5%
H2 | H2 & K | lodgewood | 2030 | 100% ECP + 3.1GW Offshore | Grandfathering | IE Solar not priority | 109 | 128 | 83 | 39 | 5 | 1 | 45 | 30.8% | 3.5% | 0.8% | 35.1%
H2 | H2 & K | rosspile | 2030 | 100% ECP + 3.1GW Offshore | Grandfathering | IE Solar not priority | 95 | 111 | 72 | 34 | 4 | 1 | 39 | 30.8% | 3.5% | 0.8% | 35.1%
H2 | H2 & K | tullabeg | 2030 | 100% ECP + 3.1GW Offshore | Grandfathering | IE Solar not priority | 185 | 217 | 141 | 67 | 8 | 2 | 76 | 30.8% | 3.5% | 0.8% | 35.1%
H2 | H2 & K | waterford | 2030 | 100% ECP + 3.1GW Offshore | Grandfathering | IE Solar not priority | 10 | 12 | 8 | 4 | 0 | 0 | 4 | 30.8% | 3.5% | 0.8% | 35.1%
H2 | H2 & K | waterford | 2030 | 100% ECP + 3.1GW Offshore | Grandfathering | IE wind priority | 14 | 40 | 37 | 0 | 3 | 0 | 3 | 0% | 7.5% | 0% | 7.5%
H2 | H2 & K | wexford | 2030 | 100% ECP + 3.1GW Offshore | Grandfathering | IE Solar not priority | 114 | 134 | 87 | 41 | 5 | 1 | 47 | 30.8% | 3.5% | 0.8% | 35.1%
H2 | H2 & K | wexford | 2030 | 100% ECP + 3.1GW Offshore | Grandfathering | IE wind priority | 27 | 76 | 70 | 0 | 6 | 0 | 6 | 0% | 7.5% | 0% | 7.5%
H2 | H2 & K | arklow | 2030 | 100% ECP (without Battery) | Grandfathering | IE Solar not priority | 132 | 155 | 92 | 52 | 7 | 4 | 63 | 33.4% | 4.5% | 2.6% | 40.5%
H2 | H2 & K | arklow | 2030 | 100% ECP (without Battery) | Grandfathering | IE wind not priority | 40 | 113 | 62 | 38 | 5 | 8 | 51 | 33.9% | 4.1% | 6.8% | 44.9%
H2 | H2 & K | arklow | 2030 | 100% ECP (without Battery) | Grandfathering | IE wind priority | 78 | 222 | 203 | 0 | 19 | 0 | 19 | 0% | 8.7% | 0% | 8.7%
H2 | H2 & K | ballybeg | 2030 | 100% ECP (without Battery) | Grandfathering | IE Solar not priority | 17 | 21 | 13 | 7 | 1 | 1 | 8 | 33% | 4.5% | 2.6% | 40.1%
H2 | H2 & K | ballyragget | 2030 | 100% ECP (without Battery) | Grandfathering | IE Solar not priority | 40 | 47 | 28 | 16 | 2 | 1 | 19 | 33.4% | 4.5% | 2.6% | 40.5%
H2 | H2 & K | ballyragget | 2030 | 100% ECP (without Battery) | Grandfathering | IE wind not priority | 45 | 127 | 70 | 43 | 5 | 9 | 57 | 33.9% | 4.1% | 6.8% | 44.9%
H2 | H2 & K | ballyragget | 2030 | 100% ECP (without Battery) | Grandfathering | IE wind priority | 9 | 26 | 24 | 0 | 2 | 0 | 2 | 0% | 8.7% | 0% | 8.7%
H2 | H2 & K | ballywater | 2030 | 100% ECP (without Battery) | Grandfathering | IE wind priority | 42 | 119 | 109 | 0 | 10 | 0 | 10 | 0% | 8.7% | 0% | 8.7%
H2 | H2 & K | banoge | 2030 | 100% ECP (without Battery) | Grandfathering | IE Solar not priority | 8 | 9 | 5 | 3 | 0 | 0 | 4 | 33.4% | 4.5% | 2.6% | 40.5%
H2 | H2 & K | carlow | 2030 | 100% ECP (without Battery) | Grandfathering | IE Solar not priority | 93 | 109 | 65 | 36 | 5 | 3 | 44 | 33.4% | 4.5% | 2.6% | 40.5%
H2 | H2 & K | carlow | 2030 | 100% ECP (without Battery) | Grandfathering | IE wind not priority | 21 | 59 | 32 | 20 | 2 | 4 | 27 | 33.9% | 4.1% | 6.8% | 44.9%
H2 | H2 & K | carlow | 2030 | 100% ECP (without Battery) | Grandfathering | IE wind priority | 30 | 86 | 78 | 0 | 8 | 0 | 8 | 0% | 8.7% | 0% | 8.7%
H2 | H2 & K | castledockrell | 2030 | 100% ECP (without Battery) | Grandfathering | IE wind priority | 41 | 117 | 107 | 0 | 10 | 0 | 10 | 0% | 8.7% | 0% | 8.7%
H2 | H2 & K | crane | 2030 | 100% ECP (without Battery) | Grandfathering | IE Solar not priority | 10 | 12 | 7 | 4 | 1 | 0 | 5 | 33.4% | 4.5% | 2.6% | 40.5%
H2 | H2 & K | crane | 2030 | 100% ECP (without Battery) | Grandfathering | IE wind priority | 3 | 7 | 6 | 0 | 1 | 0 | 1 | 0% | 8.7% | 0% | 8.7%
H2 | H2 & K | crory | 2030 | 100% ECP (without Battery) | Grandfathering | IE Solar not priority | 20 | 23 | 14 | 8 | 1 | 1 | 9 | 33.4% | 4.5% | 2.6% | 40.5%
H2 | H2 & K | crory | 2030 | 100% ECP (without Battery) | Grandfathering | IE wind priority | 44 | 124 | 113 | 0 | 11 | 0 | 11 | 0% | 8.7% | 0% | 8.7%
H2 | H2 & K | effernoge | 2030 | 100% ECP (without Battery) | Grandfathering | IE Solar not priority | 51 | 60 | 36 | 20 | 3 | 2 | 24 | 33.4% | 4.5% | 2.6% | 40.5%
H2 | H2 & K | garrintaggart | 2030 | 100% ECP (without Battery) | Grandfathering | IE wind not priority | 50 | 140 | 77 | 48 | 6 | 10 | 63 | 33.9% | 4.1% | 6.8% | 44.9%
H2 | H2 & K | great island | 2030 | 100% ECP (without Battery) | Grandfathering | IE Solar not priority | 17 | 20 | 12 | 7 | 1 | 1 | 8 | 33.4% | 4.5% | 2.6% | 40.5%
H2 | H2 & K | kellis | 2030 | 100% ECP (without Battery) | Grandfathering | IE Solar not priority | 288 | 337 | 200 | 112 | 15 | 9 | 137 | 33.4% | 4.5% | 2.6% | 40.5%
H2 | H2 & K | kellymount | 2030 | 100% ECP (without Battery) | Grandfathering | IE wind not priority | 50 | 143 | 79 | 48 | 6 | 10 | 64 | 33.9% | 4.1% | 6.8% | 44.9%
H2 | H2 & K | kilkenny | 2030 | 100% ECP (without Battery) | Grandfathering | IE Solar not priority | 147 | 172 | 102 | 57 | 8 | 5 | 70 | 33.4% | 4.5% | 2.6% | 40.5%
H2 | H2 & K | kilvinoge | 2030 | 100% ECP (without Battery) | Grandfathering | IE wind not priority | 139 | 392 | 216 | 133 | 16 | 27 | 176 | 33.9% | 4.1% | 6.8% | 44.9%
H2 | H2 & K | lodgewood | 2030 | 100% ECP (without Battery) | Grandfathering | IE Solar not priority | 109 | 128 | 76 | 43 | 6 | 3 | 52 | 33.4% | 4.5% | 2.6% | 40.5%
H2 | H2 & K | rosspile | 2030 | 100% ECP (without Battery) | Grandfathering | IE Solar not priority | 95 | 111 | 66 | 37 | 5 | 3 | 45 | 33.4% | 4.5% | 2.6% | 40.5%
H2 | H2 & K | tullabeg | 2030 | 100% ECP (without Battery) | Grandfathering | IE Solar not priority | 185 | 217 | 129 | 72 | 10 | 6 | 88 | 33.4% | 4.5% | 2.6% | 40.5%
H2 | H2 & K | waterford | 2030 | 100% ECP (without Battery) | Grandfathering | IE Solar not priority | 10 | 12 | 7 | 4 | 1 | 0 | 5 | 33.4% | 4.5% | 2.6% | 40.5%
H2 | H2 & K | waterford | 2030 | 100% ECP (without Battery) | Grandfathering | IE wind priority | 14 | 40 | 36 | 0 | 4 | 0 | 4 | 0% | 8.7% | 0% | 8.7%
H2 | H2 & K | wexford | 2030 | 100% ECP (without Battery) | Grandfathering | IE Solar not priority | 114 | 134 | 80 | 45 | 6 | 3 | 54 | 33.4% | 4.5% | 2.6% | 40.5%
H2 | H2 & K | wexford | 2030 | 100% ECP (without Battery) | Grandfathering | IE wind priority | 27 | 76 | 69 | 0 | 7 | 0 | 7 | 0% | 8.7% | 0% | 8.7%
H2 | H2 & K | arklow 220kv | 2035 | 100% ECP + 5GW Offshore | Grandfathering | IE wind not priority | 400 | 1608 | 1029 | 503 | 31 | 46 | 579 | 31.3% | 1.9% | 2.8% | 36%
H2 | H2 & K | arklow 220kv | 2035 | 100% ECP + 5GW Offshore | Grandfathering | IE wind not priority | 400 | 1608 | 1029 | 503 | 31 | 46 | 579 | 31.3% | 1.9% | 2.8% | 36%
H2 | H2 & K | arklow | 2035 | 100% ECP + 5GW Offshore | Grandfathering | IE Solar not priority | 132 | 155 | 111 | 35 | 3 | 6 | 44 | 22.8% | 2.2% | 3.7% | 28.7%
H2 | H2 & K | arklow | 2035 | 100% ECP + 5GW Offshore | Grandfathering | IE wind not priority | 40 | 113 | 69 | 38 | 2 | 3 | 44 | 33.8% | 2% | 2.8% | 38.6%
H2 | H2 & K | arklow | 2035 | 100% ECP + 5GW Offshore | Grandfathering | IE wind priority | 78 | 222 | 209 | 0 | 13 | 0 | 13 | 0% | 5.9% | 0% | 5.9%
H2 | H2 & K | ballybeg | 2035 | 100% ECP + 5GW Offshore | Grandfathering | IE Solar not priority | 17 | 21 | 15 | 5 | 0 | 1 | 6 | 22.2% | 2.2% | 3.7% | 28.1%
H2 | H2 & K | ballyragget | 2035 | 100% ECP + 5GW Offshore | Grandfathering | IE Solar not priority | 40 | 47 | 34 | 11 | 1 | 2 | 13 | 22.8% | 2.2% | 3.7% | 28.7%
H2 | H2 & K | ballyragget | 2035 | 100% ECP + 5GW Offshore | Grandfathering | IE wind not priority | 45 | 127 | 78 | 43 | 3 | 4 | 49 | 33.8% | 2% | 2.8% | 38.6%
H2 | H2 & K | ballyragget | 2035 | 100% ECP + 5GW Offshore | Grandfathering | IE wind priority | 9 | 26 | 24 | 0 | 2 | 0 | 2 | 0% | 5.9% | 0% | 5.9%
H2 | H2 & K | ballywater | 2035 | 100% ECP + 5GW Offshore | Grandfathering | IE wind priority | 42 | 119 | 112 | 0 | 7 | 0 | 7 | 0% | 5.9% | 0% | 5.9%
H2 | H2 & K | banoge | 2035 | 100% ECP + 5GW Offshore | Grandfathering | IE Solar not priority | 8 | 9 | 6 | 2 | 0 | 0 | 3 | 22.8% | 2.2% | 3.7% | 28.7%
H2 | H2 & K | carlow | 2035 | 100% ECP + 5GW Offshore | Grandfathering | IE Solar not priority | 93 | 109 | 78 | 25 | 2 | 4 | 31 | 22.8% | 2.2% | 3.7% | 28.7%
H2 | H2 & K | carlow | 2035 | 100% ECP + 5GW Offshore | Grandfathering | IE wind not priority | 21 | 59 | 36 | 20 | 1 | 2 | 23 | 33.8% | 2% | 2.8% | 38.6%
H2 | H2 & K | carlow | 2035 | 100% ECP + 5GW Offshore | Grandfathering | IE wind priority | 30 | 86 | 81 | 0 | 5 | 0 | 5 | 0% | 5.9% | 0% | 5.9%
H2 | H2 & K | castledockrell | 2035 | 100% ECP + 5GW Offshore | Grandfathering | IE wind priority | 41 | 117 | 110 | 0 | 7 | 0 | 7 | 0% | 5.9% | 0% | 5.9%
H2 | H2 & K | crane | 2035 | 100% ECP + 5GW Offshore | Grandfathering | IE Solar not priority | 10 | 12 | 9 | 3 | 0 | 0 | 3 | 22.8% | 2.2% | 3.7% | 28.7%
H2 | H2 & K | crane | 2035 | 100% ECP + 5GW Offshore | Grandfathering | IE wind priority | 3 | 7 | 7 | 0 | 0 | 0 | 0 | 0% | 5.9% | 0% | 5.9%
H2 | H2 & K | crory | 2035 | 100% ECP + 5GW Offshore | Grandfathering | IE Solar not priority | 20 | 23 | 16 | 5 | 1 | 1 | 7 | 22.8% | 2.2% | 3.7% | 28.7%
H2 | H2 & K | crory | 2035 | 100% ECP + 5GW Offshore | Grandfathering | IE wind priority | 44 | 124 | 117 | 0 | 7 | 0 | 7 | 0% | 5.9% | 0% | 5.9%
H2 | H2 & K | effernoge | 2035 | 100% ECP + 5GW Offshore | Grandfathering | IE Solar not priority | 51 | 60 | 43 | 14 | 1 | 2 | 17 | 22.8% | 2.2% | 3.7% | 28.7%
H2 | H2 & K | garrintaggart | 2035 | 100% ECP + 5GW Offshore | Grandfathering | IE wind not priority | 50 | 140 | 86 | 47 | 3 | 4 | 54 | 33.8% | 2% | 2.8% | 38.6%
H2 | H2 & K | great island 220kv | 2035 | 100% ECP + 5GW Offshore | Grandfathering | IE wind not priority | 378 | 1520 | 973 | 475 | 29 | 43 | 547 | 31.3% | 1.9% | 2.8% | 36%
H2 | H2 & K | great island | 2035 | 100% ECP + 5GW Offshore | Grandfathering | IE Solar not priority | 17 | 20 | 14 | 5 | 0 | 1 | 6 | 22.8% | 2.2% | 3.7% | 28.7%
H2 | H2 & K | kellis | 2035 | 100% ECP + 5GW Offshore | Grandfathering | IE Solar not priority | 288 | 337 | 240 | 77 | 7 | 12 | 97 | 22.8% | 2.2% | 3.7% | 28.7%
H2 | H2 & K | kellymount | 2035 | 100% ECP + 5GW Offshore | Grandfathering | IE wind not priority | 50 | 143 | 88 | 48 | 3 | 4 | 55 | 33.8% | 2% | 2.8% | 38.6%
H2 | H2 & K | kilkenny | 2035 | 100% ECP + 5GW Offshore | Grandfathering | IE Solar not priority | 147 | 172 | 123 | 39 | 4 | 6 | 49 | 22.8% | 2.2% | 3.7% | 28.7%
H2 | H2 & K | kilvinoge | 2035 | 100% ECP + 5GW Offshore | Grandfathering | IE wind not priority | 139 | 392 | 241 | 132 | 8 | 11 | 151 | 33.8% | 2% | 2.8% | 38.6%
H2 | H2 & K | lodgewood | 2035 | 100% ECP + 5GW Offshore | Grandfathering | IE Solar not priority | 109 | 128 | 91 | 29 | 3 | 5 | 37 | 22.8% | 2.2% | 3.7% | 28.7%
H2 | H2 & K | rosspile | 2035 | 100% ECP + 5GW Offshore | Grandfathering | IE Solar not priority | 95 | 111 | 79 | 25 | 2 | 4 | 32 | 22.8% | 2.2% | 3.7% | 28.7%
H2 | H2 & K | tullabeg | 2035 | 100% ECP + 5GW Offshore | Grandfathering | IE Solar not priority | 185 | 217 | 155 | 49 | 5 | 8 | 62 | 22.8% | 2.2% | 3.7% | 28.7%
H2 | H2 & K | waterford | 2035 | 100% ECP + 5GW Offshore | Grandfathering | IE Solar not priority | 10 | 12 | 9 | 3 | 0 | 0 | 3 | 22.8% | 2.2% | 3.7% | 28.7%
H2 | H2 & K | waterford | 2035 | 100% ECP + 5GW Offshore | Grandfathering | IE wind priority | 14 | 40 | 38 | 0 | 2 | 0 | 2 | 0% | 5.9% | 0% | 5.9%
H2 | H2 & K | wexford | 2035 | 100% ECP + 5GW Offshore | Grandfathering | IE Solar not priority | 114 | 134 | 96 | 30 | 3 | 5 | 38 | 22.8% | 2.2% | 3.7% | 28.7%
H2 | H2 & K | wexford | 2035 | 100% ECP + 5GW Offshore | Grandfathering | IE wind priority | 27 | 76 | 71 | 0 | 5 | 0 | 5 | 0% | 5.9% | 0% | 5.9%
H2 | H2 & K | arklow 220kv | 2035 | 100% ECP + 5GW Offshore (without France 2, LirIC, MaRES) | Grandfathering | IE wind not priority | 400 | 1608 | 970 | 579 | 34 | 25 | 638 | 36% | 2.1% | 1.6% | 39.7%
H2 | H2 & K | arklow 220kv | 2035 | 100% ECP + 5GW Offshore (without France 2, LirIC, MaRES) | Grandfathering | IE wind not priority | 400 | 1608 | 970 | 579 | 34 | 25 | 638 | 36% | 2.1% | 1.6% | 39.7%
H2 | H2 & K | arklow | 2035 | 100% ECP + 5GW Offshore (without France 2, LirIC, MaRES) | Grandfathering | IE Solar not priority | 132 | 155 | 103 | 45 | 4 | 3 | 52 | 29% | 2.8% | 1.9% | 33.7%
H2 | H2 & K | arklow | 2035 | 100% ECP + 5GW Offshore (without France 2, LirIC, MaRES) | Grandfathering | IE wind not priority | 40 | 113 | 64 | 44 | 2 | 2 | 49 | 39.2% | 2.2% | 1.6% | 42.9%
H2 | H2 & K | arklow | 2035 | 100% ECP + 5GW Offshore (without France 2, LirIC, MaRES) | Grandfathering | IE wind priority | 78 | 222 | 209 | 0 | 13 | 0 | 13 | 0% | 5.7% | 0% | 5.7%
H2 | H2 & K | ballybeg | 2035 | 100% ECP + 5GW Offshore (without France 2, LirIC, MaRES) | Grandfathering | IE Solar not priority | 17 | 21 | 14 | 6 | 1 | 0 | 7 | 28.6% | 2.7% | 1.9% | 33.3%
H2 | H2 & K | ballyragget | 2035 | 100% ECP + 5GW Offshore (without France 2, LirIC, MaRES) | Grandfathering | IE Solar not priority | 40 | 47 | 31 | 14 | 1 | 1 | 16 | 29% | 2.8% | 1.9% | 33.7%
H2 | H2 & K | ballyragget | 2035 | 100% ECP + 5GW Offshore (without France 2, LirIC, MaRES) | Grandfathering | IE wind not priority | 45 | 127 | 72 | 50 | 3 | 2 | 55 | 39.2% | 2.2% | 1.6% | 42.9%
H2 | H2 & K | ballyragget | 2035 | 100% ECP + 5GW Offshore (without France 2, LirIC, MaRES) | Grandfathering | IE wind priority | 9 | 26 | 25 | 0 | 1 | 0 | 1 | 0% | 5.7% | 0% | 5.7%
H2 | H2 & K | ballywater | 2035 | 100% ECP + 5GW Offshore (without France 2, LirIC, MaRES) | Grandfathering | IE wind priority | 42 | 119 | 112 | 0 | 7 | 0 | 7 | 0% | 5.7% | 0% | 5.7%
H2 | H2 & K | banoge | 2035 | 100% ECP + 5GW Offshore (without France 2, LirIC, MaRES) | Grandfathering | IE Solar not priority | 8 | 9 | 6 | 3 | 0 | 0 | 3 | 29% | 2.8% | 1.9% | 33.7%
H2 | H2 & K | carlow | 2035 | 100% ECP + 5GW Offshore (without France 2, LirIC, MaRES) | Grandfathering | IE Solar not priority | 93 | 109 | 72 | 32 | 3 | 2 | 37 | 29% | 2.8% | 1.9% | 33.7%
H2 | H2 & K | carlow | 2035 | 100% ECP + 5GW Offshore (without France 2, LirIC, MaRES) | Grandfathering | IE wind not priority | 21 | 59 | 34 | 23 | 1 | 1 | 25 | 39.2% | 2.2% | 1.6% | 42.9%
H2 | H2 & K | carlow | 2035 | 100% ECP + 5GW Offshore (without France 2, LirIC, MaRES) | Grandfathering | IE wind priority | 30 | 86 | 81 | 0 | 5 | 0 | 5 | 0% | 5.7% | 0% | 5.7%
H2 | H2 & K | castledockrell | 2035 | 100% ECP + 5GW Offshore (without France 2, LirIC, MaRES) | Grandfathering | IE wind priority | 41 | 117 | 110 | 0 | 7 | 0 | 7 | 0% | 5.7% | 0% | 5.7%
H2 | H2 & K | crane | 2035 | 100% ECP + 5GW Offshore (without France 2, LirIC, MaRES) | Grandfathering | IE Solar not priority | 10 | 12 | 8 | 3 | 0 | 0 | 4 | 29% | 2.8% | 1.9% | 33.7%
H2 | H2 & K | crane | 2035 | 100% ECP + 5GW Offshore (without France 2, LirIC, MaRES) | Grandfathering | IE wind priority | 3 | 7 | 7 | 0 | 0 | 0 | 0 | 0% | 5.7% | 0% | 5.7%
H2 | H2 & K | crory | 2035 | 100% ECP + 5GW Offshore (without France 2, LirIC, MaRES) | Grandfathering | IE Solar not priority | 20 | 23 | 15 | 7 | 1 | 0 | 8 | 29% | 2.8% | 1.9% | 33.7%
H2 | H2 & K | crory | 2035 | 100% ECP + 5GW Offshore (without France 2, LirIC, MaRES) | Grandfathering | IE wind priority | 44 | 124 | 117 | 0 | 7 | 0 | 7 | 0% | 5.7% | 0% | 5.7%
H2 | H2 & K | effernoge | 2035 | 100% ECP + 5GW Offshore (without France 2, LirIC, MaRES) | Grandfathering | IE Solar not priority | 51 | 60 | 40 | 17 | 2 | 1 | 20 | 29% | 2.8% | 1.9% | 33.7%
H2 | H2 & K | garrintaggart | 2035 | 100% ECP + 5GW Offshore (without France 2, LirIC, MaRES) | Grandfathering | IE wind not priority | 50 | 140 | 80 | 55 | 3 | 2 | 60 | 39.2% | 2.2% | 1.6% | 42.9%
H2 | H2 & K | great island 220kv | 2035 | 100% ECP + 5GW Offshore (without France 2, LirIC, MaRES) | Grandfathering | IE wind not priority | 378 | 1520 | 917 | 547 | 32 | 24 | 603 | 36% | 2.1% | 1.6% | 39.7%
H2 | H2 & K | great island | 2035 | 100% ECP + 5GW Offshore (without France 2, LirIC, MaRES) | Grandfathering | IE Solar not priority | 17 | 20 | 13 | 6 | 1 | 0 | 7 | 29% | 2.8% | 1.9% | 33.7%
H2 | H2 & K | kellis | 2035 | 100% ECP + 5GW Offshore (without France 2, LirIC, MaRES) | Grandfathering | IE Solar not priority | 288 | 337 | 223 | 98 | 9 | 7 | 114 | 29% | 2.8% | 1.9% | 33.7%
H2 | H2 & K | kellymount | 2035 | 100% ECP + 5GW Offshore (without France 2, LirIC, MaRES) | Grandfathering | IE wind not priority | 50 | 143 | 82 | 56 | 3 | 2 | 61 | 39.2% | 2.2% | 1.6% | 42.9%
H2 | H2 & K | kilkenny | 2035 | 100% ECP + 5GW Offshore (without France 2, LirIC, MaRES) | Grandfathering | IE Solar not priority | 147 | 172 | 114 | 50 | 5 | 3 | 58 | 29% | 2.8% | 1.9% | 33.7%
H2 | H2 & K | kilvinoge | 2035 | 100% ECP + 5GW Offshore (without France 2, LirIC, MaRES) | Grandfathering | IE wind not priority | 139 | 392 | 224 | 154 | 9 | 6 | 168 | 39.2% | 2.2% | 1.6% | 42.9%
H2 | H2 & K | lodgewood | 2035 | 100% ECP + 5GW Offshore (without France 2, LirIC, MaRES) | Grandfathering | IE Solar not priority | 109 | 128 | 85 | 37 | 4 | 2 | 43 | 29% | 2.8% | 1.9% | 33.7%
H2 | H2 & K | rosspile | 2035 | 100% ECP + 5GW Offshore (without France 2, LirIC, MaRES) | Grandfathering | IE Solar not priority | 95 | 111 | 74 | 32 | 3 | 2 | 37 | 29% | 2.8% | 1.9% | 33.7%
H2 | H2 & K | tullabeg | 2035 | 100% ECP + 5GW Offshore (without France 2, LirIC, MaRES) | Grandfathering | IE Solar not priority | 185 | 217 | 144 | 63 | 6 | 4 | 73 | 29% | 2.8% | 1.9% | 33.7%
H2 | H2 & K | waterford | 2035 | 100% ECP + 5GW Offshore (without France 2, LirIC, MaRES) | Grandfathering | IE Solar not priority | 10 | 12 | 8 | 3 | 0 | 0 | 4 | 29% | 2.8% | 1.9% | 33.7%
H2 | H2 & K | waterford | 2035 | 100% ECP + 5GW Offshore (without France 2, LirIC, MaRES) | Grandfathering | IE wind priority | 14 | 40 | 38 | 0 | 2 | 0 | 2 | 0% | 5.7% | 0% | 5.7%
H2 | H2 & K | wexford | 2035 | 100% ECP + 5GW Offshore (without France 2, LirIC, MaRES) | Grandfathering | IE Solar not priority | 114 | 134 | 89 | 39 | 4 | 3 | 45 | 29% | 2.8% | 1.9% | 33.7%
H2 | H2 & K | wexford | 2035 | 100% ECP + 5GW Offshore (without France 2, LirIC, MaRES) | Grandfathering | IE wind priority | 27 | 76 | 72 | 0 | 4 | 0 | 4 | 0% | 5.7% | 0% | 5.7%
H2 | H2 & K | arklow 220kv | 2035 | 100% ECP + 5GW Offshore (with 100% ECP 2.4 IC methodology) | Grandfathering | IE wind not priority | 400 | 1608 | 1246 | 306 | 28 | 28 | 362 | 19% | 1.7% | 1.8% | 22.5%
H2 | H2 & K | arklow 220kv | 2035 | 100% ECP + 5GW Offshore (with 100% ECP 2.4 IC methodology) | Grandfathering | IE wind not priority | 400 | 1608 | 1246 | 306 | 28 | 28 | 362 | 19% | 1.7% | 1.8% | 22.5%
H2 | H2 & K | arklow | 2035 | 100% ECP + 5GW Offshore (with 100% ECP 2.4 IC methodology) | Grandfathering | IE Solar not priority | 132 | 155 | 122 | 28 | 3 | 2 | 33 | 17.9% | 2% | 1.4% | 21.4%
H2 | H2 & K | arklow | 2035 | 100% ECP + 5GW Offshore (with 100% ECP 2.4 IC methodology) | Grandfathering | IE wind not priority | 40 | 113 | 85 | 24 | 2 | 2 | 28 | 21.1% | 2% | 1.8% | 24.8%
H2 | H2 & K | arklow | 2035 | 100% ECP + 5GW Offshore (with 100% ECP 2.4 IC methodology) | Grandfathering | IE wind priority | 78 | 222 | 215 | 0 | 7 | 0 | 7 | 0% | 3.1% | 0% | 3.1%
H2 | H2 & K | ballybeg | 2035 | 100% ECP + 5GW Offshore (with 100% ECP 2.4 IC methodology) | Grandfathering | IE Solar not priority | 17 | 21 | 16 | 4 | 0 | 0 | 5 | 17.9% | 2% | 1.4% | 21.3%
H2 | H2 & K | ballyragget | 2035 | 100% ECP + 5GW Offshore (with 100% ECP 2.4 IC methodology) | Grandfathering | IE Solar not priority | 40 | 47 | 37 | 8 | 1 | 1 | 10 | 17.9% | 2% | 1.4% | 21.4%
H2 | H2 & K | ballyragget | 2035 | 100% ECP + 5GW Offshore (with 100% ECP 2.4 IC methodology) | Grandfathering | IE wind not priority | 45 | 127 | 95 | 27 | 2 | 2 | 32 | 21.1% | 2% | 1.8% | 24.8%
H2 | H2 & K | ballyragget | 2035 | 100% ECP + 5GW Offshore (with 100% ECP 2.4 IC methodology) | Grandfathering | IE wind priority | 9 | 26 | 25 | 0 | 1 | 0 | 1 | 0% | 3.1% | 0% | 3.1%
H2 | H2 & K | ballywater | 2035 | 100% ECP + 5GW Offshore (with 100% ECP 2.4 IC methodology) | Grandfathering | IE wind priority | 42 | 119 | 115 | 0 | 4 | 0 | 4 | 0% | 3.1% | 0% | 3.1%
H2 | H2 & K | banoge | 2035 | 100% ECP + 5GW Offshore (with 100% ECP 2.4 IC methodology) | Grandfathering | IE Solar not priority | 8 | 9 | 7 | 2 | 0 | 0 | 2 | 17.9% | 2% | 1.4% | 21.4%
H2 | H2 & K | carlow | 2035 | 100% ECP + 5GW Offshore (with 100% ECP 2.4 IC methodology) | Grandfathering | IE Solar not priority | 93 | 109 | 86 | 20 | 2 | 2 | 23 | 17.9% | 2% | 1.4% | 21.4%
H2 | H2 & K | carlow | 2035 | 100% ECP + 5GW Offshore (with 100% ECP 2.4 IC methodology) | Grandfathering | IE wind not priority | 21 | 59 | 44 | 13 | 1 | 1 | 15 | 21.1% | 2% | 1.8% | 24.8%
H2 | H2 & K | carlow | 2035 | 100% ECP + 5GW Offshore (with 100% ECP 2.4 IC methodology) | Grandfathering | IE wind priority | 30 | 86 | 83 | 0 | 3 | 0 | 3 | 0% | 3.1% | 0% | 3.1%
H2 | H2 & K | castledockrell | 2035 | 100% ECP + 5GW Offshore (with 100% ECP 2.4 IC methodology) | Grandfathering | IE wind priority | 41 | 117 | 113 | 0 | 4 | 0 | 4 | 0% | 3.1% | 0% | 3.1%
H2 | H2 & K | crane | 2035 | 100% ECP + 5GW Offshore (with 100% ECP 2.4 IC methodology) | Grandfathering | IE Solar not priority | 10 | 12 | 9 | 2 | 0 | 0 | 3 | 17.9% | 2% | 1.4% | 21.4%
H2 | H2 & K | crane | 2035 | 100% ECP + 5GW Offshore (with 100% ECP 2.4 IC methodology) | Grandfathering | IE wind priority | 3 | 7 | 7 | 0 | 0 | 0 | 0 | 0% | 3.1% | 0% | 3.1%
H2 | H2 & K | crory | 2035 | 100% ECP + 5GW Offshore (with 100% ECP 2.4 IC methodology) | Grandfathering | IE Solar not priority | 20 | 23 | 18 | 4 | 0 | 0 | 5 | 17.9% | 2% | 1.4% | 21.4%
H2 | H2 & K | crory | 2035 | 100% ECP + 5GW Offshore (with 100% ECP 2.4 IC methodology) | Grandfathering | IE wind priority | 44 | 124 | 120 | 0 | 4 | 0 | 4 | 0% | 3.1% | 0% | 3.1%
H2 | H2 & K | effernoge | 2035 | 100% ECP + 5GW Offshore (with 100% ECP 2.4 IC methodology) | Grandfathering | IE Solar not priority | 51 | 60 | 47 | 11 | 1 | 1 | 13 | 17.9% | 2% | 1.4% | 21.4%
H2 | H2 & K | garrintaggart | 2035 | 100% ECP + 5GW Offshore (with 100% ECP 2.4 IC methodology) | Grandfathering | IE wind not priority | 50 | 140 | 105 | 30 | 3 | 2 | 35 | 21.1% | 2% | 1.8% | 24.8%
H2 | H2 & K | great island 220kv | 2035 | 100% ECP + 5GW Offshore (with 100% ECP 2.4 IC methodology) | Grandfathering | IE wind not priority | 378 | 1520 | 1178 | 289 | 27 | 27 | 342 | 19% | 1.7% | 1.8% | 22.5%
H2 | H2 & K | great island | 2035 | 100% ECP + 5GW Offshore (with 100% ECP 2.4 IC methodology) | Grandfathering | IE Solar not priority | 17 | 20 | 16 | 4 | 0 | 0 | 4 | 17.9% | 2% | 1.4% | 21.4%
H2 | H2 & K | kellis | 2035 | 100% ECP + 5GW Offshore (with 100% ECP 2.4 IC methodology) | Grandfathering | IE Solar not priority | 288 | 337 | 265 | 60 | 7 | 5 | 72 | 17.9% | 2% | 1.4% | 21.4%
H2 | H2 & K | kellymount | 2035 | 100% ECP + 5GW Offshore (with 100% ECP 2.4 IC methodology) | Grandfathering | IE wind not priority | 50 | 143 | 108 | 30 | 3 | 3 | 35 | 21.1% | 2% | 1.8% | 24.8%
H2 | H2 & K | kilkenny | 2035 | 100% ECP + 5GW Offshore (with 100% ECP 2.4 IC methodology) | Grandfathering | IE Solar not priority | 147 | 172 | 135 | 31 | 3 | 2 | 37 | 17.9% | 2% | 1.4% | 21.4%
H2 | H2 & K | kilvinoge | 2035 | 100% ECP + 5GW Offshore (with 100% ECP 2.4 IC methodology) | Grandfathering | IE wind not priority | 139 | 392 | 295 | 83 | 8 | 7 | 97 | 21.1% | 2% | 1.8% | 24.8%
H2 | H2 & K | lodgewood | 2035 | 100% ECP + 5GW Offshore (with 100% ECP 2.4 IC methodology) | Grandfathering | IE Solar not priority | 109 | 128 | 101 | 23 | 3 | 2 | 27 | 17.9% | 2% | 1.4% | 21.4%
H2 | H2 & K | rosspile | 2035 | 100% ECP + 5GW Offshore (with 100% ECP 2.4 IC methodology) | Grandfathering | IE Solar not priority | 95 | 111 | 87 | 20 | 2 | 2 | 24 | 17.9% | 2% | 1.4% | 21.4%
H2 | H2 & K | tullabeg | 2035 | 100% ECP + 5GW Offshore (with 100% ECP 2.4 IC methodology) | Grandfathering | IE Solar not priority | 185 | 217 | 171 | 39 | 4 | 3 | 46 | 17.9% | 2% | 1.4% | 21.4%
H2 | H2 & K | waterford | 2035 | 100% ECP + 5GW Offshore (with 100% ECP 2.4 IC methodology) | Grandfathering | IE Solar not priority | 10 | 12 | 10 | 2 | 0 | 0 | 2 | 17.9% | 2% | 1.4% | 21.4%
H2 | H2 & K | waterford | 2035 | 100% ECP + 5GW Offshore (with 100% ECP 2.4 IC methodology) | Grandfathering | IE wind priority | 14 | 40 | 39 | 0 | 1 | 0 | 1 | 0% | 3.1% | 0% | 3.1%
H2 | H2 & K | wexford | 2035 | 100% ECP + 5GW Offshore (with 100% ECP 2.4 IC methodology) | Grandfathering | IE Solar not priority | 114 | 134 | 105 | 24 | 3 | 2 | 29 | 17.9% | 2% | 1.4% | 21.4%
H2 | H2 & K | wexford | 2035 | 100% ECP + 5GW Offshore (with 100% ECP 2.4 IC methodology) | Grandfathering | IE wind priority | 27 | 76 | 74 | 0 | 2 | 0 | 2 | 0% | 3.1% | 0% | 3.1%
H2 | H2 & K | arklow | 2028 | 100% ECP (Pro-rata) | Pro-rata | IE Solar not priority | 132 | 155 | 107 | 36 | 9 | 3 | 48 | 23% | 6.1% | 1.7% | 30.8%
H2 | H2 & K | arklow | 2028 | 100% ECP (Pro-rata) | Pro-rata | IE wind not priority | 40 | 114 | 76 | 30 | 6 | 3 | 38 | 26.4% | 4.9% | 2.5% | 33.8%
H2 | H2 & K | arklow | 2028 | 100% ECP (Pro-rata) | Pro-rata | IE wind priority | 78 | 223 | 195 | 0 | 22 | 5 | 28 | 0% | 9.9% | 2.5% | 12.4%
H2 | H2 & K | ballybeg | 2028 | 100% ECP (Pro-rata) | Pro-rata | IE Solar not priority | 17 | 21 | 15 | 5 | 1 | 0 | 6 | 22.7% | 6% | 1.7% | 30.4%
H2 | H2 & K | ballyragget | 2028 | 100% ECP (Pro-rata) | Pro-rata | IE Solar not priority | 40 | 47 | 33 | 11 | 3 | 1 | 14 | 23% | 6.1% | 1.7% | 30.8%
H2 | H2 & K | ballyragget | 2028 | 100% ECP (Pro-rata) | Pro-rata | IE wind not priority | 45 | 128 | 85 | 34 | 6 | 3 | 43 | 26.4% | 4.9% | 2.5% | 33.8%
H2 | H2 & K | ballyragget | 2028 | 100% ECP (Pro-rata) | Pro-rata | IE wind priority | 9 | 26 | 23 | 0 | 3 | 1 | 3 | 0% | 9.9% | 2.5% | 12.4%
H2 | H2 & K | ballywater | 2028 | 100% ECP (Pro-rata) | Pro-rata | IE wind priority | 42 | 120 | 105 | 0 | 12 | 3 | 15 | 0% | 9.9% | 2.5% | 12.4%
H2 | H2 & K | banoge | 2028 | 100% ECP (Pro-rata) | Pro-rata | IE Solar not priority | 8 | 9 | 6 | 2 | 1 | 0 | 3 | 23% | 6.1% | 1.7% | 30.8%
H2 | H2 & K | carlow | 2028 | 100% ECP (Pro-rata) | Pro-rata | IE Solar not priority | 93 | 109 | 75 | 25 | 7 | 2 | 34 | 23% | 6.1% | 1.7% | 30.8%
H2 | H2 & K | carlow | 2028 | 100% ECP (Pro-rata) | Pro-rata | IE wind not priority | 21 | 60 | 40 | 16 | 3 | 1 | 20 | 26.4% | 4.9% | 2.5% | 33.8%
H2 | H2 & K | carlow | 2028 | 100% ECP (Pro-rata) | Pro-rata | IE wind priority | 30 | 87 | 76 | 0 | 9 | 2 | 11 | 0% | 9.9% | 2.5% | 12.4%
H2 | H2 & K | castledockrell | 2028 | 100% ECP (Pro-rata) | Pro-rata | IE wind priority | 41 | 118 | 103 | 0 | 12 | 3 | 15 | 0% | 9.9% | 2.5% | 12.4%
H2 | H2 & K | crane | 2028 | 100% ECP (Pro-rata) | Pro-rata | IE Solar not priority | 10 | 12 | 8 | 3 | 1 | 0 | 4 | 23% | 6.1% | 1.7% | 30.8%
H2 | H2 & K | crane | 2028 | 100% ECP (Pro-rata) | Pro-rata | IE wind priority | 3 | 7 | 6 | 0 | 1 | 0 | 1 | 0% | 9.9% | 2.5% | 12.4%
H2 | H2 & K | crory | 2028 | 100% ECP (Pro-rata) | Pro-rata | IE Solar not priority | 20 | 23 | 16 | 5 | 1 | 0 | 7 | 23% | 6.1% | 1.7% | 30.8%
H2 | H2 & K | crory | 2028 | 100% ECP (Pro-rata) | Pro-rata | IE wind priority | 44 | 125 | 110 | 0 | 12 | 3 | 15 | 0% | 9.9% | 2.5% | 12.4%
H2 | H2 & K | effernoge | 2028 | 100% ECP (Pro-rata) | Pro-rata | IE Solar not priority | 51 | 60 | 42 | 14 | 4 | 1 | 18 | 23% | 6.1% | 1.7% | 30.8%
H2 | H2 & K | garrintaggart | 2028 | 100% ECP (Pro-rata) | Pro-rata | IE wind not priority | 50 | 141 | 93 | 37 | 7 | 3 | 48 | 26.4% | 4.9% | 2.5% | 33.8%
H2 | H2 & K | great island | 2028 | 100% ECP (Pro-rata) | Pro-rata | IE Solar not priority | 17 | 20 | 14 | 5 | 1 | 0 | 6 | 23% | 6.1% | 1.7% | 30.8%
H2 | H2 & K | kellis | 2028 | 100% ECP (Pro-rata) | Pro-rata | IE Solar not priority | 288 | 338 | 234 | 78 | 21 | 6 | 104 | 23% | 6.1% | 1.7% | 30.8%
H2 | H2 & K | kellymount | 2028 | 100% ECP (Pro-rata) | Pro-rata | IE wind not priority | 50 | 143 | 95 | 38 | 7 | 4 | 48 | 26.4% | 4.9% | 2.5% | 33.8%
H2 | H2 & K | kilkenny | 2028 | 100% ECP (Pro-rata) | Pro-rata | IE Solar not priority | 147 | 172 | 119 | 40 | 10 | 3 | 53 | 23% | 6.1% | 1.7% | 30.8%
H2 | H2 & K | kilvinoge | 2028 | 100% ECP (Pro-rata) | Pro-rata | IE wind not priority | 139 | 394 | 261 | 104 | 19 | 10 | 133 | 26.4% | 4.9% | 2.5% | 33.8%
H2 | H2 & K | lodgewood | 2028 | 100% ECP (Pro-rata) | Pro-rata | IE Solar not priority | 109 | 128 | 89 | 29 | 8 | 2 | 39 | 23% | 6.1% | 1.7% | 30.8%
H2 | H2 & K | rosspile | 2028 | 100% ECP (Pro-rata) | Pro-rata | IE Solar not priority | 95 | 111 | 77 | 26 | 7 | 2 | 34 | 23% | 6.1% | 1.7% | 30.8%
H2 | H2 & K | tullabeg | 2028 | 100% ECP (Pro-rata) | Pro-rata | IE Solar not priority | 185 | 217 | 150 | 50 | 13 | 4 | 67 | 23% | 6.1% | 1.7% | 30.8%
H2 | H2 & K | waterford | 2028 | 100% ECP (Pro-rata) | Pro-rata | IE Solar not priority | 10 | 12 | 8 | 3 | 1 | 0 | 4 | 23% | 6.1% | 1.7% | 30.8%
H2 | H2 & K | waterford | 2028 | 100% ECP (Pro-rata) | Pro-rata | IE wind priority | 14 | 41 | 36 | 0 | 4 | 1 | 5 | 0% | 9.9% | 2.5% | 12.4%
H2 | H2 & K | wexford | 2028 | 100% ECP (Pro-rata) | Pro-rata | IE Solar not priority | 114 | 134 | 93 | 31 | 8 | 2 | 41 | 23% | 6.1% | 1.7% | 30.8%
H2 | H2 & K | wexford | 2028 | 100% ECP (Pro-rata) | Pro-rata | IE wind priority | 27 | 77 | 68 | 0 | 8 | 2 | 9 | 0% | 9.9% | 2.5% | 12.4%
H2 | H2 & K | arklow | 2030 | 100% ECP (Pro-rata) | Pro-rata | IE Solar not priority | 132 | 155 | 109 | 38 | 5 | 2 | 46 | 24.9% | 3.5% | 1.4% | 29.8%
H2 | H2 & K | arklow | 2030 | 100% ECP (Pro-rata) | Pro-rata | IE wind not priority | 40 | 113 | 76 | 32 | 3 | 1 | 37 | 28.6% | 3.1% | 1.3% | 33%
H2 | H2 & K | arklow | 2030 | 100% ECP (Pro-rata) | Pro-rata | IE wind priority | 78 | 222 | 205 | 0 | 14 | 3 | 17 | 0% | 6.2% | 1.3% | 7.5%
H2 | H2 & K | ballybeg | 2030 | 100% ECP (Pro-rata) | Pro-rata | IE Solar not priority | 17 | 21 | 15 | 5 | 1 | 0 | 6 | 24.6% | 3.5% | 1.4% | 29.5%
H2 | H2 & K | ballyragget | 2030 | 100% ECP (Pro-rata) | Pro-rata | IE Solar not priority | 40 | 47 | 33 | 12 | 2 | 1 | 14 | 24.9% | 3.5% | 1.4% | 29.8%
H2 | H2 & K | ballyragget | 2030 | 100% ECP (Pro-rata) | Pro-rata | IE wind not priority | 45 | 127 | 85 | 36 | 4 | 2 | 42 | 28.6% | 3.1% | 1.3% | 33%
H2 | H2 & K | ballyragget | 2030 | 100% ECP (Pro-rata) | Pro-rata | IE wind priority | 9 | 26 | 24 | 0 | 2 | 0 | 2 | 0% | 6.2% | 1.3% | 7.5%
H2 | H2 & K | ballywater | 2030 | 100% ECP (Pro-rata) | Pro-rata | IE wind priority | 42 | 119 | 110 | 0 | 7 | 2 | 9 | 0% | 6.2% | 1.3% | 7.5%
H2 | H2 & K | banoge | 2030 | 100% ECP (Pro-rata) | Pro-rata | IE Solar not priority | 8 | 9 | 6 | 2 | 0 | 0 | 3 | 24.9% | 3.5% | 1.4% | 29.8%
H2 | H2 & K | carlow | 2030 | 100% ECP (Pro-rata) | Pro-rata | IE Solar not priority | 93 | 109 | 76 | 27 | 4 | 1 | 33 | 24.9% | 3.5% | 1.4% | 29.8%
H2 | H2 & K | carlow | 2030 | 100% ECP (Pro-rata) | Pro-rata | IE wind not priority | 21 | 59 | 39 | 17 | 2 | 1 | 20 | 28.6% | 3.1% | 1.3% | 33%
H2 | H2 & K | carlow | 2030 | 100% ECP (Pro-rata) | Pro-rata | IE wind priority | 30 | 86 | 80 | 0 | 5 | 1 | 6 | 0% | 6.2% | 1.3% | 7.5%
H2 | H2 & K | castledockrell | 2030 | 100% ECP (Pro-rata) | Pro-rata | IE wind priority | 41 | 117 | 108 | 0 | 7 | 2 | 9 | 0% | 6.2% | 1.3% | 7.5%
H2 | H2 & K | crane | 2030 | 100% ECP (Pro-rata) | Pro-rata | IE Solar not priority | 10 | 12 | 8 | 3 | 0 | 0 | 4 | 24.9% | 3.5% | 1.4% | 29.8%
H2 | H2 & K | crane | 2030 | 100% ECP (Pro-rata) | Pro-rata | IE wind priority | 3 | 7 | 6 | 0 | 0 | 0 | 1 | 0% | 6.2% | 1.3% | 7.5%
H2 | H2 & K | crory | 2030 | 100% ECP (Pro-rata) | Pro-rata | IE Solar not priority | 20 | 23 | 16 | 6 | 1 | 0 | 7 | 24.9% | 3.5% | 1.4% | 29.8%
H2 | H2 & K | crory | 2030 | 100% ECP (Pro-rata) | Pro-rata | IE wind priority | 44 | 124 | 115 | 0 | 8 | 2 | 9 | 0% | 6.2% | 1.3% | 7.5%
H2 | H2 & K | effernoge | 2030 | 100% ECP (Pro-rata) | Pro-rata | IE Solar not priority | 51 | 60 | 42 | 15 | 2 | 1 | 18 | 24.9% | 3.5% | 1.4% | 29.8%
H2 | H2 & K | garrintaggart | 2030 | 100% ECP (Pro-rata) | Pro-rata | IE wind not priority | 50 | 140 | 94 | 40 | 4 | 2 | 46 | 28.6% | 3.1% | 1.3% | 33%
H2 | H2 & K | great island | 2030 | 100% ECP (Pro-rata) | Pro-rata | IE Solar not priority | 17 | 20 | 14 | 5 | 1 | 0 | 6 | 24.9% | 3.5% | 1.4% | 29.8%
H2 | H2 & K | kellis | 2030 | 100% ECP (Pro-rata) | Pro-rata | IE Solar not priority | 288 | 337 | 237 | 84 | 12 | 5 | 100 | 24.9% | 3.5% | 1.4% | 29.8%
H2 | H2 & K | kellymount | 2030 | 100% ECP (Pro-rata) | Pro-rata | IE wind not priority | 50 | 143 | 96 | 41 | 4 | 2 | 47 | 28.6% | 3.1% | 1.3% | 33%
H2 | H2 & K | kilkenny | 2030 | 100% ECP (Pro-rata) | Pro-rata | IE Solar not priority | 147 | 172 | 121 | 43 | 6 | 2 | 51 | 24.9% | 3.5% | 1.4% | 29.8%
H2 | H2 & K | kilvinoge | 2030 | 100% ECP (Pro-rata) | Pro-rata | IE wind not priority | 139 | 392 | 263 | 112 | 12 | 5 | 129 | 28.6% | 3.1% | 1.3% | 33%
H2 | H2 & K | lodgewood | 2030 | 100% ECP (Pro-rata) | Pro-rata | IE Solar not priority | 109 | 128 | 90 | 32 | 4 | 2 | 38 | 24.9% | 3.5% | 1.4% | 29.8%
H2 | H2 & K | rosspile | 2030 | 100% ECP (Pro-rata) | Pro-rata | IE Solar not priority | 95 | 111 | 78 | 28 | 4 | 2 | 33 | 24.9% | 3.5% | 1.4% | 29.8%
H2 | H2 & K | tullabeg | 2030 | 100% ECP (Pro-rata) | Pro-rata | IE Solar not priority | 185 | 217 | 153 | 54 | 8 | 3 | 64 | 24.9% | 3.5% | 1.4% | 29.8%
H2 | H2 & K | waterford | 2030 | 100% ECP (Pro-rata) | Pro-rata | IE Solar not priority | 10 | 12 | 9 | 3 | 0 | 0 | 3 | 24.9% | 3.5% | 1.4% | 29.8%
H2 | H2 & K | waterford | 2030 | 100% ECP (Pro-rata) | Pro-rata | IE wind priority | 14 | 40 | 37 | 0 | 2 | 1 | 3 | 0% | 6.2% | 1.3% | 7.5%
H2 | H2 & K | wexford | 2030 | 100% ECP (Pro-rata) | Pro-rata | IE Solar not priority | 114 | 134 | 94 | 33 | 5 | 2 | 40 | 24.9% | 3.5% | 1.4% | 29.8%
H2 | H2 & K | wexford | 2030 | 100% ECP (Pro-rata) | Pro-rata | IE wind priority | 27 | 76 | 70 | 0 | 5 | 1 | 6 | 0% | 6.2% | 1.3% | 7.5%
H2 | H2 & K | arklow | 2030 | 100% ECP + 3.1GW Offshore (Pro-rata) | Pro-rata | IE Solar not priority | 132 | 155 | 101 | 48 | 5 | 1 | 54 | 30.8% | 3.5% | 0.8% | 35.1%
H2 | H2 & K | arklow | 2030 | 100% ECP + 3.1GW Offshore (Pro-rata) | Pro-rata | IE wind not priority | 40 | 113 | 60 | 48 | 3 | 1 | 53 | 42.7% | 2.9% | 1.2% | 46.8%
H2 | H2 & K | arklow | 2030 | 100% ECP + 3.1GW Offshore (Pro-rata) | Pro-rata | IE wind priority | 78 | 222 | 203 | 0 | 17 | 3 | 19 | 0% | 7.5% | 1.2% | 8.6%
H2 | H2 & K | ballybeg | 2030 | 100% ECP + 3.1GW Offshore (Pro-rata) | Pro-rata | IE Solar not priority | 17 | 21 | 14 | 6 | 1 | 0 | 7 | 30.5% | 3.6% | 0.8% | 34.8%
H2 | H2 & K | ballyragget | 2030 | 100% ECP + 3.1GW Offshore (Pro-rata) | Pro-rata | IE Solar not priority | 40 | 47 | 31 | 14 | 2 | 0 | 16 | 30.8% | 3.5% | 0.8% | 35.1%
H2 | H2 & K | ballyragget | 2030 | 100% ECP + 3.1GW Offshore (Pro-rata) | Pro-rata | IE wind not priority | 45 | 127 | 67 | 54 | 4 | 2 | 60 | 42.7% | 2.9% | 1.2% | 46.8%
H2 | H2 & K | ballyragget | 2030 | 100% ECP + 3.1GW Offshore (Pro-rata) | Pro-rata | IE wind priority | 9 | 26 | 24 | 0 | 2 | 0 | 2 | 0% | 7.5% | 1.2% | 8.6%
H2 | H2 & K | ballywater | 2030 | 100% ECP + 3.1GW Offshore (Pro-rata) | Pro-rata | IE wind priority | 42 | 119 | 109 | 0 | 9 | 1 | 10 | 0% | 7.5% | 1.2% | 8.6%
H2 | H2 & K | banoge | 2030 | 100% ECP + 3.1GW Offshore (Pro-rata) | Pro-rata | IE Solar not priority | 8 | 9 | 6 | 3 | 0 | 0 | 3 | 30.8% | 3.5% | 0.8% | 35.1%
H2 | H2 & K | carlow | 2030 | 100% ECP + 3.1GW Offshore (Pro-rata) | Pro-rata | IE Solar not priority | 93 | 109 | 71 | 34 | 4 | 1 | 38 | 30.8% | 3.5% | 0.8% | 35.1%
H2 | H2 & K | carlow | 2030 | 100% ECP + 3.1GW Offshore (Pro-rata) | Pro-rata | IE wind not priority | 21 | 59 | 31 | 25 | 2 | 1 | 28 | 42.7% | 2.9% | 1.2% | 46.8%
H2 | H2 & K | carlow | 2030 | 100% ECP + 3.1GW Offshore (Pro-rata) | Pro-rata | IE wind priority | 30 | 86 | 79 | 0 | 6 | 1 | 7 | 0% | 7.5% | 1.2% | 8.6%
H2 | H2 & K | castledockrell | 2030 | 100% ECP + 3.1GW Offshore (Pro-rata) | Pro-rata | IE wind priority | 41 | 117 | 107 | 0 | 9 | 1 | 10 | 0% | 7.5% | 1.2% | 8.6%
H2 | H2 & K | crane | 2030 | 100% ECP + 3.1GW Offshore (Pro-rata) | Pro-rata | IE Solar not priority | 10 | 12 | 8 | 4 | 0 | 0 | 4 | 30.8% | 3.5% | 0.8% | 35.1%
H2 | H2 & K | crane | 2030 | 100% ECP + 3.1GW Offshore (Pro-rata) | Pro-rata | IE wind priority | 3 | 7 | 6 | 0 | 1 | 0 | 1 | 0% | 7.5% | 1.2% | 8.6%
H2 | H2 & K | crory | 2030 | 100% ECP + 3.1GW Offshore (Pro-rata) | Pro-rata | IE Solar not priority | 20 | 23 | 15 | 7 | 1 | 0 | 8 | 30.8% | 3.5% | 0.8% | 35.1%
H2 | H2 & K | crory | 2030 | 100% ECP + 3.1GW Offshore (Pro-rata) | Pro-rata | IE wind priority | 44 | 124 | 113 | 0 | 9 | 1 | 11 | 0% | 7.5% | 1.2% | 8.6%
H2 | H2 & K | effernoge | 2030 | 100% ECP + 3.1GW Offshore (Pro-rata) | Pro-rata | IE Solar not priority | 51 | 60 | 39 | 18 | 2 | 0 | 21 | 30.8% | 3.5% | 0.8% | 35.1%
H2 | H2 & K | garrintaggart | 2030 | 100% ECP + 3.1GW Offshore (Pro-rata) | Pro-rata | IE wind not priority | 50 | 140 | 75 | 60 | 4 | 2 | 65 | 42.7% | 2.9% | 1.2% | 46.8%
H2 | H2 & K | great island | 2030 | 100% ECP + 3.1GW Offshore (Pro-rata) | Pro-rata | IE Solar not priority | 17 | 20 | 13 | 6 | 1 | 0 | 7 | 30.8% | 3.5% | 0.8% | 35.1%
H2 | H2 & K | kellis | 2030 | 100% ECP + 3.1GW Offshore (Pro-rata) | Pro-rata | IE Solar not priority | 288 | 337 | 219 | 104 | 12 | 3 | 118 | 30.8% | 3.5% | 0.8% | 35.1%
H2 | H2 & K | kellymount | 2030 | 100% ECP + 3.1GW Offshore (Pro-rata) | Pro-rata | IE wind not priority | 50 | 143 | 76 | 61 | 4 | 2 | 67 | 42.7% | 2.9% | 1.2% | 46.8%
H2 | H2 & K | kilkenny | 2030 | 100% ECP + 3.1GW Offshore (Pro-rata) | Pro-rata | IE Solar not priority | 147 | 172 | 112 | 53 | 6 | 1 | 60 | 30.8% | 3.5% | 0.8% | 35.1%
H2 | H2 & K | kilvinoge | 2030 | 100% ECP + 3.1GW Offshore (Pro-rata) | Pro-rata | IE wind not priority | 139 | 392 | 209 | 167 | 11 | 5 | 183 | 42.7% | 2.9% | 1.2% | 46.8%
H2 | H2 & K | lodgewood | 2030 | 100% ECP + 3.1GW Offshore (Pro-rata) | Pro-rata | IE Solar not priority | 109 | 128 | 83 | 39 | 5 | 1 | 45 | 30.8% | 3.5% | 0.8% | 35.1%
H2 | H2 & K | rosspile | 2030 | 100% ECP + 3.1GW Offshore (Pro-rata) | Pro-rata | IE Solar not priority | 95 | 111 | 72 | 34 | 4 | 1 | 39 | 30.8% | 3.5% | 0.8% | 35.1%
H2 | H2 & K | tullabeg | 2030 | 100% ECP + 3.1GW Offshore (Pro-rata) | Pro-rata | IE Solar not priority | 185 | 217 | 141 | 67 | 8 | 2 | 76 | 30.8% | 3.5% | 0.8% | 35.1%
H2 | H2 & K | waterford | 2030 | 100% ECP + 3.1GW Offshore (Pro-rata) | Pro-rata | IE Solar not priority | 10 | 12 | 8 | 4 | 0 | 0 | 4 | 30.8% | 3.5% | 0.8% | 35.1%
H2 | H2 & K | waterford | 2030 | 100% ECP + 3.1GW Offshore (Pro-rata) | Pro-rata | IE wind priority | 14 | 40 | 37 | 0 | 3 | 0 | 3 | 0% | 7.5% | 1.2% | 8.6%
H2 | H2 & K | wexford | 2030 | 100% ECP + 3.1GW Offshore (Pro-rata) | Pro-rata | IE Solar not priority | 114 | 134 | 87 | 41 | 5 | 1 | 47 | 30.8% | 3.5% | 0.8% | 35.1%
H2 | H2 & K | wexford | 2030 | 100% ECP + 3.1GW Offshore (Pro-rata) | Pro-rata | IE wind priority | 27 | 76 | 69 | 0 | 6 | 1 | 7 | 0% | 7.5% | 1.2% | 8.6%
I | E,F & I | cow cross | 2028 | Initial | Grandfathering | IE Solar not priority | 5 | 6 | 4 | 0 | 0 | 1 | 2 | 7.5% | 4.5% | 21.8% | 33.8%
I | E,F & I | kilbarry | 2028 | Initial | Grandfathering | IE Solar not priority | 10 | 12 | 8 | 1 | 1 | 3 | 4 | 7.5% | 4.5% | 21.8% | 33.8%
I | E,F & I | lysaghtstown | 2028 | Initial | Grandfathering | IE Solar not priority | 87 | 102 | 68 | 8 | 5 | 22 | 34 | 7.5% | 4.5% | 21.8% | 33.8%
I | E,F & I | midleton | 2028 | Initial | Grandfathering | IE Solar not priority | 4 | 4 | 3 | 0 | 0 | 1 | 1 | 7.5% | 4.5% | 21.8% | 33.8%
I | E,F & I | trabeg | 2028 | Initial | Grandfathering | IE Solar not priority | 5 | 6 | 4 | 0 | 0 | 1 | 2 | 7.5% | 4.5% | 21.8% | 33.8%
I | E,F & I | barnahely | 2028 | 50% ECP | Grandfathering | IE Solar not priority | 5 | 6 | 5 | 1 | 0 | 0 | 1 | 12.9% | 4.2% | 3.7% | 20.8%
I | E,F & I | castleview | 2028 | 50% ECP | Grandfathering | IE Solar not priority | 2 | 2 | 2 | 0 | 0 | 0 | 0 | 12.9% | 4.2% | 3.7% | 20.8%
I | E,F & I | coolroe | 2028 | 50% ECP | Grandfathering | IE Solar not priority | 7 | 8 | 6 | 1 | 0 | 0 | 2 | 12.9% | 4.2% | 3.7% | 20.8%
I | E,F & I | cow cross | 2028 | 50% ECP | Grandfathering | IE Solar not priority | 9 | 10 | 8 | 1 | 0 | 0 | 2 | 12.9% | 4.2% | 3.7% | 20.8%
I | E,F & I | kilbarry | 2028 | 50% ECP | Grandfathering | IE Solar not priority | 45 | 53 | 42 | 7 | 2 | 2 | 11 | 12.9% | 4.2% | 3.7% | 20.8%
I | E,F & I | knockraha | 2028 | 50% ECP | Grandfathering | IE Solar not priority | 21 | 25 | 20 | 3 | 1 | 1 | 5 | 12.9% | 4.2% | 3.7% | 20.8%
I | E,F & I | lysaghtstown | 2028 | 50% ECP | Grandfathering | IE Solar not priority | 110 | 128 | 101 | 17 | 5 | 5 | 27 | 12.9% | 4.2% | 3.7% | 20.8%
I | E,F & I | midleton | 2028 | 50% ECP | Grandfathering | IE Solar not priority | 18 | 21 | 17 | 3 | 1 | 1 | 4 | 12.9% | 4.2% | 3.7% | 20.8%
I | E,F & I | raffeen | 2028 | 50% ECP | Grandfathering | IE Solar not priority | 28 | 32 | 25 | 4 | 1 | 1 | 7 | 12.9% | 4.2% | 3.7% | 20.8%
I | E,F & I | rathcoursey | 2028 | 50% ECP | Grandfathering | IE Solar not priority | 55 | 64 | 51 | 8 | 3 | 2 | 13 | 12.9% | 4.2% | 3.7% | 20.8%
I | E,F & I | trabeg | 2028 | 50% ECP | Grandfathering | IE Solar not priority | 5 | 6 | 5 | 1 | 0 | 0 | 1 | 12.9% | 4.2% | 3.7% | 20.8%
I | E,F & I | barnahely | 2028 | 100% ECP | Grandfathering | IE Solar not priority | 10 | 12 | 8 | 3 | 1 | 0 | 4 | 23% | 6.1% | 1.5% | 30.6%
I | E,F & I | castleview | 2028 | 100% ECP | Grandfathering | IE Solar not priority | 3 | 4 | 3 | 1 | 0 | 0 | 1 | 23% | 6.1% | 1.5% | 30.6%
I | E,F & I | coolroe | 2028 | 100% ECP | Grandfathering | IE Solar not priority | 14 | 16 | 11 | 4 | 1 | 0 | 5 | 23% | 6.1% | 1.5% | 30.6%
I | E,F & I | cow cross | 2028 | 100% ECP | Grandfathering | IE Solar not priority | 13 | 15 | 10 | 3 | 1 | 0 | 5 | 23% | 6.1% | 1.5% | 30.6%
I | E,F & I | kilbarry | 2028 | 100% ECP | Grandfathering | IE Solar not priority | 80 | 94 | 65 | 22 | 6 | 1 | 29 | 23% | 6.1% | 1.5% | 30.6%
I | E,F & I | knockraha | 2028 | 100% ECP | Grandfathering | IE Solar not priority | 42 | 49 | 34 | 11 | 3 | 1 | 15 | 23% | 6.1% | 1.5% | 30.6%
I | E,F & I | lysaghtstown | 2028 | 100% ECP | Grandfathering | IE Solar not priority | 132 | 155 | 108 | 36 | 9 | 2 | 47 | 23% | 6.1% | 1.5% | 30.6%
I | E,F & I | midleton | 2028 | 100% ECP | Grandfathering | IE Solar not priority | 33 | 38 | 26 | 9 | 2 | 1 | 12 | 23% | 6.1% | 1.5% | 30.6%
I | E,F & I | raffeen | 2028 | 100% ECP | Grandfathering | IE Solar not priority | 55 | 64 | 44 | 15 | 4 | 1 | 20 | 23% | 6.1% | 1.5% | 30.6%
I | E,F & I | rathcoursey | 2028 | 100% ECP | Grandfathering | IE Solar not priority | 110 | 129 | 90 | 30 | 8 | 2 | 39 | 23% | 6.1% | 1.5% | 30.6%
I | E,F & I | trabeg | 2028 | 100% ECP | Grandfathering | IE Solar not priority | 5 | 6 | 4 | 1 | 0 | 0 | 2 | 23% | 6.1% | 1.5% | 30.6%
I | E,F & I | cow cross | 2030 | Initial | Grandfathering | IE Solar not priority | 5 | 6 | 5 | 0 | 0 | 0 | 1 | 8.4% | 2.5% | 5% | 15.8%
I | E,F & I | kilbarry | 2030 | Initial | Grandfathering | IE Solar not priority | 10 | 12 | 10 | 1 | 0 | 1 | 2 | 8.4% | 2.5% | 5% | 15.8%
I | E,F & I | lysaghtstown | 2030 | Initial | Grandfathering | IE Solar not priority | 87 | 102 | 86 | 9 | 3 | 5 | 16 | 8.4% | 2.5% | 5% | 15.8%
I | E,F & I | midleton | 2030 | Initial | Grandfathering | IE Solar not priority | 4 | 4 | 3 | 0 | 0 | 0 | 1 | 8.4% | 2.5% | 5% | 15.8%
I | E,F & I | trabeg | 2030 | Initial | Grandfathering | IE Solar not priority | 5 | 6 | 5 | 0 | 0 | 0 | 1 | 8.4% | 2.5% | 5% | 15.8%
I | E,F & I | barnahely | 2030 | 50% ECP | Grandfathering | IE Solar not priority | 5 | 6 | 5 | 1 | 0 | 0 | 1 | 14.9% | 2.6% | 0.8% | 18.3%
I | E,F & I | castleview | 2030 | 50% ECP | Grandfathering | IE Solar not priority | 2 | 2 | 2 | 0 | 0 | 0 | 0 | 14.9% | 2.6% | 0.8% | 18.3%
I | E,F & I | coolroe | 2030 | 50% ECP | Grandfathering | IE Solar not priority | 7 | 8 | 6 | 1 | 0 | 0 | 2 | 14.9% | 2.6% | 0.8% | 18.3%
I | E,F & I | cow cross | 2030 | 50% ECP | Grandfathering | IE Solar not priority | 9 | 10 | 8 | 2 | 0 | 0 | 2 | 14.9% | 2.6% | 0.8% | 18.3%
I | E,F & I | kilbarry | 2030 | 50% ECP | Grandfathering | IE Solar not priority | 45 | 53 | 43 | 8 | 1 | 0 | 10 | 14.9% | 2.6% | 0.8% | 18.3%
I | E,F & I | knockraha | 2030 | 50% ECP | Grandfathering | IE Solar not priority | 21 | 25 | 20 | 4 | 1 | 0 | 5 | 14.9% | 2.6% | 0.8% | 18.3%
I | E,F & I | lysaghtstown | 2030 | 50% ECP | Grandfathering | IE Solar not priority | 110 | 128 | 105 | 19 | 3 | 1 | 23 | 14.9% | 2.6% | 0.8% | 18.3%
I | E,F & I | midleton | 2030 | 50% ECP | Grandfathering | IE Solar not priority | 18 | 21 | 17 | 3 | 1 | 0 | 4 | 14.9% | 2.6% | 0.8% | 18.3%
I | E,F & I | raffeen | 2030 | 50% ECP | Grandfathering | IE Solar not priority | 28 | 32 | 26 | 5 | 1 | 0 | 6 | 14.9% | 2.6% | 0.8% | 18.3%
I | E,F & I | rathcoursey | 2030 | 50% ECP | Grandfathering | IE Solar not priority | 55 | 64 | 52 | 10 | 2 | 1 | 12 | 14.9% | 2.6% | 0.8% | 18.3%
I | E,F & I | trabeg | 2030 | 50% ECP | Grandfathering | IE Solar not priority | 5 | 6 | 5 | 1 | 0 | 0 | 1 | 14.9% | 2.6% | 0.8% | 18.3%
I | E,F & I | barnahely | 2030 | 100% ECP | Grandfathering | IE Solar not priority | 10 | 12 | 9 | 3 | 0 | 0 | 3 | 24.9% | 3.5% | 0.4% | 28.8%
I | E,F & I | castleview | 2030 | 100% ECP | Grandfathering | IE Solar not priority | 3 | 4 | 3 | 1 | 0 | 0 | 1 | 24.9% | 3.5% | 0.4% | 28.8%
I | E,F & I | coolroe | 2030 | 100% ECP | Grandfathering | IE Solar not priority | 14 | 16 | 11 | 4 | 1 | 0 | 5 | 24.9% | 3.5% | 0.4% | 28.8%
I | E,F & I | cow cross | 2030 | 100% ECP | Grandfathering | IE Solar not priority | 13 | 15 | 11 | 4 | 1 | 0 | 4 | 24.9% | 3.5% | 0.4% | 28.8%
I | E,F & I | kilbarry | 2030 | 100% ECP | Grandfathering | IE Solar not priority | 80 | 93 | 66 | 23 | 3 | 0 | 27 | 24.9% | 3.5% | 0.4% | 28.8%
I | E,F & I | knockraha | 2030 | 100% ECP | Grandfathering | IE Solar not priority | 42 | 49 | 35 | 12 | 2 | 0 | 14 | 24.9% | 3.5% | 0.4% | 28.8%
I | E,F & I | lysaghtstown | 2030 | 100% ECP | Grandfathering | IE Solar not priority | 132 | 155 | 110 | 38 | 5 | 1 | 45 | 24.9% | 3.5% | 0.4% | 28.8%
I | E,F & I | midleton | 2030 | 100% ECP | Grandfathering | IE Solar not priority | 33 | 38 | 27 | 9 | 1 | 0 | 11 | 24.9% | 3.5% | 0.4% | 28.8%
I | E,F & I | raffeen | 2030 | 100% ECP | Grandfathering | IE Solar not priority | 55 | 64 | 45 | 16 | 2 | 0 | 19 | 24.9% | 3.5% | 0.4% | 28.8%
I | E,F & I | rathcoursey | 2030 | 100% ECP | Grandfathering | IE Solar not priority | 110 | 129 | 92 | 32 | 5 | 1 | 37 | 24.9% | 3.5% | 0.4% | 28.8%
I | E,F & I | trabeg | 2030 | 100% ECP | Grandfathering | IE Solar not priority | 5 | 6 | 4 | 1 | 0 | 0 | 2 | 24.9% | 3.5% | 0.4% | 28.8%
I | E,F & I | barnahely | 2030 | 100% ECP + 3.1GW Offshore | Grandfathering | IE Solar not priority | 10 | 12 | 8 | 4 | 0 | 0 | 4 | 30.8% | 3.5% | 0.3% | 34.7%
I | E,F & I | castleview | 2030 | 100% ECP + 3.1GW Offshore | Grandfathering | IE Solar not priority | 3 | 4 | 3 | 1 | 0 | 0 | 1 | 30.8% | 3.5% | 0.3% | 34.7%
I | E,F & I | coolroe | 2030 | 100% ECP + 3.1GW Offshore | Grandfathering | IE Solar not priority | 14 | 16 | 10 | 5 | 1 | 0 | 6 | 30.8% | 3.5% | 0.3% | 34.7%
I | E,F & I | cow cross | 2030 | 100% ECP + 3.1GW Offshore | Grandfathering | IE Solar not priority | 13 | 15 | 10 | 5 | 1 | 0 | 5 | 30.8% | 3.5% | 0.3% | 34.7%
I | E,F & I | kilbarry | 2030 | 100% ECP + 3.1GW Offshore | Grandfathering | IE Solar not priority | 80 | 93 | 61 | 29 | 3 | 0 | 32 | 30.8% | 3.5% | 0.3% | 34.7%
I | E,F & I | knockraha | 2030 | 100% ECP + 3.1GW Offshore | Grandfathering | IE Solar not priority | 42 | 49 | 32 | 15 | 2 | 0 | 17 | 30.8% | 3.5% | 0.3% | 34.7%
I | E,F & I | lysaghtstown | 2030 | 100% ECP + 3.1GW Offshore | Grandfathering | IE Solar not priority | 132 | 155 | 101 | 48 | 5 | 1 | 54 | 30.8% | 3.5% | 0.3% | 34.7%
I | E,F & I | midleton | 2030 | 100% ECP + 3.1GW Offshore | Grandfathering | IE Solar not priority | 33 | 38 | 25 | 12 | 1 | 0 | 13 | 30.8% | 3.5% | 0.3% | 34.7%
I | E,F & I | raffeen | 2030 | 100% ECP + 3.1GW Offshore | Grandfathering | IE Solar not priority | 55 | 64 | 42 | 20 | 2 | 0 | 22 | 30.8% | 3.5% | 0.3% | 34.7%
I | E,F & I | rathcoursey | 2030 | 100% ECP + 3.1GW Offshore | Grandfathering | IE Solar not priority | 110 | 129 | 84 | 40 | 5 | 0 | 45 | 30.8% | 3.5% | 0.3% | 34.7%
I | E,F & I | trabeg | 2030 | 100% ECP + 3.1GW Offshore | Grandfathering | IE Solar not priority | 5 | 6 | 4 | 2 | 0 | 0 | 2 | 30.8% | 3.5% | 0.3% | 34.7%
I | E,F & I | barnahely | 2030 | 100% ECP (without Battery) | Grandfathering | IE Solar not priority | 10 | 12 | 8 | 4 | 1 | 0 | 4 | 33.4% | 4.5% | 0.5% | 38.4%
I | E,F & I | castleview | 2030 | 100% ECP (without Battery) | Grandfathering | IE Solar not priority | 3 | 4 | 2 | 1 | 0 | 0 | 2 | 33.4% | 4.5% | 0.5% | 38.4%
I | E,F & I | coolroe | 2030 | 100% ECP (without Battery) | Grandfathering | IE Solar not priority | 14 | 16 | 10 | 5 | 1 | 0 | 6 | 33.4% | 4.5% | 0.5% | 38.4%
I | E,F & I | cow cross | 2030 | 100% ECP (without Battery) | Grandfathering | IE Solar not priority | 13 | 15 | 9 | 5 | 1 | 0 | 6 | 33.4% | 4.5% | 0.5% | 38.4%
I | E,F & I | kilbarry | 2030 | 100% ECP (without Battery) | Grandfathering | IE Solar not priority | 80 | 93 | 57 | 31 | 4 | 0 | 36 | 33.4% | 4.5% | 0.5% | 38.4%
I | E,F & I | knockraha | 2030 | 100% ECP (without Battery) | Grandfathering | IE Solar not priority | 42 | 49 | 30 | 16 | 2 | 0 | 19 | 33.4% | 4.5% | 0.5% | 38.4%
I | E,F & I | lysaghtstown | 2030 | 100% ECP (without Battery) | Grandfathering | IE Solar not priority | 132 | 155 | 96 | 52 | 7 | 1 | 59 | 33.4% | 4.5% | 0.5% | 38.4%
I | E,F & I | midleton | 2030 | 100% ECP (without Battery) | Grandfathering | IE Solar not priority | 33 | 38 | 23 | 13 | 2 | 0 | 15 | 33.4% | 4.5% | 0.5% | 38.4%
I | E,F & I | raffeen | 2030 | 100% ECP (without Battery) | Grandfathering | IE Solar not priority | 55 | 64 | 39 | 21 | 3 | 0 | 25 | 33.4% | 4.5% | 0.5% | 38.4%
I | E,F & I | rathcoursey | 2030 | 100% ECP (without Battery) | Grandfathering | IE Solar not priority | 110 | 129 | 80 | 43 | 6 | 1 | 49 | 33.4% | 4.5% | 0.5% | 38.4%
I | E,F & I | trabeg | 2030 | 100% ECP (without Battery) | Grandfathering | IE Solar not priority | 5 | 6 | 4 | 2 | 0 | 0 | 2 | 33.4% | 4.5% | 0.5% | 38.4%
I | E,F & I | barnahely | 2035 | 100% ECP + 5GW Offshore | Grandfathering | IE Solar not priority | 10 | 12 | 9 | 3 | 0 | 0 | 3 | 22.8% | 2.2% | 2.8% | 27.8%
I | E,F & I | castleview | 2035 | 100% ECP + 5GW Offshore | Grandfathering | IE Solar not priority | 3 | 4 | 3 | 1 | 0 | 0 | 1 | 22.8% | 2.2% | 2.8% | 27.8%
I | E,F & I | coolroe | 2035 | 100% ECP + 5GW Offshore | Grandfathering | IE Solar not priority | 14 | 16 | 11 | 4 | 0 | 0 | 5 | 22.8% | 2.2% | 2.8% | 27.8%
I | E,F & I | cow cross | 2035 | 100% ECP + 5GW Offshore | Grandfathering | IE Solar not priority | 13 | 15 | 11 | 3 | 0 | 0 | 4 | 22.8% | 2.2% | 2.8% | 27.8%
I | E,F & I | kilbarry | 2035 | 100% ECP + 5GW Offshore | Grandfathering | IE Solar not priority | 80 | 93 | 67 | 21 | 2 | 3 | 26 | 22.8% | 2.2% | 2.8% | 27.8%
I | E,F & I | knockraha 220kv | 2035 | 100% ECP + 5GW Offshore | Grandfathering | IE wind not priority | 378 | 1607 | 880 | 468 | 29 | 230 | 727 | 29.2% | 1.8% | 14.3% | 45.3%
I | E,F & I | knockraha | 2035 | 100% ECP + 5GW Offshore | Grandfathering | IE Solar not priority | 42 | 49 | 35 | 11 | 1 | 1 | 14 | 22.8% | 2.2% | 2.8% | 27.8%
I | E,F & I | lysaghtstown | 2035 | 100% ECP + 5GW Offshore | Grandfathering | IE Solar not priority | 132 | 155 | 112 | 35 | 3 | 4 | 43 | 22.8% | 2.2% | 2.8% | 27.8%
I | E,F & I | midleton | 2035 | 100% ECP + 5GW Offshore | Grandfathering | IE Solar not priority | 33 | 38 | 27 | 9 | 1 | 1 | 11 | 22.8% | 2.2% | 2.8% | 27.8%
I | E,F & I | raffeen | 2035 | 100% ECP + 5GW Offshore | Grandfathering | IE Solar not priority | 55 | 64 | 46 | 15 | 1 | 2 | 18 | 22.8% | 2.2% | 2.8% | 27.8%
I | E,F & I | rathcoursey | 2035 | 100% ECP + 5GW Offshore | Grandfathering | IE Solar not priority | 110 | 129 | 93 | 29 | 3 | 4 | 36 | 22.8% | 2.2% | 2.8% | 27.8%
I | E,F & I | trabeg | 2035 | 100% ECP + 5GW Offshore | Grandfathering | IE Solar not priority | 5 | 6 | 4 | 1 | 0 | 0 | 2 | 22.8% | 2.2% | 2.8% | 27.8%
I | E,F & I | barnahely | 2035 | 100% ECP + 5GW Offshore (without France 2, LirIC, MaRES) | Grandfathering | IE Solar not priority | 10 | 12 | 8 | 3 | 0 | 0 | 4 | 29% | 2.8% | 1.2% | 32.9%
I | E,F & I | castleview | 2035 | 100% ECP + 5GW Offshore (without France 2, LirIC, MaRES) | Grandfathering | IE Solar not priority | 3 | 4 | 3 | 1 | 0 | 0 | 1 | 29% | 2.8% | 1.2% | 32.9%
I | E,F & I | coolroe | 2035 | 100% ECP + 5GW Offshore (without France 2, LirIC, MaRES) | Grandfathering | IE Solar not priority | 14 | 16 | 11 | 5 | 0 | 0 | 5 | 29% | 2.8% | 1.2% | 32.9%
I | E,F & I | cow cross | 2035 | 100% ECP + 5GW Offshore (without France 2, LirIC, MaRES) | Grandfathering | IE Solar not priority | 13 | 15 | 10 | 4 | 0 | 0 | 5 | 29% | 2.8% | 1.2% | 32.9%
I | E,F & I | kilbarry | 2035 | 100% ECP + 5GW Offshore (without France 2, LirIC, MaRES) | Grandfathering | IE Solar not priority | 80 | 93 | 62 | 27 | 3 | 1 | 31 | 29% | 2.8% | 1.2% | 32.9%
I | E,F & I | knockraha 220kv | 2035 | 100% ECP + 5GW Offshore (without France 2, LirIC, MaRES) | Grandfathering | IE wind not priority | 378 | 1607 | 859 | 545 | 32 | 171 | 748 | 33.9% | 2% | 10.6% | 46.5%
I | E,F & I | knockraha | 2035 | 100% ECP + 5GW Offshore (without France 2, LirIC, MaRES) | Grandfathering | IE Solar not priority | 42 | 49 | 33 | 14 | 1 | 1 | 16 | 29% | 2.8% | 1.2% | 32.9%
I | E,F & I | lysaghtstown | 2035 | 100% ECP + 5GW Offshore (without France 2, LirIC, MaRES) | Grandfathering | IE Solar not priority | 132 | 155 | 104 | 45 | 4 | 2 | 51 | 29% | 2.8% | 1.2% | 32.9%
I | E,F & I | midleton | 2035 | 100% ECP + 5GW Offshore (without France 2, LirIC, MaRES) | Grandfathering | IE Solar not priority | 33 | 38 | 25 | 11 | 1 | 0 | 13 | 29% | 2.8% | 1.2% | 32.9%
I | E,F & I | raffeen | 2035 | 100% ECP + 5GW Offshore (without France 2, LirIC, MaRES) | Grandfathering | IE Solar not priority | 55 | 64 | 43 | 19 | 2 | 1 | 21 | 29% | 2.8% | 1.2% | 32.9%
I | E,F & I | rathcoursey | 2035 | 100% ECP + 5GW Offshore (without France 2, LirIC, MaRES) | Grandfathering | IE Solar not priority | 110 | 129 | 87 | 37 | 4 | 2 | 42 | 29% | 2.8% | 1.2% | 32.9%
I | E,F & I | trabeg | 2035 | 100% ECP + 5GW Offshore (without France 2, LirIC, MaRES) | Grandfathering | IE Solar not priority | 5 | 6 | 4 | 2 | 0 | 0 | 2 | 29% | 2.8% | 1.2% | 32.9%
I | E,F & I | barnahely | 2035 | 100% ECP + 5GW Offshore (with 100% ECP 2.4 IC methodology) | Grandfathering | IE Solar not priority | 10 | 12 | 10 | 2 | 0 | 0 | 2 | 17.9% | 2% | 0.6% | 20.5%
I | E,F & I | castleview | 2035 | 100% ECP + 5GW Offshore (with 100% ECP 2.4 IC methodology) | Grandfathering | IE Solar not priority | 3 | 4 | 3 | 1 | 0 | 0 | 1 | 17.9% | 2% | 0.6% | 20.5%
I | E,F & I | coolroe | 2035 | 100% ECP + 5GW Offshore (with 100% ECP 2.4 IC methodology) | Grandfathering | IE Solar not priority | 14 | 16 | 13 | 3 | 0 | 0 | 3 | 17.9% | 2% | 0.6% | 20.5%
I | E,F & I | cow cross | 2035 | 100% ECP + 5GW Offshore (with 100% ECP 2.4 IC methodology) | Grandfathering | IE Solar not priority | 13 | 15 | 12 | 3 | 0 | 0 | 3 | 17.9% | 2% | 0.6% | 20.5%
I | E,F & I | kilbarry | 2035 | 100% ECP + 5GW Offshore (with 100% ECP 2.4 IC methodology) | Grandfathering | IE Solar not priority | 80 | 93 | 74 | 17 | 2 | 1 | 19 | 17.9% | 2% | 0.6% | 20.5%
I | E,F & I | knockraha 220kv | 2035 | 100% ECP + 5GW Offshore (with 100% ECP 2.4 IC methodology) | Grandfathering | IE wind not priority | 378 | 1607 | 1183 | 291 | 27 | 105 | 424 | 18.1% | 1.7% | 6.6% | 26.4%
I | E,F & I | knockraha | 2035 | 100% ECP + 5GW Offshore (with 100% ECP 2.4 IC methodology) | Grandfathering | IE Solar not priority | 42 | 49 | 39 | 9 | 1 | 0 | 10 | 17.9% | 2% | 0.6% | 20.5%
I | E,F & I | lysaghtstown | 2035 | 100% ECP + 5GW Offshore (with 100% ECP 2.4 IC methodology) | Grandfathering | IE Solar not priority | 132 | 155 | 123 | 28 | 3 | 1 | 32 | 17.9% | 2% | 0.6% | 20.5%
I | E,F & I | midleton | 2035 | 100% ECP + 5GW Offshore (with 100% ECP 2.4 IC methodology) | Grandfathering | IE Solar not priority | 33 | 38 | 30 | 7 | 1 | 0 | 8 | 17.9% | 2% | 0.6% | 20.5%
I | E,F & I | raffeen | 2035 | 100% ECP + 5GW Offshore (with 100% ECP 2.4 IC methodology) | Grandfathering | IE Solar not priority | 55 | 64 | 51 | 12 | 1 | 0 | 13 | 17.9% | 2% | 0.6% | 20.5%
I | E,F & I | rathcoursey | 2035 | 100% ECP + 5GW Offshore (with 100% ECP 2.4 IC methodology) | Grandfathering | IE Solar not priority | 110 | 129 | 103 | 23 | 3 | 1 | 26 | 17.9% | 2% | 0.6% | 20.5%
I | E,F & I | trabeg | 2035 | 100% ECP + 5GW Offshore (with 100% ECP 2.4 IC methodology) | Grandfathering | IE Solar not priority | 5 | 6 | 5 | 1 | 0 | 0 | 1 | 17.9% | 2% | 0.6% | 20.5%
I | E,F & I | barnahely | 2028 | 100% ECP (Pro-rata) | Pro-rata | IE Solar not priority | 10 | 12 | 8 | 3 | 1 | 0 | 4 | 23% | 6.1% | 1.5% | 30.6%
I | E,F & I | castleview | 2028 | 100% ECP (Pro-rata) | Pro-rata | IE Solar not priority | 3 | 4 | 3 | 1 | 0 | 0 | 1 | 23% | 6.1% | 1.5% | 30.6%
I | E,F & I | coolroe | 2028 | 100% ECP (Pro-rata) | Pro-rata | IE Solar not priority | 14 | 16 | 11 | 4 | 1 | 0 | 5 | 23% | 6.1% | 1.5% | 30.6%
I | E,F & I | cow cross | 2028 | 100% ECP (Pro-rata) | Pro-rata | IE Solar not priority | 13 | 15 | 10 | 3 | 1 | 0 | 5 | 23% | 6.1% | 1.5% | 30.6%
I | E,F & I | kilbarry | 2028 | 100% ECP (Pro-rata) | Pro-rata | IE Solar not priority | 80 | 94 | 65 | 22 | 6 | 1 | 29 | 23% | 6.1% | 1.5% | 30.6%
I | E,F & I | knockraha | 2028 | 100% ECP (Pro-rata) | Pro-rata | IE Solar not priority | 42 | 49 | 34 | 11 | 3 | 1 | 15 | 23% | 6.1% | 1.5% | 30.6%
I | E,F & I | lysaghtstown | 2028 | 100% ECP (Pro-rata) | Pro-rata | IE Solar not priority | 132 | 155 | 108 | 36 | 9 | 2 | 47 | 23% | 6.1% | 1.5% | 30.6%
I | E,F & I | midleton | 2028 | 100% ECP (Pro-rata) | Pro-rata | IE Solar not priority | 33 | 38 | 26 | 9 | 2 | 1 | 12 | 23% | 6.1% | 1.5% | 30.6%
I | E,F & I | raffeen | 2028 | 100% ECP (Pro-rata) | Pro-rata | IE Solar not priority | 55 | 64 | 44 | 15 | 4 | 1 | 20 | 23% | 6.1% | 1.5% | 30.6%
I | E,F & I | rathcoursey | 2028 | 100% ECP (Pro-rata) | Pro-rata | IE Solar not priority | 110 | 129 | 90 | 30 | 8 | 2 | 39 | 23% | 6.1% | 1.5% | 30.6%
I | E,F & I | trabeg | 2028 | 100% ECP (Pro-rata) | Pro-rata | IE Solar not priority | 5 | 6 | 4 | 1 | 0 | 0 | 2 | 23% | 6.1% | 1.5% | 30.6%
I | E,F & I | barnahely | 2030 | 100% ECP (Pro-rata) | Pro-rata | IE Solar not priority | 10 | 12 | 9 | 3 | 0 | 0 | 3 | 24.9% | 3.5% | 0.4% | 28.8%
I | E,F & I | castleview | 2030 | 100% ECP (Pro-rata) | Pro-rata | IE Solar not priority | 3 | 4 | 3 | 1 | 0 | 0 | 1 | 24.9% | 3.5% | 0.4% | 28.8%
I | E,F & I | coolroe | 2030 | 100% ECP (Pro-rata) | Pro-rata | IE Solar not priority | 14 | 16 | 11 | 4 | 1 | 0 | 5 | 24.9% | 3.5% | 0.4% | 28.8%
I | E,F & I | cow cross | 2030 | 100% ECP (Pro-rata) | Pro-rata | IE Solar not priority | 13 | 15 | 11 | 4 | 1 | 0 | 4 | 24.9% | 3.5% | 0.4% | 28.8%
I | E,F & I | kilbarry | 2030 | 100% ECP (Pro-rata) | Pro-rata | IE Solar not priority | 80 | 93 | 66 | 23 | 3 | 0 | 27 | 24.9% | 3.5% | 0.4% | 28.8%
I | E,F & I | knockraha | 2030 | 100% ECP (Pro-rata) | Pro-rata | IE Solar not priority | 42 | 49 | 35 | 12 | 2 | 0 | 14 | 24.9% | 3.5% | 0.4% | 28.8%
I | E,F & I | lysaghtstown | 2030 | 100% ECP (Pro-rata) | Pro-rata | IE Solar not priority | 132 | 155 | 110 | 38 | 5 | 1 | 45 | 24.9% | 3.5% | 0.4% | 28.8%
I | E,F & I | midleton | 2030 | 100% ECP (Pro-rata) | Pro-rata | IE Solar not priority | 33 | 38 | 27 | 9 | 1 | 0 | 11 | 24.9% | 3.5% | 0.4% | 28.8%
I | E,F & I | raffeen | 2030 | 100% ECP (Pro-rata) | Pro-rata | IE Solar not priority | 55 | 64 | 45 | 16 | 2 | 0 | 19 | 24.9% | 3.5% | 0.4% | 28.8%
I | E,F & I | rathcoursey | 2030 | 100% ECP (Pro-rata) | Pro-rata | IE Solar not priority | 110 | 129 | 92 | 32 | 5 | 1 | 37 | 24.9% | 3.5% | 0.4% | 28.8%
I | E,F & I | trabeg | 2030 | 100% ECP (Pro-rata) | Pro-rata | IE Solar not priority | 5 | 6 | 4 | 1 | 0 | 0 | 2 | 24.9% | 3.5% | 0.4% | 28.8%
I | E,F & I | barnahely | 2030 | 100% ECP + 3.1GW Offshore (Pro-rata) | Pro-rata | IE Solar not priority | 10 | 12 | 8 | 4 | 0 | 0 | 4 | 30.8% | 3.5% | 0.3% | 34.7%
I | E,F & I | castleview | 2030 | 100% ECP + 3.1GW Offshore (Pro-rata) | Pro-rata | IE Solar not priority | 3 | 4 | 3 | 1 | 0 | 0 | 1 | 30.8% | 3.5% | 0.3% | 34.7%
I | E,F & I | coolroe | 2030 | 100% ECP + 3.1GW Offshore (Pro-rata) | Pro-rata | IE Solar not priority | 14 | 16 | 10 | 5 | 1 | 0 | 6 | 30.8% | 3.5% | 0.3% | 34.7%
I | E,F & I | cow cross | 2030 | 100% ECP + 3.1GW Offshore (Pro-rata) | Pro-rata | IE Solar not priority | 13 | 15 | 10 | 5 | 1 | 0 | 5 | 30.8% | 3.5% | 0.3% | 34.7%
I | E,F & I | kilbarry | 2030 | 100% ECP + 3.1GW Offshore (Pro-rata) | Pro-rata | IE Solar not priority | 80 | 93 | 61 | 29 | 3 | 0 | 32 | 30.8% | 3.5% | 0.3% | 34.7%
I | E,F & I | knockraha | 2030 | 100% ECP + 3.1GW Offshore (Pro-rata) | Pro-rata | IE Solar not priority | 42 | 49 | 32 | 15 | 2 | 0 | 17 | 30.8% | 3.5% | 0.3% | 34.7%
I | E,F & I | lysaghtstown | 2030 | 100% ECP + 3.1GW Offshore (Pro-rata) | Pro-rata | IE Solar not priority | 132 | 155 | 101 | 48 | 5 | 1 | 54 | 30.8% | 3.5% | 0.3% | 34.7%
I | E,F & I | midleton | 2030 | 100% ECP + 3.1GW Offshore (Pro-rata) | Pro-rata | IE Solar not priority | 33 | 38 | 25 | 12 | 1 | 0 | 13 | 30.8% | 3.5% | 0.3% | 34.7%
I | E,F & I | raffeen | 2030 | 100% ECP + 3.1GW Offshore (Pro-rata) | Pro-rata | IE Solar not priority | 55 | 64 | 42 | 20 | 2 | 0 | 22 | 30.8% | 3.5% | 0.3% | 34.7%
I | E,F & I | rathcoursey | 2030 | 100% ECP + 3.1GW Offshore (Pro-rata) | Pro-rata | IE Solar not priority | 110 | 129 | 84 | 40 | 5 | 0 | 45 | 30.8% | 3.5% | 0.3% | 34.7%
I | E,F & I | trabeg | 2030 | 100% ECP + 3.1GW Offshore (Pro-rata) | Pro-rata | IE Solar not priority | 5 | 6 | 4 | 2 | 0 | 0 | 2 | 30.8% | 3.5% | 0.3% | 34.7%
J | J Country | athy | 2028 | Initial | Grandfathering | IE Solar not priority | 5 | 6 | 5 | 0 | 0 | 0 | 1 | 7.2% | 4.4% | 5.4% | 17.1%
J | J Country | blundelstown | 2028 | Initial | Grandfathering | IE Solar not priority | 60 | 77 | 64 | 6 | 3 | 4 | 13 | 7.2% | 4.4% | 5.4% | 17.1%
J | J Country | clonfad | 2028 | Initial | Grandfathering | IE Solar not priority | 100 | 128 | 106 | 9 | 6 | 7 | 22 | 7.2% | 4.4% | 5.4% | 17.1%
J | J Country | cushaling | 2028 | Initial | Grandfathering | IE wind not priority | 75 | 233 | 124 | 41 | 15 | 52 | 109 | 17.8% | 6.5% | 22.5% | 46.8%
J | J Country | derryiron | 2028 | Initial | Grandfathering | IE Solar not priority | 47 | 60 | 50 | 4 | 3 | 3 | 10 | 7.2% | 4.4% | 5.4% | 17.1%
J | J Country | derryiron | 2028 | Initial | Grandfathering | IE wind not priority | 101 | 314 | 167 | 56 | 20 | 71 | 147 | 17.8% | 6.5% | 22.5% | 46.8%
J | J Country | dunfirth | 2028 | Initial | Grandfathering | IE Solar not priority | 14 | 18 | 15 | 1 | 1 | 1 | 3 | 7.2% | 4.4% | 5.4% | 17.1%
J | J City, G South | finglas | 2028 | Initial | Grandfathering | IE Solar not priority | 8 | 11 | 10 | 1 | 0 | 0 | 1 | 7.2% | 4.4% | 0.2% | 11.9%
J | J City, G South | gallanstown | 2028 | Initial | Grandfathering | IE Solar not priority | 151 | 193 | 170 | 14 | 9 | 0 | 23 | 7.2% | 4.4% | 0.2% | 11.9%
J | J City, G South | glasmore | 2028 | Initial | Grandfathering | IE Solar not priority | 4 | 5 | 4 | 0 | 0 | 0 | 1 | 7.2% | 4.4% | 0.2% | 11.9%
J | J City, G South | griffinrath | 2028 | Initial | Grandfathering | IE Solar not priority | 16 | 20 | 18 | 1 | 1 | 0 | 2 | 7.2% | 4.4% | 0.2% | 11.9%
J | J Country | monread | 2028 | Initial | Grandfathering | IE Solar not priority | 8 | 10 | 8 | 1 | 0 | 1 | 2 | 7.2% | 4.4% | 5.4% | 17.1%
J | J Country | mount lucas | 2028 | Initial | Grandfathering | IE wind not priority | 56 | 175 | 93 | 31 | 11 | 39 | 82 | 17.8% | 6.5% | 22.5% | 46.8%
J | J Country | mount lucas | 2028 | Initial | Grandfathering | IE wind priority | 79 | 246 | 220 | 0 | 26 | 0 | 26 | 0% | 10.4% | 0% | 10.4%
J | J Country | newbridge | 2028 | Initial | Grandfathering | IE Solar not priority | 12 | 15 | 12 | 1 | 1 | 1 | 3 | 7.2% | 4.4% | 5.4% | 17.1%
J | J Country | philipstown | 2028 | Initial | Grandfathering | IE wind not priority | 50 | 155 | 82 | 28 | 10 | 35 | 73 | 17.8% | 6.5% | 22.5% | 46.8%
J | J Country | portlaoise | 2028 | Initial | Grandfathering | IE wind not priority | 45 | 140 | 75 | 25 | 9 | 31 | 65 | 17.8% | 6.5% | 22.5% | 46.8%
J | J Country | thornsberry | 2028 | Initial | Grandfathering | IE Solar not priority | 4 | 5 | 4 | 0 | 0 | 0 | 1 | 7.2% | 4.4% | 5.4% | 17.1%
J | J Country | timahoe | 2028 | Initial | Grandfathering | IE Solar not priority | 70 | 90 | 75 | 7 | 4 | 5 | 15 | 7.2% | 4.4% | 5.4% | 17.1%
J | J City, G South | arodstown | 2028 | 50% ECP | Grandfathering | IE Solar not priority | 178 | 228 | 184 | 29 | 10 | 6 | 44 | 12.6% | 4.2% | 2.6% | 19.4%
J | J Country | athy | 2028 | 50% ECP | Grandfathering | IE Solar not priority | 5 | 6 | 2 | 1 | 0 | 3 | 4 | 12.6% | 4.2% | 42.6% | 59.4%
J | J Country | blundelstown | 2028 | 50% ECP | Grandfathering | IE Solar not priority | 60 | 77 | 31 | 10 | 3 | 33 | 46 | 12.6% | 4.2% | 42.6% | 59.4%
J | J Country | bracklone | 2028 | 50% ECP | Grandfathering | IE Solar not priority | 43 | 55 | 23 | 7 | 2 | 23 | 32 | 12.6% | 4.2% | 42.6% | 59.4%
J | J Country | bracklone | 2028 | 50% ECP | Grandfathering | IE wind not priority | 29 | 89 | 34 | 20 | 5 | 30 | 55 | 22.8% | 5.1% | 33.3% | 61.2%
J | J Country | bracklyn | 2028 | 50% ECP | Grandfathering | IE wind not priority | 32 | 101 | 39 | 23 | 5 | 33 | 62 | 22.8% | 5.1% | 33.3% | 61.2%
J | J Country | clonfad | 2028 | 50% ECP | Grandfathering | IE Solar not priority | 100 | 128 | 52 | 16 | 5 | 55 | 76 | 12.6% | 4.2% | 42.6% | 59.4%
J | J Country | coolnabacky | 2028 | 50% ECP | Grandfathering | IE Solar not priority | 40 | 51 | 21 | 6 | 2 | 22 | 30 | 12.6% | 4.2% | 42.6% | 59.4%
J | J Country | craddanstown | 2028 | 50% ECP | Grandfathering | IE wind not priority | 91 | 283 | 110 | 64 | 14 | 94 | 173 | 22.8% | 5.1% | 33.3% | 61.2%
J | J City, G South | crakenstown | 2028 | 50% ECP | Grandfathering | IE Solar not priority | 286 | 367 | 296 | 46 | 15 | 10 | 71 | 12.6% | 4.2% | 2.6% | 19.4%
J | J Country | curraghdoo | 2028 | 50% ECP | Grandfathering | IE Solar not priority | 2 | 3 | 1 | 0 | 0 | 1 | 2 | 12.6% | 4.2% | 42.6% | 59.4%
J | J Country | cushaling | 2028 | 50% ECP | Grandfathering | IE wind not priority | 75 | 233 | 90 | 53 | 12 | 78 | 143 | 22.8% | 5.1% | 33.3% | 61.2%
J | J Country | derryiron | 2028 | 50% ECP | Grandfathering | IE Solar not priority | 90 | 115 | 47 | 14 | 5 | 49 | 68 | 12.6% | 4.2% | 42.6% | 59.4%
J | J Country | derryiron | 2028 | 50% ECP | Grandfathering | IE wind not priority | 101 | 314 | 122 | 72 | 16 | 104 | 192 | 22.8% | 5.1% | 33.3% | 61.2%
J | J Country | dunfirth | 2028 | 50% ECP | Grandfathering | IE Solar not priority | 23 | 29 | 12 | 4 | 1 | 12 | 17 | 12.6% | 4.2% | 42.6% | 59.4%
J | J City, G South | dunstown | 2028 | 50% ECP | Grandfathering | IE Solar not priority | 105 | 135 | 109 | 17 | 6 | 4 | 26 | 12.6% | 4.2% | 2.6% | 19.4%
J | J City, G South | finglas | 2028 | 50% ECP | Grandfathering | IE Solar not priority | 86 | 111 | 90 | 14 | 5 | 3 | 21 | 12.6% | 4.2% | 2.6% | 19.4%
J | J Country | fosterstown | 2028 | 50% ECP | Grandfathering | IE Solar not priority | 42 | 54 | 22 | 7 | 2 | 23 | 32 | 12.6% | 4.2% | 42.6% | 59.4%
J | J City, G South | gallanstown | 2028 | 50% ECP | Grandfathering | IE Solar not priority | 167 | 214 | 173 | 27 | 9 | 6 | 41 | 12.6% | 4.2% | 2.6% | 19.4%
J | J City, G South | glasmore | 2028 | 50% ECP | Grandfathering | IE Solar not priority | 4 | 5 | 4 | 1 | 0 | 0 | 1 | 12.6% | 4.2% | 2.6% | 19.4%
J | J City, G South | grange | 2028 | 50% ECP | Grandfathering | IE Solar not priority | 20 | 26 | 21 | 3 | 1 | 1 | 5 | 12.6% | 4.2% | 2.6% | 19.4%
J | J City, G South | griffinrath | 2028 | 50% ECP | Grandfathering | IE Solar not priority | 43 | 55 | 44 | 7 | 2 | 1 | 11 | 12.6% | 4.2% | 2.6% | 19.4%
J | J Country | harristown | 2028 | 50% ECP | Grandfathering | IE Solar not priority | 21 | 27 | 11 | 3 | 1 | 12 | 16 | 12.6% | 4.2% | 42.6% | 59.4%
J | J Country | kilteel | 2028 | 50% ECP | Grandfathering | IE Solar not priority | 8 | 10 | 4 | 1 | 0 | 4 | 6 | 12.6% | 4.2% | 42.6% | 59.4%
J | J Country | maynooth | 2028 | 50% ECP | Grandfathering | IE Solar not priority | 25 | 32 | 13 | 4 | 1 | 14 | 19 | 12.6% | 4.2% | 42.6% | 59.4%
J | J Country | monread | 2028 | 50% ECP | Grandfathering | IE Solar not priority | 8 | 10 | 4 | 1 | 0 | 4 | 6 | 12.6% | 4.2% | 42.6% | 59.4%
J | J Country | mount lucas | 2028 | 50% ECP | Grandfathering | IE wind not priority | 56 | 175 | 68 | 40 | 9 | 58 | 107 | 22.8% | 5.1% | 33.3% | 61.2%
J | J Country | mount lucas | 2028 | 50% ECP | Grandfathering | IE wind priority | 79 | 246 | 222 | 0 | 24 | 0 | 24 | 0% | 9.7% | 0% | 9.7%
J | J Country | mulgeeth | 2028 | 50% ECP | Grandfathering | IE wind not priority | 30 | 93 | 36 | 21 | 5 | 31 | 57 | 22.8% | 5.1% | 33.3% | 61.2%
J | J Country | newbridge | 2028 | 50% ECP | Grandfathering | IE Solar not priority | 14 | 18 | 7 | 2 | 1 | 8 | 11 | 12.6% | 4.2% | 42.6% | 59.4%
J | J Country | philipstown | 2028 | 50% ECP | Grandfathering | IE Solar not priority | 25 | 32 | 13 | 4 | 1 | 14 | 19 | 12.6% | 4.2% | 42.6% | 59.4%
J | J Country | philipstown | 2028 | 50% ECP | Grandfathering | IE wind not priority | 50 | 155 | 60 | 35 | 8 | 52 | 95 | 22.8% | 5.1% | 33.3% | 61.2%
J | J Country | portlaoise | 2028 | 50% ECP | Grandfathering | IE Solar not priority | 2 | 3 | 1 | 0 | 0 | 1 | 2 | 12.6% | 4.2% | 42.6% | 59.4%
J | J Country | portlaoise | 2028 | 50% ECP | Grandfathering | IE wind not priority | 45 | 140 | 54 | 32 | 7 | 47 | 86 | 22.8% | 5.1% | 33.3% | 61.2%
J | J Country | thornsberry | 2028 | 50% ECP | Grandfathering | IE Solar not priority | 124 | 159 | 65 | 20 | 7 | 68 | 94 | 12.6% | 4.2% | 42.6% | 59.4%
J | J Country | timahoe | 2028 | 50% ECP | Grandfathering | IE Solar not priority | 205 | 263 | 107 | 33 | 11 | 112 | 156 | 12.6% | 4.2% | 42.6% | 59.4%
J | J City, G South | arodstown | 2028 | 100% ECP | Grandfathering | IE Solar not priority | 356 | 456 | 302 | 104 | 28 | 23 | 154 | 22.7% | 6% | 5.1% | 33.8%
J | J Country | athy | 2028 | 100% ECP | Grandfathering | IE Solar not priority | 5 | 6 | 1 | 1 | 0 | 3 | 5 | 22.7% | 6% | 42% | 70.7%
J | J Country | blundelstown | 2028 | 100% ECP | Grandfathering | IE Solar not priority | 60 | 77 | 23 | 17 | 5 | 32 | 54 | 22.7% | 6% | 42% | 70.7%
J | J Country | bracklone | 2028 | 100% ECP | Grandfathering | IE Solar not priority | 85 | 109 | 32 | 25 | 7 | 46 | 77 | 22.7% | 6% | 42% | 70.7%
J | J Country | bracklone | 2028 | 100% ECP | Grandfathering | IE wind not priority | 58 | 179 | 49 | 52 | 9 | 70 | 130 | 29% | 4.9% | 39% | 72.9%
J | J Country | bracklyn | 2028 | 100% ECP | Grandfathering | IE wind not priority | 65 | 201 | 54 | 58 | 10 | 79 | 147 | 29% | 4.9% | 39% | 72.9%
J | J Country | clonfad | 2028 | 100% ECP | Grandfathering | IE Solar not priority | 100 | 128 | 37 | 29 | 8 | 54 | 91 | 22.7% | 6% | 42% | 70.7%
J | J Country | coolnabacky | 2028 | 100% ECP | Grandfathering | IE Solar not priority | 80 | 103 | 30 | 23 | 6 | 43 | 73 | 22.7% | 6% | 42% | 70.7%
J | J Country | craddanstown | 2028 | 100% ECP | Grandfathering | IE wind not priority | 182 | 565 | 153 | 164 | 27 | 221 | 412 | 29% | 4.9% | 39% | 72.9%
J | J City, G South | crakenstown | 2028 | 100% ECP | Grandfathering | IE Solar not priority | 572 | 734 | 486 | 167 | 44 | 37 | 248 | 22.7% | 6% | 5.1% | 33.8%
J | J Country | curraghdoo | 2028 | 100% ECP | Grandfathering | IE Solar not priority | 4 | 5 | 1 | 1 | 0 | 2 | 4 | 22.7% | 6% | 42% | 70.7%
J | J Country | cushaling | 2028 | 100% ECP | Grandfathering | IE wind not priority | 75 | 233 | 63 | 68 | 11 | 91 | 170 | 29% | 4.9% | 39% | 72.9%
J | J Country | derryiron | 2028 | 100% ECP | Grandfathering | IE Solar not priority | 132 | 169 | 49 | 38 | 10 | 71 | 120 | 22.7% | 6% | 42% | 70.7%
J | J Country | derryiron | 2028 | 100% ECP | Grandfathering | IE wind not priority | 101 | 314 | 85 | 91 | 15 | 122 | 229 | 29% | 4.9% | 39% | 72.9%
J | J Country | dunfirth | 2028 | 100% ECP | Grandfathering | IE Solar not priority | 32 | 40 | 11 | 9 | 2 | 17 | 29 | 22.7% | 6% | 42% | 70.7%
J | J City, G South | dunstown | 2028 | 100% ECP | Grandfathering | IE Solar not priority | 210 | 269 | 178 | 61 | 16 | 14 | 91 | 22.7% | 6% | 5.1% | 33.8%
J | J City, G South | finglas | 2028 | 100% ECP | Grandfathering | IE Solar not priority | 164 | 211 | 140 | 48 | 13 | 11 | 71 | 22.7% | 6% | 5.1% | 33.8%
J | J Country | fosterstown | 2028 | 100% ECP | Grandfathering | IE Solar not priority | 84 | 108 | 32 | 24 | 6 | 45 | 76 | 22.7% | 6% | 42% | 70.7%
J | J City, G South | gallanstown | 2028 | 100% ECP | Grandfathering | IE Solar not priority | 183 | 235 | 156 | 53 | 14 | 12 | 79 | 22.7% | 6% | 5.1% | 33.8%
J | J City, G South | glasmore | 2028 | 100% ECP | Grandfathering | IE Solar not priority | 4 | 5 | 3 | 1 | 0 | 0 | 2 | 22.7% | 6% | 5.1% | 33.8%
J | J City, G South | grange | 2028 | 100% ECP | Grandfathering | IE Solar not priority | 40 | 51 | 34 | 12 | 3 | 3 | 17 | 22.7% | 6% | 5.1% | 33.8%
J | J City, G South | griffinrath | 2028 | 100% ECP | Grandfathering | IE Solar not priority | 71 | 91 | 60 | 21 | 5 | 5 | 31 | 22.7% | 6% | 5.1% | 33.8%
J | J Country | harristown | 2028 | 100% ECP | Grandfathering | IE Solar not priority | 42 | 54 | 16 | 12 | 3 | 23 | 38 | 22.7% | 6% | 42% | 70.7%
J | J Country | kilteel | 2028 | 100% ECP | Grandfathering | IE Solar not priority | 15 | 19 | 5 | 4 | 1 | 8 | 14 | 22.7% | 6% | 42% | 70.7%
J | J Country | maynooth | 2028 | 100% ECP | Grandfathering | IE Solar not priority | 50 | 64 | 19 | 15 | 4 | 27 | 45 | 22.7% | 6% | 42% | 70.7%
J | J Country | monread | 2028 | 100% ECP | Grandfathering | IE Solar not priority | 8 | 10 | 3 | 2 | 1 | 4 | 7 | 22.7% | 6% | 42% | 70.7%
J | J Country | mount lucas | 2028 | 100% ECP | Grandfathering | IE wind not priority | 56 | 175 | 47 | 51 | 9 | 68 | 128 | 29% | 4.9% | 39% | 72.9%
J | J Country | mount lucas | 2028 | 100% ECP | Grandfathering | IE wind priority | 79 | 246 | 221 | 0 | 25 | 0 | 25 | 0% | 10.4% | 0% | 10.4%
J | J Country | mulgeeth | 2028 | 100% ECP | Grandfathering | IE wind not priority | 60 | 186 | 50 | 54 | 9 | 73 | 136 | 29% | 4.9% | 39% | 72.9%
J | J Country | newbridge | 2028 | 100% ECP | Grandfathering | IE Solar not priority | 16 | 21 | 6 | 5 | 1 | 9 | 15 | 22.7% | 6% | 42% | 70.7%
J | J Country | philipstown | 2028 | 100% ECP | Grandfathering | IE Solar not priority | 50 | 64 | 19 | 15 | 4 | 27 | 45 | 22.7% | 6% | 42% | 70.7%
J | J Country | philipstown | 2028 | 100% ECP | Grandfathering | IE wind not priority | 50 | 155 | 42 | 45 | 8 | 61 | 113 | 29% | 4.9% | 39% | 72.9%
J | J Country | portlaoise | 2028 | 100% ECP | Grandfathering | IE Solar not priority | 4 | 5 | 1 | 1 | 0 | 2 | 4 | 22.7% | 6% | 42% | 70.7%
J | J Country | portlaoise | 2028 | 100% ECP | Grandfathering | IE wind not priority | 45 | 140 | 38 | 41 | 7 | 55 | 102 | 29% | 4.9% | 39% | 72.9%
J | J Country | thornsberry | 2028 | 100% ECP | Grandfathering | IE Solar not priority | 244 | 313 | 92 | 71 | 19 | 131 | 221 | 22.7% | 6% | 42% | 70.7%
J | J Country | timahoe | 2028 | 100% ECP | Grandfathering | IE Solar not priority | 340 | 436 | 127 | 99 | 26 | 183 | 309 | 22.7% | 6% | 42% | 70.7%
J | J Country | athy | 2030 | Initial | Grandfathering | IE Solar not priority | 5 | 6 | 5 | 1 | 0 | 0 | 1 | 8.1% | 2.5% | 2.5% | 13.1%
J | J Country | blundelstown | 2030 | Initial | Grandfathering | IE Solar not priority | 60 | 77 | 67 | 6 | 2 | 2 | 10 | 8.1% | 2.5% | 2.5% | 13.1%
J | J Country | clonfad | 2030 | Initial | Grandfathering | IE Solar not priority | 100 | 128 | 111 | 10 | 3 | 3 | 17 | 8.1% | 2.5% | 2.5% | 13.1%
J | J Country | cushaling | 2030 | Initial | Grandfathering | IE wind not priority | 75 | 231 | 140 | 32 | 11 | 48 | 91 | 13.7% | 5% | 20.6% | 39.2%
J | J Country | derryiron | 2030 | Initial | Grandfathering | IE Solar not priority | 47 | 60 | 52 | 5 | 1 | 1 | 8 | 8.1% | 2.5% | 2.5% | 13.1%
J | J Country | derryiron | 2030 | Initial | Grandfathering | IE wind not priority | 101 | 311 | 189 | 43 | 15 | 64 | 122 | 13.7% | 5% | 20.6% | 39.2%
J | J Country | dunfirth | 2030 | Initial | Grandfathering | IE Solar not priority | 14 | 18 | 16 | 1 | 0 | 0 | 2 | 8.1% | 2.5% | 2.5% | 13.1%
J | J City, G South | finglas | 2030 | Initial | Grandfathering | IE Solar not priority | 8 | 11 | 10 | 1 | 0 | 0 | 1 | 8.1% | 2.5% | 0.1% | 10.7%
J | J City, G South | gallanstown | 2030 | Initial | Grandfathering | IE Solar not priority | 151 | 193 | 172 | 16 | 5 | 0 | 21 | 8.1% | 2.5% | 0.1% | 10.7%
J | J City, G South | glasmore | 2030 | Initial | Grandfathering | IE Solar not priority | 4 | 5 | 4 | 0 | 0 | 0 | 1 | 8.1% | 2.5% | 0.1% | 10.7%
J | J City, G South | griffinrath | 2030 | Initial | Grandfathering | IE Solar not priority | 16 | 20 | 18 | 2 | 0 | 0 | 2 | 8.1% | 2.5% | 0.1% | 10.7%
J | J Country | monread | 2030 | Initial | Grandfathering | IE Solar not priority | 8 | 10 | 9 | 1 | 0 | 0 | 1 | 8.1% | 2.5% | 2.5% | 13.1%
J | J Country | mount lucas | 2030 | Initial | Grandfathering | IE wind not priority | 56 | 174 | 106 | 24 | 9 | 36 | 68 | 13.7% | 5% | 20.6% | 39.2%
J | J Country | mount lucas | 2030 | Initial | Grandfathering | IE wind priority | 79 | 244 | 227 | 0 | 17 | 0 | 17 | 0% | 7.1% | 0% | 7.1%
J | J Country | newbridge | 2030 | Initial | Grandfathering | IE Solar not priority | 12 | 15 | 13 | 1 | 0 | 0 | 2 | 8.1% | 2.5% | 2.5% | 13.1%
J | J Country | philipstown | 2030 | Initial | Grandfathering | IE wind not priority | 50 | 154 | 94 | 21 | 8 | 32 | 60 | 13.7% | 5% | 20.6% | 39.2%
J | J Country | portlaoise | 2030 | Initial | Grandfathering | IE wind not priority | 45 | 139 | 85 | 19 | 7 | 29 | 54 | 13.7% | 5% | 20.6% | 39.2%
J | J Country | thornsberry | 2030 | Initial | Grandfathering | IE Solar not priority | 4 | 5 | 4 | 0 | 0 | 0 | 1 | 8.1% | 2.5% | 2.5% | 13.1%
J | J Country | timahoe | 2030 | Initial | Grandfathering | IE Solar not priority | 70 | 90 | 78 | 7 | 2 | 2 | 12 | 8.1% | 2.5% | 2.5% | 13.1%
J | J City, G South | arodstown | 2030 | 50% ECP | Grandfathering | IE Solar not priority | 178 | 228 | 188 | 33 | 6 | 1 | 40 | 14.7% | 2.6% | 0.5% | 17.8%
J | J Country | athy | 2030 | 50% ECP | Grandfathering | IE Solar not priority | 5 | 6 | 3 | 1 | 0 | 2 | 3 | 14.7% | 2.6% | 25.6% | 42.9%
J | J Country | blundelstown | 2030 | 50% ECP | Grandfathering | IE Solar not priority | 60 | 77 | 44 | 11 | 2 | 20 | 33 | 14.7% | 2.6% | 25.6% | 42.9%
J | J Country | bracklone | 2030 | 50% ECP | Grandfathering | IE Solar not priority | 43 | 54 | 31 | 8 | 1 | 14 | 23 | 14.7% | 2.6% | 25.6% | 42.9%
J | J Country | bracklone | 2030 | 50% ECP | Grandfathering | IE wind not priority | 29 | 89 | 45 | 22 | 3 | 19 | 44 | 24.3% | 3.3% | 21.4% | 49.1%
J | J Country | bracklyn | 2030 | 50% ECP | Grandfathering | IE wind not priority | 32 | 100 | 51 | 24 | 3 | 21 | 49 | 24.3% | 3.3% | 21.4% | 49.1%
J | J Country | clonfad | 2030 | 50% ECP | Grandfathering | IE Solar not priority | 100 | 128 | 73 | 19 | 3 | 33 | 55 | 14.7% | 2.6% | 25.6% | 42.9%
J | J Country | coolnabacky | 2030 | 50% ECP | Grandfathering | IE Solar not priority | 40 | 51 | 29 | 8 | 1 | 13 | 22 | 14.7% | 2.6% | 25.6% | 42.9%
J | J Country | craddanstown | 2030 | 50% ECP | Grandfathering | IE wind not priority | 91 | 281 | 143 | 68 | 9 | 60 | 138 | 24.3% | 3.3% | 21.4% | 49.1%
J | J City, G South | crakenstown | 2030 | 50% ECP | Grandfathering | IE Solar not priority | 286 | 366 | 301 | 54 | 10 | 2 | 65 | 14.7% | 2.6% | 0.5% | 17.8%
J | J Country | curraghdoo | 2030 | 50% ECP | Grandfathering | IE Solar not priority | 2 | 3 | 2 | 0 | 0 | 1 | 1 | 14.7% | 2.6% | 25.6% | 42.9%
J | J Country | cushaling | 2030 | 50% ECP | Grandfathering | IE wind not priority | 75 | 231 | 117 | 56 | 8 | 50 | 114 | 24.3% | 3.3% | 21.4% | 49.1%
J | J Country | derryiron | 2030 | 50% ECP | Grandfathering | IE Solar not priority | 90 | 115 | 66 | 17 | 3 | 29 | 49 | 14.7% | 2.6% | 25.6% | 42.9%
J | J Country | derryiron | 2030 | 50% ECP | Grandfathering | IE wind not priority | 101 | 311 | 158 | 76 | 10 | 67 | 153 | 24.3% | 3.3% | 21.4% | 49.1%
J | J Country | dunfirth | 2030 | 50% ECP | Grandfathering | IE Solar not priority | 23 | 29 | 17 | 4 | 1 | 7 | 12 | 14.7% | 2.6% | 25.6% | 42.9%
J | J City, G South | dunstown | 2030 | 50% ECP | Grandfathering | IE Solar not priority | 105 | 135 | 111 | 20 | 4 | 1 | 24 | 14.7% | 2.6% | 0.5% | 17.8%
J | J City, G South | finglas | 2030 | 50% ECP | Grandfathering | IE Solar not priority | 86 | 111 | 91 | 16 | 3 | 1 | 20 | 14.7% | 2.6% | 0.5% | 17.8%
J | J Country | fosterstown | 2030 | 50% ECP | Grandfathering | IE Solar not priority | 42 | 54 | 31 | 8 | 1 | 14 | 23 | 14.7% | 2.6% | 25.6% | 42.9%
J | J City, G South | gallanstown | 2030 | 50% ECP | Grandfathering | IE Solar not priority | 167 | 214 | 176 | 31 | 6 | 1 | 38 | 14.7% | 2.6% | 0.5% | 17.8%
J | J City, G South | glasmore | 2030 | 50% ECP | Grandfathering | IE Solar not priority | 4 | 5 | 4 | 1 | 0 | 0 | 1 | 14.7% | 2.6% | 0.5% | 17.8%
J | J City, G South | grange | 2030 | 50% ECP | Grandfathering | IE Solar not priority | 20 | 26 | 21 | 4 | 1 | 0 | 5 | 14.7% | 2.6% | 0.5% | 17.8%
J | J City, G South | griffinrath | 2030 | 50% ECP | Grandfathering | IE Solar not priority | 43 | 55 | 45 | 8 | 1 | 0 | 10 | 14.7% | 2.6% | 0.5% | 17.8%
J | J Country | harristown | 2030 | 50% ECP | Grandfathering | IE Solar not priority | 21 | 27 | 15 | 4 | 1 | 7 | 12 | 14.7% | 2.6% | 25.6% | 42.9%
J | J Country | kilteel | 2030 | 50% ECP | Grandfathering | IE Solar not priority | 8 | 10 | 6 | 1 | 0 | 2 | 4 | 14.7% | 2.6% | 25.6% | 42.9%
J | J Country | maynooth | 2030 | 50% ECP | Grandfathering | IE Solar not priority | 25 | 32 | 18 | 5 | 1 | 8 | 14 | 14.7% | 2.6% | 25.6% | 42.9%
J | J Country | monread | 2030 | 50% ECP | Grandfathering | IE Solar not priority | 8 | 10 | 6 | 2 | 0 | 3 | 4 | 14.7% | 2.6% | 25.6% | 42.9%
J | J Country | mount lucas | 2030 | 50% ECP | Grandfathering | IE wind not priority | 56 | 174 | 89 | 42 | 6 | 37 | 85 | 24.3% | 3.3% | 21.4% | 49.1%
J | J Country | mount lucas | 2030 | 50% ECP | Grandfathering | IE wind priority | 79 | 244 | 229 | 0 | 15 | 0 | 15 | 0% | 6.2% | 0% | 6.2%
J | J Country | mulgeeth | 2030 | 50% ECP | Grandfathering | IE wind not priority | 30 | 93 | 48 | 22 | 3 | 20 | 45 | 24.3% | 3.3% | 21.4% | 49.1%
J | J Country | newbridge | 2030 | 50% ECP | Grandfathering | IE Solar not priority | 14 | 18 | 10 | 3 | 0 | 5 | 8 | 14.7% | 2.6% | 25.6% | 42.9%
J | J Country | philipstown | 2030 | 50% ECP | Grandfathering | IE Solar not priority | 25 | 32 | 18 | 5 | 1 | 8 | 14 | 14.7% | 2.6% | 25.6% | 42.9%
J | J Country | philipstown | 2030 | 50% ECP | Grandfathering | IE wind not priority | 50 | 154 | 78 | 37 | 5 | 33 | 76 | 24.3% | 3.3% | 21.4% | 49.1%
J | J Country | portlaoise | 2030 | 50% ECP | Grandfathering | IE Solar not priority | 2 | 3 | 2 | 0 | 0 | 1 | 1 | 14.7% | 2.6% | 25.6% | 42.9%
J | J Country | portlaoise | 2030 | 50% ECP | Grandfathering | IE wind not priority | 45 | 139 | 71 | 34 | 5 | 30 | 68 | 24.3% | 3.3% | 21.4% | 49.1%
J | J Country | thornsberry | 2030 | 50% ECP | Grandfathering | IE Solar not priority | 124 | 159 | 91 | 23 | 4 | 41 | 68 | 14.7% | 2.6% | 25.6% | 42.9%
J | J Country | timahoe | 2030 | 50% ECP | Grandfathering | IE Solar not priority | 205 | 263 | 150 | 39 | 7 | 67 | 113 | 14.7% | 2.6% | 25.6% | 42.9%
J | J City, G South | arodstown | 2030 | 100% ECP | Grandfathering | IE Solar not priority | 356 | 456 | 320 | 112 | 16 | 8 | 136 | 24.6% | 3.5% | 1.8% | 29.9%
J | J Country | athy | 2030 | 100% ECP | Grandfathering | IE Solar not priority | 5 | 6 | 2 | 2 | 0 | 2 | 4 | 24.6% | 3.5% | 28% | 56.1%
J | J Country | blundelstown | 2030 | 100% ECP | Grandfathering | IE Solar not priority | 60 | 77 | 34 | 19 | 3 | 22 | 43 | 24.6% | 3.5% | 28% | 56.1%
J | J Country | bracklone | 2030 | 100% ECP | Grandfathering | IE Solar not priority | 85 | 109 | 48 | 27 | 4 | 30 | 61 | 24.6% | 3.5% | 28% | 56.1%
J | J Country | bracklone | 2030 | 100% ECP | Grandfathering | IE wind not priority | 58 | 178 | 81 | 55 | 5 | 36 | 97 | 31.1% | 3% | 20.3% | 54.4%
J | J Country | bracklyn | 2030 | 100% ECP | Grandfathering | IE wind not priority | 65 | 200 | 91 | 62 | 6 | 41 | 109 | 31.1% | 3% | 20.3% | 54.4%
J | J Country | clonfad | 2030 | 100% ECP | Grandfathering | IE Solar not priority | 100 | 128 | 56 | 32 | 5 | 36 | 72 | 24.6% | 3.5% | 28% | 56.1%
J | J Country | coolnabacky | 2030 | 100% ECP | Grandfathering | IE Solar not priority | 80 | 103 | 45 | 25 | 4 | 29 | 58 | 24.6% | 3.5% | 28% | 56.1%
J | J Country | craddanstown | 2030 | 100% ECP | Grandfathering | IE wind not priority | 182 | 561 | 256 | 175 | 17 | 114 | 305 | 31.1% | 3% | 20.3% | 54.4%
J | J City, G South | crakenstown | 2030 | 100% ECP | Grandfathering | IE Solar not priority | 572 | 733 | 514 | 180 | 26 | 13 | 219 | 24.6% | 3.5% | 1.8% | 29.9%
J | J Country | curraghdoo | 2030 | 100% ECP | Grandfathering | IE Solar not priority | 4 | 5 | 2 | 1 | 0 | 1 | 3 | 24.6% | 3.5% | 28% | 56.1%
J | J Country | cushaling | 2030 | 100% ECP | Grandfathering | IE wind not priority | 75 | 231 | 105 | 72 | 7 | 47 | 126 | 31.1% | 3% | 20.3% | 54.4%
J | J Country | derryiron | 2030 | 100% ECP | Grandfathering | IE Solar not priority | 132 | 169 | 74 | 42 | 6 | 47 | 95 | 24.6% | 3.5% | 28% | 56.1%
J | J Country | derryiron | 2030 | 100% ECP | Grandfathering | IE wind not priority | 101 | 311 | 142 | 97 | 9 | 63 | 169 | 31.1% | 3% | 20.3% | 54.4%
J | J Country | dunfirth | 2030 | 100% ECP | Grandfathering | IE Solar not priority | 32 | 40 | 17 | 10 | 1 | 11 | 23 | 24.6% | 3.5% | 28% | 56.1%
J | J City, G South | dunstown | 2030 | 100% ECP | Grandfathering | IE Solar not priority | 210 | 269 | 189 | 66 | 9 | 5 | 80 | 24.6% | 3.5% | 1.8% | 29.9%
J | J City, G South | finglas | 2030 | 100% ECP | Grandfathering | IE Solar not priority | 164 | 211 | 148 | 52 | 7 | 4 | 63 | 24.6% | 3.5% | 1.8% | 29.9%
J | J Country | fosterstown | 2030 | 100% ECP | Grandfathering | IE Solar not priority | 84 | 107 | 47 | 26 | 4 | 30 | 60 | 24.6% | 3.5% | 28% | 56.1%
J | J City, G South | gallanstown | 2030 | 100% ECP | Grandfathering | IE Solar not priority | 183 | 234 | 164 | 58 | 8 | 4 | 70 | 24.6% | 3.5% | 1.8% | 29.9%
J | J City, G South | glasmore | 2030 | 100% ECP | Grandfathering | IE Solar not priority | 4 | 5 | 3 | 1 | 0 | 0 | 2 | 24.6% | 3.5% | 1.8% | 29.9%
J | J City, G South | grange | 2030 | 100% ECP | Grandfathering | IE Solar not priority | 40 | 51 | 36 | 13 | 2 | 1 | 15 | 24.6% | 3.5% | 1.8% | 29.9%
J | J City, G South | griffinrath | 2030 | 100% ECP | Grandfathering | IE Solar not priority | 71 | 91 | 64 | 22 | 3 | 2 | 27 | 24.6% | 3.5% | 1.8% | 29.9%
J | J Country | harristown | 2030 | 100% ECP | Grandfathering | IE Solar not priority | 42 | 54 | 24 | 13 | 2 | 15 | 30 | 24.6% | 3.5% | 28% | 56.1%
J | J Country | kilteel | 2030 | 100% ECP | Grandfathering | IE Solar not priority | 15 | 19 | 8 | 5 | 1 | 5 | 11 | 24.6% | 3.5% | 28% | 56.1%
J | J Country | maynooth | 2030 | 100% ECP | Grandfathering | IE Solar not priority | 50 | 64 | 28 | 16 | 2 | 18 | 36 | 24.6% | 3.5% | 28% | 56.1%
J | J Country | monread | 2030 | 100% ECP | Grandfathering | IE Solar not priority | 8 | 10 | 4 | 3 | 0 | 3 | 6 | 24.6% | 3.5% | 28% | 56.1%
J | J Country | mount lucas | 2030 | 100% ECP | Grandfathering | IE wind not priority | 56 | 174 | 79 | 54 | 5 | 35 | 95 | 31.1% | 3% | 20.3% | 54.4%
J | J Country | mount lucas | 2030 | 100% ECP | Grandfathering | IE wind priority | 79 | 244 | 228 | 0 | 16 | 0 | 16 | 0% | 6.4% | 0% | 6.4%
J | J Country | mulgeeth | 2030 | 100% ECP | Grandfathering | IE wind not priority | 60 | 185 | 84 | 58 | 6 | 38 | 101 | 31.1% | 3% | 20.3% | 54.4%
J | J Country | newbridge | 2030 | 100% ECP | Grandfathering | IE Solar not priority | 16 | 20 | 9 | 5 | 1 | 6 | 11 | 24.6% | 3.5% | 28% | 56.1%
J | J Country | philipstown | 2030 | 100% ECP | Grandfathering | IE Solar not priority | 50 | 64 | 28 | 16 | 2 | 18 | 36 | 24.6% | 3.5% | 28% | 56.1%
J | J Country | philipstown | 2030 | 100% ECP | Grandfathering | IE wind not priority | 50 | 154 | 70 | 48 | 5 | 31 | 84 | 31.1% | 3% | 20.3% | 54.4%
J | J Country | portlaoise | 2030 | 100% ECP | Grandfathering | IE Solar not priority | 4 | 5 | 2 | 1 | 0 | 1 | 3 | 24.6% | 3.5% | 28% | 56.1%
J | J Country | portlaoise | 2030 | 100% ECP | Grandfathering | IE wind not priority | 45 | 139 | 63 | 43 | 4 | 28 | 76 | 31.1% | 3% | 20.3% | 54.4%
J | J Country | thornsberry | 2030 | 100% ECP | Grandfathering | IE Solar not priority | 244 | 312 | 137 | 77 | 11 | 87 | 175 | 24.6% | 3.5% | 28% | 56.1%
J | J Country | timahoe | 2030 | 100% ECP | Grandfathering | IE Solar not priority | 340 | 436 | 192 | 107 | 15 | 122 | 244 | 24.6% | 3.5% | 28% | 56.1%
J | J City, G South | arodstown | 2030 | 100% ECP + 3.1GW Offshore | Grandfathering | IE Solar not priority | 356 | 456 | 297 | 139 | 16 | 4 | 159 | 30.5% | 3.6% | 0.9% | 35%
J | J Country | athy | 2030 | 100% ECP + 3.1GW Offshore | Grandfathering | IE Solar not priority | 5 | 6 | 2 | 2 | 0 | 1 | 4 | 30.5% | 3.6% | 23.2% | 57.3%
J | J City, G South | belcamp 220kv | 2030 | 100% ECP + 3.1GW Offshore | Grandfathering | IE wind not priority | 250 | 1047 | 592 | 397 | 30 | 28 | 455 | 37.9% | 2.8% | 2.7% | 43.4%
J | J City, G South | belcamp 220kv | 2030 | 100% ECP + 3.1GW Offshore | Grandfathering | IE wind not priority | 250 | 1047 | 592 | 397 | 30 | 28 | 455 | 37.9% | 2.8% | 2.7% | 43.4%
J | J Country | blundelstown | 2030 | 100% ECP + 3.1GW Offshore | Grandfathering | IE Solar not priority | 60 | 77 | 33 | 23 | 3 | 18 | 44 | 30.5% | 3.6% | 23.2% | 57.3%
J | J Country | bracklone | 2030 | 100% ECP + 3.1GW Offshore | Grandfathering | IE Solar not priority | 85 | 109 | 47 | 33 | 4 | 25 | 62 | 30.5% | 3.6% | 23.2% | 57.3%
J | J Country | bracklone | 2030 | 100% ECP + 3.1GW Offshore | Grandfathering | IE wind not priority | 58 | 178 | 81 | 79 | 5 | 13 | 97 | 44.4% | 2.8% | 7.3% | 54.5%
J | J Country | bracklyn | 2030 | 100% ECP + 3.1GW Offshore | Grandfathering | IE wind not priority | 65 | 200 | 91 | 89 | 6 | 15 | 109 | 44.4% | 2.8% | 7.3% | 54.5%
J | J City, G South | carrickmines 220kv | 2030 | 100% ECP + 3.1GW Offshore | Grandfathering | IE wind not priority | 412 | 1657 | 920 | 646 | 47 | 45 | 737 | 39% | 2.8% | 2.7% | 44.5%
J | J City, G South | carrickmines 220kv | 2030 | 100% ECP + 3.1GW Offshore | Grandfathering | IE wind not priority | 412 | 1657 | 920 | 646 | 47 | 45 | 737 | 39% | 2.8% | 2.7% | 44.5%
J | J Country | clonfad | 2030 | 100% ECP + 3.1GW Offshore | Grandfathering | IE Solar not priority | 100 | 128 | 55 | 39 | 5 | 30 | 73 | 30.5% | 3.6% | 23.2% | 57.3%
J | J Country | coolnabacky | 2030 | 100% ECP + 3.1GW Offshore | Grandfathering | IE Solar not priority | 80 | 103 | 44 | 31 | 4 | 24 | 59 | 30.5% | 3.6% | 23.2% | 57.3%
J | J Country | craddanstown | 2030 | 100% ECP + 3.1GW Offshore | Grandfathering | IE wind not priority | 182 | 561 | 255 | 249 | 16 | 41 | 306 | 44.4% | 2.8% | 7.3% | 54.5%
J | J City, G South | crakenstown | 2030 | 100% ECP + 3.1GW Offshore | Grandfathering | IE Solar not priority | 572 | 733 | 477 | 223 | 26 | 7 | 256 | 30.5% | 3.6% | 0.9% | 35%
J | J Country | curraghdoo | 2030 | 100% ECP + 3.1GW Offshore | Grandfathering | IE Solar not priority | 4 | 5 | 2 | 2 | 0 | 1 | 3 | 30.5% | 3.6% | 23.2% | 57.3%
J | J Country | cushaling | 2030 | 100% ECP + 3.1GW Offshore | Grandfathering | IE wind not priority | 75 | 231 | 105 | 103 | 6 | 17 | 126 | 44.4% | 2.8% | 7.3% | 54.5%
J | J Country | derryiron | 2030 | 100% ECP + 3.1GW Offshore | Grandfathering | IE Solar not priority | 132 | 169 | 72 | 52 | 6 | 39 | 97 | 30.5% | 3.6% | 23.2% | 57.3%
J | J Country | derryiron | 2030 | 100% ECP + 3.1GW Offshore | Grandfathering | IE wind not priority | 101 | 311 | 141 | 138 | 9 | 23 | 170 | 44.4% | 2.8% | 7.3% | 54.5%
J | J Country | dunfirth | 2030 | 100% ECP + 3.1GW Offshore | Grandfathering | IE Solar not priority | 32 | 40 | 17 | 12 | 1 | 9 | 23 | 30.5% | 3.6% | 23.2% | 57.3%
J | J City, G South | dunstown | 2030 | 100% ECP + 3.1GW Offshore | Grandfathering | IE Solar not priority | 210 | 269 | 175 | 82 | 10 | 2 | 94 | 30.5% | 3.6% | 0.9% | 35%
J | J City, G South | finglas | 2030 | 100% ECP + 3.1GW Offshore | Grandfathering | IE Solar not priority | 164 | 211 | 137 | 64 | 8 | 2 | 74 | 30.5% | 3.6% | 0.9% | 35%
J | J Country | fosterstown | 2030 | 100% ECP + 3.1GW Offshore | Grandfathering | IE Solar not priority | 84 | 107 | 46 | 33 | 4 | 25 | 61 | 30.5% | 3.6% | 23.2% | 57.3%
J | J City, G South | gallanstown | 2030 | 100% ECP + 3.1GW Offshore | Grandfathering | IE Solar not priority | 183 | 234 | 152 | 71 | 8 | 2 | 82 | 30.5% | 3.6% | 0.9% | 35%
J | J City, G South | glasmore | 2030 | 100% ECP + 3.1GW Offshore | Grandfathering | IE Solar not priority | 4 | 5 | 3 | 2 | 0 | 0 | 2 | 30.5% | 3.6% | 0.9% | 35%
J | J City, G South | grange | 2030 | 100% ECP + 3.1GW Offshore | Grandfathering | IE Solar not priority | 40 | 51 | 33 | 16 | 2 | 0 | 18 | 30.5% | 3.6% | 0.9% | 35%
J | J City, G South | griffinrath | 2030 | 100% ECP + 3.1GW Offshore | Grandfathering | IE Solar not priority | 71 | 91 | 59 | 28 | 3 | 1 | 32 | 30.5% | 3.6% | 0.9% | 35%
J | J Country | harristown | 2030 | 100% ECP + 3.1GW Offshore | Grandfathering | IE Solar not priority | 42 | 54 | 23 | 17 | 2 | 13 | 31 | 30.5% | 3.6% | 23.2% | 57.3%
J | J Country | kilteel | 2030 | 100% ECP + 3.1GW Offshore | Grandfathering | IE Solar not priority | 15 | 19 | 8 | 6 | 1 | 4 | 11 | 30.5% | 3.6% | 23.2% | 57.3%
J | J Country | maynooth | 2030 | 100% ECP + 3.1GW Offshore | Grandfathering | IE Solar not priority | 50 | 64 | 27 | 20 | 2 | 15 | 37 | 30.5% | 3.6% | 23.2% | 57.3%
J | J Country | monread | 2030 | 100% ECP + 3.1GW Offshore | Grandfathering | IE Solar not priority | 8 | 10 | 4 | 3 | 0 | 2 | 6 | 30.5% | 3.6% | 23.2% | 57.3%
J | J Country | mount lucas | 2030 | 100% ECP + 3.1GW Offshore | Grandfathering | IE wind not priority | 56 | 174 | 79 | 77 | 5 | 13 | 95 | 44.4% | 2.8% | 7.3% | 54.5%
J | J Country | mount lucas | 2030 | 100% ECP + 3.1GW Offshore | Grandfathering | IE wind priority | 79 | 244 | 226 | 0 | 18 | 0 | 18 | 0% | 7.5% | 0% | 7.5%
J | J Country | mulgeeth | 2030 | 100% ECP + 3.1GW Offshore | Grandfathering | IE wind not priority | 60 | 185 | 84 | 82 | 5 | 14 | 101 | 44.4% | 2.8% | 7.3% | 54.5%
J | J Country | newbridge | 2030 | 100% ECP + 3.1GW Offshore | Grandfathering | IE Solar not priority | 16 | 20 | 8 | 6 | 1 | 5 | 12 | 30.5% | 3.6% | 23.2% | 57.3%
J | J Country | philipstown | 2030 | 100% ECP + 3.1GW Offshore | Grandfathering | IE Solar not priority | 50 | 64 | 27 | 20 | 2 | 15 | 37 | 30.5% | 3.6% | 23.2% | 57.3%
J | J Country | philipstown | 2030 | 100% ECP + 3.1GW Offshore | Grandfathering | IE wind not priority | 50 | 154 | 70 | 68 | 4 | 11 | 84 | 44.4% | 2.8% | 7.3% | 54.5%
J | J City, G South | poolbeg north 220kv | 2030 | 100% ECP + 3.1GW Offshore | Grandfathering | IE wind not priority | 400 | 1676 | 948 | 636 | 47 | 45 | 728 | 37.9% | 2.8% | 2.7% | 43.4%
J | J City, G South | poolbeg south 220kv | 2030 | 100% ECP + 3.1GW Offshore | Grandfathering | IE wind not priority | 450 | 1885 | 1066 | 715 | 53 | 51 | 819 | 37.9% | 2.8% | 2.7% | 43.4%
J | J City, G South | poolbeg south 220kv | 2030 | 100% ECP + 3.1GW Offshore | Grandfathering | IE wind not priority | 450 | 1885 | 1066 | 715 | 53 | 51 | 819 | 37.9% | 2.8% | 2.7% | 43.4%
J | J Country | portlaoise | 2030 | 100% ECP + 3.1GW Offshore | Grandfathering | IE Solar not priority | 4 | 5 | 2 | 2 | 0 | 1 | 3 | 30.5% | 3.6% | 23.2% | 57.3%
J | J Country | portlaoise | 2030 | 100% ECP + 3.1GW Offshore | Grandfathering | IE wind not priority | 45 | 139 | 63 | 62 | 4 | 10 | 76 | 44.4% | 2.8% | 7.3% | 54.5%
J | J Country | thornsberry | 2030 | 100% ECP + 3.1GW Offshore | Grandfathering | IE Solar not priority | 244 | 312 | 133 | 95 | 11 | 73 | 179 | 30.5% | 3.6% | 23.2% | 57.3%
J | J Country | timahoe | 2030 | 100% ECP + 3.1GW Offshore | Grandfathering | IE Solar not priority | 340 | 436 | 187 | 133 | 16 | 101 | 249 | 30.5% | 3.6% | 23.2% | 57.3%
J | J City, G South | arodstown | 2030 | 100% ECP (without Battery) | Grandfathering | IE Solar not priority | 356 | 456 | 270 | 150 | 21 | 16 | 186 | 33% | 4.5% | 3.4% | 40.9%
J | J Country | athy | 2030 | 100% ECP (without Battery) | Grandfathering | IE Solar not priority | 5 | 6 | 2 | 2 | 0 | 2 | 4 | 33% | 4.5% | 28.5% | 66%
J | J Country | blundelstown | 2030 | 100% ECP (without Battery) | Grandfathering | IE Solar not priority | 60 | 77 | 26 | 25 | 3 | 22 | 51 | 33% | 4.5% | 28.5% | 66%
J | J Country | bracklone | 2030 | 100% ECP (without Battery) | Grandfathering | IE Solar not priority | 85 | 109 | 37 | 36 | 5 | 31 | 72 | 33% | 4.5% | 28.5% | 66%
J | J Country | bracklone | 2030 | 100% ECP (without Battery) | Grandfathering | IE wind not priority | 58 | 178 | 76 | 65 | 7 | 30 | 102 | 36.5% | 4% | 17.1% | 57.6%
J | J Country | bracklyn | 2030 | 100% ECP (without Battery) | Grandfathering | IE wind not priority | 65 | 200 | 85 | 73 | 8 | 34 | 115 | 36.5% | 4% | 17.1% | 57.6%
J | J Country | clonfad | 2030 | 100% ECP (without Battery) | Grandfathering | IE Solar not priority | 100 | 128 | 43 | 42 | 6 | 37 | 85 | 33% | 4.5% | 28.5% | 66%
J | J Country | coolnabacky | 2030 | 100% ECP (without Battery) | Grandfathering | IE Solar not priority | 80 | 103 | 35 | 34 | 5 | 29 | 68 | 33% | 4.5% | 28.5% | 66%
J | J Country | craddanstown | 2030 | 100% ECP (without Battery) | Grandfathering | IE wind not priority | 182 | 561 | 238 | 205 | 22 | 96 | 323 | 36.5% | 4% | 17.1% | 57.6%
J | J City, G South | crakenstown | 2030 | 100% ECP (without Battery) | Grandfathering | IE Solar not priority | 572 | 733 | 433 | 242 | 33 | 25 | 300 | 33% | 4.5% | 3.4% | 40.9%
J | J Country | curraghdoo | 2030 | 100% ECP (without Battery) | Grandfathering | IE Solar not priority | 4 | 5 | 2 | 2 | 0 | 1 | 3 | 33% | 4.5% | 28.5% | 66%
J | J Country | cushaling | 2030 | 100% ECP (without Battery) | Grandfathering | IE wind not priority | 75 | 231 | 98 | 84 | 9 | 40 | 133 | 36.5% | 4% | 17.1% | 57.6%
J | J Country | derryiron | 2030 | 100% ECP (without Battery) | Grandfathering | IE Solar not priority | 132 | 169 | 57 | 56 | 8 | 48 | 112 | 33% | 4.5% | 28.5% | 66%
J | J Country | derryiron | 2030 | 100% ECP (without Battery) | Grandfathering | IE wind not priority | 101 | 311 | 132 | 114 | 12 | 53 | 179 | 36.5% | 4% | 17.1% | 57.6%
J | J Country | dunfirth | 2030 | 100% ECP (without Battery) | Grandfathering | IE Solar not priority | 32 | 40 | 13 | 13 | 2 | 12 | 27 | 33% | 4.5% | 28.5% | 66%
J | J City, G South | dunstown | 2030 | 100% ECP (without Battery) | Grandfathering | IE Solar not priority | 210 | 269 | 159 | 89 | 12 | 9 | 110 | 33% | 4.5% | 3.4% | 40.9%
J | J City, G South | finglas | 2030 | 100% ECP (without Battery) | Grandfathering | IE Solar not priority | 164 | 211 | 125 | 70 | 10 | 7 | 86 | 33% | 4.5% | 3.4% | 40.9%
J | J Country | fosterstown | 2030 | 100% ECP (without Battery) | Grandfathering | IE Solar not priority | 84 | 107 | 36 | 35 | 5 | 31 | 71 | 33% | 4.5% | 28.5% | 66%
J | J City, G South | gallanstown | 2030 | 100% ECP (without Battery) | Grandfathering | IE Solar not priority | 183 | 234 | 138 | 77 | 11 | 8 | 96 | 33% | 4.5% | 3.4% | 40.9%
J | J City, G South | glasmore | 2030 | 100% ECP (without Battery) | Grandfathering | IE Solar not priority | 4 | 5 | 3 | 2 | 0 | 0 | 2 | 33% | 4.5% | 3.4% | 40.9%
J | J City, G South | grange | 2030 | 100% ECP (without Battery) | Grandfathering | IE Solar not priority | 40 | 51 | 30 | 17 | 2 | 2 | 21 | 33% | 4.5% | 3.4% | 40.9%
J | J City, G South | griffinrath | 2030 | 100% ECP (without Battery) | Grandfathering | IE Solar not priority | 71 | 91 | 54 | 30 | 4 | 3 | 37 | 33% | 4.5% | 3.4% | 40.9%
J | J Country | harristown | 2030 | 100% ECP (without Battery) | Grandfathering | IE Solar not priority | 42 | 54 | 18 | 18 | 2 | 15 | 36 | 33% | 4.5% | 28.5% | 66%
J | J Country | kilteel | 2030 | 100% ECP (without Battery) | Grandfathering | IE Solar not priority | 15 | 19 | 6 | 6 | 1 | 5 | 13 | 33% | 4.5% | 28.5% | 66%
J | J Country | maynooth | 2030 | 100% ECP (without Battery) | Grandfathering | IE Solar not priority | 50 | 64 | 22 | 21 | 3 | 18 | 42 | 33% | 4.5% | 28.5% | 66%
J | J Country | monread | 2030 | 100% ECP (without Battery) | Grandfathering | IE Solar not priority | 8 | 10 | 3 | 3 | 0 | 3 | 7 | 33% | 4.5% | 28.5% | 66%
J | J Country | mount lucas | 2030 | 100% ECP (without Battery) | Grandfathering | IE wind not priority | 56 | 174 | 74 | 63 | 7 | 30 | 100 | 36.5% | 4% | 17.1% | 57.6%
J | J Country | mount lucas | 2030 | 100% ECP (without Battery) | Grandfathering | IE wind priority | 79 | 244 | 222 | 0 | 22 | 0 | 22 | 0% | 9% | 0% | 9%
J | J Country | mulgeeth | 2030 | 100% ECP (without Battery) | Grandfathering | IE wind not priority | 60 | 185 | 78 | 67 | 7 | 32 | 107 | 36.5% | 4% | 17.1% | 57.6%
J | J Country | newbridge | 2030 | 100% ECP (without Battery) | Grandfathering | IE Solar not priority | 16 | 20 | 6 | 7 | 1 | 6 | 14 | 33% | 4.5% | 28.5% | 66%
J | J Country | philipstown | 2030 | 100% ECP (without Battery) | Grandfathering | IE Solar not priority | 50 | 64 | 22 | 21 | 3 | 18 | 42 | 33% | 4.5% | 28.5% | 66%
J | J Country | philipstown | 2030 | 100% ECP (without Battery) | Grandfathering | IE wind not priority | 50 | 154 | 65 | 56 | 6 | 26 | 89 | 36.5% | 4% | 17.1% | 57.6%
J | J Country | portlaoise | 2030 | 100% ECP (without Battery) | Grandfathering | IE Solar not priority | 4 | 5 | 2 | 2 | 0 | 1 | 3 | 33% | 4.5% | 28.5% | 66%
J | J Country | portlaoise | 2030 | 100% ECP (without Battery) | Grandfathering | IE wind not priority | 45 | 139 | 59 | 51 | 6 | 24 | 80 | 36.5% | 4% | 17.1% | 57.6%
J | J Country | thornsberry | 2030 | 100% ECP (without Battery) | Grandfathering | IE Solar not priority | 244 | 312 | 106 | 103 | 14 | 89 | 206 | 33% | 4.5% | 28.5% | 66%
J | J Country | timahoe | 2030 | 100% ECP (without Battery) | Grandfathering | IE Solar not priority | 340 | 436 | 148 | 144 | 20 | 124 | 288 | 33% | 4.5% | 28.5% | 66%
J | J City, G South | arodstown | 2035 | 100% ECP + 5GW Offshore | Grandfathering | IE Solar not priority | 356 | 456 | 342 | 101 | 10 | 3 | 114 | 22.2% | 2.2% | 0.6% | 25%
J | J Country | athy | 2035 | 100% ECP + 5GW Offshore | Grandfathering | IE Solar not priority | 5 | 6 | 3 | 1 | 0 | 2 | 3 | 22.2% | 2.2% | 29.4% | 53.8%
J | J City, G South | belcamp 220kv | 2035 | 100% ECP + 5GW Offshore | Grandfathering | IE wind not priority | 250 | 1047 | 636 | 317 | 19 | 74 | 411 | 30.3% | 1.9% | 7.1% | 39.2%
J | J City, G South | belcamp 220kv | 2035 | 100% ECP + 5GW Offshore | Grandfathering | IE wind not priority | 250 | 1047 | 636 | 317 | 19 | 74 | 411 | 30.3% | 1.9% | 7.1% | 39.2%
J | J Country | blundelstown | 2035 | 100% ECP + 5GW Offshore | Grandfathering | IE Solar not priority | 60 | 77 | 36 | 17 | 2 | 23 | 41 | 22.2% | 2.2% | 29.4% | 53.8%
J | J Country | bracklone | 2035 | 100% ECP + 5GW Offshore | Grandfathering | IE Solar not priority | 85 | 109 | 50 | 24 | 2 | 32 | 59 | 22.2% | 2.2% | 29.4% | 53.8%
J | J Country | bracklone | 2035 | 100% ECP + 5GW Offshore | Grandfathering | IE wind not priority | 58 | 178 | 96 | 63 | 3 | 15 | 82 | 35.7% | 1.9% | 8.5% | 46.1%
J | J Country | bracklyn | 2035 | 100% ECP + 5GW Offshore | Grandfathering | IE wind not priority | 65 | 200 | 108 | 71 | 4 | 17 | 92 | 35.7% | 1.9% | 8.5% | 46.1%
J | J City, G South | carrickmines 220kv | 2035 | 100% ECP + 5GW Offshore | Grandfathering | IE wind not priority | 412 | 1657 | 990 | 518 | 31 | 117 | 667 | 31.3% | 1.9% | 7.1% | 40.2%
J | J City, G South | carrickmines 220kv | 2035 | 100% ECP + 5GW Offshore | Grandfathering | IE wind not priority | 412 | 1657 | 990 | 518 | 31 | 117 | 667 | 31.3% | 1.9% | 7.1% | 40.2%
J | J Country | clonfad | 2035 | 100% ECP + 5GW Offshore | Grandfathering | IE Solar not priority | 100 | 128 | 59 | 28 | 3 | 38 | 69 | 22.2% | 2.2% | 29.4% | 53.8%
J | J Country | coolnabacky | 2035 | 100% ECP + 5GW Offshore | Grandfathering | IE Solar not priority | 80 | 103 | 48 | 23 | 2 | 30 | 55 | 22.2% | 2.2% | 29.4% | 53.8%
J | J Country | craddanstown | 2035 | 100% ECP + 5GW Offshore | Grandfathering | IE wind not priority | 182 | 561 | 302 | 200 | 11 | 48 | 259 | 35.7% | 1.9% | 8.5% | 46.1%
J | J City, G South | crakenstown | 2035 | 100% ECP + 5GW Offshore | Grandfathering | IE Solar not priority | 572 | 733 | 550 | 163 | 16 | 4 | 183 | 22.2% | 2.2% | 0.6% | 25%
J | J Country | curraghdoo | 2035 | 100% ECP + 5GW Offshore | Grandfathering | IE Solar not priority | 4 | 5 | 2 | 1 | 0 | 2 | 3 | 22.2% | 2.2% | 29.4% | 53.8%
J | J Country | cushaling | 2035 | 100% ECP + 5GW Offshore | Grandfathering | IE wind not priority | 75 | 231 | 124 | 83 | 4 | 20 | 107 | 35.7% | 1.9% | 8.5% | 46.1%
J | J Country | derryiron | 2035 | 100% ECP + 5GW Offshore | Grandfathering | IE Solar not priority | 132 | 169 | 78 | 38 | 4 | 50 | 91 | 22.2% | 2.2% | 29.4% | 53.8%
J | J Country | derryiron | 2035 | 100% ECP + 5GW Offshore | Grandfathering | IE wind not priority | 101 | 311 | 167 | 111 | 6 | 26 | 144 | 35.7% | 1.9% | 8.5% | 46.1%
J | J Country | dunfirth | 2035 | 100% ECP + 5GW Offshore | Grandfathering | IE Solar not priority | 32 | 40 | 18 | 9 | 1 | 12 | 22 | 22.2% | 2.2% | 29.4% | 53.8%
J | J City, G South | dunstown | 2035 | 100% ECP + 5GW Offshore | Grandfathering | IE Solar not priority | 210 | 269 | 202 | 60 | 6 | 2 | 67 | 22.2% | 2.2% | 0.6% | 25%
J | J City, G South | finglas | 2035 | 100% ECP + 5GW Offshore | Grandfathering | IE Solar not priority | 164 | 211 | 158 | 47 | 5 | 1 | 53 | 22.2% | 2.2% | 0.6% | 25%
J | J Country | fosterstown | 2035 | 100% ECP + 5GW Offshore | Grandfathering | IE Solar not priority | 84 | 107 | 49 | 24 | 2 | 32 | 58 | 22.2% | 2.2% | 29.4% | 53.8%
J | J City, G South | gallanstown | 2035 | 100% ECP + 5GW Offshore | Grandfathering | IE Solar not priority | 183 | 234 | 175 | 52 | 5 | 1 | 59 | 22.2% | 2.2% | 0.6% | 25%
J | J City, G South | glasmore | 2035 | 100% ECP + 5GW Offshore | Grandfathering | IE Solar not priority | 4 | 5 | 4 | 1 | 0 | 0 | 1 | 22.2% | 2.2% | 0.6% | 25%
J | J City, G South | grange | 2035 | 100% ECP + 5GW Offshore | Grandfathering | IE Solar not priority | 40 | 51 | 38 | 11 | 1 | 0 | 13 | 22.2% | 2.2% | 0.6% | 25%
J | J City, G South | griffinrath | 2035 | 100% ECP + 5GW Offshore | Grandfathering | IE Solar not priority | 71 | 91 | 68 | 20 | 2 | 1 | 23 | 22.2% | 2.2% | 0.6% | 25%
J | J Country | harristown | 2035 | 100% ECP + 5GW Offshore | Grandfathering | IE Solar not priority | 42 | 54 | 25 | 12 | 1 | 16 | 29 | 22.2% | 2.2% | 29.4% | 53.8%
J | J Country | kilteel | 2035 | 100% ECP + 5GW Offshore | Grandfathering | IE Solar not priority | 15 | 19 | 9 | 4 | 0 | 6 | 10 | 22.2% | 2.2% | 29.4% | 53.8%
J | J Country | maynooth | 2035 | 100% ECP + 5GW Offshore | Grandfathering | IE Solar not priority | 50 | 64 | 30 | 14 | 1 | 19 | 34 | 22.2% | 2.2% | 29.4% | 53.8%
J | J Country | monread | 2035 | 100% ECP + 5GW Offshore | Grandfathering | IE Solar not priority | 8 | 10 | 4 | 2 | 0 | 3 | 6 | 22.2% | 2.2% | 29.4% | 53.8%
J | J Country | mount lucas | 2035 | 100% ECP + 5GW Offshore | Grandfathering | IE wind not priority | 56 | 174 | 94 | 62 | 3 | 15 | 80 | 35.7% | 1.9% | 8.5% | 46.1%
J | J Country | mount lucas | 2035 | 100% ECP + 5GW Offshore | Grandfathering | IE wind priority | 79 | 244 | 229 | 0 | 15 | 0 | 15 | 0% | 6.1% | 0% | 6.1%
J | J Country | mulgeeth | 2035 | 100% ECP + 5GW Offshore | Grandfathering | IE wind not priority | 60 | 185 | 100 | 66 | 4 | 16 | 85 | 35.7% | 1.9% | 8.5% | 46.1%
J | J Country | newbridge | 2035 | 100% ECP + 5GW Offshore | Grandfathering | IE Solar not priority | 16 | 20 | 9 | 5 | 0 | 6 | 11 | 22.2% | 2.2% | 29.4% | 53.8%
J | J Country | philipstown | 2035 | 100% ECP + 5GW Offshore | Grandfathering | IE Solar not priority | 50 | 64 | 30 | 14 | 1 | 19 | 34 | 22.2% | 2.2% | 29.4% | 53.8%
J | J Country | philipstown | 2035 | 100% ECP + 5GW Offshore | Grandfathering | IE wind not priority | 50 | 154 | 83 | 55 | 3 | 13 | 71 | 35.7% | 1.9% | 8.5% | 46.1%
J | J City, G South | poolbeg north 220kv | 2035 | 100% ECP + 5GW Offshore | Grandfathering | IE wind not priority | 400 | 1676 | 1019 | 507 | 31 | 119 | 657 | 30.3% | 1.9% | 7.1% | 39.2%
J | J City, G South | poolbeg south 220kv | 2035 | 100% ECP + 5GW Offshore | Grandfathering | IE wind not priority | 450 | 1885 | 1146 | 571 | 35 | 133 | 739 | 30.3% | 1.9% | 7.1% | 39.2%
J | J City, G South | poolbeg south 220kv | 2035 | 100% ECP + 5GW Offshore | Grandfathering | IE wind not priority | 450 | 1885 | 1146 | 571 | 35 | 133 | 739 | 30.3% | 1.9% | 7.1% | 39.2%
J | J Country | portlaoise | 2035 | 100% ECP + 5GW Offshore | Grandfathering | IE Solar not priority | 4 | 5 | 2 | 1 | 0 | 2 | 3 | 22.2% | 2.2% | 29.4% | 53.8%
J | J Country | portlaoise | 2035 | 100% ECP + 5GW Offshore | Grandfathering | IE wind not priority | 45 | 139 | 75 | 50 | 3 | 12 | 64 | 35.7% | 1.9% | 8.5% | 46.1%
J | J Country | thornsberry | 2035 | 100% ECP + 5GW Offshore | Grandfathering | IE Solar not priority | 244 | 312 | 144 | 69 | 7 | 92 | 168 | 22.2% | 2.2% | 29.4% | 53.8%
J | J Country | timahoe | 2035 | 100% ECP + 5GW Offshore | Grandfathering | IE Solar not priority | 340 | 436 | 202 | 97 | 10 | 128 | 234 | 22.2% | 2.2% | 29.4% | 53.8%
J | J City, G South | arodstown | 2035 | 100% ECP + 5GW Offshore (without France 2, LirIC, MaRES) | Grandfathering | IE Solar not priority | 356 | 456 | 312 | 130 | 12 | 1 | 144 | 28.6% | 2.7% | 0.3% | 31.6%
J | J Country | athy | 2035 | 100% ECP + 5GW Offshore (without France 2, LirIC, MaRES) | Grandfathering | IE Solar not priority | 5 | 6 | 3 | 2 | 0 | 1 | 3 | 28.6% | 2.7% | 23.2% | 54.5%
J | J City, G South | belcamp 220kv | 2035 | 100% ECP + 5GW Offshore (without France 2, LirIC, MaRES) | Grandfathering | IE wind not priority | 250 | 1047 | 591 | 368 | 22 | 67 | 456 | 35.1% | 2.1% | 6.4% | 43.5%
J | J City, G South | belcamp 220kv | 2035 | 100% ECP + 5GW Offshore (without France 2, LirIC, MaRES) | Grandfathering | IE wind not priority | 250 | 1047 | 591 | 368 | 22 | 67 | 456 | 35.1% | 2.1% | 6.4% | 43.5%
J | J Country | blundelstown | 2035 | 100% ECP + 5GW Offshore (without France 2, LirIC, MaRES) | Grandfathering | IE Solar not priority | 60 | 77 | 35 | 22 | 2 | 18 | 42 | 28.6% | 2.7% | 23.2% | 54.5%
J | J Country | bracklone | 2035 | 100% ECP + 5GW Offshore (without France 2, LirIC, MaRES) | Grandfathering | IE Solar not priority | 85 | 109 | 50 | 31 | 3 | 25 | 59 | 28.6% | 2.7% | 23.2% | 54.5%
J | J Country | bracklone | 2035 | 100% ECP + 5GW Offshore (without France 2, LirIC, MaRES) | Grandfathering | IE wind not priority | 58 | 178 | 93 | 73 | 4 | 8 | 85 | 41% | 2.1% | 4.6% | 47.7%
J | J Country | bracklyn | 2035 | 100% ECP + 5GW Offshore (without France 2, LirIC, MaRES) | Grandfathering | IE wind not priority | 65 | 200 | 105 | 82 | 4 | 9 | 95 | 41% | 2.1% | 4.6% | 47.7%
J | J City, G South | carrickmines 220kv | 2035 | 100% ECP + 5GW Offshore (without France 2, LirIC, MaRES) | Grandfathering | IE wind not priority | 412 | 1657 | 920 | 597 | 35 | 106 | 737 | 36% | 2.1% | 6.4% | 44.5%
J | J City, G South | carrickmines 220kv | 2035 | 100% ECP + 5GW Offshore (without France 2, LirIC, MaRES) | Grandfathering | IE wind not priority | 412 | 1657 | 920 | 597 | 35 | 106 | 737 | 36% | 2.1% | 6.4% | 44.5%
J | J Country | clonfad | 2035 | 100% ECP + 5GW Offshore (without France 2, LirIC, MaRES) | Grandfathering | IE Solar not priority | 100 | 128 | 58 | 37 | 4 | 30 | 70 | 28.6% | 2.7% | 23.2% | 54.5%
J | J Country | coolnabacky | 2035 | 100% ECP + 5GW Offshore (without France 2, LirIC, MaRES) | Grandfathering | IE Solar not priority | 80 | 103 | 47 | 29 | 3 | 24 | 56 | 28.6% | 2.7% | 23.2% | 54.5%
J | J Country | craddanstown | 2035 | 100% ECP + 5GW Offshore (without France 2, LirIC, MaRES) | Grandfathering | IE wind not priority | 182 | 561 | 293 | 230 | 12 | 26 | 268 | 41% | 2.1% | 4.6% | 47.7%
J | J City, G South | crakenstown | 2035 | 100% ECP + 5GW Offshore (without France 2, LirIC, MaRES) | Grandfathering | IE Solar not priority | 572 | 733 | 501 | 209 | 20 | 2 | 232 | 28.6% | 2.7% | 0.3% | 31.6%
J | J Country | curraghdoo | 2035 | 100% ECP + 5GW Offshore (without France 2, LirIC, MaRES) | Grandfathering | IE Solar not priority | 4 | 5 | 2 | 1 | 0 | 1 | 3 | 28.6% | 2.7% | 23.2% | 54.5%
J | J Country | cushaling | 2035 | 100% ECP + 5GW Offshore (without France 2, LirIC, MaRES) | Grandfathering | IE wind not priority | 75 | 231 | 121 | 95 | 5 | 11 | 110 | 41% | 2.1% | 4.6% | 47.7%
J | J Country | derryiron | 2035 | 100% ECP + 5GW Offshore (without France 2, LirIC, MaRES) | Grandfathering | IE Solar not priority | 132 | 169 | 77 | 48 | 5 | 39 | 92 | 28.6% | 2.7% | 23.2% | 54.5%
J | J Country | derryiron | 2035 | 100% ECP + 5GW Offshore (without France 2, LirIC, MaRES) | Grandfathering | IE wind not priority | 101 | 311 | 162 | 128 | 7 | 14 | 149 | 41% | 2.1% | 4.6% | 47.7%
J | J Country | dunfirth | 2035 | 100% ECP + 5GW Offshore (without France 2, LirIC, MaRES) | Grandfathering | IE Solar not priority | 32 | 40 | 18 | 12 | 1 | 9 | 22 | 28.6% | 2.7% | 23.2% | 54.5%
J | J City, G South | dunstown | 2035 | 100% ECP + 5GW Offshore (without France 2, LirIC, MaRES) | Grandfathering | IE Solar not priority | 210 | 269 | 184 | 77 | 7 | 1 | 85 | 28.6% | 2.7% | 0.3% | 31.6%
J | J City, G South | finglas | 2035 | 100% ECP + 5GW Offshore (without France 2, LirIC, MaRES) | Grandfathering | IE Solar not priority | 164 | 211 | 144 | 60 | 6 | 1 | 67 | 28.6% | 2.7% | 0.3% | 31.6%
J | J Country | fosterstown | 2035 | 100% ECP + 5GW Offshore (without France 2, LirIC, MaRES) | Grandfathering | IE Solar not priority | 84 | 107 | 48 | 31 | 3 | 25 | 59 | 28.6% | 2.7% | 23.2% | 54.5%
J | J City, G South | gallanstown | 2035 | 100% ECP + 5GW Offshore (without France 2, LirIC, MaRES) | Grandfathering | IE Solar not priority | 183 | 234 | 160 | 67 | 6 | 1 | 74 | 28.6% | 2.7% | 0.3% | 31.6%
J | J City, G South | glasmore | 2035 | 100% ECP + 5GW Offshore (without France 2, LirIC, MaRES) | Grandfathering | IE Solar not priority | 4 | 5 | 3 | 1 | 0 | 0 | 2 | 28.6% | 2.7% | 0.3% | 31.6%
J | J City, G South | grange | 2035 | 100% ECP + 5GW Offshore (without France 2, LirIC, MaRES) | Grandfathering | IE Solar not priority | 40 | 51 | 35 | 15 | 1 | 0 | 16 | 28.6% | 2.7% | 0.3% | 31.6%
J | J City, G South | griffinrath | 2035 | 100% ECP + 5GW Offshore (without France 2, LirIC, MaRES) | Grandfathering | IE Solar not priority | 71 | 91 | 62 | 26 | 2 | 0 | 29 | 28.6% | 2.7% | 0.3% | 31.6%
J | J Country | harristown | 2035 | 100% ECP + 5GW Offshore (without France 2, LirIC, MaRES) | Grandfathering | IE Solar not priority | 42 | 54 | 24 | 15 | 1 | 13 | 30 | 28.6% | 2.7% | 23.2% | 54.5%
J | J Country | kilteel | 2035 | 100% ECP + 5GW Offshore (without France 2, LirIC, MaRES) | Grandfathering | IE Solar not priority | 15 | 19 | 9 | 5 | 1 | 4 | 10 | 28.6% | 2.7% | 23.2% | 54.5%
J | J Country | maynooth | 2035 | 100% ECP + 5GW Offshore (without France 2, LirIC, MaRES) | Grandfathering | IE Solar not priority | 50 | 64 | 29 | 18 | 2 | 15 | 35 | 28.6% | 2.7% | 23.2% | 54.5%
J | J Country | monread | 2035 | 100% ECP + 5GW Offshore (without France 2, LirIC, MaRES) | Grandfathering | IE Solar not priority | 8 | 10 | 4 | 3 | 0 | 2 | 6 | 28.6% | 2.7% | 23.2% | 54.5%
J | J Country | mount lucas | 2035 | 100% ECP + 5GW Offshore (without France 2, LirIC, MaRES) | Grandfathering | IE wind not priority | 56 | 174 | 91 | 71 | 4 | 8 | 83 | 41% | 2.1% | 4.6% | 47.7%
J | J Country | mount lucas | 2035 | 100% ECP + 5GW Offshore (without France 2, LirIC, MaRES) | Grandfathering | IE wind priority | 79 | 244 | 230 | 0 | 14 | 0 | 14 | 0% | 5.9% | 0% | 5.9%
J | J Country | mulgeeth | 2035 | 100% ECP + 5GW Offshore (without France 2, LirIC, MaRES) | Grandfathering | IE wind not priority | 60 | 185 | 97 | 76 | 4 | 9 | 88 | 41% | 2.1% | 4.6% | 47.7%
J | J Country | newbridge | 2035 | 100% ECP + 5GW Offshore (without France 2, LirIC, MaRES) | Grandfathering | IE Solar not priority | 16 | 20 | 9 | 6 | 1 | 5 | 11 | 28.6% | 2.7% | 23.2% | 54.5%
J | J Country | philipstown | 2035 | 100% ECP + 5GW Offshore (without France 2, LirIC, MaRES) | Grandfathering | IE Solar not priority | 50 | 64 | 29 | 18 | 2 | 15 | 35 | 28.6% | 2.7% | 23.2% | 54.5%
J | J Country | philipstown | 2035 | 100% ECP + 5GW Offshore (without France 2, LirIC, MaRES) | Grandfathering | IE wind not priority | 50 | 154 | 80 | 63 | 3 | 7 | 74 | 41% | 2.1% | 4.6% | 47.7%
J | J City, G South | poolbeg north 220kv | 2035 | 100% ECP + 5GW Offshore (without France 2, LirIC, MaRES) | Grandfathering | IE wind not priority | 400 | 1676 | 946 | 588 | 35 | 107 | 730 | 35.1% | 2.1% | 6.4% | 43.5%
J | J City, G South | poolbeg south 220kv | 2035 | 100% ECP + 5GW Offshore (without France 2, LirIC, MaRES) | Grandfathering | IE wind not priority | 450 | 1885 | 1064 | 662 | 39 | 120 | 821 | 35.1% | 2.1% | 6.4% | 43.5%
J | J City, G South | poolbeg south 220kv | 2035 | 100% ECP + 5GW Offshore (without France 2, LirIC, MaRES) | Grandfathering | IE wind not priority | 450 | 1885 | 1064 | 662 | 39 | 120 | 821 | 35.1% | 2.1% | 6.4% | 43.5%
J | J Country | portlaoise | 2035 | 100% ECP + 5GW Offshore (without France 2, LirIC, MaRES) | Grandfathering | IE Solar not priority | 4 | 5 | 2 | 1 | 0 | 1 | 3 | 28.6% | 2.7% | 23.2% | 54.5%
J | J Country | portlaoise | 2035 | 100% ECP + 5GW Offshore (without France 2, LirIC, MaRES) | Grandfathering | IE wind not priority | 45 | 139 | 73 | 57 | 3 | 6 | 66 | 41% | 2.1% | 4.6% | 47.7%
J | J Country | thornsberry | 2035 | 100% ECP + 5GW Offshore (without France 2, LirIC, MaRES) | Grandfathering | IE Solar not priority | 244 | 312 | 142 | 89 | 9 | 73 | 170 | 28.6% | 2.7% | 23.2% | 54.5%
J | J Country | timahoe | 2035 | 100% ECP + 5GW Offshore (without France 2, LirIC, MaRES) | Grandfathering | IE Solar not priority | 340 | 436 | 198 | 124 | 12 | 101 | 238 | 28.6% | 2.7% | 23.2% | 54.5%
J | J City, G South | arodstown | 2035 | 100% ECP + 5GW Offshore (with 100% ECP 2.4 IC methodology) | Grandfathering | IE Solar not priority | 356 | 456 | 364 | 82 | 9 | 2 | 92 | 17.9% | 2% | 0.3% | 20.2%
J | J Country | athy | 2035 | 100% ECP + 5GW Offshore (with 100% ECP 2.4 IC methodology) | Grandfathering | IE Solar not priority | 5 | 6 | 3 | 1 | 0 | 2 | 3 | 17.9% | 2% | 29.4% | 49.3%
J | J City, G South | belcamp 220kv | 2035 | 100% ECP + 5GW Offshore (with 100% ECP 2.4 IC methodology) | Grandfathering | IE wind not priority | 250 | 1047 | 778 | 195 | 18 | 56 | 269 | 18.6% | 1.7% | 5.4% | 25.7%
J | J City, G South | belcamp 220kv | 2035 | 100% ECP + 5GW Offshore (with 100% ECP 2.4 IC methodology) | Grandfathering | IE wind not priority | 250 | 1047 | 778 | 195 | 18 | 56 | 269 | 18.6% | 1.7% | 5.4% | 25.7%
J | J Country | blundelstown | 2035 | 100% ECP + 5GW Offshore (with 100% ECP 2.4 IC methodology) | Grandfathering | IE Solar not priority | 60 | 77 | 39 | 14 | 2 | 23 | 38 | 17.9% | 2% | 29.4% | 49.3%
J | J Country | bracklone | 2035 | 100% ECP + 5GW Offshore (with 100% ECP 2.4 IC methodology) | Grandfathering | IE Solar not priority | 85 | 109 | 55 | 20 | 2 | 32 | 54 | 17.9% | 2% | 29.4% | 49.3%
J | J Country | bracklone | 2035 | 100% ECP + 5GW Offshore (with 100% ECP 2.4 IC methodology) | Grandfathering | IE wind not priority | 58 | 178 | 116 | 40 | 3 | 18 | 62 | 22.7% | 1.9% | 10.1% | 34.7%
J | J Country | bracklyn | 2035 | 100% ECP + 5GW Offshore (with 100% ECP 2.4 IC methodology) | Grandfathering | IE wind not priority | 65 | 200 | 131 | 45 | 4 | 20 | 69 | 22.7% | 1.9% | 10.1% | 34.7%
J | J City, G South | carrickmines 220kv | 2035 | 100% ECP + 5GW Offshore (with 100% ECP 2.4 IC methodology) | Grandfathering | IE wind not priority | 412 | 1657 | 1224 | 315 | 29 | 89 | 433 | 19% | 1.7% | 5.4% | 26.1%
J | J City, G South | carrickmines 220kv | 2035 | 100% ECP + 5GW Offshore (with 100% ECP 2.4 IC methodology) | Grandfathering | IE wind not priority | 412 | 1657 | 1224 | 315 | 29 | 89 | 433 | 19% | 1.7% | 5.4% | 26.1%
J | J Country | clonfad | 2035 | 100% ECP + 5GW Offshore (with 100% ECP 2.4 IC methodology) | Grandfathering | IE Solar not priority | 100 | 128 | 65 | 23 | 3 | 38 | 63 | 17.9% | 2% | 29.4% | 49.3%
J | J Country | coolnabacky | 2035 | 100% ECP + 5GW Offshore (with 100% ECP 2.4 IC methodology) | Grandfathering | IE Solar not priority | 80 | 103 | 52 | 18 | 2 | 30 | 51 | 17.9% | 2% | 29.4% | 49.3%
J | J Country | craddanstown | 2035 | 100% ECP + 5GW Offshore (with 100% ECP 2.4 IC methodology) | Grandfathering | IE wind not priority | 182 | 561 | 366 | 127 | 11 | 57 | 195 | 22.7% | 1.9% | 10.1% | 34.7%
J | J City, G South | crakenstown | 2035 | 100% ECP + 5GW Offshore (with 100% ECP 2.4 IC methodology) | Grandfathering | IE Solar not priority | 572 | 733 | 585 | 131 | 14 | 3 | 148 | 17.9% | 2% | 0.3% | 20.2%
J | J Country | curraghdoo | 2035 | 100% ECP + 5GW Offshore (with 100% ECP 2.4 IC methodology) | Grandfathering | IE Solar not priority | 4 | 5 | 2 | 1 | 0 | 2 | 3 | 17.9% | 2% | 29.4% | 49.3%
J | J Country | cushaling | 2035 | 100% ECP + 5GW Offshore (with 100% ECP 2.4 IC methodology) | Grandfathering | IE wind not priority | 75 | 231 | 151 | 52 | 4 | 23 | 80 | 22.7% | 1.9% | 10.1% | 34.7%
J | J Country | derryiron | 2035 | 100% ECP + 5GW Offshore (with 100% ECP 2.4 IC methodology) | Grandfathering | IE Solar not priority | 132 | 169 | 86 | 30 | 3 | 50 | 83 | 17.9% | 2% | 29.4% | 49.3%
J | J Country | derryiron | 2035 | 100% ECP + 5GW Offshore (with 100% ECP 2.4 IC methodology) | Grandfathering | IE wind not priority | 101 | 311 | 203 | 71 | 6 | 31 | 108 | 22.7% | 1.9% | 10.1% | 34.7%
J | J Country | dunfirth | 2035 | 100% ECP + 5GW Offshore (with 100% ECP 2.4 IC methodology) | Grandfathering | IE Solar not priority | 32 | 40 | 20 | 7 | 1 | 12 | 20 | 17.9% | 2% | 29.4% | 49.3%
J | J City, G South | dunstown | 2035 | 100% ECP + 5GW Offshore (with 100% ECP 2.4 IC methodology) | Grandfathering | IE Solar not priority | 210 | 269 | 215 | 48 | 5 | 1 | 54 | 17.9% | 2% | 0.3% | 20.2%
J | J City, G South | finglas | 2035 | 100% ECP + 5GW Offshore (with 100% ECP 2.4 IC methodology) | Grandfathering | IE Solar not priority | 164 | 211 | 168 | 38 | 4 | 1 | 43 | 17.9% | 2% | 0.3% | 20.2%
J | J Country | fosterstown | 2035 | 100% ECP + 5GW Offshore (with 100% ECP 2.4 IC methodology) | Grandfathering | IE Solar not priority | 84 | 107 | 54 | 19 | 2 | 32 | 53 | 17.9% | 2% | 29.4% | 49.3%
J | J City, G South | gallanstown | 2035 | 100% ECP + 5GW Offshore (with 100% ECP 2.4 IC methodology) | Grandfathering | IE Solar not priority | 183 | 234 | 187 | 42 | 5 | 1 | 47 | 17.9% | 2% | 0.3% | 20.2%
J | J City, G South | glasmore | 2035 | 100% ECP + 5GW Offshore (with 100% ECP 2.4 IC methodology) | Grandfathering | IE Solar not priority | 4 | 5 | 4 | 1 | 0 | 0 | 1 | 17.9% | 2% | 0.3% | 20.2%
J | J City, G South | grange | 2035 | 100% ECP + 5GW Offshore (with 100% ECP 2.4 IC methodology) | Grandfathering | IE Solar not priority | 40 | 51 | 41 | 9 | 1 | 0 | 10 | 17.9% | 2% | 0.3% | 20.2%
J | J City, G South | griffinrath | 2035 | 100% ECP + 5GW Offshore (with 100% ECP 2.4 IC methodology) | Grandfathering | IE Solar not priority | 71 | 91 | 73 | 16 | 2 | 0 | 18 | 17.9% | 2% | 0.3% | 20.2%
J | J Country | harristown | 2035 | 100% ECP + 5GW Offshore (with 100% ECP 2.4 IC methodology) | Grandfathering | IE Solar not priority | 42 | 54 | 27 | 10 | 1 | 16 | 27 | 17.9% | 2% | 29.4% | 49.3%
J | J Country | kilteel | 2035 | 100% ECP + 5GW Offshore (with 100% ECP 2.4 IC methodology) | Grandfathering | IE Solar not priority | 15 | 19 | 10 | 3 | 0 | 6 | 9 | 17.9% | 2% | 29.4% | 49.3%
J | J Country | maynooth | 2035 | 100% ECP + 5GW Offshore (with 100% ECP 2.4 IC methodology) | Grandfathering | IE Solar not priority | 50 | 64 | 32 | 11 | 1 | 19 | 32 | 17.9% | 2% | 29.4% | 49.3%
J | J Country | monread | 2035 | 100% ECP + 5GW Offshore (with 100% ECP 2.4 IC methodology) | Grandfathering | IE Solar not priority | 8 | 10 | 5 | 2 | 0 | 3 | 5 | 17.9% | 2% | 29.4% | 49.3%
J | J Country | mount lucas | 2035 | 100% ECP + 5GW Offshore (with 100% ECP 2.4 IC methodology) | Grandfathering | IE wind not priority | 56 | 174 | 114 | 39 | 3 | 18 | 60 | 22.7% | 1.9% | 10.1% | 34.7%
J | J Country | mount lucas | 2035 | 100% ECP + 5GW Offshore (with 100% ECP 2.4 IC methodology) | Grandfathering | IE wind priority | 79 | 244 | 236 | 0 | 8 | 0 | 8 | 0% | 3.1% | 0% | 3.1%
J | J Country | mulgeeth | 2035 | 100% ECP + 5GW Offshore (with 100% ECP 2.4 IC methodology) | Grandfathering | IE wind not priority | 60 | 185 | 121 | 42 | 4 | 19 | 64 | 22.7% | 1.9% | 10.1% | 34.7%
J | J Country | newbridge | 2035 | 100% ECP + 5GW Offshore (with 100% ECP 2.4 IC methodology) | Grandfathering | IE Solar not priority | 16 | 20 | 10 | 4 | 0 | 6 | 10 | 17.9% | 2% | 29.4% | 49.3%
J | J Country | philipstown | 2035 | 100% ECP + 5GW Offshore (with 100% ECP 2.4 IC methodology) | Grandfathering | IE Solar not priority | 50 | 64 | 32 | 11 | 1 | 19 | 32 | 17.9% | 2% | 29.4% | 49.3%
J | J Country | philipstown | 2035 | 100% ECP + 5GW Offshore (with 100% ECP 2.4 IC methodology) | Grandfathering | IE wind not priority | 50 | 154 | 101 | 35 | 3 | 16 | 53 | 22.7% | 1.9% | 10.1% | 34.7%
J | J City, G South | poolbeg north 220kv | 2035 | 100% ECP + 5GW Offshore (with 100% ECP 2.4 IC methodology) | Grandfathering | IE wind not priority | 400 | 1676 | 1245 | 312 | 29 | 90 | 431 | 18.6% | 1.7% | 5.4% | 25.7%
J | J City, G South | poolbeg south 220kv | 2035 | 100% ECP + 5GW Offshore (with 100% ECP 2.4 IC methodology) | Grandfathering | IE wind not priority | 450 | 1885 | 1400 | 351 | 32 | 101 | 485 | 18.6% | 1.7% | 5.4% | 25.7%
J | J City, G South | poolbeg south 220kv | 2035 | 100% ECP + 5GW Offshore (with 100% ECP 2.4 IC methodology) | Grandfathering | IE wind not priority | 450 | 1885 | 1400 | 351 | 32 | 101 | 485 | 18.6% | 1.7% | 5.4% | 25.7%
J | J Country | portlaoise | 2035 | 100% ECP + 5GW Offshore (with 100% ECP 2.4 IC methodology) | Grandfathering | IE Solar not priority | 4 | 5 | 2 | 1 | 0 | 2 | 3 | 17.9% | 2% | 29.4% | 49.3%
J | J Country | portlaoise | 2035 | 100% ECP + 5GW Offshore (with 100% ECP 2.4 IC methodology) | Grandfathering | IE wind not priority | 45 | 139 | 91 | 31 | 3 | 14 | 48 | 22.7% | 1.9% | 10.1% | 34.7%
J | J Country | thornsberry | 2035 | 100% ECP + 5GW Offshore (with 100% ECP 2.4 IC methodology) | Grandfathering | IE Solar not priority | 244 | 312 | 158 | 56 | 6 | 92 | 154 | 17.9% | 2% | 29.4% | 49.3%
J | J Country | timahoe | 2035 | 100% ECP + 5GW Offshore (with 100% ECP 2.4 IC methodology) | Grandfathering | IE Solar not priority | 340 | 436 | 221 | 78 | 9 | 128 | 215 | 17.9% | 2% | 29.4% | 49.3%
J | J City, G South | arodstown | 2028 | 100% ECP (Pro-rata) | Pro-rata | IE Solar not priority | 356 | 456 | 302 | 104 | 28 | 23 | 154 | 22.7% | 6% | 5.1% | 33.8%
J | J Country | athy | 2028 | 100% ECP (Pro-rata) | Pro-rata | IE Solar not priority | 5 | 6 | 1 | 1 | 0 | 3 | 5 | 22.7% | 6% | 42% | 70.7%
J | J Country | blundelstown | 2028 | 100% ECP (Pro-rata) | Pro-rata | IE Solar not priority | 60 | 77 | 23 | 17 | 5 | 32 | 54 | 22.7% | 6% | 42% | 70.7%
J | J Country | bracklone | 2028 | 100% ECP (Pro-rata) | Pro-rata | IE Solar not priority | 85 | 109 | 32 | 25 | 7 | 46 | 77 | 22.7% | 6% | 42% | 70.7%
J | J Country | bracklone | 2028 | 100% ECP (Pro-rata) | Pro-rata | IE wind not priority | 58 | 179 | 55 | 52 | 9 | 64 | 124 | 29% | 4.9% | 35.5% | 69.4%
J | J Country | bracklyn | 2028 | 100% ECP (Pro-rata) | Pro-rata | IE wind not priority | 65 | 201 | 61 | 58 | 10 | 71 | 140 | 29% | 4.9% | 35.5% | 69.4%
J | J Country | clonfad | 2028 | 100% ECP (Pro-rata) | Pro-rata | IE Solar not priority | 100 | 128 | 37 | 29 | 8 | 54 | 91 | 22.7% | 6% | 42% | 70.7%
J | J Country | coolnabacky | 2028 | 100% ECP (Pro-rata) | Pro-rata | IE Solar not priority | 80 | 103 | 30 | 23 | 6 | 43 | 73 | 22.7% | 6% | 42% | 70.7%
J | J Country | craddanstown | 2028 | 100% ECP (Pro-rata) | Pro-rata | IE wind not priority | 182 | 565 | 173 | 164 | 27 | 201 | 392 | 29% | 4.9% | 35.5% | 69.4%
J | J City, G South | crakenstown | 2028 | 100% ECP (Pro-rata) | Pro-rata | IE Solar not priority | 572 | 734 | 486 | 167 | 44 | 37 | 248 | 22.7% | 6% | 5.1% | 33.8%
J | J Country | curraghdoo | 2028 | 100% ECP (Pro-rata) | Pro-rata | IE Solar not priority | 4 | 5 | 1 | 1 | 0 | 2 | 4 | 22.7% | 6% | 42% | 70.7%
J | J Country | cushaling | 2028 | 100% ECP (Pro-rata) | Pro-rata | IE wind not priority | 75 | 233 | 71 | 68 | 11 | 83 | 162 | 29% | 4.9% | 35.5% | 69.4%
J | J Country | derryiron | 2028 | 100% ECP (Pro-rata) | Pro-rata | IE Solar not priority | 132 | 169 | 49 | 38 | 10 | 71 | 120 | 22.7% | 6% | 42% | 70.7%
J | J Country | derryiron | 2028 | 100% ECP (Pro-rata) | Pro-rata | IE wind not priority | 101 | 314 | 96 | 91 | 15 | 111 | 218 | 29% | 4.9% | 35.5% | 69.4%
J | J Country | dunfirth | 2028 | 100% ECP (Pro-rata) | Pro-rata | IE Solar not priority | 32 | 40 | 11 | 9 | 2 | 17 | 29 | 22.7% | 6% | 42% | 70.7%
J | J City, G South | dunstown | 2028 | 100% ECP (Pro-rata) | Pro-rata | IE Solar not priority | 210 | 269 | 178 | 61 | 16 | 14 | 91 | 22.7% | 6% | 5.1% | 33.8%
J | J City, G South | finglas | 2028 | 100% ECP (Pro-rata) | Pro-rata | IE Solar not priority | 164 | 211 | 140 | 48 | 13 | 11 | 71 | 22.7% | 6% | 5.1% | 33.8%
J | J Country | fosterstown | 2028 | 100% ECP (Pro-rata) | Pro-rata | IE Solar not priority | 84 | 108 | 32 | 24 | 6 | 45 | 76 | 22.7% | 6% | 42% | 70.7%
J | J City, G South | gallanstown | 2028 | 100% ECP (Pro-rata) | Pro-rata | IE Solar not priority | 183 | 235 | 156 | 53 | 14 | 12 | 79 | 22.7% | 6% | 5.1% | 33.8%
J | J City, G South | glasmore | 2028 | 100% ECP (Pro-rata) | Pro-rata | IE Solar not priority | 4 | 5 | 3 | 1 | 0 | 0 | 2 | 22.7% | 6% | 5.1% | 33.8%
J | J City, G South | grange | 2028 | 100% ECP (Pro-rata) | Pro-rata | IE Solar not priority | 40 | 51 | 34 | 12 | 3 | 3 | 17 | 22.7% | 6% | 5.1% | 33.8%
J | J City, G South | griffinrath | 2028 | 100% ECP (Pro-rata) | Pro-rata | IE Solar not priority | 71 | 91 | 60 | 21 | 5 | 5 | 31 | 22.7% | 6% | 5.1% | 33.8%
J | J Country | harristown | 2028 | 100% ECP (Pro-rata) | Pro-rata | IE Solar not priority | 42 | 54 | 16 | 12 | 3 | 23 | 38 | 22.7% | 6% | 42% | 70.7%
J | J Country | kilteel | 2028 | 100% ECP (Pro-rata) | Pro-rata | IE Solar not priority | 15 | 19 | 5 | 4 | 1 | 8 | 14 | 22.7% | 6% | 42% | 70.7%
J | J Country | maynooth | 2028 | 100% ECP (Pro-rata) | Pro-rata | IE Solar not priority | 50 | 64 | 19 | 15 | 4 | 27 | 45 | 22.7% | 6% | 42% | 70.7%
J | J Country | monread | 2028 | 100% ECP (Pro-rata) | Pro-rata | IE Solar not priority | 8 | 10 | 3 | 2 | 1 | 4 | 7 | 22.7% | 6% | 42% | 70.7%
J | J Country | mount lucas | 2028 | 100% ECP (Pro-rata) | Pro-rata | IE wind not priority | 56 | 175 | 54 | 51 | 9 | 62 | 121 | 29% | 4.9% | 35.5% | 69.4%
J | J Country | mount lucas | 2028 | 100% ECP (Pro-rata) | Pro-rata | IE wind priority | 79 | 246 | 133 | 0 | 25 | 87 | 113 | 0% | 10.4% | 35.5% | 45.9%
J | J Country | mulgeeth | 2028 | 100% ECP (Pro-rata) | Pro-rata | IE wind not priority | 60 | 186 | 57 | 54 | 9 | 66 | 129 | 29% | 4.9% | 35.5% | 69.4%
J | J Country | newbridge | 2028 | 100% ECP (Pro-rata) | Pro-rata | IE Solar not priority | 16 | 21 | 6 | 5 | 1 | 9 | 15 | 22.7% | 6% | 42% | 70.7%
J | J Country | philipstown | 2028 | 100% ECP (Pro-rata) | Pro-rata | IE Solar not priority | 50 | 64 | 19 | 15 | 4 | 27 | 45 | 22.7% | 6% | 42% | 70.7%
J | J Country | philipstown | 2028 | 100% ECP (Pro-rata) | Pro-rata | IE wind not priority | 50 | 155 | 47 | 45 | 8 | 55 | 108 | 29% | 4.9% | 35.5% | 69.4%
J | J Country | portlaoise | 2028 | 100% ECP (Pro-rata) | Pro-rata | IE Solar not priority | 4 | 5 | 1 | 1 | 0 | 2 | 4 | 22.7% | 6% | 42% | 70.7%
J | J Country | portlaoise | 2028 | 100% ECP (Pro-rata) | Pro-rata | IE wind not priority | 45 | 140 | 43 | 41 | 7 | 50 | 97 | 29% | 4.9% | 35.5% | 69.4%
J | J Country | thornsberry | 2028 | 100% ECP (Pro-rata) | Pro-rata | IE Solar not priority | 244 | 313 | 92 | 71 | 19 | 131 | 221 | 22.7% | 6% | 42% | 70.7%
J | J Country | timahoe | 2028 | 100% ECP (Pro-rata) | Pro-rata | IE Solar not priority | 340 | 436 | 127 | 99 | 26 | 183 | 309 | 22.7% | 6% | 42% | 70.7%
J | J City, G South | arodstown | 2030 | 100% ECP (Pro-rata) | Pro-rata | IE Solar not priority | 356 | 456 | 320 | 112 | 16 | 8 | 136 | 24.6% | 3.5% | 1.8% | 29.9%
J | J Country | athy | 2030 | 100% ECP (Pro-rata) | Pro-rata | IE Solar not priority | 5 | 6 | 2 | 2 | 0 | 2 | 4 | 24.6% | 3.5% | 28% | 56.1%
J | J Country | blundelstown | 2030 | 100% ECP (Pro-rata) | Pro-rata | IE Solar not priority | 60 | 77 | 34 | 19 | 3 | 22 | 43 | 24.6% | 3.5% | 28% | 56.1%
J | J Country | bracklone | 2030 | 100% ECP (Pro-rata) | Pro-rata | IE Solar not priority | 85 | 109 | 48 | 27 | 4 | 30 | 61 | 24.6% | 3.5% | 28% | 56.1%
J | J Country | bracklone | 2030 | 100% ECP (Pro-rata) | Pro-rata | IE wind not priority | 58 | 178 | 85 | 55 | 5 | 33 | 93 | 31.1% | 3% | 18.5% | 52.6%
J | J Country | bracklyn | 2030 | 100% ECP (Pro-rata) | Pro-rata | IE wind not priority | 65 | 200 | 95 | 62 | 6 | 37 | 105 | 31.1% | 3% | 18.5% | 52.6%
J | J Country | clonfad | 2030 | 100% ECP (Pro-rata) | Pro-rata | IE Solar not priority | 100 | 128 | 56 | 32 | 5 | 36 | 72 | 24.6% | 3.5% | 28% | 56.1%
J | J Country | coolnabacky | 2030 | 100% ECP (Pro-rata) | Pro-rata | IE Solar not priority | 80 | 103 | 45 | 25 | 4 | 29 | 58 | 24.6% | 3.5% | 28% | 56.1%
J | J Country | craddanstown | 2030 | 100% ECP (Pro-rata) | Pro-rata | IE wind not priority | 182 | 561 | 266 | 175 | 17 | 104 | 295 | 31.1% | 3% | 18.5% | 52.6%
J | J City, G South | crakenstown | 2030 | 100% ECP (Pro-rata) | Pro-rata | IE Solar not priority | 572 | 733 | 514 | 180 | 26 | 13 | 219 | 24.6% | 3.5% | 1.8% | 29.9%
J | J Country | curraghdoo | 2030 | 100% ECP (Pro-rata) | Pro-rata | IE Solar not priority | 4 | 5 | 2 | 1 | 0 | 1 | 3 | 24.6% | 3.5% | 28% | 56.1%
J | J Country | cushaling | 2030 | 100% ECP (Pro-rata) | Pro-rata | IE wind not priority | 75 | 231 | 109 | 72 | 7 | 43 | 122 | 31.1% | 3% | 18.5% | 52.6%
J | J Country | derryiron | 2030 | 100% ECP (Pro-rata) | Pro-rata | IE Solar not priority | 132 | 169 | 74 | 42 | 6 | 47 | 95 | 24.6% | 3.5% | 28% | 56.1%
J | J Country | derryiron | 2030 | 100% ECP (Pro-rata) | Pro-rata | IE wind not priority | 101 | 311 | 147 | 97 | 9 | 58 | 164 | 31.1% | 3% | 18.5% | 52.6%
J | J Country | dunfirth | 2030 | 100% ECP (Pro-rata) | Pro-rata | IE Solar not priority | 32 | 40 | 17 | 10 | 1 | 11 | 23 | 24.6% | 3.5% | 28% | 56.1%
J | J City, G South | dunstown | 2030 | 100% ECP (Pro-rata) | Pro-rata | IE Solar not priority | 210 | 269 | 189 | 66 | 9 | 5 | 80 | 24.6% | 3.5% | 1.8% | 29.9%
J | J City, G South | finglas | 2030 | 100% ECP (Pro-rata) | Pro-rata | IE Solar not priority | 164 | 211 | 148 | 52 | 7 | 4 | 63 | 24.6% | 3.5% | 1.8% | 29.9%
J | J Country | fosterstown | 2030 | 100% ECP (Pro-rata) | Pro-rata | IE Solar not priority | 84 | 107 | 47 | 26 | 4 | 30 | 60 | 24.6% | 3.5% | 28% | 56.1%
J | J City, G South | gallanstown | 2030 | 100% ECP (Pro-rata) | Pro-rata | IE Solar not priority | 183 | 234 | 164 | 58 | 8 | 4 | 70 | 24.6% | 3.5% | 1.8% | 29.9%
J | J City, G South | glasmore | 2030 | 100% ECP (Pro-rata) | Pro-rata | IE Solar not priority | 4 | 5 | 3 | 1 | 0 | 0 | 2 | 24.6% | 3.5% | 1.8% | 29.9%
J | J City, G South | grange | 2030 | 100% ECP (Pro-rata) | Pro-rata | IE Solar not priority | 40 | 51 | 36 | 13 | 2 | 1 | 15 | 24.6% | 3.5% | 1.8% | 29.9%
J | J City, G South | griffinrath | 2030 | 100% ECP (Pro-rata) | Pro-rata | IE Solar not priority | 71 | 91 | 64 | 22 | 3 | 2 | 27 | 24.6% | 3.5% | 1.8% | 29.9%
J | J Country | harristown | 2030 | 100% ECP (Pro-rata) | Pro-rata | IE Solar not priority | 42 | 54 | 24 | 13 | 2 | 15 | 30 | 24.6% | 3.5% | 28% | 56.1%
J | J Country | kilteel | 2030 | 100% ECP (Pro-rata) | Pro-rata | IE Solar not priority | 15 | 19 | 8 | 5 | 1 | 5 | 11 | 24.6% | 3.5% | 28% | 56.1%
J | J Country | maynooth | 2030 | 100% ECP (Pro-rata) | Pro-rata | IE Solar not priority | 50 | 64 | 28 | 16 | 2 | 18 | 36 | 24.6% | 3.5% | 28% | 56.1%
J | J Country | monread | 2030 | 100% ECP (Pro-rata) | Pro-rata | IE Solar not priority | 8 | 10 | 4 | 3 | 0 | 3 | 6 | 24.6% | 3.5% | 28% | 56.1%
J | J Country | mount lucas | 2030 | 100% ECP (Pro-rata) | Pro-rata | IE wind not priority | 56 | 174 | 83 | 54 | 5 | 32 | 91 | 31.1% | 3% | 18.5% | 52.6%
J | J Country | mount lucas | 2030 | 100% ECP (Pro-rata) | Pro-rata | IE wind priority | 79 | 244 | 183 | 0 | 16 | 45 | 61 | 0% | 6.4% | 18.5% | 24.9%
J | J Country | mulgeeth | 2030 | 100% ECP (Pro-rata) | Pro-rata | IE wind not priority | 60 | 185 | 88 | 58 | 6 | 34 | 97 | 31.1% | 3% | 18.5% | 52.6%
J | J Country | newbridge | 2030 | 100% ECP (Pro-rata) | Pro-rata | IE Solar not priority | 16 | 20 | 9 | 5 | 1 | 6 | 11 | 24.6% | 3.5% | 28% | 56.1%
J | J Country | philipstown | 2030 | 100% ECP (Pro-rata) | Pro-rata | IE Solar not priority | 50 | 64 | 28 | 16 | 2 | 18 | 36 | 24.6% | 3.5% | 28% | 56.1%
J | J Country | philipstown | 2030 | 100% ECP (Pro-rata) | Pro-rata | IE wind not priority | 50 | 154 | 73 | 48 | 5 | 28 | 81 | 31.1% | 3% | 18.5% | 52.6%
J | J Country | portlaoise | 2030 | 100% ECP (Pro-rata) | Pro-rata | IE Solar not priority | 4 | 5 | 2 | 1 | 0 | 1 | 3 | 24.6% | 3.5% | 28% | 56.1%
J | J Country | portlaoise | 2030 | 100% ECP (Pro-rata) | Pro-rata | IE wind not priority | 45 | 139 | 66 | 43 | 4 | 26 | 73 | 31.1% | 3% | 18.5% | 52.6%
J | J Country | thornsberry | 2030 | 100% ECP (Pro-rata) | Pro-rata | IE Solar not priority | 244 | 312 | 137 | 77 | 11 | 87 | 175 | 24.6% | 3.5% | 28% | 56.1%
J | J Country | timahoe | 2030 | 100% ECP (Pro-rata) | Pro-rata | IE Solar not priority | 340 | 436 | 192 | 107 | 15 | 122 | 244 | 24.6% | 3.5% | 28% | 56.1%
J | J City, G South | arodstown | 2030 | 100% ECP + 3.1GW Offshore (Pro-rata) | Pro-rata | IE Solar not priority | 356 | 456 | 297 | 139 | 16 | 4 | 159 | 30.5% | 3.6% | 0.9% | 35%
J | J Country | athy | 2030 | 100% ECP + 3.1GW Offshore (Pro-rata) | Pro-rata | IE Solar not priority | 5 | 6 | 2 | 2 | 0 | 1 | 4 | 30.5% | 3.6% | 23.2% | 57.3%
J | J City, G South | belcamp 220kv | 2030 | 100% ECP + 3.1GW Offshore (Pro-rata) | Pro-rata | IE wind not priority | 250 | 1047 | 592 | 397 | 30 | 28 | 455 | 37.9% | 2.8% | 2.7% | 43.4%
J | J City, G South | belcamp 220kv | 2030 | 100% ECP + 3.1GW Offshore (Pro-rata) | Pro-rata | IE wind not priority | 250 | 1047 | 592 | 397 | 30 | 28 | 455 | 37.9% | 2.8% | 2.7% | 43.4%
J | J Country | blundelstown | 2030 | 100% ECP + 3.1GW Offshore (Pro-rata) | Pro-rata | IE Solar not priority | 60 | 77 | 33 | 23 | 3 | 18 | 44 | 30.5% | 3.6% | 23.2% | 57.3%
J | J Country | bracklone | 2030 | 100% ECP + 3.1GW Offshore (Pro-rata) | Pro-rata | IE Solar not priority | 85 | 109 | 47 | 33 | 4 | 25 | 62 | 30.5% | 3.6% | 23.2% | 57.3%
J | J Country | bracklone | 2030 | 100% ECP + 3.1GW Offshore (Pro-rata) | Pro-rata | IE wind not priority | 58 | 178 | 82 | 79 | 5 | 12 | 96 | 44.4% | 2.8% | 6.6% | 53.8%
J | J Country | bracklyn | 2030 | 100% ECP + 3.1GW Offshore (Pro-rata) | Pro-rata | IE wind not priority | 65 | 200 | 92 | 89 | 6 | 13 | 108 | 44.4% | 2.8% | 6.6% | 53.8%
J | J City, G South | carrickmines 220kv | 2030 | 100% ECP + 3.1GW Offshore (Pro-rata) | Pro-rata | IE wind not priority | 412 | 1657 | 920 | 646 | 47 | 45 | 737 | 39% | 2.8% | 2.7% | 44.5%
J | J City, G South | carrickmines 220kv | 2030 | 100% ECP + 3.1GW Offshore (Pro-rata) | Pro-rata | IE wind not priority | 412 | 1657 | 920 | 646 | 47 | 45 | 737 | 39% | 2.8% | 2.7% | 44.5%
J | J Country | clonfad | 2030 | 100% ECP + 3.1GW Offshore (Pro-rata) | Pro-rata | IE Solar not priority | 100 | 128 | 55 | 39 | 5 | 30 | 73 | 30.5% | 3.6% | 23.2% | 57.3%
J | J Country | coolnabacky | 2030 | 100% ECP + 3.1GW Offshore (Pro-rata) | Pro-rata | IE Solar not priority | 80 | 103 | 44 | 31 | 4 | 24 | 59 | 30.5% | 3.6% | 23.2% | 57.3%
J | J Country | craddanstown | 2030 | 100% ECP + 3.1GW Offshore (Pro-rata) | Pro-rata | IE wind not priority | 182 | 561 | 259 | 249 | 16 | 37 | 302 | 44.4% | 2.8% | 6.6% | 53.8%
J | J City, G South | crakenstown | 2030 | 100% ECP + 3.1GW Offshore (Pro-rata) | Pro-rata | IE Solar not priority | 572 | 733 | 477 | 223 | 26 | 7 | 256 | 30.5% | 3.6% | 0.9% | 35%
J | J Country | curraghdoo | 2030 | 100% ECP + 3.1GW Offshore (Pro-rata) | Pro-rata | IE Solar not priority | 4 | 5 | 2 | 2 | 0 | 1 | 3 | 30.5% | 3.6% | 23.2% | 57.3%
J | J Country | cushaling | 2030 | 100% ECP + 3.1GW Offshore (Pro-rata) | Pro-rata | IE wind not priority | 75 | 231 | 106 | 103 | 6 | 15 | 125 | 44.4% | 2.8% | 6.6% | 53.8%
J | J Country | derryiron | 2030 | 100% ECP + 3.1GW Offshore (Pro-rata) | Pro-rata | IE Solar not priority | 132 | 169 | 72 | 52 | 6 | 39 | 97 | 30.5% | 3.6% | 23.2% | 57.3%
J | J Country | derryiron | 2030 | 100% ECP + 3.1GW Offshore (Pro-rata) | Pro-rata | IE wind not priority | 101 | 311 | 143 | 138 | 9 | 21 | 168 | 44.4% | 2.8% | 6.6% | 53.8%
J | J Country | dunfirth | 2030 | 100% ECP + 3.1GW Offshore (Pro-rata) | Pro-rata | IE Solar not priority | 32 | 40 | 17 | 12 | 1 | 9 | 23 | 30.5% | 3.6% | 23.2% | 57.3%
J | J City, G South | dunstown | 2030 | 100% ECP + 3.1GW Offshore (Pro-rata) | Pro-rata | IE Solar not priority | 210 | 269 | 175 | 82 | 10 | 2 | 94 | 30.5% | 3.6% | 0.9% | 35%
J | J City, G South | finglas | 2030 | 100% ECP + 3.1GW Offshore (Pro-rata) | Pro-rata | IE Solar not priority | 164 | 211 | 137 | 64 | 8 | 2 | 74 | 30.5% | 3.6% | 0.9% | 35%
J | J Country | fosterstown | 2030 | 100% ECP + 3.1GW Offshore (Pro-rata) | Pro-rata | IE Solar not priority | 84 | 107 | 46 | 33 | 4 | 25 | 61 | 30.5% | 3.6% | 23.2% | 57.3%
J | J City, G South | gallanstown | 2030 | 100% ECP + 3.1GW Offshore (Pro-rata) | Pro-rata | IE Solar not priority | 183 | 234 | 152 | 71 | 8 | 2 | 82 | 30.5% | 3.6% | 0.9% | 35%
J | J City, G South | glasmore | 2030 | 100% ECP + 3.1GW Offshore (Pro-rata) | Pro-rata | IE Solar not priority | 4 | 5 | 3 | 2 | 0 | 0 | 2 | 30.5% | 3.6% | 0.9% | 35%
J | J City, G South | grange | 2030 | 100% ECP + 3.1GW Offshore (Pro-rata) | Pro-rata | IE Solar not priority | 40 | 51 | 33 | 16 | 2 | 0 | 18 | 30.5% | 3.6% | 0.9% | 35%
J | J City, G South | griffinrath | 2030 | 100% ECP + 3.1GW Offshore (Pro-rata) | Pro-rata | IE Solar not priority | 71 | 91 | 59 | 28 | 3 | 1 | 32 | 30.5% | 3.6% | 0.9% | 35%
J | J Country | harristown | 2030 | 100% ECP + 3.1GW Offshore (Pro-rata) | Pro-rata | IE Solar not priority | 42 | 54 | 23 | 17 | 2 | 13 | 31 | 30.5% | 3.6% | 23.2% | 57.3%
J | J Country | kilteel | 2030 | 100% ECP + 3.1GW Offshore (Pro-rata) | Pro-rata | IE Solar not priority | 15 | 19 | 8 | 6 | 1 | 4 | 11 | 30.5% | 3.6% | 23.2% | 57.3%
J | J Country | maynooth | 2030 | 100% ECP + 3.1GW Offshore (Pro-rata) | Pro-rata | IE Solar not priority | 50 | 64 | 27 | 20 | 2 | 15 | 37 | 30.5% | 3.6% | 23.2% | 57.3%
J | J Country | monread | 2030 | 100% ECP + 3.1GW Offshore (Pro-rata) | Pro-rata | IE Solar not priority | 8 | 10 | 4 | 3 | 0 | 2 | 6 | 30.5% | 3.6% | 23.2% | 57.3%
J | J Country | mount lucas | 2030 | 100% ECP + 3.1GW Offshore (Pro-rata) | Pro-rata | IE wind not priority | 56 | 174 | 80 | 77 | 5 | 12 | 94 | 44.4% | 2.8% | 6.6% | 53.8%
J | J Country | mount lucas | 2030 | 100% ECP + 3.1GW Offshore (Pro-rata) | Pro-rata | IE wind priority | 79 | 244 | 209 | 0 | 18 | 16 | 35 | 0% | 7.5% | 6.6% | 14.2%
J | J Country | mulgeeth | 2030 | 100% ECP + 3.1GW Offshore (Pro-rata) | Pro-rata | IE wind not priority | 60 | 185 | 85 | 82 | 5 | 12 | 100 | 44.4% | 2.8% | 6.6% | 53.8%
J | J Country | newbridge | 2030 | 100% ECP + 3.1GW Offshore (Pro-rata) | Pro-rata | IE Solar not priority | 16 | 20 | 8 | 6 | 1 | 5 | 12 | 30.5% | 3.6% | 23.2% | 57.3%
J | J Country | philipstown | 2030 | 100% ECP + 3.1GW Offshore (Pro-rata) | Pro-rata | IE Solar not priority | 50 | 64 | 27 | 20 | 2 | 15 | 37 | 30.5% | 3.6% | 23.2% | 57.3%
J | J Country | philipstown | 2030 | 100% ECP + 3.1GW Offshore (Pro-rata) | Pro-rata | IE wind not priority | 50 | 154 | 71 | 68 | 4 | 10 | 83 | 44.4% | 2.8% | 6.6% | 53.8%
J | J City, G South | poolbeg north 220kv | 2030 | 100% ECP + 3.1GW Offshore (Pro-rata) | Pro-rata | IE wind not priority | 400 | 1676 | 948 | 636 | 47 | 45 | 728 | 37.9% | 2.8% | 2.7% | 43.4%
J | J City, G South | poolbeg south 220kv | 2030 | 100% ECP + 3.1GW Offshore (Pro-rata) | Pro-rata | IE wind not priority | 450 | 1885 | 1066 | 715 | 53 | 51 | 819 | 37.9% | 2.8% | 2.7% | 43.4%
J | J City, G South | poolbeg south 220kv | 2030 | 100% ECP + 3.1GW Offshore (Pro-rata) | Pro-rata | IE wind not priority | 450 | 1885 | 1066 | 715 | 53 | 51 | 819 | 37.9% | 2.8% | 2.7% | 43.4%
J | J Country | portlaoise | 2030 | 100% ECP + 3.1GW Offshore (Pro-rata) | Pro-rata | IE Solar not priority | 4 | 5 | 2 | 2 | 0 | 1 | 3 | 30.5% | 3.6% | 23.2% | 57.3%
J | J Country | portlaoise | 2030 | 100% ECP + 3.1GW Offshore (Pro-rata) | Pro-rata | IE wind not priority | 45 | 139 | 64 | 62 | 4 | 9 | 75 | 44.4% | 2.8% | 6.6% | 53.8%
J | J Country | thornsberry | 2030 | 100% ECP + 3.1GW Offshore (Pro-rata) | Pro-rata | IE Solar not priority | 244 | 312 | 133 | 95 | 11 | 73 | 179 | 30.5% | 3.6% | 23.2% | 57.3%
J | J Country | timahoe | 2030 | 100% ECP + 3.1GW Offshore (Pro-rata) | Pro-rata | IE Solar not priority | 340 | 436 | 187 | 133 | 16 | 101 | 249 | 30.5% | 3.6% | 23.2% | 57.3%
K | H2 & K | dungarvan | 2028 | Initial | Grandfathering | IE Solar not priority | 8 | 9 | 6 | 1 | 0 | 2 | 3 | 7.5% | 4.5% | 19.6% | 31.6%
K | H2 & K | rathnaskilloge | 2028 | Initial | Grandfathering | IE Solar not priority | 95 | 111 | 76 | 8 | 5 | 22 | 35 | 7.5% | 4.5% | 19.6% | 31.6%
K | H2 & K | woodhouse | 2028 | Initial | Grandfathering | IE wind not priority | 34 | 104 | 0 | 17 | 7 | 81 | 104 | 16.1% | 6.3% | 77.6% | 100%
K | H2 & K | woodhouse | 2028 | Initial | Grandfathering | IE wind priority | 20 | 61 | 50 | 0 | 6 | 5 | 11 | 0% | 9.8% | 7.9% | 17.7%
K | H2 & K | butlerstown | 2028 | 50% ECP | Grandfathering | IE Solar not priority | 30 | 35 | 28 | 4 | 1 | 1 | 7 | 12.9% | 4.2% | 3.5% | 20.6%
K | H2 & K | dungarvan | 2028 | 50% ECP | Grandfathering | IE Solar not priority | 70 | 82 | 65 | 11 | 3 | 3 | 17 | 12.9% | 4.2% | 3.5% | 20.6%
K | H2 & K | rathnaskilloge | 2028 | 50% ECP | Grandfathering | IE Solar not priority | 95 | 111 | 88 | 14 | 5 | 4 | 23 | 12.9% | 4.2% | 3.5% | 20.6%
K | H2 & K | woodhouse | 2028 | 50% ECP | Grandfathering | IE wind not priority | 77 | 234 | 149 | 48 | 12 | 25 | 85 | 20.7% | 5% | 10.7% | 36.4%
K | H2 & K | woodhouse | 2028 | 50% ECP | Grandfathering | IE wind priority | 20 | 61 | 55 | 0 | 6 | 0 | 6 | 0% | 9.2% | 0% | 9.2%
K | H2 & K | butlerstown | 2028 | 100% ECP | Grandfathering | IE Solar not priority | 59 | 70 | 49 | 16 | 4 | 1 | 21 | 23% | 6.1% | 1.7% | 30.8%
K | H2 & K | dungarvan | 2028 | 100% ECP | Grandfathering | IE Solar not priority | 132 | 155 | 107 | 36 | 9 | 3 | 48 | 23% | 6.1% | 1.7% | 30.8%
K | H2 & K | rathnaskilloge | 2028 | 100% ECP | Grandfathering | IE Solar not priority | 95 | 111 | 77 | 26 | 7 | 2 | 34 | 23% | 6.1% | 1.7% | 30.8%
K | H2 & K | woodhouse | 2028 | 100% ECP | Grandfathering | IE wind not priority | 119 | 363 | 234 | 97 | 17 | 15 | 129 | 26.7% | 4.7% | 4.1% | 35.5%
K | H2 & K | woodhouse | 2028 | 100% ECP | Grandfathering | IE wind priority | 20 | 61 | 55 | 0 | 6 | 0 | 6 | 0% | 9.8% | 0% | 9.8%
K | H2 & K | dungarvan | 2030 | Initial | Grandfathering | IE Solar not priority | 8 | 9 | 7 | 1 | 0 | 1 | 2 | 8.4% | 2.5% | 11.1% | 21.9%
K | H2 & K | rathnaskilloge | 2030 | Initial | Grandfathering | IE Solar not priority | 95 | 111 | 87 | 9 | 3 | 12 | 24 | 8.4% | 2.5% | 11.1% | 21.9%
K | H2 & K | woodhouse | 2030 | Initial | Grandfathering | IE wind not priority | 34 | 103 | 2 | 13 | 5 | 83 | 101 | 12.4% | 4.6% | 80.9% | 97.9%
K | H2 & K | woodhouse | 2030 | Initial | Grandfathering | IE wind priority | 20 | 61 | 57 | 0 | 4 | 0 | 4 | 0% | 6.6% | 0% | 6.6%
K | H2 & K | butlerstown | 2030 | 50% ECP | Grandfathering | IE Solar not priority | 30 | 35 | 28 | 5 | 1 | 1 | 7 | 14.9% | 2.6% | 2.4% | 19.9%
K | H2 & K | dungarvan | 2030 | 50% ECP | Grandfathering | IE Solar not priority | 70 | 82 | 66 | 12 | 2 | 2 | 16 | 14.9% | 2.6% | 2.4% | 19.9%
K | H2 & K | rathnaskilloge | 2030 | 50% ECP | Grandfathering | IE Solar not priority | 95 | 111 | 89 | 17 | 3 | 3 | 22 | 14.9% | 2.6% | 2.4% | 19.9%
K | H2 & K | woodhouse | 2030 | 50% ECP | Grandfathering | IE wind not priority | 77 | 232 | 160 | 51 | 7 | 14 | 72 | 22.1% | 3.2% | 5.8% | 31.2%
K | H2 & K | woodhouse | 2030 | 50% ECP | Grandfathering | IE wind priority | 20 | 61 | 57 | 0 | 4 | 0 | 4 | 0% | 5.8% | 0% | 5.8%
K | H2 & K | butlerstown | 2030 | 100% ECP | Grandfathering | IE Solar not priority | 59 | 70 | 49 | 17 | 2 | 1 | 21 | 24.9% | 3.5% | 1.4% | 29.8%
K | H2 & K | dungarvan | 2030 | 100% ECP | Grandfathering | IE Solar not priority | 132 | 154 | 108 | 38 | 5 | 2 | 46 | 24.9% | 3.5% | 1.4% | 29.8%
K | H2 & K | rathnaskilloge | 2030 | 100% ECP | Grandfathering | IE Solar not priority | 95 | 111 | 78 | 28 | 4 | 2 | 33 | 24.9% | 3.5% | 1.4% | 29.8%
K | H2 & K | woodhouse | 2030 | 100% ECP | Grandfathering | IE wind not priority | 119 | 361 | 239 | 104 | 11 | 8 | 122 | 28.7% | 2.9% | 2.2% | 33.8%
K | H2 & K | woodhouse | 2030 | 100% ECP | Grandfathering | IE wind priority | 20 | 61 | 57 | 0 | 4 | 0 | 4 | 0% | 6% | 0% | 6%
K | H2 & K | butlerstown | 2030 | 100% ECP + 3.1GW Offshore | Grandfathering | IE Solar not priority | 59 | 70 | 46 | 21 | 2 | 1 | 24 | 30.8% | 3.5% | 0.8% | 35.1%
K | H2 & K | dungarvan | 2030 | 100% ECP + 3.1GW Offshore | Grandfathering | IE Solar not priority | 132 | 154 | 100 | 48 | 5 | 1 | 54 | 30.8% | 3.5% | 0.8% | 35.1%
K | H2 & K | rathnaskilloge | 2030 | 100% ECP + 3.1GW Offshore | Grandfathering | IE Solar not priority | 95 | 111 | 72 | 34 | 4 | 1 | 39 | 30.8% | 3.5% | 0.8% | 35.1%
K | H2 & K | woodhouse | 2030 | 100% ECP + 3.1GW Offshore | Grandfathering | IE wind not priority | 119 | 361 | 194 | 150 | 10 | 7 | 167 | 41.6% | 2.8% | 2% | 46.4%
K | H2 & K | woodhouse | 2030 | 100% ECP + 3.1GW Offshore | Grandfathering | IE wind priority | 20 | 61 | 57 | 0 | 4 | 0 | 4 | 0% | 7.2% | 0% | 7.2%
K | H2 & K | butlerstown | 2030 | 100% ECP (without Battery) | Grandfathering | IE Solar not priority | 59 | 70 | 42 | 23 | 3 | 2 | 28 | 33.4% | 4.5% | 2.6% | 40.5%
K | H2 & K | dungarvan | 2030 | 100% ECP (without Battery) | Grandfathering | IE Solar not priority | 132 | 154 | 91 | 52 | 7 | 4 | 63 | 33.4% | 4.5% | 2.6% | 40.5%
K | H2 & K | rathnaskilloge | 2030 | 100% ECP (without Battery) | Grandfathering | IE Solar not priority | 95 | 111 | 66 | 37 | 5 | 3 | 45 | 33.4% | 4.5% | 2.6% | 40.5%
K | H2 & K | woodhouse | 2030 | 100% ECP (without Battery) | Grandfathering | IE wind not priority | 119 | 361 | 200 | 123 | 14 | 25 | 161 | 33.9% | 3.9% | 6.8% | 44.7%
K | H2 & K | woodhouse | 2030 | 100% ECP (without Battery) | Grandfathering | IE wind priority | 20 | 61 | 56 | 0 | 5 | 0 | 5 | 0% | 8.5% | 0% | 8.5%
K | H2 & K | butlerstown | 2035 | 100% ECP + 5GW Offshore | Grandfathering | IE Solar not priority | 59 | 70 | 50 | 16 | 2 | 3 | 20 | 22.8% | 2.2% | 3.7% | 28.7%
K | H2 & K | dungarvan | 2035 | 100% ECP + 5GW Offshore | Grandfathering | IE Solar not priority | 132 | 154 | 110 | 35 | 3 | 6 | 44 | 22.8% | 2.2% | 3.7% | 28.7%
K | H2 & K | rathnaskilloge | 2035 | 100% ECP + 5GW Offshore | Grandfathering | IE Solar not priority | 95 | 111 | 79 | 25 | 2 | 4 | 32 | 22.8% | 2.2% | 3.7% | 28.7%
K | H2 & K | woodhouse | 2035 | 100% ECP + 5GW Offshore | Grandfathering | IE wind not priority | 119 | 361 | 224 | 119 | 7 | 10 | 137 | 33.1% | 1.9% | 2.8% | 37.8%
K | H2 & K | woodhouse | 2035 | 100% ECP + 5GW Offshore | Grandfathering | IE wind priority | 20 | 61 | 57 | 0 | 4 | 0 | 4 | 0% | 5.8% | 0% | 5.8%
K | H2 & K | butlerstown | 2035 | 100% ECP + 5GW Offshore (without France 2, LirIC, MaRES) | Grandfathering | IE Solar not priority | 59 | 70 | 47 | 20 | 2 | 1 | 23 | 29% | 2.8% | 1.9% | 33.7%
K | H2 & K | dungarvan | 2035 | 100% ECP + 5GW Offshore (without France 2, LirIC, MaRES) | Grandfathering | IE Solar not priority | 132 | 154 | 102 | 45 | 4 | 3 | 52 | 29% | 2.8% | 1.9% | 33.7%
K | H2 & K | rathnaskilloge | 2035 | 100% ECP + 5GW Offshore (without France 2, LirIC, MaRES) | Grandfathering | IE Solar not priority | 95 | 111 | 74 | 32 | 3 | 2 | 37 | 29% | 2.8% | 1.9% | 33.7%
K | H2 & K | woodhouse | 2035 | 100% ECP + 5GW Offshore (without France 2, LirIC, MaRES) | Grandfathering | IE wind not priority | 119 | 361 | 210 | 138 | 8 | 6 | 151 | 38.2% | 2.1% | 1.6% | 41.8%
K | H2 & K | woodhouse | 2035 | 100% ECP + 5GW Offshore (without France 2, LirIC, MaRES) | Grandfathering | IE wind priority | 20 | 61 | 58 | 0 | 3 | 0 | 3 | 0% | 5.6% | 0% | 5.6%
K | H2 & K | butlerstown | 2035 | 100% ECP + 5GW Offshore (with 100% ECP 2.4 IC methodology) | Grandfathering | IE Solar not priority | 59 | 70 | 55 | 12 | 1 | 1 | 15 | 17.9% | 2% | 1.4% | 21.4%
K | H2 & K | dungarvan | 2035 | 100% ECP + 5GW Offshore (with 100% ECP 2.4 IC methodology) | Grandfathering | IE Solar not priority | 132 | 154 | 121 | 28 | 3 | 2 | 33 | 17.9% | 2% | 1.4% | 21.4%
K | H2 & K | rathnaskilloge | 2035 | 100% ECP + 5GW Offshore (with 100% ECP 2.4 IC methodology) | Grandfathering | IE Solar not priority | 95 | 111 | 87 | 20 | 2 | 2 | 24 | 17.9% | 2% | 1.4% | 21.4%
K | H2 & K | woodhouse | 2035 | 100% ECP + 5GW Offshore (with 100% ECP 2.4 IC methodology) | Grandfathering | IE wind not priority | 119 | 361 | 272 | 76 | 7 | 6 | 89 | 21% | 1.8% | 1.8% | 24.6%
K | H2 & K | woodhouse | 2035 | 100% ECP + 5GW Offshore (with 100% ECP 2.4 IC methodology) | Grandfathering | IE wind priority | 20 | 61 | 59 | 0 | 2 | 0 | 2 | 0% | 2.9% | 0% | 2.9%
K | H2 & K | butlerstown | 2028 | 100% ECP (Pro-rata) | Pro-rata | IE Solar not priority | 59 | 70 | 49 | 16 | 4 | 1 | 21 | 23% | 6.1% | 1.7% | 30.8%
K | H2 & K | dungarvan | 2028 | 100% ECP (Pro-rata) | Pro-rata | IE Solar not priority | 132 | 155 | 107 | 36 | 9 | 3 | 48 | 23% | 6.1% | 1.7% | 30.8%
K | H2 & K | rathnaskilloge | 2028 | 100% ECP (Pro-rata) | Pro-rata | IE Solar not priority | 95 | 111 | 77 | 26 | 7 | 2 | 34 | 23% | 6.1% | 1.7% | 30.8%
K | H2 & K | woodhouse | 2028 | 100% ECP (Pro-rata) | Pro-rata | IE wind not priority | 119 | 363 | 240 | 97 | 17 | 9 | 123 | 26.7% | 4.7% | 2.5% | 33.9%
K | H2 & K | woodhouse | 2028 | 100% ECP (Pro-rata) | Pro-rata | IE wind priority | 20 | 61 | 54 | 0 | 6 | 2 | 7 | 0% | 9.8% | 2.5% | 12.2%
K | H2 & K | butlerstown | 2030 | 100% ECP (Pro-rata) | Pro-rata | IE Solar not priority | 59 | 70 | 49 | 17 | 2 | 1 | 21 | 24.9% | 3.5% | 1.4% | 29.8%
K | H2 & K | dungarvan | 2030 | 100% ECP (Pro-rata) | Pro-rata | IE Solar not priority | 132 | 154 | 108 | 38 | 5 | 2 | 46 | 24.9% | 3.5% | 1.4% | 29.8%
K | H2 & K | rathnaskilloge | 2030 | 100% ECP (Pro-rata) | Pro-rata | IE Solar not priority | 95 | 111 | 78 | 28 | 4 | 2 | 33 | 24.9% | 3.5% | 1.4% | 29.8%
K | H2 & K | woodhouse | 2030 | 100% ECP (Pro-rata) | Pro-rata | IE wind not priority | 119 | 361 | 242 | 104 | 11 | 5 | 119 | 28.7% | 2.9% | 1.3% | 33%
K | H2 & K | woodhouse | 2030 | 100% ECP (Pro-rata) | Pro-rata | IE wind priority | 20 | 61 | 57 | 0 | 4 | 1 | 4 | 0% | 6% | 1.3% | 7.4%
K | H2 & K | butlerstown | 2030 | 100% ECP + 3.1GW Offshore (Pro-rata) | Pro-rata | IE Solar not priority | 59 | 70 | 46 | 21 | 2 | 1 | 24 | 30.8% | 3.5% | 0.8% | 35.1%
K | H2 & K | dungarvan | 2030 | 100% ECP + 3.1GW Offshore (Pro-rata) | Pro-rata | IE Solar not priority | 132 | 154 | 100 | 48 | 5 | 1 | 54 | 30.8% | 3.5% | 0.8% | 35.1%
K | H2 & K | rathnaskilloge | 2030 | 100% ECP + 3.1GW Offshore (Pro-rata) | Pro-rata | IE Solar not priority | 95 | 111 | 72 | 34 | 4 | 1 | 39 | 30.8% | 3.5% | 0.8% | 35.1%
K | H2 & K | woodhouse | 2030 | 100% ECP + 3.1GW Offshore (Pro-rata) | Pro-rata | IE wind not priority | 119 | 361 | 196 | 150 | 10 | 4 | 165 | 41.6% | 2.8% | 1.2% | 45.6%
K | H2 & K | woodhouse | 2030 | 100% ECP + 3.1GW Offshore (Pro-rata) | Pro-rata | IE wind priority | 20 | 61 | 56 | 0 | 4 | 1 | 5 | 0% | 7.2% | 1.2% | 8.4%

## Helper (hidden)
A | IE wind not priority | 2028 | ardnagappary | pro-rata | Node | Subgroup
B | IE wind priority | 2030 | binbane | grandfathering | Ardnagappary | A, B North | Average of Total Dispatch Down (%) | Column Labels
C | IE Solar not priority | 2035 | cathaleen's fall |  | Binbane | A, B North | Row Labels | 2028 | 2030 | 2035
D |  |  | corderry |  | Cathaleen's Fall | A, B North | Initial | 24.19% | 15.88%
E |  |  | croaghonagh |  | Corderry | A, B North | 50% ECP | 27.33% | 22.31%
F |  |  | garvagh |  | Croaghonagh | A, B North | 100% ECP | 34.12% | 29.4%
G |  |  | lenalea |  | Garvagh | A, B North | 100% ECP + 3.1GW Offshore |  | 34.91%
H1 |  |  | letterkenny |  | Golagh | A, B North | 100% ECP (without Battery) |  | 36.45%
H2 |  |  | meentycat |  | Gortawee | G North | 100% ECP + 5GW Offshore |  |  | 28.8%
I |  |  | mulreavy |  | Lenalea | A, B North | 100% ECP + 5GW Offshore (without France 2, LirIC, MaRES) |  |  | 31.53%
J |  |  | sorne hill |  | Lenalea loop-in Letterkenny Tievebrack | A, B North | 100% ECP + 5GW Offshore (with 100% ECP 2.4 IC methodology) |  |  | 21.57%
K |  |  | trillick |  | Letterkenny | A, B North | 100% ECP (Pro-rata) | 34.64% | 29.96%
|  |  | arigna |  | Meentycat | A, B North | 100% ECP + 3.1GW Offshore (Pro-rata) |  | 35.28%
|  |  | golagh |  | Mulreavy | A, B North
|  |  | gortawee |  | Sorne Hill | A, B North
|  |  | tievebrack |  | Tievebrack | A, B North
|  |  | bellacorick |  | Trillick | A, B North | Row Labels | Average of Surplus (%) | Average of Curtailment (%) | Average of Constraint (%)
|  |  | castlebar |  | Arigna | A, B North | 2028 | 14.09% | 6.527% | 10.09%
|  |  | cloon |  | Bellacorick | A, B North | Initial | 6.118% | 7.242% | 10.82%
|  |  | cunghill |  | Castlebar | A, B North | 50% ECP | 11.56% | 5.75% | 10.03%
|  |  | dalton |  | Cunghill | A, B North | 100% ECP | 17.78% | 6.697% | 9.634%
|  |  | glenree |  | Dalton | A, B North | 100% ECP (Pro-rata) | 17.78% | 6.697% | 10.16%
|  |  | knockranny |  | Firlough | A, B North | 2030 | 19.78% | 4.326% | 5.895%
|  |  | moy |  | Glenree | A, B North | Initial | 5.556% | 4.826% | 5.52%
|  |  | salthill |  | Moy | A, B North | 50% ECP | 12.85% | 3.634% | 5.826%
|  |  | sligo |  | Sligo | A, B North | 100% ECP | 19.18% | 4.025% | 6.191%
|  |  | tawnaghmore |  | Srahnakilly | A, B North | 100% ECP + 3.1GW Offshore | 25.68% | 4.27% | 4.964%
|  |  | uggool |  | Tawnaghmore | A, B North | 100% ECP (without Battery) | 24.44% | 5.432% | 6.571%
|  |  | cashla |  | Tonroe | A, B North | 100% ECP (Pro-rata) | 19.18% | 4.025% | 6.758%
|  |  | firlough |  | Knockranny | B South | 100% ECP + 3.1GW Offshore (Pro-rata) | 25.68% | 4.27% | 5.333%
|  |  | galway |  | Salthill | B South | 2035 | 19.39% | 2.803% | 5.119%
|  |  | shantallow |  | Screeb | B South | 100% ECP + 5GW Offshore | 19.84% | 2.991% | 5.977%
|  |  | tonroe |  | Uggool | B South | 100% ECP + 5GW Offshore (without France 2, LirIC, MaRES) | 24.17% | 3.247% | 4.142%
|  |  | dallow |  | Cashla | C | 100% ECP + 5GW Offshore (with 100% ECP 2.4 IC methodology) | 14.16% | 2.171% | 5.238%
|  |  | derrycarney |  | Cloon | C
|  |  | mullingar |  | Shantallow | C
|  |  | richmond |  | Shantallow into Cashla Somerset T | C
|  |  | sliabh bawn |  | Belcamp | J City, G South
|  |  | somerset |  | Athlone | C
|  |  | stonestown |  | Carrick on Shannon | C
|  |  | athlone |  | Dallow | C
|  |  | carrick on shannon |  | Derrycarney | C
|  |  | cregg |  | Derrycarney loop into Portlaoise to Dallow T | C
|  |  | lanesboro |  | Belcamp 220 | J City, G South
|  |  | shannonbridge |  | Lanesboro | C
|  |  | shanonagh |  | Lumcloon | C
|  |  | ardnacrusha |  | Richmond | C
|  |  | booltiagh |  | Shannonbridge | C
|  |  | drumline |  | Sliabh Bawn | C
|  |  | slievecallan |  | Somerset | C
|  |  | tullabrack |  | Ardnacrusha | D and E North
|  |  | coolshamroge |  | Booltiagh | D and E North
|  |  | ennis |  | Derrybrien | D and E North
|  |  | athea |  | Drumline | D and E North
|  |  | ballinknockane |  | Ennis | D and E North
|  |  | boggeragh |  | Slievecallan | D and E North
|  |  | charleville |  | Tullabrack | D and E North
|  |  | clahane |  | Aghada | E,F & I
|  |  | cloghboola |  | Ahane | H1
|  |  | coomagearlahy |  | Athea | E,F & I
|  |  | coomataggart |  | Aughinish | D and E North
|  |  | cordal |  | Ballinknockane | D and E North
|  |  | dromada |  | Ballinknockane loop into Aughinish Kilpaddoge | D and E North
|  |  | drombeg |  | Ballydine | H1
|  |  | garrow |  | Ballylickey | E,F & I
|  |  | glanlee |  | Ballyvouskil 220 | E,F & I
|  |  | glenlara |  | Bandon | E,F & I
|  |  | glenlara 220kv side |  | Barnahely | E,F & I
|  |  | kilpaddoge |  | Barrymore | H1
|  |  | knockacummer |  | Boggeragh | E,F & I
|  |  | knockearagh |  | Cahir | H1
|  |  | mallow |  | Carrigdangan tail from Dunmanway | E,F & I
|  |  | moneypoint |  | Cauteen | H1
|  |  | oughtragh |  | Charleville | E,F & I
|  |  | rathkeale |  | Clahane | E,F & I
|  |  | reamore |  | Cloghboola | E,F & I
|  |  | tralee |  | Coolroe | E,F & I
|  |  | trien 220kv side |  | Coomagearlahy | E,F & I
|  |  | trien |  | Coomataggart | E,F & I
|  |  | ballyvouskil 220 |  | Coomnaclohy tail from Ballyvouskil | E,F & I
|  |  | clashavoon |  | Cordal | E,F & I
|  |  | limerick |  | Cow Cross | E,F & I
|  |  | pollagh |  | Doon | H1
|  |  | moneypoint 220kv |  | Dromada | E,F & I
|  |  | ballylickey |  | Drombeg | E,F & I
|  |  | bandon |  | Drombeg loop in Kilpaddoge Tralee 2 | E,F & I
|  |  | dunmanway |  | Dunmanway | E,F & I
|  |  | macroom |  | Garrow | E,F & I
|  |  | baltrasna |  | Glanlee | E,F & I
|  |  | drybridge |  | Glenlara | E,F & I
|  |  | dundalk |  | Glenlara 220 | E,F & I
|  |  | garballagh |  | Glenlara 220kv side | E,F & I
|  |  | gaskinstown |  | Glenlara_wind | E,F & I
|  |  | lisdrum |  | Ikerrin | H1
|  |  | lislea |  | Kilbarry | E,F & I
|  |  | meath hill |  | Kill Hill | H1
|  |  | navan |  | Killonan | H1
|  |  | ratrussan |  | Kilpaddoge | E,F & I
|  |  | shankill |  | Knockacummer | E,F & I
|  |  | balruntagh |  | Knockearagh | E,F & I
|  |  | deenes |  | Dundalk | G North
|  |  | gorman |  | Lisdrum | G North
|  |  | louth |  | Lislea | G North
|  |  | ricetown |  | Louth | G North
|  |  | oriel 220kv |  | Meath Hill | G North
|  |  | barrymore |  | Navan | G North
|  |  | cahir |  | Ratrussan | G North
|  |  | cauteen |  | Shankill | G North
|  |  | doon |  | Baltrasna | J City, G South
|  |  | ikerrin |  | Drybridge | J City, G South
|  |  | kill hill |  | Garballagh | J City, G South
|  |  | killonan |  | Gaskinstown | J City, G South
|  |  | lisheen |  | Gaskinstown loop-in Drybridge Hawkinstown | J City, G South
|  |  | thurles |  | Gillinstown loop-in Gorman Platin | J City, G South
|  |  | timoney |  | Gillinstown/Garballagh | J City, G South
|  |  | ahane |  | Gorman | J City, G South
|  |  | ballydine |  | Hawkinstown | J City, G South
|  |  | borrisbeg |  | Hawkinstown loop into Baltrasna Drybridge | J City, G South
|  |  | curraghduff |  | Oriel 220 | G North
|  |  | nenagh |  | Oriel 220kV | G North
|  |  | springmount |  | Oriel 220kV | G North
|  |  | tipperary |  | Knockraha | E,F & I
|  |  | arklow |  | Knockraha 220 | E,F & I
|  |  | ballybeg |  | Knockraha 220kV | E,F & I
|  |  | ballyragget |  | Limerick | D and E North
|  |  | ballywater |  | Lisheen | H1
|  |  | banoge |  | Lysaghtstown | E,F & I
|  |  | carlow |  | Macroom | E,F & I
|  |  | castledockrell |  | Mallow | E,F & I
|  |  | crane |  | Midleton | E,F & I
|  |  | crory |  | Moneypoint | D and E North
|  |  | great island |  | Moneypoint 220 | D and E North
|  |  | kellis |  | Moneypoint 220kV | D and E North
|  |  | kilkenny |  | Mothel | H1
|  |  | rosspile |  | Mothel loop into Ballydine Cullenagh | H1
|  |  | tullabeg |  | Nenagh | H1
|  |  | waterford |  | Oughtragh | E,F & I
|  |  | wexford |  | Arklow | H2 & K
|  |  | effernoge |  | Arklow 220 | H2 & K
|  |  | garrintaggart |  | Ballybeg | H2 & K
|  |  | kellymount |  | Ballyragget | H2 & K
|  |  | kilvinoge |  | Ballywater | H2 & K
|  |  | lodgewood |  | Banoge | H2 & K
|  |  | arklow 220kv |  | Carlow | H2 & K
|  |  | great island 220kv |  | Castledockrell | H2 & K
|  |  | cow cross |  | Crane | H2 & K
|  |  | kilbarry |  | Crory | H2 & K
|  |  | lysaghtstown |  | Great Island | H2 & K
|  |  | midleton |  | Great Island 220 | H2 & K
|  |  | trabeg |  | Kellis | H2 & K
|  |  | barnahely |  | Kilkenny | H2 & K
|  |  | castleview |  | Lodgewood | H2 & K
|  |  | coolroe |  | Rosspile | H2 & K
|  |  | knockraha |  | Rosspile loop in GI Wex | H2 & K
|  |  | raffeen |  | Tullabeg | H2 & K
|  |  | rathcoursey |  | Tullabeg loop into Banoge Crane | H2 & K
|  |  | knockraha 220kv |  | Waterford | H2 & K
|  |  | athy |  | Wexford | H2 & K
|  |  | blundelstown |  | Arklow 220kV | H2 & K
|  |  | clonfad |  | Arklow 220kV | H2 & K
|  |  | cushaling |  | Great Island 220kV | H2 & K
|  |  | derryiron |  | Raffeen | E,F & I
|  |  | dunfirth |  | Rathkeale | D and E North
|  |  | finglas |  | Reamore | E,F & I
|  |  | gallanstown |  | Thurles | H1
|  |  | glasmore |  | Timoney | H1
|  |  | griffinrath |  | Tipperary | H1
|  |  | monread |  | Trabeg | E,F & I
|  |  | mount lucas |  | Tralee | E,F & I
|  |  | newbridge |  | Trien | E,F & I
|  |  | philipstown |  | Trien 220 | E,F & I
|  |  | portlaoise |  | Trien 220kv side | E,F & I
|  |  | thornsberry |  | Trien_wind | E,F & I
|  |  | timahoe |  | Blackrock | J City, G South
|  |  | arodstown |  | Carrickmines 220 | J City, G South
|  |  | bracklone |  | Finglas | J City, G South
|  |  | bracklyn |  | Griffinrath | J City, G South
|  |  | coolnabacky |  | Inchicore | J City, G South
|  |  | craddanstown |  | Irishtown | J City, G South
|  |  | crakenstown |  | Poolbeg | J City, G South
|  |  | curraghdoo |  | Poolbeg 220 north | J City, G South
|  |  | dunstown |  | Poolbeg north 220 | J City, G South
|  |  | fosterstown |  | Poolbeg south 220 | J City, G South
|  |  | grange |  | Belcamp 220kV | J City, G South
|  |  | harristown |  | Belcamp 220kV | J City, G South
|  |  | kilteel |  | Poolbeg north 220kV | J City, G South
|  |  | maynooth |  | Poolbeg south 220kV | J City, G South
|  |  | mulgeeth |  | Gallanstown | J City, G South
|  |  | belcamp 220kv |  | Gallanstown into Corduff Platin | J City, G South
|  |  | carrickmines 220kv |  | Glasmore | J City, G South
|  |  | poolbeg north 220kv |  | Poolbeg south 220kV | J City, G South
|  |  | poolbeg south 220kv |  | Carrickmines 220kV | J City, G South
|  |  | dungarvan |  | Carrickmines 220kV | J City, G South
|  |  | rathnaskilloge |  | Maynooth | J Country
|  |  | woodhouse |  | Mullingar | J Country
|  |  | butlerstown |  | Shanonagh | J Country
[5 empty] | Athy | J Country
[5 empty] | Blake T | J Country
[5 empty] | Blundelstown | J Country
[5 empty] | Clonfad | J Country
[5 empty] | Clonfad loop-in Kinnegad - Mullingar | J Country
[5 empty] | Coolnabacky | J Country
[5 empty] | Cushaling | J Country
[5 empty] | Derryiron | J Country
[5 empty] | Dunfirth | J Country
[5 empty] | Harristown | J Country
[5 empty] | Stephenstown | J City, G South
[5 empty] | Harristown loop into Kinnegad Dunfirth T | J Country
[5 empty] | Kilteel | J Country
[5 empty] | Monread | J Country
[5 empty] | Mount Lucas | J Country
[5 empty] | Mulgeeth | J Country
[5 empty] | Newbridge | J Country
[5 empty] | Philipstown | J Country
[5 empty] | Portlaoise | J Country
[5 empty] | Thornsberry | J Country
[5 empty] | Timahoe North | J Country
[5 empty] | Treascon | J Country
[5 empty] | Treascon into Bracklone Portlaoise | J Country
[5 empty] | Butlerstown | H2 & K
[5 empty] | Dungarvan | H2 & K
[5 empty] | Knocknamona tail from Woodhouse | H2 & K
[5 empty] | Rathnaskilloge | H2 & K
[5 empty] | Rathnaskilloge loop-in Cullenagh Dungarvan | H2 & K
[5 empty] | Woodhouse | H2 & K
[5 empty] | Aghyoule | NI group 3
[5 empty] | Agivey | NI group 1
[5 empty] | Antrim | NI group 4
[5 empty] | Ballymena | NI group 4
[5 empty] | Ballynahinch | NI group 4
[5 empty] | Banbridge | NI group 4
[5 empty] | Belfast North | NI group 4
[5 empty] | Brockaghboy | NI group 1
[5 empty] | Cam | NI group 1
[5 empty] | Carnmoney | NI group 4
[5 empty] | Castlereagh | NI group 4
[5 empty] | Coleraine | NI group 1
[5 empty] | Coolkeeragh | NI group 1
[5 empty] | Creagh | NI group 4
[5 empty] | Cregagh | NI group 4
[5 empty] | Curraghamulkin | NI group 2
[5 empty] | Drumnakelly | NI group 4
[5 empty] | Dungannon | NI group 2
[5 empty] | East Antrim | NI group 4
[5 empty] | Eden | NI group 4
[5 empty] | Enniskillen | NI group 3
[5 empty] | Feeney | NI group 1
[5 empty] | Garvagh NI | NI group 1
[5 empty] | Glengormley | NI group 4
[5 empty] | Gort | NI group 2
[5 empty] | Kells | NI group 4
[5 empty] | Kells Cluster | NI group 4
[5 empty] | Killymallaght | NI group 1
[5 empty] | Kilroot | NI group 4
[5 empty] | Larne | NI group 4
[5 empty] | Limavady | NI group 1
[5 empty] | Lisaghmore | NI group 1
[5 empty] | Lisburn | NI group 4
[5 empty] | Loguestown | NI group 1
[5 empty] | Magherafelt | NI group 4
[5 empty] | Magherakeel | NI group 2
[5 empty] | Mid East Antrim | NI group 4
[5 empty] | Newry | NI group 4
[5 empty] | Newtownards | NI group 4
[5 empty] | Omagh | NI group 2
[5 empty] | Rasharkin | NI group 1
[5 empty] | Rathgael | NI group 4
[5 empty] | Rosebank | NI group 4
[5 empty] | Strabane | NI group 1
[5 empty] | Tamnamore | NI group 4
[5 empty] | Tandragee | NI group 4
[5 empty] | Tremoge | NI group 2
[5 empty] | Waringstown | NI group 4
[5 empty] | Drumquin | NI group 2
[5 empty] | Glengormley | NI group 4
[5 empty] | Larne | NI group 4
[5 empty] | Ballylumford | NI group 4
[5 empty] | Kinnegad | J Country
[5 empty] | Fosterstown | J Country
[5 empty] | Blake | J Country
[5 empty] | Bracklone | J Country
[5 empty] | Paddock | J City, G South
[5 empty] | Bracklyn | J Country
[5 empty] | Kilvinoge | H2 & K
[5 empty] | Balruntagh | G North
[5 empty] | Rath | H1
[5 empty] | Arodstown | J City, G South
[5 empty] | Ballyvallagh | NI group 4
[5 empty] | Belfast North Main | NI group 4
[5 empty] | Castleview | E,F & I
[5 empty] | Crakenstown | J City, G South
[5 empty] | Creagh | NI group 4
[5 empty] | Donegall North | NI group 1
[5 empty] | Donegall South | NI group 1
[5 empty] | Feamore | C
[5 empty] | Finaghy | NI group 1
[5 empty] | Flagford | C
[5 empty] | Garrintaggart | H2 & K
[5 empty] | Grange | J City, G South
[5 empty] | Hannahstown | NI group 4
[5 empty] | Knock | NI group 4
[5 empty] | Knockanure | E,F & I
[5 empty] | Pollagh | E,F & I
[5 empty] | Rathgael | NI group 4
[5 empty] | Screebe | B South
[5 empty] | Springtown | NI group 1
[5 empty] | Srananagh | A, B North
[5 empty] | Stonestown | C
[5 empty] | Stratford | H2 & K
[5 empty] | Tarbert | E,F & I
[5 empty] | Timahoe | J Country
[5 empty] | effernoge | H2 & K
[5 empty] | kellymount | H2 & K
[5 empty] | ricetown | G North
[5 empty] | borrisbeg | H1
[5 empty] | clashavoon | E,F & I
[5 empty] | coolshamroge | D and E North
[5 empty] | craddanstown | J Country
[5 empty] | cregg | C
[5 empty] | curraghdoo | J Country
[5 empty] | curraghduff | H1
[5 empty] | deenes | J City, G South
[5 empty] | dunstown | J City, G South
[5 empty] | rathcoursey | E,F & I
[5 empty] | springmount | H1
[5 empty] | galway | B South

## Figures and Tables
ECP-2.5 sample data are used here as an example. This is intended purely as a mock-up for illustrative purposes only.
| Column Labels | [9 empty] | Nodes
Row Labels | Initial | 50% ECP | 100% ECP | 100% ECP + 3.1GW Offshore | 100% ECP (without Battery) | 100% ECP + 5GW Offshore | 100% ECP + 5GW Offshore (without France 2, LirIC, MaRES) | 100% ECP + 5GW Offshore (with 100% ECP 2.4 IC methodology) | 100% ECP (Pro-rata) | 100% ECP + 3.1GW Offshore (Pro-rata) | Row Labels
Sum of Installed (MW) | [10 empty] | ahane
2028 | 6807 | 11918 | 17012 | [5 empty] | 17012 |  | ardnacrusha
2030 | 6807 | 11918 | 17012 | 20086 | 17012 |  |  |  | 17012 | 20086 | ardnagappary
2035 | [5 empty] | 22012 | 22012 | 22012 |  |  | arigna
Sum of Available Energy (GWh) | [10 empty] | arklow
2028 | 18316 | 27137 | 35964 | [5 empty] | 35964 |  | arklow 220kv
2030 | 18212 | 27009 | 35798 | 48642 | 35798 |  |  |  | 35798 | 48642 | arodstown
2035 | [5 empty] | 56535 | 56535 | 56535 |  |  | athea
Sum of Generation (GWh) | [10 empty] | athlone
2028 | 13798 | 19632 | 23112 | [5 empty] | 23129 |  | athy
2030 | 15244 | 20973 | 24827 | 30171 | 22559 |  |  |  | 24828 | 30171 | ballinknockane
2035 | [5 empty] | 38033 | 36465 | 43629 |  |  | ballybeg
Average of Surplus (%) | [10 empty] | ballydine
2028 | 6.118% | 11.56% | 17.78% | [5 empty] | 17.78% |  | ballylickey
2030 | 5.556% | 12.85% | 19.18% | 25.68% | 24.44% |  |  |  | 19.18% | 25.68% | ballyragget
2035 | [5 empty] | 19.84% | 24.17% | 14.16% |  |  | ballyvouskil 220
Average of Curtailment (%) | [10 empty] | ballywater
2028 | 7.242% | 5.75% | 6.697% | [5 empty] | 6.697% |  | balruntagh
2030 | 4.826% | 3.634% | 4.025% | 4.27% | 5.432% |  |  |  | 4.025% | 4.27% | baltrasna
2035 | [5 empty] | 2.991% | 3.247% | 2.171% |  |  | bandon
Average of Constraint (%) | [10 empty] | banoge
2028 | 10.82% | 10.03% | 9.634% | [5 empty] | 10.16% |  | barnahely
2030 | 5.52% | 5.826% | 6.191% | 4.964% | 6.571% |  |  |  | 6.758% | 5.333% | barrymore
2035 | [5 empty] | 5.977% | 4.142% | 5.238% |  |  | belcamp 220kv
Average of Total Dispatch Down (%) | [10 empty] | bellacorick
2028 | 24.19% | 27.33% | 34.12% | [5 empty] | 34.64% |  | binbane
2030 | 15.88% | 22.31% | 29.4% | 34.91% | 36.45% |  |  |  | 29.96% | 35.28% | blundelstown
2035 | [5 empty] | 28.8% | 31.53% | 21.57% |  |  | boggeragh
booltiagh
borrisbeg
bracklone
bracklyn
butlerstown
cahir
carlow
carrick on shannon
carrickmines 220kv
cashla
castlebar
castledockrell
castleview
cathaleen's fall
cauteen
charleville
clahane
clashavoon
cloghboola
clonfad
cloon
coolnabacky
coolroe
coolshamroge
coomagearlahy
coomataggart
cordal
corderry
cow cross
craddanstown
crakenstown
crane
cregg
croaghonagh
crory
cunghill
curraghdoo
curraghduff
cushaling
dallow
dalton
deenes
derrycarney
derryiron
doon
dromada
drombeg
drumline
drybridge
dundalk
dunfirth
dungarvan
dunmanway
dunstown
effernoge
ennis
finglas
firlough
fosterstown
gallanstown
galway
garballagh
garrintaggart
garrow
garvagh
gaskinstown
glanlee
glasmore
glenlara
glenlara 220kv side
glenree
golagh
gorman
gortawee
grange
great island
great island 220kv
griffinrath
harristown
ikerrin
kellis
kellymount
kilbarry
kilkenny
kill hill
killonan
kilpaddoge
kilteel
kilvinoge
knockacummer
knockearagh
knockraha
knockraha 220kv
knockranny
lanesboro
lenalea
letterkenny
limerick
lisdrum
lisheen
lislea
lodgewood
louth
lysaghtstown
macroom
mallow
maynooth
meath hill
meentycat
midleton
moneypoint
moneypoint 220kv
monread
mount lucas
moy
mulgeeth
mullingar
mulreavy
navan
nenagh
newbridge
oriel 220kv
oughtragh
philipstown
pollagh
poolbeg north 220kv
poolbeg south 220kv
portlaoise
raffeen
rathcoursey
rathkeale
rathnaskilloge
ratrussan
reamore
ricetown
richmond
rosspile
salthill
shankill
shannonbridge
shanonagh
shantallow
sliabh bawn
slievecallan
sligo
somerset
sorne hill
springmount
stonestown
tawnaghmore
thornsberry
thurles
tievebrack
timahoe
timoney
tipperary
tonroe
trabeg
tralee
trien
trien 220kv side
trillick
tullabeg
tullabrack
uggool
waterford
wexford
woodhouse
Grand Total
This shape represents a slicer. Slicers are supported in Excel 2010 or later. If the shape was modified in an earlier version of Excel, or if the workbook was saved in Excel 2003 or earlier, the slicer cannot be used.
This shape represents a slicer. Slicers are supported in Excel 2010 or later. If the shape was modified in an earlier version of Excel, or if the workbook was saved in Excel 2003 or earlier, the slicer cannot be used.
This shape represents a slicer. Slicers are supported in Excel 2010 or later. If the shape was modified in an earlier version of Excel, or if the workbook was saved in Excel 2003 or earlier, the slicer cannot be used.
This shape represents a slicer. Slicers are supported in Excel 2010 or later. If the shape was modified in an earlier version of Excel, or if the workbook was saved in Excel 2003 or earlier, the slicer cannot be used.
This shape represents a slicer. Slicers are supported in Excel 2010 or later. If the shape was modified in an earlier version of Excel, or if the workbook was saved in Excel 2003 or earlier, the slicer cannot be used.
This shape represents a slicer. Slicers are supported in Excel 2010 or later. If the shape was modified in an earlier version of Excel, or if the workbook was saved in Excel 2003 or earlier, the slicer cannot be used.

## Contingencies and Lines
| For different study scenarios, there were several transmission boundaries that limited the power flow. Some of the main overload and contingency pairs binding for more than 200 hours for the three study years; 2028 ECP (All), 2030 ECP (All), and Future Grid ECP (All) + 5GW offshore can be seen below. |  | ECP-2.5 results are used here as an example. This is intended purely as a mock-up for illustrative purposes only. (When published, this tables will be inclusive of all relevant ECP-GSS 1 scenarios, which will be found in columns F+.)
Hours Range
Line | Contingency | 2028 (100% ECP) | 2030 (100% ECP) | 2035 (100% ECP + 5GW Offshore)
Line (Maynooth - Timahoe_110_1 ) | Loss of Derryiron Kinnegad 110 | 3500-3750 | 250-500
Line (Maynooth - Blake-T_110_1 ) | Loss of Castlebagot Maynooth 220 1 | 3250-3500 | 2500-3000
Interface (IE to NI NTC ) | Base | 2500-3000 | 3250-3500 | 500-750
Line (Blundelstown - Corduff_110_1 ) | Loss of Clonfad to Kinnegad 110 | 2250-2500 | 1000-1250 | 750-1000
Line (Letterkenny - Golagh-T_110_1 ) | Loss of Binbane - Cath Fall 110 | 2250-2500 | 2250-2500 | 500-750
Line (Knockraha - Barrymore-T_110_1 ) | Loss of Killonan Knockraha 220 | 2000-2250 | 500-750 | 750-1000
Line (Maynooth - Rinawade_110_1 ) | Loss of Corduff Blundelstown 110 | 2000-2250
Line (Rinawade - Dunfirth-T_110_1 ) | Loss of Corduff Mooretown 220 1 | 2000-2250
Line (Finglas - Mooretown_220_1 ) | Loss of Flagford-Srananagh 220 circuit 1 | 2000-2250 | 1250-1500 | 1750-2000
Line (Carrick on Shannon - Arigna-T_110_1 ) | Loss of Oldstreet Woodland 400 | 1750-2000 | 2250-2500 | 750-1000
Line (Lanesboro coupler_110_1 ) | Loss of Craddanstown Curraghdoo 110 | 1750-2000
Line (Galway - Salthill_110_1 ) | Loss of Flagford Louth 220 | 1750-2000 | 1000-1250 | 750-1000
Line (Bellacorick - Castlebar_110_1 ) | Loss of cashla salthill 110 | 1250-1500 | 750-1000 | 1000-1250
Line (Arodstown - Maynooth_220_1 ) | Loss of Cahir Doon 110 | 1250-1500 | 500-750
Line (Clahane - Trien_110_1 ) | Loss of Cunghill Sligo 110 | 1250-1500 | 1500-1750 | 2000-2250
Line (Clashavoon - Macroom_110_1 ) | Loss of Crakenstown Woodland 220 1 | 1000-1250 | 1500-1750 | 1000-1250
Line (Cahir - Barrymore-T_110_1 ) | Loss of Kilpaddoge Knockanure 110 | 1000-1250 | 250-500 | 250-500
Line (Derryiron - Timahoe_110_1 ) | Loss of Cullenagh-Knockraha 220 | 1000-1250
Line (Derryiron - Kinnegad_110_1 ) | Loss of Clashavoon Knockraha 220 | 1000-1250 | 3250-3500 | 5250-5500
Line (Arklow T2101 ) | Loss of Blundlestown Curraghdoo 110 | 1000-1250 | 500-750 | 1750-2000
Line (Clonee - Woodland_220_1 ) | Loss of Cullenagh to Ballydine 110 | 750-1000 | <250
Line (Castlebar - Dalton_110_1 ) | Loss of Maynooth - Timahoe 110 | 750-1000
Line (Dunstown T4202 ) | Loss of Arklow 220-110 2 | 750-1000
Line (Drybridge - Louth_110_1 ) | Loss of Cushaling Newbridge 110 | 750-1000 | 500-750
Line (Cunghill - Sligo_110_1 ) | Loss of Corduff Woodland 220 1 | 500-750 | 1250-1500 | 1000-1250
Line (Clonkeen - Garrow_110_1 ) | Loss of Derryiron Thornsberry 110 | 500-750 | 1500-1750 | 250-500
Line (Corduff - Woodland_220_1 ) | Loss of Lodgewood 220-110 1 | 500-750
Line (Killoteran - Waterford_110_1 ) | Loss of Castlebar Cloon 110 | 500-750 | 750-1000 | 1250-1500
Line (Shannonbridge - Dallow-T_110_1 ) | Loss of Cahir-Rathkeevin 110 | 500-750 | 500-750 | 500-750
Line (Inchicore - Irishtown_220_1 ) | Loss of Bellacorick-Castlebar 110 | 500-750 | 500-750 | 250-500
Line (Castlebagot - Maynooth 220_1 ) | Loss of Cauteen Killonan 110 | 500-750
Line (Blundelstown - Corduff_110_1 ) | Loss of Ballyvouskil Clashavoon 220 | 500-750
Line (Great Island T2102 ) | Loss of Clonee Woodland 220 | 500-750
Line (Clashavoon - Clonkeen_110_1 ) | Loss of Cullenagh-Waterford 110 | 500-750 | 250-500
Line (Cathaleens Fall - Srananagh_110_2 ) | Loss of Derrycarney Portlaoise 110 | 250-500 | 250-500 | <250
Line (Clahane - Tralee_110_1 ) | Loss of Kellystown - Woodland 220 | 250-500 | 500-750 | 1000-1250
Line (Carlow - Kellis_110_2 ) | Loss of Kinnegad Harristown to Dunfi T 110 | 250-500 | 250-500 | 250-500
Line (Cathaleens Fall - Srananagh_110_1 ) | Loss of Great Island - Lodgewood 220 | 250-500 | 250-500
Line (Crakenstown - Woodland_220_1 ) | Loss of Cullenagh-Great Island 220 | 250-500
Line (Cullenagh - Waterford_110_1 ) | Loss of Cashla-Flagford 220 | 250-500 | 250-500 | 750-1000
Line (Cushaling - Newbridge_110_1 ) | Loss of CF-Srananagh 110 1 | 250-500 |  | 500-750
Line (Carrickmines - Poolbeg_220_1 ) | Loss of Dunstown-Kellis 220 | 250-500
Line (Dunstown - Maynooth_b_220_1 ) | Loss of CF-Srananagh 110 2 | 250-500
Line (Great Island - Kellis_220_1 ) | Loss of Ballynahulla Knockanure 220 | 250-500
Line (Cathaleens Fall - Clogher_110_2 ) | Loss of Arklow to Lodgewood 220 | 250-500 | 250-500
Line (Moy - Tawnaghmore_110_1 ) | Loss of Arklow Carrickmines 220 1 | 250-500 | 250-500 | 500-750
Line (Athy - Carlow_110_1 ) | Loss of gen AD2 | 250-500
Line (Flagford - Sligo_110_1 ) | Loss of Craddanstown Mullingar 110 1 | 250-500 | 250-500
Line (Lisdrum - Lislea 110 1) | Loss of Gorman Louth 220 | 250-500 | <250
Line (Cauteen - Killonan_110_1 ) | Loss of Carrick on Shannon - Arigna T 110 | 250-500 | 500-750 | 500-750
Line (Corduff - Mooretown_220_1 ) | Loss of CF-Corraclassy 110 | 250-500 | 250-500 | 250-500
Line (Derrycarney - Portlaoise_110_1 ) | Loss of Louth - Ratrussan 110 | 250-500 | <250 | <250
Line (Flagford - Tonroe_110_1 ) | Loss of Cauteen Tipperary 110 | 250-500
Line (Dallow-T - Stonestown_110_1 ) | Loss of Derryiron Maynooth 110 | 250-500 | 250-500 | 250-500
Line (Great Island - Rosspile_110_1 ) | Loss of Finglas Mooretown 220 1 | 250-500 | <250
Line (North Wall - Poolbeg_220_1 ) | Loss of Baroda Newbridge 110 | 250-500 |  | 250-500
Line (Ballyvouskil - Coomataggart_110_1 ) | Loss of Carlow Kellis 110 1 | <250 | 250-500 | 250-500
Line (Dunstown T4201 ) | Loss of coolnabacky dunstown 400 | <250
Line (Clashavoon - Macroom_110_2 ) | Loss of Dallow Stonestown 110 | <250 | <250
Line (Ballyadam - Whitegate_110_1 ) | Loss of Ballydine Curraghduff 110 | <250 |  | 250-500
Line (Philipstown - Portlaoise_110_1) | Loss of Great Island - Kellis 220 | <250
Line (Harristown - Mulgeeth_110_1) | Loss of Mount Lucas - Thornsberry 110 |  | 1500-1750 | 1500-1750
Line (Bellacorick - Moy_110_1 ) | Loss of Louth Woodland 220 |  | 750-1000 | 500-750
Line (Craddanstown - Curraghdoo_110_1 ) | Loss of Balruntagh Navan 110 |  | 500-750 | 750-1000
Line (Harristown - Mulgeeth_110_1 ) | Loss of Knockraha to Midleton 110 |  | 500-750 | <250
Line (Kilkenny - Kilvinoge_110_1 ) | Loss of Rinawade Dunfirth T 110 |  | 250-500
Line (Mount Lucas - Thornsberry_110_1 ) | Loss of Bellacorick-Moy 110 |  | 250-500 | 500-750
Line (Kilbarry - Marina_110_1 ) | Loss of Philipstown - Portlaoise 110 |  | 250-500 | 250-500
Line (Blundelstown - Curraghdoo_110_1 ) | Loss of kilbarry marina 110 2 |  | 250-500 | 500-750
Line (Kilbarry - Knockraha_110_2 ) | Loss of Cathaleens Fall - Clogher_110_3 |  | 250-500 | 250-500
Line (Cunghill - Glenree_110_1 ) | Loss of Kilbarry Knockraha 110 1 |  | 250-500
Line (Cushaling - Mount Lucas_110_1 ) | Loss of Clogher-Drumkeen 110 |  | 250-500 | 250-500
Line (Dunstown - Kellis_220_1 ) | Loss of Cunghill Glenree 110 |  | <250
Line (Dunstown - Turlough Hill 220_1 ) | Loss of Castlebagot Maynooth 220 2 |  | <250
Line (Baroda - Newbridge_110_1 ) | Loss of Glenart Lodgewood 220 |  | <250 | 250-500
Line (Belcamp - Finglas_220_1 ) | Loss of gen GI4 |  |  | 1750-2000
Line (Clogher - Golagh-T_110_1 ) | Loss of Flagford Tonroe 110 |  |  | 1500-1750
Line (Finglas - North Wall_220_1 ) | Loss of Coolnabacky Portlaoise 110 |  |  | 1250-1500
Line (Irishtown - Shellybanks_220_1 ) | Loss of Eastpoint Shellybanks 220 |  |  | 1000-1250
Line (Barnahely - Raffeen_110_1 ) | Loss of Dunstown Woodland 400 |  |  | 500-750
Line (Coolnabacky - Dunstown_400 ) | Loss of Finglas - North Wall 220 |  |  | 500-750
Line (Arklow - Ballybeg_220_1 ) | Loss of North Wall - Poolbeg 220 |  |  | 500-750
Line (Newbridge - Blake-T_110_1 ) | Loss of Srananagh 220-110 2 |  |  | 250-500
Line (Athy - Coolnabacky_110_1 ) | Loss of Banoge to Tullabeg 110 |  |  | 250-500
Line (Mullingar Shanonagh_110_1) | Loss of gen HNC |  |  | 250-500
Line (Kilpaddoge - Moneypoint_220_2 ) | Loss of Clogher Srananagh 220 |  |  | 250-500
Line (Killonan - Shannonbridge_220_1 ) | Loss of gen HN2 |  |  | 250-500
Line (Louth AT1 300 MVA ) | Loss of Flagford-Sliabh Bawn 110 |  |  | 250-500
Line (Banoge - Oaklands_110_1 ) | Loss of Carrickmines Irishtown 220 |  |  | 250-500
Line (Oldstreet - Tynagh_220_1 ) | Loss of Kilpaddoge Moneypoint 220 1 |  |  | 250-500
Line (Lanesboro - Sliabh Bawn_110_1 ) | Loss of Moneypoint Oldstreet 400 |  |  | 250-500
Line (Cow Cross - Jamesbrook_110_1 ) | Loss of Louth AT2 |  |  | 250-500
Line (Mullingar Shanonagh_110_1 ) | Loss of Arklow Banoge 110 1 |  |  | 250-500
Line (Lisdrum - Lislea 110 1 ) | Loss of Cahir Tipperary 110 1 |  |  | <250
Line (Cashla - Shantallow_110_1 ) | Loss of gen Dublin Bay |  |  | <250
Line (Cahir - Kill Hill_110_1 ) | Loss of Rath - Timoney 110 1 |  |  | <250
Line (Carrickmines - Irishtown_220_1 ) | Loss of Carrickmines Steelstown 220 1 |  |  | <250
Line (Moneypoint T4201 ) | Loss of Poolbeg Shellybanks 220 1 |  |  | <250
Line (Drumkeen - Letterkenny_110_1 ) | Loss of kilpaddoge moneypoint 400 |  |  | <250
Line (Kilkenny - Kellymount_110_1 ) | Loss of Clogher-Golagh T 110 1 |  |  | <250
Line (Rathkeevin - Doon_110_1 ) |  |  |  | <250
Line (Gorman - Ricetown_110_1 ) |  |  |  | <250
Line (Lenalea - Letterkenny 110 ) |  |  |  | <250

## Interconnector Flows
|  | The table below details the flows of the interconnectors that are included in the model run for that forecast scenario. *Please note positive figures are importing in all flows, while negative figures are exporting. **The interconnector flows are the same for all 3 core runs (Surplus, Curtailment, and Constraint) |  |  | ECP-2.5 results are used here as an example. This is intended purely as a mock-up for illustrative purposes only. (When published, these tables will be inclusive of all relevant ECP-GSS 1 scenarioss)
Interconnector Flows
Datetime | Scenario | Celtic Flow (MW) | EWIC Flow (MW) | Greenlink Flow (MW) | Moyle Flow (MW) | Surplus DD Occurring?
2028-01-01 | 2028 Initial | 0 | 505 | 510 | 442 | No
2028-01-01 01:00 | 2028 Initial | 0 | 505 | 510 | 442 | No
2028-01-01 02:00 | 2028 Initial | 0 | 505 | 510 | 442 | No
2028-01-01 03:00 | 2028 Initial | 0 | 505 | 510 | 442 | No
2028-01-01 04:00 | 2028 Initial | 0 | 505 | 510 | 442 | No
2028-01-01 05:00 | 2028 Initial | 0 | 505 | 510 | 442 | No
2028-01-01 06:00 | 2028 Initial | 0 | 341.21 | 510 | 442 | No
2028-01-01 07:00 | 2028 Initial | 0 | 101.69 | 300 | 300 | No
2028-01-01 08:00 | 2028 Initial | 0 | 0 | 0 | 0 | No
2028-01-01 09:00 | 2028 Initial | 0 | 0 | 0 | 0 | No
2028-01-01 10:00 | 2028 Initial | 0 | 0 | 0 | 113.93 | No
2028-01-01 11:00 | 2028 Initial | 0 | 0 | 0 | 45.82 | No
2028-01-01 12:00 | 2028 Initial | 0 | 0 | 175.85 | 345.82 | No
2028-01-01 13:00 | 2028 Initial | 0 | 105.51 | 475.85 | 442 | No
2028-01-01 14:00 | 2028 Initial | 0 | 393.22 | 510 | 442 | No
2028-01-01 15:00 | 2028 Initial | 0 | 93.22 | 210 | 216.02 | No
2028-01-01 16:00 | 2028 Initial | 0 | -206.78 | -90 | 326.93 | No
2028-01-01 17:00 | 2028 Initial | 0 | 0 | -195.49 | 304.34 | No
2028-01-01 18:00 | 2028 Initial | 0 | 0 | 104.51 | 404.78 | No
2028-01-01 19:00 | 2028 Initial | 0 | 0 | 299.23 | 282.12 | No
2028-01-01 20:00 | 2028 Initial | 0 | 0 | 42.21 | 442 | No
2028-01-01 21:00 | 2028 Initial | 0 | 300 | 342.21 | 442 | Yes
2028-01-01 22:00 | 2028 Initial | 0 | 505 | 510 | 442 | Yes
2028-01-01 23:00 | 2028 Initial | 0 | 463.17 | 226.51 | 442 | Yes
2028-01-02 | 2028 Initial | 0 | 505 | 510 | 442 | Yes
2028-01-02 01:00 | 2028 Initial | 0 | 505 | 510 | 442 | Yes
2028-01-02 02:00 | 2028 Initial | 0 | 279 | 510 | 442 | Yes
2028-01-02 03:00 | 2028 Initial | 0 | -21 | 495.59 | 442 | Yes
2028-01-02 04:00 | 2028 Initial | 0 | 125.86 | 510 | 442 | Yes
2028-01-02 05:00 | 2028 Initial | 0 | -21 | 210 | 219.84 | Yes
2028-01-02 06:00 | 2028 Initial | 0 | -21 | 336.92 | -68 | Yes
2028-01-02 07:00 | 2028 Initial | 0 | -21 | 36.92 | -68 | Yes
2028-01-02 08:00 | 2028 Initial | 0 | -226 | -210 | -210 | Yes
2028-01-02 09:00 | 2028 Initial | 0 | -526 | -510 | -510 | Yes
2028-01-02 10:00 | 2028 Initial | 0 | -226 | -210 | -210 | Yes
2028-01-02 11:00 | 2028 Initial | 0 | 74 | 90 | 90 | Yes
2028-01-02 12:00 | 2028 Initial | 0 | 300 | -28.59 | 48.55 | Yes
2028-01-02 13:00 | 2028 Initial | 0 | 0 | -328.59 | -251.45 | Yes
2028-01-02 14:00 | 2028 Initial | 0 | 0 | -421.72 | 0 | No
2028-01-02 15:00 | 2028 Initial | 0 | -220.26 | -390 | 114.14 | No
2028-01-02 16:00 | 2028 Initial | 0 | -79.35 | -90 | 24.13 | No
2028-01-02 17:00 | 2028 Initial | 0 | 48.8 | 210 | 324.13 | No
2028-01-02 18:00 | 2028 Initial | 0 | 29.73 | 510 | 442 | No
2028-01-02 19:00 | 2028 Initial | 0 | 329.73 | 510 | 442 | No
2028-01-02 20:00 | 2028 Initial | 0 | 287.42 | 510 | 442 | No
2028-01-02 21:00 | 2028 Initial | 0 | 24.54 | 510 | 442 | No
2028-01-02 22:00 | 2028 Initial | 0 | 0 | 510 | 317.96 | No
2028-01-02 23:00 | 2028 Initial | 0 | 0 | 251.72 | 55.37 | No
2028-01-03 | 2028 Initial | 0 | 209.94 | 510 | 355.37 | No
2028-01-03 01:00 | 2028 Initial | 0 | 205 | 510 | 434.13 | No
2028-01-03 02:00 | 2028 Initial | 0 | 505 | 510 | 442 | No
2028-01-03 03:00 | 2028 Initial | 0 | 505 | 510 | 442 | No
2028-01-03 04:00 | 2028 Initial | 0 | 429.4 | 510 | 442 | No
2028-01-03 05:00 | 2028 Initial | 0 | 129.4 | 510 | 396.52 | No
2028-01-03 06:00 | 2028 Initial | 0 | 409.46 | 510 | 442 | No
2028-01-03 07:00 | 2028 Initial | 0 | 150.14 | 510 | 442 | No
2028-01-03 08:00 | 2028 Initial | 0 | 104.77 | 234.06 | 142 | No
2028-01-03 09:00 | 2028 Initial | 0 | 404.77 | 510 | 442 | No
2028-01-03 10:00 | 2028 Initial | 0 | 505 | 510 | 442 | No
2028-01-03 11:00 | 2028 Initial | 0 | 505 | 510 | 442 | No
2028-01-03 12:00 | 2028 Initial | 0 | 505 | 510 | 442 | No
2028-01-03 13:00 | 2028 Initial | 0 | 344.84 | 510 | 442 | No
2028-01-03 14:00 | 2028 Initial | 0 | 505 | 510 | 442 | No
2028-01-03 15:00 | 2028 Initial | 0 | 205 | 510 | 259.52 | No
2028-01-03 16:00 | 2028 Initial | 0 | 205 | 510 | 341.3 | No
2028-01-03 17:00 | 2028 Initial | 0 | 505 | 510 | 442 | No
2028-01-03 18:00 | 2028 Initial | 0 | 505 | 510 | 442 | No
2028-01-03 19:00 | 2028 Initial | 0 | 505 | 510 | 442 | No
2028-01-03 20:00 | 2028 Initial | 0 | 505 | 510 | 442 | No
2028-01-03 21:00 | 2028 Initial | 0 | 456.97 | 510 | 442 | No
2028-01-03 22:00 | 2028 Initial | 0 | 505 | 510 | 442 | No
2028-01-03 23:00 | 2028 Initial | 0 | 205 | 510 | 180.48 | No
2028-01-04 | 2028 Initial | 0 | 505 | 510 | 310.22 | No
2028-01-04 01:00 | 2028 Initial | 0 | 258.53 | 510 | 442 | No
2028-01-04 02:00 | 2028 Initial | 0 | 272.44 | 510 | 325.28 | No
2028-01-04 03:00 | 2028 Initial | 0 | 103.75 | 510 | 395.15 | No
2028-01-04 04:00 | 2028 Initial | 0 | 342.08 | 510 | 442 | No
2028-01-04 05:00 | 2028 Initial | 0 | 42.08 | 510 | 442 | No
2028-01-04 06:00 | 2028 Initial | 0 | 98.95 | 510 | 442 | No
2028-01-04 07:00 | 2028 Initial | 0 | 0 | 346.92 | 142 | No
2028-01-04 08:00 | 2028 Initial | 0 | 0 | 510 | 249.02 | No
2028-01-04 09:00 | 2028 Initial | 0 | 205 | 510 | 429.29 | No
2028-01-04 10:00 | 2028 Initial | 0 | 505 | 510 | 442 | No
2028-01-04 11:00 | 2028 Initial | 0 | 426.2 | 510 | 442 | No
2028-01-04 12:00 | 2028 Initial | 0 | 452.58 | 510 | 442 | No
2028-01-04 13:00 | 2028 Initial | 0 | 505 | 510 | 442 | No
2028-01-04 14:00 | 2028 Initial | 0 | 505 | 510 | 442 | No
2028-01-04 15:00 | 2028 Initial | 0 | 487.87 | 510 | 442 | No
2028-01-04 16:00 | 2028 Initial | 0 | 217.47 | 510 | 442 | No
2028-01-04 17:00 | 2028 Initial | 0 | 505 | 510 | 442 | No
2028-01-04 18:00 | 2028 Initial | 0 | 505 | 510 | 442 | No
2028-01-04 19:00 | 2028 Initial | 0 | 505 | 510 | 442 | No
2028-01-04 20:00 | 2028 Initial | 0 | 505 | 510 | 442 | No
2028-01-04 21:00 | 2028 Initial | 0 | 505 | 510 | 442 | No
2028-01-04 22:00 | 2028 Initial | 0 | 505 | 510 | 442 | No
2028-01-04 23:00 | 2028 Initial | 0 | 361.03 | 510 | 442 | No
2028-01-05 | 2028 Initial | 0 | 431.35 | 510 | 442 | No
2028-01-05 01:00 | 2028 Initial | 0 | 205 | 510 | 325.89 | No
2028-01-05 02:00 | 2028 Initial | 0 | 505 | 510 | 442 | No
2028-01-05 03:00 | 2028 Initial | 0 | 505 | 510 | 442 | No
2028-01-05 04:00 | 2028 Initial | 0 | 505 | 510 | 442 | No
2028-01-05 05:00 | 2028 Initial | 0 | 505 | 510 | 442 | No
2028-01-05 06:00 | 2028 Initial | 0 | 205 | 210 | 192.94 | No
2028-01-05 07:00 | 2028 Initial | 0 | 0 | 327.71 | 258.82 | No
2028-01-05 08:00 | 2028 Initial | 0 | 244.22 | 510 | 442 | No
2028-01-05 09:00 | 2028 Initial | 0 | 104.81 | 510 | 442 | No
2028-01-05 10:00 | 2028 Initial | 0 | 0 | 494.15 | 442 | No
2028-01-05 11:00 | 2028 Initial | 0 | 16.03 | 510 | 442 | No
2028-01-05 12:00 | 2028 Initial | 0 | 0 | 322.21 | 442 | No
2028-01-05 13:00 | 2028 Initial | 0 | 263.88 | 510 | 442 | No
2028-01-05 14:00 | 2028 Initial | 0 | 132.58 | 510 | 442 | No
2028-01-05 15:00 | 2028 Initial | 0 | 207.22 | 510 | 442 | No
2028-01-05 16:00 | 2028 Initial | 0 | 0 | 510 | 442 | No
2028-01-05 17:00 | 2028 Initial | 0 | 159.48 | 510 | 442 | No
2028-01-05 18:00 | 2028 Initial | 0 | 459.48 | 510 | 442 | No
2028-01-05 19:00 | 2028 Initial | 0 | 406.8 | 510 | 442 | No
2028-01-05 20:00 | 2028 Initial | 0 | 258.68 | 510 | 442 | No
2028-01-05 21:00 | 2028 Initial | 0 | 121.5 | 510 | 442 | No
2028-01-05 22:00 | 2028 Initial | 0 | 194.82 | 510 | 442 | No
2028-01-05 23:00 | 2028 Initial | 0 | 494.82 | 510 | 442 | Yes
2028-01-06 | 2028 Initial | 0 | 505 | 510 | 442 | Yes
2028-01-06 01:00 | 2028 Initial | 0 | 505 | 510 | 399.93 | Yes
2028-01-06 02:00 | 2028 Initial | 0 | 505 | 510 | 146.98 | Yes
2028-01-06 03:00 | 2028 Initial | 0 | 270.6 | 510 | 362.01 | Yes
2028-01-06 04:00 | 2028 Initial | 0 | 185.36 | 510 | 80.96 | Yes
2028-01-06 05:00 | 2028 Initial | 0 | 185.36 | 484.63 | -68 | Yes
2028-01-06 06:00 | 2028 Initial | 0 | 264.55 | 184.63 | 17.13 | Yes
2028-01-06 07:00 | 2028 Initial | 0 | 505 | 484.63 | 317.13 | Yes
2028-01-06 08:00 | 2028 Initial | 0 | 505 | 510 | 435.6 | Yes
2028-01-06 09:00 | 2028 Initial | 0 | 505 | 510 | 442 | Yes
2028-01-06 10:00 | 2028 Initial | 0 | 505 | 510 | 442 | Yes
2028-01-06 11:00 | 2028 Initial | 0 | 486.6 | 510 | 442 | No
2028-01-06 12:00 | 2028 Initial | 0 | 505 | 510 | 442 | No
2028-01-06 13:00 | 2028 Initial | 0 | 322.43 | 510 | 442 | No
2028-01-06 14:00 | 2028 Initial | 0 | 505 | 510 | 442 | No
2028-01-06 15:00 | 2028 Initial | 0 | 333.29 | 510 | 442 | No
2028-01-06 16:00 | 2028 Initial | 0 | 505 | 510 | 442 | No
2028-01-06 17:00 | 2028 Initial | 0 | 505 | 510 | 442 | No
2028-01-06 18:00 | 2028 Initial | 0 | 505 | 510 | 442 | No
2028-01-06 19:00 | 2028 Initial | 0 | 205 | 510 | 372.87 | No
2028-01-06 20:00 | 2028 Initial | 0 | 505 | 510 | 442 | No
2028-01-06 21:00 | 2028 Initial | 0 | 505 | 510 | 442 | No
2028-01-06 22:00 | 2028 Initial | 0 | 505 | 510 | 442 | No
2028-01-06 23:00 | 2028 Initial | 0 | 345.22 | 510 | 442 | No
2028-01-07 | 2028 Initial | 0 | 322.63 | 510 | 442 | No
2028-01-07 01:00 | 2028 Initial | 0 | 22.63 | 510 | 361.89 | No
2028-01-07 02:00 | 2028 Initial | 0 | 322.63 | 510 | 442 | Yes
2028-01-07 03:00 | 2028 Initial | 0 | 505 | 510 | 442 | Yes
2028-01-07 04:00 | 2028 Initial | 0 | 505 | 510 | 290.8 | Yes
2028-01-07 05:00 | 2028 Initial | 0 | 505 | 510 | 442 | Yes
2028-01-07 06:00 | 2028 Initial | 0 | 505 | 510 | 442 | Yes
2028-01-07 07:00 | 2028 Initial | 0 | 505 | 510 | 411.66 | Yes
2028-01-07 08:00 | 2028 Initial | 0 | 505 | 510 | 442 | Yes
2028-01-07 09:00 | 2028 Initial | 0 | 505 | 510 | 442 | Yes
2028-01-07 10:00 | 2028 Initial | 0 | 505 | 510 | 442 | Yes
2028-01-07 11:00 | 2028 Initial | 0 | 300 | 510 | 333.7 | Yes
2028-01-07 12:00 | 2028 Initial | 0 | 0 | 210 | 33.7 | Yes
2028-01-07 13:00 | 2028 Initial | 0 | 300 | 510 | 333.7 | Yes
2028-01-07 14:00 | 2028 Initial | 0 | 505 | 510 | 442 | Yes
2028-01-07 15:00 | 2028 Initial | 0 | 300 | 510 | 442 | Yes
2028-01-07 16:00 | 2028 Initial | 0 | 0 | 505.58 | 142 | No
2028-01-07 17:00 | 2028 Initial | 0 | 0 | 510 | 4.86 | No
2028-01-07 18:00 | 2028 Initial | 0 | 0 | 510 | 159.22 | No
2028-01-07 19:00 | 2028 Initial | 0 | 0 | 510 | 268.56 | No
2028-01-07 20:00 | 2028 Initial | 0 | 0 | 510 | 442 | No
2028-01-07 21:00 | 2028 Initial | 0 | 205 | 510 | 197.32 | No
2028-01-07 22:00 | 2028 Initial | 0 | 505 | 510 | 442 | No
2028-01-07 23:00 | 2028 Initial | 0 | 505 | 510 | 442 | No
2028-01-08 | 2028 Initial | 0 | 505 | 510 | 340.43 | No
2028-01-08 01:00 | 2028 Initial | 0 | 343.29 | 510 | 375.77 | No
2028-01-08 02:00 | 2028 Initial | 0 | 193.21 | 510 | 315.88 | No
2028-01-08 03:00 | 2028 Initial | 0 | 493.21 | 510 | 442 | No
2028-01-08 04:00 | 2028 Initial | 0 | 494.92 | 510 | 442 | No
2028-01-08 05:00 | 2028 Initial | 0 | 362.2 | 510 | 442 | No
2028-01-08 06:00 | 2028 Initial | 0 | 62.2 | 510 | 442 | No
2028-01-08 07:00 | 2028 Initial | 0 | 0 | 250.9 | 142 | No
2028-01-08 08:00 | 2028 Initial | 0 | -290.07 | 0 | -42.69 | No
2028-01-08 09:00 | 2028 Initial | 0 | 0 | 300 | 257.31 | No
2028-01-08 10:00 | 2028 Initial | 0 | 0 | 510 | 399.21 | No
2028-01-08 11:00 | 2028 Initial | 0 | 127.81 | 510 | 442 | No
2028-01-08 12:00 | 2028 Initial | 0 | 228.33 | 510 | 442 | No
2028-01-08 13:00 | 2028 Initial | 0 | 335.36 | 390 | 390 | No
2028-01-08 14:00 | 2028 Initial | 0 | 300 | 90 | 90 | No
2028-01-08 15:00 | 2028 Initial | 0 | 0 | -210 | -210 | No
2028-01-08 16:00 | 2028 Initial | 0 | -288.09 | -510 | -510 | No
2028-01-08 17:00 | 2028 Initial | 0 | -220.5 | -510 | -510 | No
2028-01-08 18:00 | 2028 Initial | 0 | -405.01 | -510 | -460.12 | No
2028-01-08 19:00 | 2028 Initial | 0 | -526 | -510 | -451.76 | No
2028-01-08 20:00 | 2028 Initial | 0 | -275.81 | -210 | -151.76 | No
2028-01-08 21:00 | 2028 Initial | 0 | 24.19 | 90 | 148.24 | No
2028-01-08 22:00 | 2028 Initial | 0 | 38.76 | 390 | 442 | No
2028-01-08 23:00 | 2028 Initial | 0 | 338.76 | 510 | 442 | No
2028-01-09 | 2028 Initial | 0 | 505 | 510 | 442 | No
2028-01-09 01:00 | 2028 Initial | 0 | 205 | 510 | 442 | No
2028-01-09 02:00 | 2028 Initial | 0 | 114.25 | 510 | 442 | No
2028-01-09 03:00 | 2028 Initial | 0 | 294.25 | 510 | 442 | No
2028-01-09 04:00 | 2028 Initial | 0 | 424.43 | 510 | 442 | No
2028-01-09 05:00 | 2028 Initial | 0 | 287.5 | 510 | 372.53 | No
2028-01-09 06:00 | 2028 Initial | 0 | 505 | 510 | 442 | No
2028-01-09 07:00 | 2028 Initial | 0 | 205 | 510 | 152.83 | No
2028-01-09 08:00 | 2028 Initial | 0 | 300 | 255.47 | 239.64 | No
2028-01-09 09:00 | 2028 Initial | 0 | 0 | -44.53 | -60.36 | No
2028-01-09 10:00 | 2028 Initial | 0 | -300 | -90 | -193.97 | No
2028-01-09 11:00 | 2028 Initial | 0 | 0 | 210 | 106.03 | No
2028-01-09 12:00 | 2028 Initial | 0 | 300 | 510 | 406.03 | No
2028-01-09 13:00 | 2028 Initial | 0 | 505 | 510 | 442 | No
2028-01-09 14:00 | 2028 Initial | 0 | 205 | 432.78 | 142 | No
2028-01-09 15:00 | 2028 Initial | 0 | 0 | 300 | 200.29 | No
2028-01-09 16:00 | 2028 Initial | 0 | 0 | 0 | 0 | No
2028-01-09 17:00 | 2028 Initial | 0 | 0 | 89.41 | 300 | No
2028-01-09 18:00 | 2028 Initial | 0 | 0 | -210.59 | 137.47 | No
2028-01-09 19:00 | 2028 Initial | 0 | 285.22 | 89.41 | 437.47 | No
2028-01-09 20:00 | 2028 Initial | 0 | 0 | 157.84 | 330.25 | No
2028-01-09 21:00 | 2028 Initial | 0 | 0 | 190.75 | 206.82 | No
2028-01-09 22:00 | 2028 Initial | 0 | 300 | 490.75 | 442 | No
2028-01-09 23:00 | 2028 Initial | 0 | 505 | 510 | 442 | No
2028-01-10 | 2028 Initial | 0 | 505 | 510 | 442 | No
2028-01-10 01:00 | 2028 Initial | 0 | 505 | 510 | 442 | No
2028-01-10 02:00 | 2028 Initial | 0 | 505 | 510 | 442 | No
2028-01-10 03:00 | 2028 Initial | 0 | 505 | 510 | 442 | No
2028-01-10 04:00 | 2028 Initial | 0 | 505 | 510 | 442 | No
2028-01-10 05:00 | 2028 Initial | 0 | 505 | 510 | 442 | No
2028-01-10 06:00 | 2028 Initial | 0 | 505 | 510 | 442 | No
2028-01-10 07:00 | 2028 Initial | 0 | 205 | 510 | 263.83 | No
2028-01-10 08:00 | 2028 Initial | 0 | 0 | 510 | 430.6 | No
2028-01-10 09:00 | 2028 Initial | 0 | 0 | 245.72 | 442 | No
2028-01-10 10:00 | 2028 Initial | 0 | 0 | 0 | 442 | No
2028-01-10 11:00 | 2028 Initial | 0 | -297.91 | -300 | 389.97 | No
2028-01-10 12:00 | 2028 Initial | 0 | 2.09 | 0 | 442 | No
2028-01-10 13:00 | 2028 Initial | 0 | -57.62 | 0 | 142 | No
2028-01-10 14:00 | 2028 Initial | 0 | 48.82 | 300 | 442 | No
2028-01-10 15:00 | 2028 Initial | 0 | 0 | 111.03 | 142 | No
2028-01-10 16:00 | 2028 Initial | 0 | 0 | 222.11 | 0 | No
2028-01-10 17:00 | 2028 Initial | 0 | 0 | 510 | 142 | No
2028-01-10 18:00 | 2028 Initial | 0 | 224.41 | 510 | 442 | No
2028-01-10 19:00 | 2028 Initial | 0 | 0 | 510 | 380.1 | No
2028-01-10 20:00 | 2028 Initial | 0 | 0 | 510 | 402.78 | No
2028-01-10 21:00 | 2028 Initial | 0 | 300 | 510 | 442 | Yes
2028-01-10 22:00 | 2028 Initial | 0 | 505 | 510 | 442 | Yes
2028-01-10 23:00 | 2028 Initial | 0 | 505 | 510 | 437.56 | Yes
2028-01-11 | 2028 Initial | 0 | 505 | 510 | 285.06 | Yes
2028-01-11 01:00 | 2028 Initial | 0 | 505 | 510 | 242.22 | Yes
2028-01-11 02:00 | 2028 Initial | 0 | 275.46 | 510 | 0 | Yes
2028-01-11 03:00 | 2028 Initial | 0 | 206.11 | 510 | 0 | Yes
2028-01-11 04:00 | 2028 Initial | 0 | 206.11 | 510 | -22.02 | Yes
2028-01-11 05:00 | 2028 Initial | 0 | 505 | 510 | -172.37 | Yes
2028-01-11 06:00 | 2028 Initial | 0 | 505 | 510 | 19.6 | Yes
2028-01-11 07:00 | 2028 Initial | 0 | 331.26 | 510 | 319.05 | Yes
2028-01-11 08:00 | 2028 Initial | 0 | 31.26 | 510 | 426.82 | Yes
2028-01-11 09:00 | 2028 Initial | 0 | 0 | 286.98 | 142 | No
2028-01-11 10:00 | 2028 Initial | 0 | 106.42 | 510 | 442 | No
2028-01-11 11:00 | 2028 Initial | 0 | 197.83 | 370.27 | 442 | No
2028-01-11 12:00 | 2028 Initial | 0 | 497.83 | 510 | 442 | No
2028-01-11 13:00 | 2028 Initial | 0 | 197.83 | 210 | 442 | No
2028-01-11 14:00 | 2028 Initial | 0 | 400.89 | 510 | 442 | No
2028-01-11 15:00 | 2028 Initial | 0 | 281.11 | 510 | 442 | No
2028-01-11 16:00 | 2028 Initial | 0 | 505 | 510 | 442 | No
2028-01-11 17:00 | 2028 Initial | 0 | 450.05 | 510 | 442 | No
2028-01-11 18:00 | 2028 Initial | 0 | 505 | 510 | 442 | No
2028-01-11 19:00 | 2028 Initial | 0 | 205 | 210 | 311.71 | No
2028-01-11 20:00 | 2028 Initial | 0 | 505 | 510 | 442 | No
2028-01-11 21:00 | 2028 Initial | 0 | 505 | 510 | 442 | No
2028-01-11 22:00 | 2028 Initial | 0 | 505 | 510 | 442 | No
2028-01-11 23:00 | 2028 Initial | 0 | 372.42 | 510 | 442 | No
2028-01-12 | 2028 Initial | 0 | 113.07 | 510 | 406.51 | No
2028-01-12 01:00 | 2028 Initial | 0 | 124.83 | 510 | 184.52 | No
2028-01-12 02:00 | 2028 Initial | 0 | 424.83 | 510 | 442 | No
2028-01-12 03:00 | 2028 Initial | 0 | 467.1 | 510 | 442 | No
2028-01-12 04:00 | 2028 Initial | 0 | 444.69 | 510 | 442 | No
2028-01-12 05:00 | 2028 Initial | 0 | 300 | 510 | 442 | No
2028-01-12 06:00 | 2028 Initial | 0 | 0 | 510 | 442 | No
2028-01-12 07:00 | 2028 Initial | 0 | 187.95 | 510 | 442 | No
2028-01-12 08:00 | 2028 Initial | 0 | 487.95 | 510 | 442 | No
2028-01-12 09:00 | 2028 Initial | 0 | 505 | 510 | 442 | No
2028-01-12 10:00 | 2028 Initial | 0 | 505 | 510 | 442 | No
2028-01-12 11:00 | 2028 Initial | 0 | 505 | 510 | 442 | No
2028-01-12 12:00 | 2028 Initial | 0 | 458.56 | 510 | 442 | No
2028-01-12 13:00 | 2028 Initial | 0 | 288.21 | 510 | 442 | No
2028-01-12 14:00 | 2028 Initial | 0 | 318.45 | 510 | 442 | No
2028-01-12 15:00 | 2028 Initial | 0 | 189.11 | 510 | 442 | No
2028-01-12 16:00 | 2028 Initial | 0 | 172.73 | 510 | 442 | No
2028-01-12 17:00 | 2028 Initial | 0 | 90.92 | 510 | 442 | No
2028-01-12 18:00 | 2028 Initial | 0 | 390.92 | 510 | 442 | No
2028-01-12 19:00 | 2028 Initial | 0 | 452.26 | 510 | 442 | No
2028-01-12 20:00 | 2028 Initial | 0 | 176.64 | 374.08 | 142 | No
2028-01-12 21:00 | 2028 Initial | 0 | 476.64 | 510 | 442 | No
2028-01-12 22:00 | 2028 Initial | 0 | 300.07 | 510 | 442 | No
2028-01-12 23:00 | 2028 Initial | 0 | 457.27 | 510 | 442 | No
2028-01-13 | 2028 Initial | 0 | 157.27 | 510 | 357.04 | No
2028-01-13 01:00 | 2028 Initial | 0 | 0 | 433.05 | 336.78 | No
2028-01-13 02:00 | 2028 Initial | 0 | 300 | 510 | 442 | Yes
2028-01-13 03:00 | 2028 Initial | 0 | 505 | 510 | 442 | Yes
2028-01-13 04:00 | 2028 Initial | 0 | 505 | 510 | 442 | Yes
2028-01-13 05:00 | 2028 Initial | 0 | 505 | 510 | 171.99 | Yes
2028-01-13 06:00 | 2028 Initial | 0 | 505 | 510 | 94.94 | Yes
2028-01-13 07:00 | 2028 Initial | 0 | 505 | 510 | 332.82 | Yes
2028-01-13 08:00 | 2028 Initial | 0 | 505 | 510 | 442 | Yes
2028-01-13 09:00 | 2028 Initial | 0 | 505 | 510 | 442 | Yes
2028-01-13 10:00 | 2028 Initial | 0 | 505 | 510 | 442 | Yes
2028-01-13 11:00 | 2028 Initial | 0 | 505 | 510 | 396.14 | No
2028-01-13 12:00 | 2028 Initial | 0 | 205 | 210 | 96.14 | No
2028-01-13 13:00 | 2028 Initial | 0 | 0 | 0 | 0 | No
2028-01-13 14:00 | 2028 Initial | 0 | 300 | 300 | 300 | Yes
2028-01-13 15:00 | 2028 Initial | 0 | 505 | 510 | 442 | Yes
2028-01-13 16:00 | 2028 Initial | 0 | 300 | 510 | 411.74 | Yes
2028-01-13 17:00 | 2028 Initial | 0 | 0 | 239.36 | 111.74 | No
2028-01-13 18:00 | 2028 Initial | 0 | 0 | 405.12 | 155.02 | No
2028-01-13 19:00 | 2028 Initial | 0 | 166.43 | 510 | 442 | No
2028-01-13 20:00 | 2028 Initial | 0 | 466.43 | 510 | 442 | Yes
2028-01-13 21:00 | 2028 Initial | 0 | 505 | 510 | 442 | Yes
2028-01-13 22:00 | 2028 Initial | 0 | 505 | 510 | 442 | Yes
2028-01-13 23:00 | 2028 Initial | 0 | 505 | 510 | 400.85 | Yes
2028-01-14 | 2028 Initial | 0 | 505 | 510 | 307.24 | Yes
2028-01-14 01:00 | 2028 Initial | 0 | 505 | 510 | 238.51 | Yes
2028-01-14 02:00 | 2028 Initial | 0 | 505 | 510 | 250.06 | Yes
2028-01-14 03:00 | 2028 Initial | 0 | 505 | 510 | 227.56 | Yes
2028-01-14 04:00 | 2028 Initial | 0 | 505 | 510 | 203.44 | Yes
2028-01-14 05:00 | 2028 Initial | 0 | 505 | 510 | 205.42 | Yes
2028-01-14 06:00 | 2028 Initial | 0 | 505 | 510 | 202.47 | Yes
2028-01-14 07:00 | 2028 Initial | 0 | 505 | 510 | 442 | Yes
2028-01-14 08:00 | 2028 Initial | 0 | 505 | 510 | 442 | No
2028-01-14 09:00 | 2028 Initial | 0 | 505 | 510 | 442 | No
2028-01-14 10:00 | 2028 Initial | 0 | 505 | 510 | 442 | No
2028-01-14 11:00 | 2028 Initial | 0 | 505 | 510 | 442 | No
2028-01-14 12:00 | 2028 Initial | 0 | 505 | 510 | 442 | No
2028-01-14 13:00 | 2028 Initial | 0 | 205 | 210 | 442 | No
2028-01-14 14:00 | 2028 Initial | 0 | 74.92 | 210 | 353.54 | No
2028-01-14 15:00 | 2028 Initial | 0 | 374.92 | 510 | 442 | No
2028-01-14 16:00 | 2028 Initial | 0 | 181.72 | 510 | 442 | No
2028-01-14 17:00 | 2028 Initial | 0 | 110.47 | 510 | 442 | No
2028-01-14 18:00 | 2028 Initial | 0 | 390.39 | 510 | 442 | No
2028-01-14 19:00 | 2028 Initial | 0 | 450.65 | 510 | 442 | No
2028-01-14 20:00 | 2028 Initial | 0 | 210.29 | 510 | 442 | No
2028-01-14 21:00 | 2028 Initial | 0 | 505 | 510 | 442 | No
2028-01-14 22:00 | 2028 Initial | 0 | 505 | 510 | 442 | Yes
2028-01-14 23:00 | 2028 Initial | 0 | 505 | 510 | 442 | Yes
2028-01-15 | 2028 Initial | 0 | 505 | 510 | 442 | Yes
2028-01-15 01:00 | 2028 Initial | 0 | 505 | 510 | 288.84 | Yes
2028-01-15 02:00 | 2028 Initial | 0 | 505 | 510 | 243.43 | Yes
2028-01-15 03:00 | 2028 Initial | 0 | 505 | 510 | 215.01 | Yes
2028-01-15 04:00 | 2028 Initial | 0 | 505 | 510 | 262.94 | Yes
2028-01-15 05:00 | 2028 Initial | 0 | 505 | 510 | 237.1 | Yes
2028-01-15 06:00 | 2028 Initial | 0 | 374 | 390 | 237.1 | Yes
2028-01-15 07:00 | 2028 Initial | 0 | 74 | 90 | 422.14 | Yes
2028-01-15 08:00 | 2028 Initial | 0 | -226 | -210 | 235.04 | Yes
2028-01-15 09:00 | 2028 Initial | 0 | -526 | -510 | -64.96 | No
2028-01-15 10:00 | 2028 Initial | 0 | -226 | -210 | 235.04 | No
2028-01-15 11:00 | 2028 Initial | 0 | 74 | 90 | 442 | Yes
2028-01-15 12:00 | 2028 Initial | 0 | 374 | 390 | 442 | Yes
2028-01-15 13:00 | 2028 Initial | 0 | 505 | 510 | 442 | Yes
2028-01-15 14:00 | 2028 Initial | 0 | 300 | 510 | 442 | Yes
2028-01-15 15:00 | 2028 Initial | 0 | 0 | 315.89 | 142 | No
2028-01-15 16:00 | 2028 Initial | 0 | 0 | 297.38 | 142 | No
2028-01-15 17:00 | 2028 Initial | 0 | 196.18 | 510 | 442 | No
2028-01-15 18:00 | 2028 Initial | 0 | 284.23 | 510 | 442 | No
2028-01-15 19:00 | 2028 Initial | 0 | 505 | 510 | 442 | No
2028-01-15 20:00 | 2028 Initial | 0 | 505 | 510 | 442 | No
2028-01-15 21:00 | 2028 Initial | 0 | 401.59 | 510 | 442 | No
2028-01-15 22:00 | 2028 Initial | 0 | 101.59 | 300 | 442 | No
2028-01-15 23:00 | 2028 Initial | 0 | -50.96 | 0 | 442 | No
2028-01-16 | 2028 Initial | 0 | 249.04 | 300 | 442 | Yes
2028-01-16 01:00 | 2028 Initial | 0 | 505 | 510 | 442 | Yes
2028-01-16 02:00 | 2028 Initial | 0 | 505 | 510 | 442 | Yes
2028-01-16 03:00 | 2028 Initial | 0 | 377.93 | 510 | 305.46 | Yes
2028-01-16 04:00 | 2028 Initial | 0 | 505 | 473.24 | 5.46 | Yes
2028-01-16 05:00 | 2028 Initial | 0 | 245.19 | 444.37 | -68 | Yes
2028-01-16 06:00 | 2028 Initial | 0 | -21 | 144.37 | -68 | Yes
2028-01-16 07:00 | 2028 Initial | 0 | 163 | 0 | -68 | Yes
2028-01-16 08:00 | 2028 Initial | 0 | 31.26 | 300 | -68 | Yes
2028-01-16 09:00 | 2028 Initial | 0 | 331.26 | 300 | -68 | Yes
2028-01-16 10:00 | 2028 Initial | 0 | 505 | 300 | 232 | Yes
2028-01-16 11:00 | 2028 Initial | 0 | 505 | 300 | 337.08 | Yes
2028-01-16 12:00 | 2028 Initial | 0 | 300 | 0 | 299.56 | Yes
2028-01-16 13:00 | 2028 Initial | 0 | 0 | -300 | -0.44 | No
2028-01-16 14:00 | 2028 Initial | 0 | 300 | 0 | 299.56 | No
2028-01-16 15:00 | 2028 Initial | 0 | 0 | 181.59 | 0 | No
2028-01-16 16:00 | 2028 Initial | 0 | 36.83 | 481.59 | 300 | No
2028-01-16 17:00 | 2028 Initial | 0 | 285.66 | 510 | 442 | No
2028-01-16 18:00 | 2028 Initial | 0 | 205 | 510 | 442 | No
2028-01-16 19:00 | 2028 Initial | 0 | 505 | 510 | 442 | No
2028-01-16 20:00 | 2028 Initial | 0 | 505 | 510 | 442 | No
2028-01-16 21:00 | 2028 Initial | 0 | 505 | 510 | 442 | No
2028-01-16 22:00 | 2028 Initial | 0 | 254.31 | 510 | 442 | No
2028-01-16 23:00 | 2028 Initial | 0 | 205 | 510 | 350.66 | No
2028-01-17 | 2028 Initial | 0 | 505 | 510 | 442 | No
2028-01-17 01:00 | 2028 Initial | 0 | 505 | 510 | 442 | No
2028-01-17 02:00 | 2028 Initial | 0 | 404.77 | 510 | 442 | No
2028-01-17 03:00 | 2028 Initial | 0 | 247.23 | 510 | 442 | No
2028-01-17 04:00 | 2028 Initial | 0 | 207.13 | 510 | 442 | No
2028-01-17 05:00 | 2028 Initial | 0 | 75.53 | 510 | 442 | No
2028-01-17 06:00 | 2028 Initial | 0 | 0 | 510 | 442 | No
2028-01-17 07:00 | 2028 Initial | 0 | 1.34 | 210 | 438.12 | No
2028-01-17 08:00 | 2028 Initial | 0 | 301.34 | 510 | 442 | No
2028-01-17 09:00 | 2028 Initial | 0 | 505 | 510 | 442 | No
2028-01-17 10:00 | 2028 Initial | 0 | 505 | 510 | 442 | No
2028-01-17 11:00 | 2028 Initial | 0 | 505 | 510 | 442 | No
2028-01-17 12:00 | 2028 Initial | 0 | 505 | 510 | 442 | No
2028-01-17 13:00 | 2028 Initial | 0 | 205 | 510 | 386.05 | No
2028-01-17 14:00 | 2028 Initial | 0 | 0 | 510 | 442 | No
2028-01-17 15:00 | 2028 Initial | 0 | 221.38 | 510 | 442 | No
2028-01-17 16:00 | 2028 Initial | 0 | 383.5 | 510 | 442 | No
2028-01-17 17:00 | 2028 Initial | 0 | 147.08 | 510 | 292.31 | No
2028-01-17 18:00 | 2028 Initial | 0 | 385.31 | 510 | 410.85 | No
2028-01-17 19:00 | 2028 Initial | 0 | 479.49 | 510 | 442 | No
2028-01-17 20:00 | 2028 Initial | 0 | 505 | 510 | 442 | No
2028-01-17 21:00 | 2028 Initial | 0 | 505 | 510 | 442 | No
2028-01-17 22:00 | 2028 Initial | 0 | 505 | 510 | 418.71 | No
2028-01-17 23:00 | 2028 Initial | 0 | 505 | 510 | 442 | No
2028-01-18 | 2028 Initial | 0 | 505 | 510 | 442 | No
2028-01-18 01:00 | 2028 Initial | 0 | 505 | 510 | 442 | No
2028-01-18 02:00 | 2028 Initial | 0 | 505 | 510 | 442 | No
2028-01-18 03:00 | 2028 Initial | 0 | 505 | 510 | 442 | No
2028-01-18 04:00 | 2028 Initial | 0 | 505 | 510 | 442 | No
2028-01-18 05:00 | 2028 Initial | 0 | 505 | 510 | 442 | No
2028-01-18 06:00 | 2028 Initial | 0 | 205 | 510 | 404.85 | No
2028-01-18 07:00 | 2028 Initial | 0 | 498.89 | 510 | 442 | No
2028-01-18 08:00 | 2028 Initial | 0 | 498.43 | 510 | 346.94 | No
2028-01-18 09:00 | 2028 Initial | 0 | 198.43 | 210 | 46.94 | No
2028-01-18 10:00 | 2028 Initial | 0 | 498.43 | 510 | 346.94 | No
2028-01-18 11:00 | 2028 Initial | 0 | 505 | 510 | 442 | No
2028-01-18 12:00 | 2028 Initial | 0 | 505 | 510 | 442 | No
2028-01-18 13:00 | 2028 Initial | 0 | 505 | 510 | 442 | No
2028-01-18 14:00 | 2028 Initial | 0 | 505 | 510 | 442 | No
2028-01-18 15:00 | 2028 Initial | 0 | 505 | 510 | 442 | No
2028-01-18 16:00 | 2028 Initial | 0 | 205 | 280.84 | 142 | No
2028-01-18 17:00 | 2028 Initial | 0 | 0 | 76.25 | 0 | No
2028-01-18 18:00 | 2028 Initial | 0 | 0 | 0 | 0 | No
2028-01-18 19:00 | 2028 Initial | 0 | 0 | 210 | 0 | No
2028-01-18 20:00 | 2028 Initial | 0 | 16.23 | 510 | 233.67 | No
2028-01-18 21:00 | 2028 Initial | 0 | 312.92 | 510 | 135.01 | No
2028-01-18 22:00 | 2028 Initial | 0 | 505 | 510 | 435.01 | No
2028-01-18 23:00 | 2028 Initial | 0 | 455.63 | 510 | 442 | No
2028-01-19 | 2028 Initial | 0 | 270.39 | 510 | 442 | No
2028-01-19 01:00 | 2028 Initial | 0 | 451.57 | 510 | 442 | No
2028-01-19 02:00 | 2028 Initial | 0 | 151.57 | 510 | 417.6 | No
2028-01-19 03:00 | 2028 Initial | 0 | 0 | 510 | 316.1 | No
2028-01-19 04:00 | 2028 Initial | 0 | 0 | 510 | 198.69 | No
2028-01-19 05:00 | 2028 Initial | 0 | 0 | 448.41 | 0 | No
2028-01-19 06:00 | 2028 Initial | 0 | 0 | 383.88 | 0 | No
2028-01-19 07:00 | 2028 Initial | 0 | 0 | 510 | 300 | No
2028-01-19 08:00 | 2028 Initial | 0 | 0 | 510 | 345.25 | No
2028-01-19 09:00 | 2028 Initial | 0 | 193.85 | 510 | 442 | No
2028-01-19 10:00 | 2028 Initial | 0 | 112.43 | 292.41 | 424.35 | No
2028-01-19 11:00 | 2028 Initial | 0 | 0 | -7.59 | 124.35 | No
2028-01-19 12:00 | 2028 Initial | 0 | -133.88 | -307.59 | 5.4 | No
2028-01-19 13:00 | 2028 Initial | 0 | 0 | -437.48 | 0 | No
2028-01-19 14:00 | 2028 Initial | 0 | 0 | -388.1 | 86.58 | No
2028-01-19 15:00 | 2028 Initial | 0 | 0 | -170.33 | 118.54 | No
2028-01-19 16:00 | 2028 Initial | 0 | 0 | 121.16 | 173.49 | No
2028-01-19 17:00 | 2028 Initial | 0 | 25.35 | 323.98 | 322.55 | No
2028-01-19 18:00 | 2028 Initial | 0 | 325.35 | 510 | 442 | No
2028-01-19 19:00 | 2028 Initial | 0 | 484.79 | 510 | 442 | No
2028-01-19 20:00 | 2028 Initial | 0 | 450.97 | 510 | 442 | No
2028-01-19 21:00 | 2028 Initial | 0 | 505 | 510 | 442 | No
2028-01-19 22:00 | 2028 Initial | 0 | 342.72 | 510 | 442 | No
2028-01-19 23:00 | 2028 Initial | 0 | 48.45 | 510 | 442 | No
2028-01-20 | 2028 Initial | 0 | 339.46 | 510 | 442 | No
2028-01-20 01:00 | 2028 Initial | 0 | 315.27 | 510 | 442 | No
2028-01-20 02:00 | 2028 Initial | 0 | 324.1 | 510 | 442 | No
2028-01-20 03:00 | 2028 Initial | 0 | 353.92 | 510 | 442 | No
2028-01-20 04:00 | 2028 Initial | 0 | 343.33 | 510 | 442 | No
2028-01-20 05:00 | 2028 Initial | 0 | 43.33 | 510 | 442 | No
2028-01-20 06:00 | 2028 Initial | 0 | 0 | 510 | 442 | No
2028-01-20 07:00 | 2028 Initial | 0 | 159.98 | 510 | 442 | No
2028-01-20 08:00 | 2028 Initial | 0 | 290.14 | 510 | 442 | No
2028-01-20 09:00 | 2028 Initial | 0 | 327.84 | 510 | 442 | No
2028-01-20 10:00 | 2028 Initial | 0 | 505 | 510 | 442 | No
2028-01-20 11:00 | 2028 Initial | 0 | 205 | 510 | 442 | No
2028-01-20 12:00 | 2028 Initial | 0 | 143.19 | 510 | 442 | No
2028-01-20 13:00 | 2028 Initial | 0 | 443.19 | 510 | 442 | No
2028-01-20 14:00 | 2028 Initial | 0 | 505 | 510 | 442 | No
2028-01-20 15:00 | 2028 Initial | 0 | 505 | 510 | 442 | No
2028-01-20 16:00 | 2028 Initial | 0 | 372.19 | 510 | 442 | No
2028-01-20 17:00 | 2028 Initial | 0 | 505 | 510 | 442 | No
2028-01-20 18:00 | 2028 Initial | 0 | 505 | 510 | 442 | No
2028-01-20 19:00 | 2028 Initial | 0 | 505 | 510 | 442 | No
2028-01-20 20:00 | 2028 Initial | 0 | 505 | 510 | 442 | No
2028-01-20 21:00 | 2028 Initial | 0 | 505 | 510 | 442 | No
2028-01-20 22:00 | 2028 Initial | 0 | 505 | 510 | 442 | No
2028-01-20 23:00 | 2028 Initial | 0 | 505 | 510 | 442 | No
2028-01-21 | 2028 Initial | 0 | 505 | 510 | 442 | No
2028-01-21 01:00 | 2028 Initial | 0 | 505 | 510 | 442 | No
2028-01-21 02:00 | 2028 Initial | 0 | 505 | 510 | 442 | No
2028-01-21 03:00 | 2028 Initial | 0 | 505 | 510 | 442 | No
2028-01-21 04:00 | 2028 Initial | 0 | 505 | 510 | 442 | No
2028-01-21 05:00 | 2028 Initial | 0 | 505 | 510 | 442 | No
2028-01-21 06:00 | 2028 Initial | 0 | 505 | 510 | 442 | No
2028-01-21 07:00 | 2028 Initial | 0 | 505 | 510 | 442 | No
2028-01-21 08:00 | 2028 Initial | 0 | 505 | 510 | 442 | No
2028-01-21 09:00 | 2028 Initial | 0 | 505 | 510 | 442 | No
2028-01-21 10:00 | 2028 Initial | 0 | 505 | 510 | 442 | No
2028-01-21 11:00 | 2028 Initial | 0 | 505 | 510 | 442 | No
2028-01-21 12:00 | 2028 Initial | 0 | 505 | 510 | 442 | No
2028-01-21 13:00 | 2028 Initial | 0 | 505 | 510 | 442 | No
2028-01-21 14:00 | 2028 Initial | 0 | 505 | 510 | 442 | No
2028-01-21 15:00 | 2028 Initial | 0 | 505 | 510 | 442 | No
2028-01-21 16:00 | 2028 Initial | 0 | 302.3 | 510 | 371.2 | No
2028-01-21 17:00 | 2028 Initial | 0 | 168.17 | 510 | 372.86 | No
2028-01-21 18:00 | 2028 Initial | 0 | 465.37 | 510 | 442 | No
2028-01-21 19:00 | 2028 Initial | 0 | 505 | 510 | 442 | No
2028-01-21 20:00 | 2028 Initial | 0 | 505 | 510 | 442 | No
2028-01-21 21:00 | 2028 Initial | 0 | 505 | 510 | 442 | No
2028-01-21 22:00 | 2028 Initial | 0 | 505 | 510 | 442 | No
2028-01-21 23:00 | 2028 Initial | 0 | 505 | 510 | 434.63 | No
2028-01-22 | 2028 Initial | 0 | 289.08 | 510 | 268.89 | No
2028-01-22 01:00 | 2028 Initial | 0 | 259.64 | 510 | 162.7 | No
2028-01-22 02:00 | 2028 Initial | 0 | 490.4 | 510 | 172.19 | No
2028-01-22 03:00 | 2028 Initial | 0 | 463.73 | 510 | 284.05 | No
2028-01-22 04:00 | 2028 Initial | 0 | 163.73 | 510 | 99.58 | No
2028-01-22 05:00 | 2028 Initial | 0 | 0 | 510 | 62.93 | No
2028-01-22 06:00 | 2028 Initial | 0 | 0 | 510 | 62.93 | No
2028-01-22 07:00 | 2028 Initial | 0 | 0 | 510 | 168.37 | No
2028-01-22 08:00 | 2028 Initial | 0 | 0 | 358.19 | 0 | No
2028-01-22 09:00 | 2028 Initial | 0 | 0 | 282.67 | -168.06 | No
2028-01-22 10:00 | 2028 Initial | 0 | 0 | 328.31 | -61.48 | No
2028-01-22 11:00 | 2028 Initial | 0 | 214.71 | 510 | 238.52 | No
2028-01-22 12:00 | 2028 Initial | 0 | 449.64 | 510 | 240.01 | No
2028-01-22 13:00 | 2028 Initial | 0 | 149.64 | 502.38 | -59.99 | No
2028-01-22 14:00 | 2028 Initial | 0 | 300 | 425.79 | -83.6 | No
2028-01-22 15:00 | 2028 Initial | 0 | 0 | 125.79 | -145.84 | No
2028-01-22 16:00 | 2028 Initial | 0 | 0 | -174.21 | -437.81 | No
2028-01-22 17:00 | 2028 Initial | 0 | 0 | -378.33 | -137.81 | No
2028-01-22 18:00 | 2028 Initial | 0 | 0 | -221.22 | 0 | No
2028-01-22 19:00 | 2028 Initial | 0 | 0 | 26.08 | 0 | No
2028-01-22 20:00 | 2028 Initial | 0 | 300 | 326.08 | 54.5 | No
2028-01-22 21:00 | 2028 Initial | 0 | 431.26 | 510 | 0 | No
2028-01-22 22:00 | 2028 Initial | 0 | 505 | 510 | 300 | No
2028-01-22 23:00 | 2028 Initial | 0 | 505 | 510 | 410.53 | No
2028-01-23 | 2028 Initial | 0 | 505 | 510 | 323.17 | No
2028-01-23 01:00 | 2028 Initial | 0 | 452.06 | 510 | 282.66 | No
2028-01-23 02:00 | 2028 Initial | 0 | 224.31 | 510 | 254.78 | No
2028-01-23 03:00 | 2028 Initial | 0 | 221.61 | 510 | 148.96 | No
2028-01-23 04:00 | 2028 Initial | 0 | 26.65 | 510 | 105.77 | No
2028-01-23 05:00 | 2028 Initial | 0 | 0 | 510 | 76.97 | No
2028-01-23 06:00 | 2028 Initial | 0 | 55.08 | 398.27 | 8.5 | No
2028-01-23 07:00 | 2028 Initial | 0 | 0 | 98.27 | -210 | No
2028-01-23 08:00 | 2028 Initial | 0 | 0 | -201.73 | -510 | No
2028-01-23 09:00 | 2028 Initial | 0 | 0 | 62.71 | -387.05 | No
2028-01-23 10:00 | 2028 Initial | 0 | 0 | 226.56 | -217.82 | No
2028-01-23 11:00 | 2028 Initial | 0 | 0 | 225.24 | -202.01 | No
2028-01-23 12:00 | 2028 Initial | 0 | 0 | 184.87 | -142.55 | No
2028-01-23 13:00 | 2028 Initial | 0 | 0 | 260.05 | -89.75 | No
2028-01-23 14:00 | 2028 Initial | 0 | 139.03 | 90 | -193.59 | No
2028-01-23 15:00 | 2028 Initial | 0 | 0 | -210 | -340.51 | No
2028-01-23 16:00 | 2028 Initial | 0 | -297.48 | -510 | -510 | No
2028-01-23 17:00 | 2028 Initial | 0 | -40.03 | -510 | -510 | No
2028-01-23 18:00 | 2028 Initial | 0 | 0 | -510 | -510 | No
2028-01-23 19:00 | 2028 Initial | 0 | 0 | -418.22 | -510 | No
2028-01-23 20:00 | 2028 Initial | 0 | 0 | -118.22 | -508.67 | No
2028-01-23 21:00 | 2028 Initial | 0 | 201.69 | 181.78 | -208.67 | No
2028-01-23 22:00 | 2028 Initial | 0 | 501.69 | 481.78 | 91.33 | No
2028-01-23 23:00 | 2028 Initial | 0 | 505 | 510 | 391.33 | No
2028-01-24 | 2028 Initial | 0 | 505 | 510 | 442 | No
2028-01-24 01:00 | 2028 Initial | 0 | 291.09 | 510 | 312.06 | No
2028-01-24 02:00 | 2028 Initial | 0 | 205 | 510 | 313.15 | No
2028-01-24 03:00 | 2028 Initial | 0 | 505 | 510 | 442 | No
2028-01-24 04:00 | 2028 Initial | 0 | 388.12 | 510 | 231.78 | No
2028-01-24 05:00 | 2028 Initial | 0 | 88.12 | 510 | 140.95 | No
2028-01-24 06:00 | 2028 Initial | 0 | 0 | 459.06 | 300 | No
2028-01-24 07:00 | 2028 Initial | 0 | 0 | 159.06 | 0 | No
2028-01-24 08:00 | 2028 Initial | 0 | 102.52 | 459.06 | -118.24 | No
2028-01-24 09:00 | 2028 Initial | 0 | 303.75 | 510 | 1.35 | No
2028-01-24 10:00 | 2028 Initial | 0 | 259.5 | 510 | 86.91 | No
2028-01-24 11:00 | 2028 Initial | 0 | 174.9 | 510 | 35.86 | No
2028-01-24 12:00 | 2028 Initial | 0 | 215 | 510 | -75.54 | No
2028-01-24 13:00 | 2028 Initial | 0 | 293.43 | 510 | -119.65 | No
2028-01-24 14:00 | 2028 Initial | 0 | 361.05 | 510 | -23.02 | No
2028-01-24 15:00 | 2028 Initial | 0 | 277.33 | 300 | 2.04 | No
2028-01-24 16:00 | 2028 Initial | 0 | 0 | 0 | -285.63 | No
2028-01-24 17:00 | 2028 Initial | 0 | 0 | -300 | 0 | No
2028-01-24 18:00 | 2028 Initial | 0 | 0 | -300 | 0 | No
2028-01-24 19:00 | 2028 Initial | 0 | 0 | 0 | -2.79 | No
2028-01-24 20:00 | 2028 Initial | 0 | 291.58 | 300 | 13.6 | No
2028-01-24 21:00 | 2028 Initial | 0 | 468.73 | 510 | 313.6 | No
2028-01-24 22:00 | 2028 Initial | 0 | 501.48 | 510 | 442 | No
2028-01-24 23:00 | 2028 Initial | 0 | 201.48 | 396.28 | 142 | No
2028-01-25 | 2028 Initial | 0 | 271.45 | 510 | 442 | No
2028-01-25 01:00 | 2028 Initial | 0 | 99.43 | 510 | 442 | No
2028-01-25 02:00 | 2028 Initial | 0 | 99.43 | 510 | 442 | No
2028-01-25 03:00 | 2028 Initial | 0 | 101.06 | 510 | 442 | No
2028-01-25 04:00 | 2028 Initial | 0 | 25.61 | 510 | 442 | No
2028-01-25 05:00 | 2028 Initial | 0 | 0 | 510 | 223.9 | No
2028-01-25 06:00 | 2028 Initial | 0 | 0 | 510 | 426.77 | No
2028-01-25 07:00 | 2028 Initial | 0 | 270.96 | 510 | 364.38 | No
2028-01-25 08:00 | 2028 Initial | 0 | 331.61 | 510 | 442 | No
2028-01-25 09:00 | 2028 Initial | 0 | 266.96 | 510 | 442 | No
2028-01-25 10:00 | 2028 Initial | 0 | 505 | 510 | 442 | No
2028-01-25 11:00 | 2028 Initial | 0 | 505 | 510 | 442 | No
2028-01-25 12:00 | 2028 Initial | 0 | 423.42 | 510 | 442 | No
2028-01-25 13:00 | 2028 Initial | 0 | 131.93 | 510 | 442 | No
2028-01-25 14:00 | 2028 Initial | 0 | 281.9 | 510 | 442 | No
2028-01-25 15:00 | 2028 Initial | 0 | 505 | 510 | 442 | No
2028-01-25 16:00 | 2028 Initial | 0 | 505 | 510 | 442 | No
2028-01-25 17:00 | 2028 Initial | 0 | 205 | 210 | 442 | No
2028-01-25 18:00 | 2028 Initial | 0 | 505 | 510 | 442 | No
2028-01-25 19:00 | 2028 Initial | 0 | 278.46 | 510 | 442 | No
2028-01-25 20:00 | 2028 Initial | 0 | 375.11 | 510 | 442 | No
2028-01-25 21:00 | 2028 Initial | 0 | 355.44 | 510 | 442 | No
2028-01-25 22:00 | 2028 Initial | 0 | 114.66 | 510 | 442 | No
2028-01-25 23:00 | 2028 Initial | 0 | 414.66 | 510 | 442 | Yes
2028-01-26 | 2028 Initial | 0 | 505 | 510 | 442 | Yes
2028-01-26 01:00 | 2028 Initial | 0 | 505 | 510 | 442 | Yes
2028-01-26 02:00 | 2028 Initial | 0 | 505 | 510 | 368.8 | Yes
2028-01-26 03:00 | 2028 Initial | 0 | 505 | 510 | 374.49 | Yes
2028-01-26 04:00 | 2028 Initial | 0 | 505 | 510 | 308.63 | Yes
2028-01-26 05:00 | 2028 Initial | 0 | 505 | 510 | 412.22 | No
2028-01-26 06:00 | 2028 Initial | 0 | 205 | 510 | 181.16 | No
2028-01-26 07:00 | 2028 Initial | 0 | 483.34 | 510 | 442 | No
2028-01-26 08:00 | 2028 Initial | 0 | 183.34 | 474.36 | 142 | No
2028-01-26 09:00 | 2028 Initial | 0 | 424.14 | 510 | 442 | No
2028-01-26 10:00 | 2028 Initial | 0 | 412.41 | 510 | 442 | No
2028-01-26 11:00 | 2028 Initial | 0 | 505 | 510 | 442 | No
2028-01-26 12:00 | 2028 Initial | 0 | 504.35 | 510 | 419.88 | No
2028-01-26 13:00 | 2028 Initial | 0 | 330.15 | 390 | 390 | No
2028-01-26 14:00 | 2028 Initial | 0 | 74 | 90 | 90 | No
2028-01-26 15:00 | 2028 Initial | 0 | -226 | -210 | -210 | No
2028-01-26 16:00 | 2028 Initial | 0 | -526 | -510 | -510 | No
2028-01-26 17:00 | 2028 Initial | 0 | -526 | -510 | -392.04 | No
2028-01-26 18:00 | 2028 Initial | 0 | -226 | -210 | -92.04 | No
2028-01-26 19:00 | 2028 Initial | 0 | 74 | 90 | 207.96 | No
2028-01-26 20:00 | 2028 Initial | 0 | 283.68 | 390 | 442 | No
2028-01-26 21:00 | 2028 Initial | 0 | 505 | 510 | 442 | No
2028-01-26 22:00 | 2028 Initial | 0 | 412.29 | 510 | 442 | No
2028-01-26 23:00 | 2028 Initial | 0 | 112.29 | 510 | 319 | No
2028-01-27 | 2028 Initial | 0 | 127.37 | 510 | 442 | No
2028-01-27 01:00 | 2028 Initial | 0 | 205 | 510 | 413.2 | No
2028-01-27 02:00 | 2028 Initial | 0 | 505 | 510 | 442 | No
2028-01-27 03:00 | 2028 Initial | 0 | 505 | 510 | 442 | No
2028-01-27 04:00 | 2028 Initial | 0 | 505 | 510 | 442 | No
2028-01-27 05:00 | 2028 Initial | 0 | 505 | 510 | 442 | No
2028-01-27 06:00 | 2028 Initial | 0 | 505 | 510 | 442 | No
2028-01-27 07:00 | 2028 Initial | 0 | 205 | 510 | 166.88 | No
2028-01-27 08:00 | 2028 Initial | 0 | 489.68 | 510 | 442 | No
2028-01-27 09:00 | 2028 Initial | 0 | 246.39 | 510 | 442 | No
2028-01-27 10:00 | 2028 Initial | 0 | 25.54 | 510 | 442 | No
2028-01-27 11:00 | 2028 Initial | 0 | 205 | 504.78 | 142 | No
2028-01-27 12:00 | 2028 Initial | 0 | 505 | 510 | 442 | No
2028-01-27 13:00 | 2028 Initial | 0 | 505 | 510 | 442 | No
2028-01-27 14:00 | 2028 Initial | 0 | 505 | 510 | 442 | No
2028-01-27 15:00 | 2028 Initial | 0 | 205 | 510 | 340.41 | No
2028-01-27 16:00 | 2028 Initial | 0 | 505 | 510 | 442 | No
2028-01-27 17:00 | 2028 Initial | 0 | 205 | 210 | 142 | No
2028-01-27 18:00 | 2028 Initial | 0 | 505 | 510 | 442 | No
2028-01-27 19:00 | 2028 Initial | 0 | 505 | 510 | 442 | No
2028-01-27 20:00 | 2028 Initial | 0 | 505 | 510 | 442 | No
2028-01-27 21:00 | 2028 Initial | 0 | 440.16 | 510 | 442 | No
2028-01-27 22:00 | 2028 Initial | 0 | 505 | 510 | 442 | No
2028-01-27 23:00 | 2028 Initial | 0 | 505 | 510 | 442 | No
2028-01-28 | 2028 Initial | 0 | 492.01 | 510 | 442 | No
2028-01-28 01:00 | 2028 Initial | 0 | 344.16 | 510 | 442 | No
2028-01-28 02:00 | 2028 Initial | 0 | 44.16 | 510 | 352.05 | No
2028-01-28 03:00 | 2028 Initial | 0 | 0 | 249.9 | 234.94 | No
2028-01-28 04:00 | 2028 Initial | 0 | 0 | 510 | 409.77 | No
2028-01-28 05:00 | 2028 Initial | 0 | 186.47 | 510 | 442 | No
2028-01-28 06:00 | 2028 Initial | 0 | 205 | 358.43 | 244.1 | No
2028-01-28 07:00 | 2028 Initial | 0 | 505 | 510 | 442 | No
2028-01-28 08:00 | 2028 Initial | 0 | 205 | 372.36 | 442 | No
2028-01-28 09:00 | 2028 Initial | 0 | 299.12 | 510 | 442 | No
2028-01-28 10:00 | 2028 Initial | 0 | 246.82 | 510 | 442 | No
2028-01-28 11:00 | 2028 Initial | 0 | 300 | 510 | 442 | No
2028-01-28 12:00 | 2028 Initial | 0 | 0 | 229.9 | 406.94 | No
2028-01-28 13:00 | 2028 Initial | 0 | 0 | 99.81 | 442 | No
2028-01-28 14:00 | 2028 Initial | 0 | 0 | 135.6 | 442 | No
2028-01-28 15:00 | 2028 Initial | 0 | 0 | 188.65 | 442 | No
2028-01-28 16:00 | 2028 Initial | 0 | 77.73 | 488.65 | 442 | No
2028-01-28 17:00 | 2028 Initial | 0 | 224.86 | 510 | 442 | No
2028-01-28 18:00 | 2028 Initial | 0 | 505 | 510 | 442 | No
2028-01-28 19:00 | 2028 Initial | 0 | 205 | 510 | 422.81 | No
2028-01-28 20:00 | 2028 Initial | 0 | 423.01 | 510 | 442 | No
2028-01-28 21:00 | 2028 Initial | 0 | 260.48 | 510 | 442 | No
2028-01-28 22:00 | 2028 Initial | 0 | 283.17 | 510 | 442 | No
2028-01-28 23:00 | 2028 Initial | 0 | 95.41 | 510 | 442 | No
2028-01-29 | 2028 Initial | 0 | 202.59 | 410.7 | 300.72 | No
2028-01-29 01:00 | 2028 Initial | 0 | 502.59 | 510 | 442 | No
2028-01-29 02:00 | 2028 Initial | 0 | 505 | 510 | 442 | No
2028-01-29 03:00 | 2028 Initial | 0 | 205 | 210 | 271.02 | No
2028-01-29 04:00 | 2028 Initial | 0 | 26.86 | 463.9 | 213.28 | No
2028-01-29 05:00 | 2028 Initial | 0 | 326.86 | 510 | 442 | No
2028-01-29 06:00 | 2028 Initial | 0 | 26.86 | 210 | 418.91 | No
2028-01-29 07:00 | 2028 Initial | 0 | 0 | -90 | 372.09 | No
2028-01-29 08:00 | 2028 Initial | 0 | -300 | -304.34 | 229.88 | No
2028-01-29 09:00 | 2028 Initial | 0 | 0 | -4.34 | 442 | No
2028-01-29 10:00 | 2028 Initial | 0 | 300 | 295.66 | 442 | No
2028-01-29 11:00 | 2028 Initial | 0 | 0 | 291.15 | 442 | No
2028-01-29 12:00 | 2028 Initial | 0 | 0 | 342.83 | 345.93 | No
2028-01-29 13:00 | 2028 Initial | 0 | 0 | 85.61 | 45.93 | No
2028-01-29 14:00 | 2028 Initial | 0 | 0 | 296.21 | 0 | No
2028-01-29 15:00 | 2028 Initial | 0 | 0 | 389.47 | 0 | No
2028-01-29 16:00 | 2028 Initial | 0 | 12.38 | 110.86 | 146.06 | No
2028-01-29 17:00 | 2028 Initial | 0 | 0 | -189.14 | -153.94 | No
2028-01-29 18:00 | 2028 Initial | 0 | 0 | 0 | 86.08 | No
2028-01-29 19:00 | 2028 Initial | 0 | 112.18 | 279.56 | 386.08 | No
2028-01-29 20:00 | 2028 Initial | 0 | 412.18 | 510 | 442 | No
2028-01-29 21:00 | 2028 Initial | 0 | 505 | 510 | 442 | No
2028-01-29 22:00 | 2028 Initial | 0 | 205 | 452.4 | 307.36 | No
2028-01-29 23:00 | 2028 Initial | 0 | 339.6 | 510 | 442 | No
2028-01-30 | 2028 Initial | 0 | 39.6 | 468.24 | 356.48 | No
2028-01-30 01:00 | 2028 Initial | 0 | 0 | 393.11 | 211.68 | No
2028-01-30 02:00 | 2028 Initial | 0 | 0 | 93.11 | 216.22 | No
2028-01-30 03:00 | 2028 Initial | 0 | 0 | 239.02 | 78.78 | No
2028-01-30 04:00 | 2028 Initial | 0 | 0 | -60.16 | 99.94 | No
2028-01-30 05:00 | 2028 Initial | 0 | 0 | -237.42 | 247.14 | No
2028-01-30 06:00 | 2028 Initial | 0 | -188.66 | -339.52 | -52.86 | No
2028-01-30 07:00 | 2028 Initial | 0 | 0 | -39.52 | 0 | No
2028-01-30 08:00 | 2028 Initial | 0 | 193.56 | 260.48 | 300 | No
2028-01-30 09:00 | 2028 Initial | 0 | 232.92 | 510 | 442 | No
2028-01-30 10:00 | 2028 Initial | 0 | 374.05 | 510 | 442 | No
2028-01-30 11:00 | 2028 Initial | 0 | 74.05 | 210 | 142 | No
2028-01-30 12:00 | 2028 Initial | 0 | 0 | -84.44 | 271.39 | No
2028-01-30 13:00 | 2028 Initial | 0 | 0 | -123.97 | 0 | No
2028-01-30 14:00 | 2028 Initial | 0 | 0 | -324.54 | 0 | No
2028-01-30 15:00 | 2028 Initial | 0 | 0 | -26.89 | 0 | No
2028-01-30 16:00 | 2028 Initial | 0 | 0 | 210 | 33.49 | No
2028-01-30 17:00 | 2028 Initial | 0 | 300 | 510 | 333.49 | No
2028-01-30 18:00 | 2028 Initial | 0 | 97.68 | 510 | 332.13 | No
2028-01-30 19:00 | 2028 Initial | 0 | 397.68 | 510 | 442 | No
2028-01-30 20:00 | 2028 Initial | 0 | 97.68 | 510 | 442 | No
2028-01-30 21:00 | 2028 Initial | 0 | 187.88 | 510 | 442 | No
2028-01-30 22:00 | 2028 Initial | 0 | 277.75 | 510 | 442 | No
2028-01-30 23:00 | 2028 Initial | 0 | 0 | 510 | 328.9 | No
2028-01-31 | 2028 Initial | 0 | 300 | 510 | 442 | Yes
2028-01-31 01:00 | 2028 Initial | 0 | 505 | 510 | 442 | Yes
2028-01-31 02:00 | 2028 Initial | 0 | 505 | 510 | 442 | Yes
2028-01-31 03:00 | 2028 Initial | 0 | 505 | 510 | 442 | Yes
2028-01-31 04:00 | 2028 Initial | 0 | 505 | 510 | 442 | Yes
2028-01-31 05:00 | 2028 Initial | 0 | 300 | 498.4 | 442 | Yes
2028-01-31 06:00 | 2028 Initial | 0 | 0 | 198.4 | 442 | Yes
2028-01-31 07:00 | 2028 Initial | 0 | -300 | -101.6 | 287.23 | No
2028-01-31 08:00 | 2028 Initial | 0 | 0 | 198.4 | 442 | No
2028-01-31 09:00 | 2028 Initial | 0 | 300 | 498.4 | 442 | No
2028-01-31 10:00 | 2028 Initial | 0 | 505 | 510 | 442 | No
2028-01-31 11:00 | 2028 Initial | 0 | 505 | 510 | 442 | No
2028-01-31 12:00 | 2028 Initial | 0 | 205 | 510 | 332.88 | No
2028-01-31 13:00 | 2028 Initial | 0 | 0 | 483.22 | 442 | No
2028-01-31 14:00 | 2028 Initial | 0 | 0 | 394.58 | 144.25 | No
2028-01-31 15:00 | 2028 Initial | 0 | 0 | 510 | 386.09 | No
2028-01-31 16:00 | 2028 Initial | 0 | 0 | 411.19 | 408.29 | No
2028-01-31 17:00 | 2028 Initial | 0 | 0 | 320.85 | 232.47 | No
2028-01-31 18:00 | 2028 Initial | 0 | 300 | 510 | 442 | No
2028-01-31 19:00 | 2028 Initial | 0 | 173.46 | 510 | 442 | No
2028-01-31 20:00 | 2028 Initial | 0 | 0 | 510 | 290.13 | No
2028-01-31 21:00 | 2028 Initial | 0 | 300 | 510 | 442 | Yes
2028-01-31 22:00 | 2028 Initial | 0 | 505 | 510 | 442 | Yes
2028-01-31 23:00 | 2028 Initial | 0 | 505 | 510 | 442 | Yes
2028-02-01 | 2028 Initial | 0 | 505 | 510 | 396.32 | Yes
2028-02-01 01:00 | 2028 Initial | 0 | 505 | 510 | 442 | Yes
2028-02-01 02:00 | 2028 Initial | 0 | 270.7 | 510 | 142 | Yes
2028-02-01 03:00 | 2028 Initial | 0 | 505 | 510 | -57.08 | Yes
2028-02-01 04:00 | 2028 Initial | 0 | 460.03 | 510 | -68 | Yes
2028-02-01 05:00 | 2028 Initial | 0 | 348.23 | 510 | -68 | Yes
2028-02-01 06:00 | 2028 Initial | 0 | 505 | 510 | 141.52 | Yes
2028-02-01 07:00 | 2028 Initial | 0 | 505 | 510 | 428.29 | Yes
2028-02-01 08:00 | 2028 Initial | 0 | 505 | 510 | 442 | Yes
2028-02-01 09:00 | 2028 Initial | 0 | 505 | 510 | 442 | Yes
2028-02-01 10:00 | 2028 Initial | 0 | 505 | 510 | 442 | Yes
2028-02-01 11:00 | 2028 Initial | 0 | 505 | 510 | 442 | Yes
2028-02-01 12:00 | 2028 Initial | 0 | 505 | 510 | 442 | Yes
2028-02-01 13:00 | 2028 Initial | 0 | 505 | 510 | 442 | Yes
2028-02-01 14:00 | 2028 Initial | 0 | 319.06 | 510 | 442 | Yes
2028-02-01 15:00 | 2028 Initial | 0 | 205 | 510 | 428.49 | No
2028-02-01 16:00 | 2028 Initial | 0 | 505 | 510 | 442 | No
2028-02-01 17:00 | 2028 Initial | 0 | 505 | 510 | 442 | No
2028-02-01 18:00 | 2028 Initial | 0 | 505 | 510 | 442 | No
2028-02-01 19:00 | 2028 Initial | 0 | 505 | 510 | 442 | No
2028-02-01 20:00 | 2028 Initial | 0 | 302.47 | 510 | 442 | No
2028-02-01 21:00 | 2028 Initial | 0 | 505 | 510 | 442 | No
2028-02-01 22:00 | 2028 Initial | 0 | 505 | 510 | 442 | No
2028-02-01 23:00 | 2028 Initial | 0 | 505 | 510 | 442 | No
2028-02-02 | 2028 Initial | 0 | 505 | 510 | 442 | No
2028-02-02 01:00 | 2028 Initial | 0 | 411.66 | 510 | 442 | No
2028-02-02 02:00 | 2028 Initial | 0 | 505 | 510 | 442 | No
2028-02-02 03:00 | 2028 Initial | 0 | 205 | 510 | 403.66 | No
2028-02-02 04:00 | 2028 Initial | 0 | 0 | 510 | 442 | No
2028-02-02 05:00 | 2028 Initial | 0 | 0 | 510 | 403.36 | No
2028-02-02 06:00 | 2028 Initial | 0 | 0 | 510 | 442 | No
2028-02-02 07:00 | 2028 Initial | 0 | 205 | 510 | 410.05 | No
2028-02-02 08:00 | 2028 Initial | 0 | 505 | 510 | 442 | No
2028-02-02 09:00 | 2028 Initial | 0 | 320.37 | 510 | 442 | No
2028-02-02 10:00 | 2028 Initial | 0 | 293.87 | 510 | 442 | No
2028-02-02 11:00 | 2028 Initial | 0 | 104.72 | 510 | 442 | No
2028-02-02 12:00 | 2028 Initial | 0 | 404.72 | 510 | 442 | Yes
2028-02-02 13:00 | 2028 Initial | 0 | 505 | 510 | 442 | Yes
2028-02-02 14:00 | 2028 Initial | 0 | 505 | 510 | 442 | Yes
2028-02-02 15:00 | 2028 Initial | 0 | 300 | 510 | 442 | Yes
2028-02-02 16:00 | 2028 Initial | 0 | 0 | 510 | 442 | No
2028-02-02 17:00 | 2028 Initial | 0 | 0 | 508.51 | 442 | No
2028-02-02 18:00 | 2028 Initial | 0 | 0 | 510 | 442 | No
2028-02-02 19:00 | 2028 Initial | 0 | 205 | 510 | 442 | No
2028-02-02 20:00 | 2028 Initial | 0 | 505 | 510 | 442 | No
2028-02-02 21:00 | 2028 Initial | 0 | 505 | 510 | 442 | No
2028-02-02 22:00 | 2028 Initial | 0 | 505 | 510 | 442 | No
2028-02-02 23:00 | 2028 Initial | 0 | 505 | 510 | 442 | Yes
2028-02-03 | 2028 Initial | 0 | 505 | 510 | 300.56 | Yes
2028-02-03 01:00 | 2028 Initial | 0 | 505 | 510 | 64.77 | Yes
2028-02-03 02:00 | 2028 Initial | 0 | 505 | 510 | 121.4 | Yes
2028-02-03 03:00 | 2028 Initial | 0 | 505 | 510 | 156.46 | Yes
2028-02-03 04:00 | 2028 Initial | 0 | 505 | 510 | 108.23 | Yes
2028-02-03 05:00 | 2028 Initial | 0 | 505 | 510 | 272.63 | Yes
2028-02-03 06:00 | 2028 Initial | 0 | 505 | 510 | 374.62 | Yes
2028-02-03 07:00 | 2028 Initial | 0 | 505 | 510 | 442 | Yes
2028-02-03 08:00 | 2028 Initial | 0 | 302.26 | 510 | 422.4 | No
2028-02-03 09:00 | 2028 Initial | 0 | 505 | 510 | 442 | No
2028-02-03 10:00 | 2028 Initial | 0 | 505 | 510 | 442 | No
2028-02-03 11:00 | 2028 Initial | 0 | 205 | 510 | 428.96 | No
2028-02-03 12:00 | 2028 Initial | 0 | 0 | 510 | 442 | No
2028-02-03 13:00 | 2028 Initial | 0 | 0 | 510 | 207.78 | No
2028-02-03 14:00 | 2028 Initial | 0 | 0 | 510 | 326.2 | No
2028-02-03 15:00 | 2028 Initial | 0 | 88.93 | 510 | 284.21 | No
2028-02-03 16:00 | 2028 Initial | 0 | 388.93 | 510 | 442 | No
2028-02-03 17:00 | 2028 Initial | 0 | 205 | 321.05 | 415.48 | No
2028-02-03 18:00 | 2028 Initial | 0 | 505 | 510 | 442 | No
2028-02-03 19:00 | 2028 Initial | 0 | 505 | 510 | 442 | No
2028-02-03 20:00 | 2028 Initial | 0 | 205 | 510 | 369.17 | No
2028-02-03 21:00 | 2028 Initial | 0 | 341.97 | 510 | 442 | No
2028-02-03 22:00 | 2028 Initial | 0 | 505 | 510 | 442 | Yes
2028-02-03 23:00 | 2028 Initial | 0 | 505 | 510 | 442 | Yes
2028-02-04 | 2028 Initial | 0 | 505 | 510 | 442 | Yes
2028-02-04 01:00 | 2028 Initial | 0 | 505 | 510 | 154.1 | Yes
2028-02-04 02:00 | 2028 Initial | 0 | 505 | 510 | -30.09 | Yes
2028-02-04 03:00 | 2028 Initial | 0 | 505 | 510 | -68 | Yes
2028-02-04 04:00 | 2028 Initial | 0 | 505 | 510 | -96.42 | Yes
2028-02-04 05:00 | 2028 Initial | 0 | 505 | 510 | -116.05 | Yes
2028-02-04 06:00 | 2028 Initial | 0 | 505 | 510 | 1.42 | Yes
2028-02-04 07:00 | 2028 Initial | 0 | 505 | 510 | 42.63 | Yes
2028-02-04 08:00 | 2028 Initial | 0 | 505 | 510 | 289.5 | Yes
2028-02-04 09:00 | 2028 Initial | 0 | 505 | 510 | 442 | No
2028-02-04 10:00 | 2028 Initial | 0 | 500.08 | 510 | 266.28 | No
2028-02-04 11:00 | 2028 Initial | 0 | 505 | 510 | 442 | No
2028-02-04 12:00 | 2028 Initial | 0 | 505 | 510 | 442 | No
2028-02-04 13:00 | 2028 Initial | 0 | 505 | 510 | 442 | No
2028-02-04 14:00 | 2028 Initial | 0 | 205 | 510 | 381.23 | No
2028-02-04 15:00 | 2028 Initial | 0 | 505 | 510 | 442 | No
2028-02-04 16:00 | 2028 Initial | 0 | 505 | 510 | 442 | No
2028-02-04 17:00 | 2028 Initial | 0 | 505 | 510 | 442 | No
2028-02-04 18:00 | 2028 Initial | 0 | 505 | 510 | 442 | No
2028-02-04 19:00 | 2028 Initial | 0 | 505 | 510 | 442 | No
2028-02-04 20:00 | 2028 Initial | 0 | 505 | 510 | 442 | No
2028-02-04 21:00 | 2028 Initial | 0 | 505 | 510 | 442 | No
2028-02-04 22:00 | 2028 Initial | 0 | 505 | 510 | 442 | No
2028-02-04 23:00 | 2028 Initial | 0 | 505 | 510 | 442 | No
2028-02-05 | 2028 Initial | 0 | 505 | 510 | 442 | No
2028-02-05 01:00 | 2028 Initial | 0 | 505 | 510 | 442 | No
2028-02-05 02:00 | 2028 Initial | 0 | 505 | 510 | 442 | No
2028-02-05 03:00 | 2028 Initial | 0 | 505 | 510 | 442 | No
2028-02-05 04:00 | 2028 Initial | 0 | 382.5 | 510 | 442 | No
2028-02-05 05:00 | 2028 Initial | 0 | 82.5 | 510 | 442 | No
2028-02-05 06:00 | 2028 Initial | 0 | 0 | 510 | 318.97 | No
2028-02-05 07:00 | 2028 Initial | 0 | 27.77 | 510 | 405.73 | No
2028-02-05 08:00 | 2028 Initial | 0 | 0 | 510 | 395.35 | No
2028-02-05 09:00 | 2028 Initial | 0 | 92.14 | 510 | 442 | No
2028-02-05 10:00 | 2028 Initial | 0 | 236.35 | 510 | 442 | No
2028-02-05 11:00 | 2028 Initial | 0 | 38.18 | 510 | 442 | No
2028-02-05 12:00 | 2028 Initial | 0 | 0 | 510 | 442 | No
2028-02-05 13:00 | 2028 Initial | 0 | 0 | 510 | 400.79 | No
2028-02-05 14:00 | 2028 Initial | 0 | 0 | 510 | 442 | No
2028-02-05 15:00 | 2028 Initial | 0 | 0 | 510 | 442 | No
2028-02-05 16:00 | 2028 Initial | 0 | 0 | 510 | 394.92 | No
2028-02-05 17:00 | 2028 Initial | 0 | 205 | 510 | 159.39 | No
2028-02-05 18:00 | 2028 Initial | 0 | 505 | 510 | 442 | No
2028-02-05 19:00 | 2028 Initial | 0 | 205 | 510 | 435.53 | No
2028-02-05 20:00 | 2028 Initial | 0 | 505 | 510 | 442 | No
2028-02-05 21:00 | 2028 Initial | 0 | 442.54 | 510 | 442 | No
2028-02-05 22:00 | 2028 Initial | 0 | 206.97 | 510 | 442 | No
2028-02-05 23:00 | 2028 Initial | 0 | 472.06 | 510 | 442 | No
2028-02-06 | 2028 Initial | 0 | 301.51 | 510 | 442 | No
2028-02-06 01:00 | 2028 Initial | 0 | 301.51 | 510 | 442 | No
2028-02-06 02:00 | 2028 Initial | 0 | 80.91 | 510 | 442 | No
2028-02-06 03:00 | 2028 Initial | 0 | 0 | 510 | 442 | No
2028-02-06 04:00 | 2028 Initial | 0 | 0 | 510 | 442 | No
2028-02-06 05:00 | 2028 Initial | 0 | 94.01 | 510 | 442 | No
2028-02-06 06:00 | 2028 Initial | 0 | 0 | 506.3 | 442 | No
2028-02-06 07:00 | 2028 Initial | 0 | 0 | 206.3 | 200.44 | No
2028-02-06 08:00 | 2028 Initial | 0 | 0 | 0 | 244.09 | No
2028-02-06 09:00 | 2028 Initial | 0 | 0 | 22.51 | 316.77 | No
2028-02-06 10:00 | 2028 Initial | 0 | 0 | 322.51 | 442 | No
2028-02-06 11:00 | 2028 Initial | 0 | 85.29 | 510 | 442 | No
2028-02-06 12:00 | 2028 Initial | 0 | 175.54 | 510 | 442 | No
2028-02-06 13:00 | 2028 Initial | 0 | 170.48 | 300 | 442 | No
2028-02-06 14:00 | 2028 Initial | 0 | 0 | 0 | 142 | No
2028-02-06 15:00 | 2028 Initial | 0 | 0 | 0 | 101.71 | No
2028-02-06 16:00 | 2028 Initial | 0 | 0 | 0 | 122.32 | No
2028-02-06 17:00 | 2028 Initial | 0 | 0 | 0 | 115.77 | No
2028-02-06 18:00 | 2028 Initial | 0 | 0 | 282.54 | 415.77 | No
2028-02-06 19:00 | 2028 Initial | 0 | 146.84 | 510 | 442 | No
2028-02-06 20:00 | 2028 Initial | 0 | 310.64 | 510 | 442 | No
2028-02-06 21:00 | 2028 Initial | 0 | 267.76 | 510 | 442 | No
2028-02-06 22:00 | 2028 Initial | 0 | 0 | 510 | 319.14 | No
2028-02-06 23:00 | 2028 Initial | 0 | 270.75 | 510 | 442 | Yes
2028-02-07 | 2028 Initial | 0 | 505 | 510 | 442 | Yes
2028-02-07 01:00 | 2028 Initial | 0 | 505 | 510 | 442 | Yes
2028-02-07 02:00 | 2028 Initial | 0 | 505 | 510 | 442 | Yes
2028-02-07 03:00 | 2028 Initial | 0 | 505 | 510 | 442 | Yes
2028-02-07 04:00 | 2028 Initial | 0 | 505 | 510 | 442 | Yes
2028-02-07 05:00 | 2028 Initial | 0 | 374 | 390 | 442 | Yes
2028-02-07 06:00 | 2028 Initial | 0 | 74 | 90 | 438.79 | Yes
2028-02-07 07:00 | 2028 Initial | 0 | -226 | -210 | 138.79 | Yes
2028-02-07 08:00 | 2028 Initial | 0 | -526 | -510 | -161.21 | No
2028-02-07 09:00 | 2028 Initial | 0 | -226 | -210 | 138.79 | Yes
2028-02-07 10:00 | 2028 Initial | 0 | 74 | 90 | 438.79 | Yes
2028-02-07 11:00 | 2028 Initial | 0 | 374 | 390 | 442 | Yes
2028-02-07 12:00 | 2028 Initial | 0 | 505 | 510 | 442 | Yes
2028-02-07 13:00 | 2028 Initial | 0 | 284.93 | 390 | 442 | Yes
2028-02-07 14:00 | 2028 Initial | 0 | 482.8 | 90 | 294.76 | Yes
2028-02-07 15:00 | 2028 Initial | 0 | 182.8 | -210 | -5.24 | Yes
2028-02-07 16:00 | 2028 Initial | 0 | -117.2 | -510 | -305.24 | No
2028-02-07 17:00 | 2028 Initial | 0 | -39.7 | -510 | -252.43 | No
2028-02-07 18:00 | 2028 Initial | 0 | -23.56 | -300 | -66.62 | No
2028-02-07 19:00 | 2028 Initial | 0 | 0 | 0 | 43.44 | No
2028-02-07 20:00 | 2028 Initial | 0 | 300 | 300 | 343.44 | Yes
2028-02-07 21:00 | 2028 Initial | 0 | 505 | 510 | 442 | Yes
2028-02-07 22:00 | 2028 Initial | 0 | 505 | 510 | 442 | Yes
2028-02-07 23:00 | 2028 Initial | 0 | 505 | 510 | 361.71 | Yes
2028-02-08 | 2028 Initial | 0 | 505 | 510 | 442 | No
2028-02-08 01:00 | 2028 Initial | 0 | 505 | 510 | 350.95 | Yes
2028-02-08 02:00 | 2028 Initial | 0 | 505 | 510 | 442 | Yes
2028-02-08 03:00 | 2028 Initial | 0 | 505 | 510 | 442 | Yes
2028-02-08 04:00 | 2028 Initial | 0 | 505 | 510 | 442 | Yes
2028-02-08 05:00 | 2028 Initial | 0 | 505 | 510 | 442 | Yes
2028-02-08 06:00 | 2028 Initial | 0 | 300 | 510 | 394.57 | Yes
2028-02-08 07:00 | 2028 Initial | 0 | 0 | 302.05 | 94.57 | No
2028-02-08 08:00 | 2028 Initial | 0 | 0 | 177.93 | 0 | No
2028-02-08 09:00 | 2028 Initial | 0 | 0 | 210 | 142 | No
2028-02-08 10:00 | 2028 Initial | 0 | 300 | 510 | 442 | Yes
2028-02-08 11:00 | 2028 Initial | 0 | 505 | 510 | 442 | Yes
2028-02-08 12:00 | 2028 Initial | 0 | 505 | 510 | 442 | Yes
2028-02-08 13:00 | 2028 Initial | 0 | 505 | 510 | 435.38 | Yes
2028-02-08 14:00 | 2028 Initial | 0 | 505 | 510 | 435.38 | Yes
2028-02-08 15:00 | 2028 Initial | 0 | 505 | 510 | 441.89 | Yes
2028-02-08 16:00 | 2028 Initial | 0 | 205 | 510 | 351.09 | Yes
2028-02-08 17:00 | 2028 Initial | 0 | 0 | 510 | 51.09 | No
2028-02-08 18:00 | 2028 Initial | 0 | 0 | 510 | 321.4 | No
2028-02-08 19:00 | 2028 Initial | 0 | 205 | 510 | 442 | No
2028-02-08 20:00 | 2028 Initial | 0 | 505 | 510 | 442 | No
2028-02-08 21:00 | 2028 Initial | 0 | 505 | 510 | 442 | No
2028-02-08 22:00 | 2028 Initial | 0 | 505 | 510 | 442 | No
2028-02-08 23:00 | 2028 Initial | 0 | 505 | 510 | 442 | No
2028-02-09 | 2028 Initial | 0 | 505 | 510 | 442 | Yes
2028-02-09 01:00 | 2028 Initial | 0 | 505 | 510 | 442 | Yes
2028-02-09 02:00 | 2028 Initial | 0 | 505 | 510 | 442 | Yes
2028-02-09 03:00 | 2028 Initial | 0 | 505 | 510 | 442 | Yes
2028-02-09 04:00 | 2028 Initial | 0 | 505 | 510 | 442 | Yes
2028-02-09 05:00 | 2028 Initial | 0 | 505 | 510 | 295.89 | Yes
2028-02-09 06:00 | 2028 Initial | 0 | 505 | 510 | 388.99 | Yes
2028-02-09 07:00 | 2028 Initial | 0 | 505 | 510 | 442 | Yes
2028-02-09 08:00 | 2028 Initial | 0 | 205 | 245.46 | 142 | No
2028-02-09 09:00 | 2028 Initial | 0 | 505 | 510 | 442 | Yes
2028-02-09 10:00 | 2028 Initial | 0 | 505 | 510 | 442 | Yes
2028-02-09 11:00 | 2028 Initial | 0 | 505 | 510 | 442 | Yes
2028-02-09 12:00 | 2028 Initial | 0 | 505 | 510 | 442 | Yes
2028-02-09 13:00 | 2028 Initial | 0 | 505 | 510 | 442 | Yes
2028-02-09 14:00 | 2028 Initial | 0 | 505 | 510 | 442 | Yes
2028-02-09 15:00 | 2028 Initial | 0 | 505 | 510 | 442 | Yes
2028-02-09 16:00 | 2028 Initial | 0 | 413.51 | 510 | 442 | Yes
2028-02-09 17:00 | 2028 Initial | 0 | 113.51 | 510 | 442 | No
2028-02-09 18:00 | 2028 Initial | 0 | 0 | 510 | 442 | No
2028-02-09 19:00 | 2028 Initial | 0 | 285.09 | 510 | 442 | No
2028-02-09 20:00 | 2028 Initial | 0 | 505 | 510 | 442 | No
2028-02-09 21:00 | 2028 Initial | 0 | 505 | 510 | 442 | No
2028-02-09 22:00 | 2028 Initial | 0 | 505 | 510 | 442 | Yes
2028-02-09 23:00 | 2028 Initial | 0 | 505 | 510 | 442 | Yes
2028-02-10 | 2028 Initial | 0 | 505 | 510 | 442 | Yes
2028-02-10 01:00 | 2028 Initial | 0 | 505 | 510 | 295.07 | Yes
2028-02-10 02:00 | 2028 Initial | 0 | 505 | 510 | 311.85 | Yes
2028-02-10 03:00 | 2028 Initial | 0 | 505 | 510 | 442 | Yes
2028-02-10 04:00 | 2028 Initial | 0 | 505 | 510 | 442 | Yes
2028-02-10 05:00 | 2028 Initial | 0 | 505 | 510 | 237.66 | Yes
2028-02-10 06:00 | 2028 Initial | 0 | 505 | 510 | 406.57 | Yes
2028-02-10 07:00 | 2028 Initial | 0 | 505 | 510 | 442 | Yes
2028-02-10 08:00 | 2028 Initial | 0 | 505 | 510 | 442 | Yes
2028-02-10 09:00 | 2028 Initial | 0 | 505 | 510 | 442 | Yes
2028-02-10 10:00 | 2028 Initial | 0 | 505 | 510 | 442 | No
2028-02-10 11:00 | 2028 Initial | 0 | 255.5 | 210 | 396.92 | No
2028-02-10 12:00 | 2028 Initial | 0 | -44.5 | -90 | 96.92 | No
2028-02-10 13:00 | 2028 Initial | 0 | 255.5 | 210 | 396.92 | No
2028-02-10 14:00 | 2028 Initial | 0 | 505 | 510 | 442 | Yes
2028-02-10 15:00 | 2028 Initial | 0 | 505 | 510 | 442 | Yes
2028-02-10 16:00 | 2028 Initial | 0 | 505 | 510 | 442 | Yes
2028-02-10 17:00 | 2028 Initial | 0 | 505 | 510 | 442 | Yes
2028-02-10 18:00 | 2028 Initial | 0 | 505 | 510 | 442 | No
2028-02-10 19:00 | 2028 Initial | 0 | 505 | 510 | 442 | No
2028-02-10 20:00 | 2028 Initial | 0 | 505 | 510 | 442 | No
2028-02-10 21:00 | 2028 Initial | 0 | 505 | 510 | 442 | No
2028-02-10 22:00 | 2028 Initial | 0 | 505 | 510 | 442 | Yes
2028-02-10 23:00 | 2028 Initial | 0 | 505 | 510 | 442 | Yes
2028-02-11 | 2028 Initial | 0 | 505 | 510 | 307.61 | Yes
2028-02-11 01:00 | 2028 Initial | 0 | 505 | 510 | 230.22 | Yes
2028-02-11 02:00 | 2028 Initial | 0 | 505 | 510 | 230.52 | Yes
2028-02-11 03:00 | 2028 Initial | 0 | 505 | 510 | 231.16 | Yes
2028-02-11 04:00 | 2028 Initial | 0 | 505 | 510 | 214.69 | Yes
2028-02-11 05:00 | 2028 Initial | 0 | 505 | 510 | 137.62 | Yes
2028-02-11 06:00 | 2028 Initial | 0 | 505 | 510 | 209.75 | Yes
2028-02-11 07:00 | 2028 Initial | 0 | 505 | 510 | 442 | Yes
2028-02-11 08:00 | 2028 Initial | 0 | 505 | 510 | 442 | Yes
2028-02-11 09:00 | 2028 Initial | 0 | 505 | 510 | 442 | Yes
2028-02-11 10:00 | 2028 Initial | 0 | 505 | 510 | 442 | Yes
2028-02-11 11:00 | 2028 Initial | 0 | 505 | 510 | 442 | Yes
2028-02-11 12:00 | 2028 Initial | 0 | 505 | 510 | 442 | Yes
2028-02-11 13:00 | 2028 Initial | 0 | 505 | 510 | 442 | Yes
2028-02-11 14:00 | 2028 Initial | 0 | 505 | 510 | 442 | Yes
2028-02-11 15:00 | 2028 Initial | 0 | 505 | 510 | 442 | Yes
2028-02-11 16:00 | 2028 Initial | 0 | 300 | 310.19 | 300 | Yes
2028-02-11 17:00 | 2028 Initial | 0 | 0 | 10.19 | 0 | No
2028-02-11 18:00 | 2028 Initial | 0 | 205 | 210 | 157.28 | No
2028-02-11 19:00 | 2028 Initial | 0 | 505 | 510 | 442 | No
2028-02-11 20:00 | 2028 Initial | 0 | 505 | 510 | 442 | No
2028-02-11 21:00 | 2028 Initial | 0 | 505 | 510 | 442 | No
2028-02-11 22:00 | 2028 Initial | 0 | 505 | 510 | 442 | No
2028-02-11 23:00 | 2028 Initial | 0 | 505 | 510 | 442 | No
2028-02-12 | 2028 Initial | 0 | 505 | 510 | 442 | No
2028-02-12 01:00 | 2028 Initial | 0 | 505 | 510 | 442 | No
2028-02-12 02:00 | 2028 Initial | 0 | 505 | 510 | 442 | No
2028-02-12 03:00 | 2028 Initial | 0 | 505 | 510 | 442 | No
2028-02-12 04:00 | 2028 Initial | 0 | 505 | 510 | 442 | No
2028-02-12 05:00 | 2028 Initial | 0 | 505 | 510 | 442 | No
2028-02-12 06:00 | 2028 Initial | 0 | 230.65 | 510 | 214.58 | No
2028-02-12 07:00 | 2028 Initial | 0 | 303.27 | 510 | 442 | No
2028-02-12 08:00 | 2028 Initial | 0 | 177 | 493.05 | 375.52 | No
2028-02-12 09:00 | 2028 Initial | 0 | 477 | 510 | 442 | No
2028-02-12 10:00 | 2028 Initial | 0 | 505 | 510 | 442 | No
2028-02-12 11:00 | 2028 Initial | 0 | 505 | 510 | 442 | No
2028-02-12 12:00 | 2028 Initial | 0 | 505 | 510 | 442 | No
2028-02-12 13:00 | 2028 Initial | 0 | 505 | 510 | 442 | No
2028-02-12 14:00 | 2028 Initial | 0 | 505 | 510 | 442 | No
2028-02-12 15:00 | 2028 Initial | 0 | 404.08 | 510 | 442 | No
2028-02-12 16:00 | 2028 Initial | 0 | 224.14 | 510 | 442 | No
2028-02-12 17:00 | 2028 Initial | 0 | 128.08 | 510 | 442 | No
2028-02-12 18:00 | 2028 Initial | 0 | 0 | 224.59 | 442 | No
2028-02-12 19:00 | 2028 Initial | 0 | 220.24 | 510 | 442 | No
2028-02-12 20:00 | 2028 Initial | 0 | 100.12 | 510 | 442 | No
2028-02-12 21:00 | 2028 Initial | 0 | 400.12 | 510 | 442 | Yes
2028-02-12 22:00 | 2028 Initial | 0 | 505 | 510 | 442 | Yes
2028-02-12 23:00 | 2028 Initial | 0 | 505 | 510 | 442 | Yes
2028-02-13 | 2028 Initial | 0 | 505 | 510 | 402.53 | No
2028-02-13 01:00 | 2028 Initial | 0 | 505 | 510 | 214.59 | No
2028-02-13 02:00 | 2028 Initial | 0 | 505 | 510 | 163.02 | No
2028-02-13 03:00 | 2028 Initial | 0 | 505 | 510 | 128.75 | No
2028-02-13 04:00 | 2028 Initial | 0 | 269.49 | 510 | -55.15 | No
2028-02-13 05:00 | 2028 Initial | 0 | 284.15 | 396.31 | 88.75 | No
2028-02-13 06:00 | 2028 Initial | 0 | 300 | 96.31 | -37.57 | No
2028-02-13 07:00 | 2028 Initial | 0 | 0 | -203.69 | -269.25 | No
2028-02-13 08:00 | 2028 Initial | 0 | -135.06 | -503.69 | -183.98 | No
2028-02-13 09:00 | 2028 Initial | 0 | -116.78 | -300 | 116.02 | No
2028-02-13 10:00 | 2028 Initial | 0 | 181.22 | 0 | 416.02 | No
2028-02-13 11:00 | 2028 Initial | 0 | 0 | 70.56 | 442 | No
2028-02-13 12:00 | 2028 Initial | 0 | 0 | 249.49 | 142 | No
2028-02-13 13:00 | 2028 Initial | 0 | 0 | 358.9 | 37.1 | No
2028-02-13 14:00 | 2028 Initial | 0 | 169.64 | 510 | 337.1 | No
2028-02-13 15:00 | 2028 Initial | 0 | 469.64 | 510 | 442 | No
2028-02-13 16:00 | 2028 Initial | 0 | 338.58 | 510 | 442 | No
2028-02-13 17:00 | 2028 Initial | 0 | 225.5 | 510 | 442 | No
2028-02-13 18:00 | 2028 Initial | 0 | 289.23 | 510 | 442 | No
2028-02-13 19:00 | 2028 Initial | 0 | 120.02 | 510 | 442 | No
2028-02-13 20:00 | 2028 Initial | 0 | 420.02 | 510 | 442 | No
2028-02-13 21:00 | 2028 Initial | 0 | 202.58 | 510 | 442 | No
2028-02-13 22:00 | 2028 Initial | 0 | 270.47 | 510 | 442 | No
2028-02-13 23:00 | 2028 Initial | 0 | 252.46 | 510 | 442 | No
2028-02-14 | 2028 Initial | 0 | 0 | 510 | 431.83 | No
2028-02-14 01:00 | 2028 Initial | 0 | 0 | 314.12 | 167.88 | No
2028-02-14 02:00 | 2028 Initial | 0 | 0 | 510 | 390.77 | Yes
2028-02-14 03:00 | 2028 Initial | 0 | 300 | 510 | 442 | Yes
2028-02-14 04:00 | 2028 Initial | 0 | 505 | 510 | 314.63 | Yes
2028-02-14 05:00 | 2028 Initial | 0 | 505 | 503.28 | 442 | Yes
2028-02-14 06:00 | 2028 Initial | 0 | 505 | 391.33 | 359.71 | Yes
2028-02-14 07:00 | 2028 Initial | 0 | 480.1 | 510 | 384.34 | Yes
2028-02-14 08:00 | 2028 Initial | 0 | 505 | 510 | 442 | Yes
2028-02-14 09:00 | 2028 Initial | 0 | 505 | 510 | 442 | Yes
2028-02-14 10:00 | 2028 Initial | 0 | 505 | 510 | 442 | Yes
2028-02-14 11:00 | 2028 Initial | 0 | 505 | 510 | 442 | Yes
2028-02-14 12:00 | 2028 Initial | 0 | 505 | 510 | 442 | Yes
2028-02-14 13:00 | 2028 Initial | 0 | 505 | 510 | 442 | Yes
2028-02-14 14:00 | 2028 Initial | 0 | 300 | 510 | 442 | Yes
2028-02-14 15:00 | 2028 Initial | 0 | 0 | 342.14 | 142 | No
2028-02-14 16:00 | 2028 Initial | 0 | 191.77 | 510 | 442 | No
2028-02-14 17:00 | 2028 Initial | 0 | 275.95 | 510 | 442 | No
2028-02-14 18:00 | 2028 Initial | 0 | 205.83 | 510 | 442 | No
2028-02-14 19:00 | 2028 Initial | 0 | 319.05 | 510 | 442 | No
2028-02-14 20:00 | 2028 Initial | 0 | 505 | 510 | 442 | No
2028-02-14 21:00 | 2028 Initial | 0 | 440.41 | 510 | 442 | No
2028-02-14 22:00 | 2028 Initial | 0 | 140.41 | 510 | 442 | No
2028-02-14 23:00 | 2028 Initial | 0 | 0 | 445.64 | 442 | No
2028-02-15 | 2028 Initial | 0 | 300 | 510 | 442 | Yes
2028-02-15 01:00 | 2028 Initial | 0 | 505 | 510 | 442 | Yes
2028-02-15 02:00 | 2028 Initial | 0 | 505 | 510 | 442 | Yes
2028-02-15 03:00 | 2028 Initial | 0 | 372.23 | 510 | 442 | Yes
2028-02-15 04:00 | 2028 Initial | 0 | 355.89 | 510 | 442 | Yes
2028-02-15 05:00 | 2028 Initial | 0 | 384.13 | 510 | 142 | Yes
2028-02-15 06:00 | 2028 Initial | 0 | 505 | 510 | -68 | Yes
2028-02-15 07:00 | 2028 Initial | 0 | 505 | 510 | 188.43 | Yes
2028-02-15 08:00 | 2028 Initial | 0 | 505 | 510 | 324.84 | Yes
2028-02-15 09:00 | 2028 Initial | 0 | 505 | 510 | 442 | Yes
2028-02-15 10:00 | 2028 Initial | 0 | 505 | 510 | 442 | Yes
2028-02-15 11:00 | 2028 Initial | 0 | 505 | 457.45 | 442 | Yes
2028-02-15 12:00 | 2028 Initial | 0 | 300 | 157.45 | 369.01 | Yes
2028-02-15 13:00 | 2028 Initial | 0 | 0 | -142.55 | 69.01 | No
2028-02-15 14:00 | 2028 Initial | 0 | 0 | 157.45 | 369.01 | No
2028-02-15 15:00 | 2028 Initial | 0 | -19.7 | -142.55 | 69.01 | No
2028-02-15 16:00 | 2028 Initial | 0 | 0 | 64.79 | 142 | No
2028-02-15 17:00 | 2028 Initial | 0 | 128.63 | 364.79 | 442 | No
2028-02-15 18:00 | 2028 Initial | 0 | 346.84 | 510 | 442 | No
2028-02-15 19:00 | 2028 Initial | 0 | 505 | 510 | 442 | No
2028-02-15 20:00 | 2028 Initial | 0 | 470.61 | 510 | 442 | No
2028-02-15 21:00 | 2028 Initial | 0 | 170.61 | 510 | 442 | No
2028-02-15 22:00 | 2028 Initial | 0 | 470.61 | 510 | 442 | Yes
2028-02-15 23:00 | 2028 Initial | 0 | 505 | 510 | 442 | Yes
2028-02-16 | 2028 Initial | 0 | 505 | 510 | 337.49 | Yes
2028-02-16 01:00 | 2028 Initial | 0 | 505 | 510 | 140.2 | Yes
2028-02-16 02:00 | 2028 Initial | 0 | 505 | 510 | 432.24 | Yes
2028-02-16 03:00 | 2028 Initial | 0 | 505 | 510 | 280.9 | Yes
2028-02-16 04:00 | 2028 Initial | 0 | 448.02 | 510 | -19.1 | Yes
2028-02-16 05:00 | 2028 Initial | 0 | 505 | 510 | 280.9 | Yes
2028-02-16 06:00 | 2028 Initial | 0 | 505 | 510 | 442 | Yes
2028-02-16 07:00 | 2028 Initial | 0 | 505 | 510 | 442 | Yes
2028-02-16 08:00 | 2028 Initial | 0 | 505 | 510 | 442 | Yes
2028-02-16 09:00 | 2028 Initial | 0 | 505 | 510 | 442 | Yes
2028-02-16 10:00 | 2028 Initial | 0 | 505 | 510 | 442 | Yes
2028-02-16 11:00 | 2028 Initial | 0 | 505 | 510 | 442 | Yes
2028-02-16 12:00 | 2028 Initial | 0 | 505 | 510 | 442 | Yes
2028-02-16 13:00 | 2028 Initial | 0 | 505 | 510 | 442 | Yes
2028-02-16 14:00 | 2028 Initial | 0 | 505 | 510 | 442 | Yes
2028-02-16 15:00 | 2028 Initial | 0 | 505 | 510 | 442 | Yes
2028-02-16 16:00 | 2028 Initial | 0 | 300 | 510 | 442 | Yes
2028-02-16 17:00 | 2028 Initial | 0 | 0 | 273.75 | 142 | No
2028-02-16 18:00 | 2028 Initial | 0 | 0 | 273.38 | 0 | No
2028-02-16 19:00 | 2028 Initial | 0 | 69.77 | 510 | 142 | No
2028-02-16 20:00 | 2028 Initial | 0 | 369.77 | 510 | 442 | No
2028-02-16 21:00 | 2028 Initial | 0 | 505 | 510 | 442 | Yes
2028-02-16 22:00 | 2028 Initial | 0 | 505 | 510 | 410.76 | Yes
2028-02-16 23:00 | 2028 Initial | 0 | 505 | 510 | 269.46 | Yes
2028-02-17 | 2028 Initial | 0 | 505 | 510 | 91.88 | Yes
2028-02-17 01:00 | 2028 Initial | 0 | 505 | 510 | 54.82 | Yes
2028-02-17 02:00 | 2028 Initial | 0 | 505 | 510 | 53.21 | Yes
2028-02-17 03:00 | 2028 Initial | 0 | 505 | 510 | 35.47 | Yes
2028-02-17 04:00 | 2028 Initial | 0 | 505 | 510 | 235.98 | Yes
2028-02-17 05:00 | 2028 Initial | 0 | 505 | 510 | 442 | Yes
2028-02-17 06:00 | 2028 Initial | 0 | 505 | 510 | 442 | Yes
2028-02-17 07:00 | 2028 Initial | 0 | 505 | 510 | 442 | Yes
2028-02-17 08:00 | 2028 Initial | 0 | 205 | 370.23 | 436.04 | No
2028-02-17 09:00 | 2028 Initial | 0 | 505 | 510 | 442 | No
2028-02-17 10:00 | 2028 Initial | 0 | 505 | 510 | 442 | Yes
2028-02-17 11:00 | 2028 Initial | 0 | 505 | 510 | 442 | Yes
2028-02-17 12:00 | 2028 Initial | 0 | 505 | 510 | 442 | Yes
2028-02-17 13:00 | 2028 Initial | 0 | 505 | 510 | 442 | Yes
2028-02-17 14:00 | 2028 Initial | 0 | 505 | 510 | 442 | Yes
2028-02-17 15:00 | 2028 Initial | 0 | 505 | 510 | 442 | Yes
2028-02-17 16:00 | 2028 Initial | 0 | 505 | 510 | 442 | Yes
2028-02-17 17:00 | 2028 Initial | 0 | 491.88 | 510 | 442 | No
2028-02-17 18:00 | 2028 Initial | 0 | 348.3 | 510 | 442 | No
2028-02-17 19:00 | 2028 Initial | 0 | 505 | 510 | 442 | No
2028-02-17 20:00 | 2028 Initial | 0 | 474.44 | 510 | 442 | No
2028-02-17 21:00 | 2028 Initial | 0 | 505 | 510 | 442 | No
2028-02-17 22:00 | 2028 Initial | 0 | 505 | 510 | 442 | No
2028-02-17 23:00 | 2028 Initial | 0 | 505 | 510 | 363.43 | Yes
2028-02-18 | 2028 Initial | 0 | 505 | 510 | 442 | No
2028-02-18 01:00 | 2028 Initial | 0 | 505 | 510 | 442 | Yes
2028-02-18 02:00 | 2028 Initial | 0 | 505 | 510 | 442 | Yes
2028-02-18 03:00 | 2028 Initial | 0 | 505 | 510 | 442 | Yes
2028-02-18 04:00 | 2028 Initial | 0 | 505 | 510 | 442 | Yes
2028-02-18 05:00 | 2028 Initial | 0 | 505 | 510 | 442 | Yes
2028-02-18 06:00 | 2028 Initial | 0 | 505 | 510 | 442 | Yes
2028-02-18 07:00 | 2028 Initial | 0 | 505 | 510 | 442 | Yes
2028-02-18 08:00 | 2028 Initial | 0 | 505 | 510 | 442 | Yes
2028-02-18 09:00 | 2028 Initial | 0 | 300 | 440.8 | 442 | No
2028-02-18 10:00 | 2028 Initial | 0 | 0 | 140.8 | 442 | No
2028-02-18 11:00 | 2028 Initial | 0 | 300 | 440.8 | 442 | Yes
2028-02-18 12:00 | 2028 Initial | 0 | 505 | 510 | 442 | Yes
2028-02-18 13:00 | 2028 Initial | 0 | 505 | 510 | 442 | Yes
2028-02-18 14:00 | 2028 Initial | 0 | 505 | 510 | 442 | Yes
2028-02-18 15:00 | 2028 Initial | 0 | 300 | 413.94 | 300 | Yes
2028-02-18 16:00 | 2028 Initial | 0 | 0 | 113.94 | 0 | No
2028-02-18 17:00 | 2028 Initial | 0 | 300 | 413.94 | 300 | No
2028-02-18 18:00 | 2028 Initial | 0 | 0 | 510 | 346.32 | No
2028-02-18 19:00 | 2028 Initial | 0 | 0 | 510 | 442 | No
2028-02-18 20:00 | 2028 Initial | 0 | 197.62 | 510 | 442 | No
2028-02-18 21:00 | 2028 Initial | 0 | 497.62 | 510 | 442 | No
2028-02-18 22:00 | 2028 Initial | 0 | 505 | 510 | 442 | No
2028-02-18 23:00 | 2028 Initial | 0 | 505 | 510 | 442 | No
2028-02-19 | 2028 Initial | 0 | 205 | 510 | 349.66 | No
2028-02-19 01:00 | 2028 Initial | 0 | 505 | 510 | 442 | No
2028-02-19 02:00 | 2028 Initial | 0 | 475.79 | 510 | 442 | No
2028-02-19 03:00 | 2028 Initial | 0 | 175.79 | 510 | 402.25 | No
2028-02-19 04:00 | 2028 Initial | 0 | 298.77 | 510 | 442 | No
2028-02-19 05:00 | 2028 Initial | 0 | 0 | 510 | 442 | No
2028-02-19 06:00 | 2028 Initial | 0 | 0 | 510 | 442 | No
2028-02-19 07:00 | 2028 Initial | 0 | 0 | 325.07 | 289.31 | No
2028-02-19 08:00 | 2028 Initial | 0 | 0 | 25.07 | 432.84 | No
2028-02-19 09:00 | 2028 Initial | 0 | 0 | 58.47 | 442 | No
2028-02-19 10:00 | 2028 Initial | 0 | 300 | 358.47 | 442 | Yes
2028-02-19 11:00 | 2028 Initial | 0 | 505 | 510 | 442 | Yes
2028-02-19 12:00 | 2028 Initial | 0 | 505 | 510 | 442 | Yes
2028-02-19 13:00 | 2028 Initial | 0 | 505 | 510 | 442 | Yes
2028-02-19 14:00 | 2028 Initial | 0 | 505 | 510 | 442 | Yes
2028-02-19 15:00 | 2028 Initial | 0 | 505 | 389.66 | 442 | Yes
2028-02-19 16:00 | 2028 Initial | 0 | 300 | 89.66 | 429.98 | Yes
2028-02-19 17:00 | 2028 Initial | 0 | 0 | -210.34 | 129.98 | No
2028-02-19 18:00 | 2028 Initial | 0 | -18.12 | -262.36 | 321.55 | No
2028-02-19 19:00 | 2028 Initial | 0 | 0 | 37.64 | 442 | No
2028-02-19 20:00 | 2028 Initial | 0 | 300 | 337.64 | 442 | No
2028-02-19 21:00 | 2028 Initial | 0 | 482.14 | 510 | 442 | No
2028-02-19 22:00 | 2028 Initial | 0 | 505 | 510 | 442 | No
2028-02-19 23:00 | 2028 Initial | 0 | 505 | 510 | 442 | No
2028-02-20 | 2028 Initial | 0 | 505 | 510 | 442 | No
2028-02-20 01:00 | 2028 Initial | 0 | 505 | 510 | 442 | No
2028-02-20 02:00 | 2028 Initial | 0 | 505 | 510 | 442 | No
2028-02-20 03:00 | 2028 Initial | 0 | 505 | 510 | 442 | No
2028-02-20 04:00 | 2028 Initial | 0 | 505 | 510 | 442 | No
2028-02-20 05:00 | 2028 Initial | 0 | 300 | 510 | 341.54 | No
2028-02-20 06:00 | 2028 Initial | 0 | 0 | 210 | 41.54 | No
2028-02-20 07:00 | 2028 Initial | 0 | 0 | -87.74 | 0 | No
2028-02-20 08:00 | 2028 Initial | 0 | 0 | -0.67 | 0 | No
2028-02-20 09:00 | 2028 Initial | 0 | 0 | 0 | 0 | No
2028-02-20 10:00 | 2028 Initial | 0 | 0 | -270.89 | 0 | No
2028-02-20 11:00 | 2028 Initial | 0 | 0 | -300 | -7.15 | Yes
2028-02-20 12:00 | 2028 Initial | 0 | 300 | 0 | 292.85 | Yes
2028-02-20 13:00 | 2028 Initial | 0 | 94.61 | 90 | 442 | Yes
2028-02-20 14:00 | 2028 Initial | 0 | -205.39 | -210 | 205.69 | Yes
2028-02-20 15:00 | 2028 Initial | 0 | -505.39 | -510 | -94.31 | No
2028-02-20 16:00 | 2028 Initial | 0 | -205.39 | -210 | 205.69 | Yes
2028-02-20 17:00 | 2028 Initial | 0 | -263.99 | 0 | 0 | No
2028-02-20 18:00 | 2028 Initial | 0 | 36.01 | 300 | 300 | No
2028-02-20 19:00 | 2028 Initial | 0 | 325.71 | 510 | 442 | No
2028-02-20 20:00 | 2028 Initial | 0 | 300 | 510 | 442 | No
2028-02-20 21:00 | 2028 Initial | 0 | 0 | 510 | 424.25 | No
2028-02-20 22:00 | 2028 Initial | 0 | 0 | 297.34 | 124.25 | No
2028-02-20 23:00 | 2028 Initial | 0 | 300 | 510 | 424.25 | Yes
2028-02-21 | 2028 Initial | 0 | 505 | 510 | 442 | Yes
2028-02-21 01:00 | 2028 Initial | 0 | 505 | 510 | 442 | Yes
2028-02-21 02:00 | 2028 Initial | 0 | 505 | 510 | 442 | Yes
2028-02-21 03:00 | 2028 Initial | 0 | 342.92 | 510 | 442 | Yes
2028-02-21 04:00 | 2028 Initial | 0 | 187.7 | 510 | 256.31 | Yes
2028-02-21 05:00 | 2028 Initial | 0 | 205 | 261.03 | 142 | Yes
2028-02-21 06:00 | 2028 Initial | 0 | 505 | 510 | 442 | Yes
2028-02-21 07:00 | 2028 Initial | 0 | 505 | 510 | 442 | Yes
2028-02-21 08:00 | 2028 Initial | 0 | 505 | 510 | 442 | Yes
2028-02-21 09:00 | 2028 Initial | 0 | 505 | 510 | 442 | Yes
2028-02-21 10:00 | 2028 Initial | 0 | 505 | 510 | 442 | Yes
2028-02-21 11:00 | 2028 Initial | 0 | 505 | 510 | 442 | Yes
2028-02-21 12:00 | 2028 Initial | 0 | 505 | 510 | 442 | Yes
2028-02-21 13:00 | 2028 Initial | 0 | 505 | 510 | 442 | Yes
2028-02-21 14:00 | 2028 Initial | 0 | 505 | 510 | 442 | Yes
2028-02-21 15:00 | 2028 Initial | 0 | 505 | 510 | 442 | Yes
2028-02-21 16:00 | 2028 Initial | 0 | 300 | 510 | 441.63 | Yes
2028-02-21 17:00 | 2028 Initial | 0 | 0 | 210 | 141.63 | No
2028-02-21 18:00 | 2028 Initial | 0 | 0 | 13.75 | 93.82 | No
2028-02-21 19:00 | 2028 Initial | 0 | 0 | 313.75 | 81.79 | No
2028-02-21 20:00 | 2028 Initial | 0 | 0 | 510 | 381.79 | No
2028-02-21 21:00 | 2028 Initial | 0 | 300 | 510 | 442 | Yes
2028-02-21 22:00 | 2028 Initial | 0 | 505 | 510 | 397.22 | Yes
2028-02-21 23:00 | 2028 Initial | 0 | 505 | 510 | 245.66 | Yes
2028-02-22 | 2028 Initial | 0 | 505 | 510 | 29.74 | Yes
2028-02-22 01:00 | 2028 Initial | 0 | 505 | 510 | 42.15 | Yes
2028-02-22 02:00 | 2028 Initial | 0 | 505 | 510 | 21.51 | Yes
2028-02-22 03:00 | 2028 Initial | 0 | 505 | 510 | 80.83 | Yes
2028-02-22 04:00 | 2028 Initial | 0 | 505 | 510 | 13.09 | Yes
2028-02-22 05:00 | 2028 Initial | 0 | 505 | 510 | 41.43 | Yes
2028-02-22 06:00 | 2028 Initial | 0 | 473.98 | 210 | -28.35 | Yes
2028-02-22 07:00 | 2028 Initial | 0 | 173.98 | -90 | -328.35 | Yes
2028-02-22 08:00 | 2028 Initial | 0 | 0 | -390 | -142.03 | No
2028-02-22 09:00 | 2028 Initial | 0 | 0 | -150.52 | -158 | No
2028-02-22 10:00 | 2028 Initial | 0 | 300 | 149.48 | 142 | No
2028-02-22 11:00 | 2028 Initial | 0 | 505 | 449.48 | 442 | No
2028-02-22 12:00 | 2028 Initial | 0 | 300 | 510 | 354.77 | No
2028-02-22 13:00 | 2028 Initial | 0 | 0 | 510 | 59.76 | No
2028-02-22 14:00 | 2028 Initial | 0 | 0 | 312.16 | 0 | No
2028-02-22 15:00 | 2028 Initial | 0 | 135.93 | 510 | 248.89 | No
2028-02-22 16:00 | 2028 Initial | 0 | 397.55 | 510 | 308.44 | No
2028-02-22 17:00 | 2028 Initial | 0 | 254.52 | 510 | 442 | No
2028-02-22 18:00 | 2028 Initial | 0 | 126.41 | 510 | 442 | No
2028-02-22 19:00 | 2028 Initial | 0 | 205.76 | 510 | 442 | No
2028-02-22 20:00 | 2028 Initial | 0 | 505 | 510 | 442 | No
2028-02-22 21:00 | 2028 Initial | 0 | 505 | 510 | 442 | No
2028-02-22 22:00 | 2028 Initial | 0 | 505 | 510 | 442 | No
2028-02-22 23:00 | 2028 Initial | 0 | 205 | 510 | 442 | No
2028-02-23 | 2028 Initial | 0 | 505 | 510 | 442 | No
2028-02-23 01:00 | 2028 Initial | 0 | 317.39 | 510 | 442 | No
2028-02-23 02:00 | 2028 Initial | 0 | 50.25 | 510 | 442 | No
2028-02-23 03:00 | 2028 Initial | 0 | 0 | 510 | 442 | No
2028-02-23 04:00 | 2028 Initial | 0 | 0 | 510 | 442 | No
2028-02-23 05:00 | 2028 Initial | 0 | 0 | 510 | 442 | No
2028-02-23 06:00 | 2028 Initial | 0 | 0 | 510 | 219.11 | No
2028-02-23 07:00 | 2028 Initial | 0 | 0 | 510 | 333.69 | No
2028-02-23 08:00 | 2028 Initial | 0 | 187.05 | 510 | 442 | No
2028-02-23 09:00 | 2028 Initial | 0 | 487.05 | 510 | 199.23 | No
2028-02-23 10:00 | 2028 Initial | 0 | 505 | 510 | 442 | No
2028-02-23 11:00 | 2028 Initial | 0 | 388.4 | 510 | 442 | No
2028-02-23 12:00 | 2028 Initial | 0 | 188.78 | 510 | 442 | No
2028-02-23 13:00 | 2028 Initial | 0 | 488.78 | 510 | 374.88 | No
2028-02-23 14:00 | 2028 Initial | 0 | 505 | 510 | 261.07 | No
2028-02-23 15:00 | 2028 Initial | 0 | 379.35 | 336.15 | -38.93 | No
2028-02-23 16:00 | 2028 Initial | 0 | 300 | 36.15 | -260.54 | No
2028-02-23 17:00 | 2028 Initial | 0 | 0 | -263.85 | -510 | No
2028-02-23 18:00 | 2028 Initial | 0 | 0 | -510 | -333.45 | No
2028-02-23 19:00 | 2028 Initial | 0 | 0 | -510 | -33.45 | No
2028-02-23 20:00 | 2028 Initial | 0 | 0 | -510 | -153.07 | No
2028-02-23 21:00 | 2028 Initial | 0 | -300 | -224.27 | -111.86 | No
2028-02-23 22:00 | 2028 Initial | 0 | 0 | 75.73 | 188.14 | No
2028-02-23 23:00 | 2028 Initial | 0 | 119.81 | 375.73 | 442 | No
2028-02-24 | 2028 Initial | 0 | 11.33 | 510 | 442 | No
2028-02-24 01:00 | 2028 Initial | 0 | 0 | 510 | 280.6 | No
2028-02-24 02:00 | 2028 Initial | 0 | 300 | 510 | 442 | Yes
2028-02-24 03:00 | 2028 Initial | 0 | 505 | 510 | 329.26 | Yes
2028-02-24 04:00 | 2028 Initial | 0 | 505 | 510 | 146.06 | Yes
2028-02-24 05:00 | 2028 Initial | 0 | 505 | 510 | -4.33 | Yes
2028-02-24 06:00 | 2028 Initial | 0 | 300 | 210 | 14.01 | Yes
2028-02-24 07:00 | 2028 Initial | 0 | 0 | -90 | -285.99 | No
2028-02-24 08:00 | 2028 Initial | 0 | 300 | 210 | 14.01 | No
2028-02-24 09:00 | 2028 Initial | 0 | 0 | 510 | 260.12 | No
2028-02-24 10:00 | 2028 Initial | 0 | 0 | 510 | 442 | No
2028-02-24 11:00 | 2028 Initial | 0 | 20.2 | 472.7 | 442 | No
2028-02-24 12:00 | 2028 Initial | 0 | 320.2 | 510 | 442 | No
2028-02-24 13:00 | 2028 Initial | 0 | 22.55 | 210 | 442 | No
2028-02-24 14:00 | 2028 Initial | 0 | -56.39 | -90 | 142 | No
2028-02-24 15:00 | 2028 Initial | 0 | 0 | 0 | -81.76 | No
2028-02-24 16:00 | 2028 Initial | 0 | 0 | 300 | 159.64 | No
2028-02-24 17:00 | 2028 Initial | 0 | 66.61 | 210 | 142 | No
2028-02-24 18:00 | 2028 Initial | 0 | 366.61 | 510 | 442 | No
2028-02-24 19:00 | 2028 Initial | 0 | 505 | 510 | 442 | No
2028-02-24 20:00 | 2028 Initial | 0 | 505 | 510 | 442 | No
2028-02-24 21:00 | 2028 Initial | 0 | 505 | 510 | 442 | No
2028-02-24 22:00 | 2028 Initial | 0 | 505 | 510 | 442 | No
2028-02-24 23:00 | 2028 Initial | 0 | 421.98 | 510 | 442 | No
2028-02-25 | 2028 Initial | 0 | 121.98 | 510 | 347.47 | No
2028-02-25 01:00 | 2028 Initial | 0 | 159.48 | 510 | 442 | No
2028-02-25 02:00 | 2028 Initial | 0 | 0 | 510 | 296.01 | No
2028-02-25 03:00 | 2028 Initial | 0 | 0 | 510 | 292.35 | No
2028-02-25 04:00 | 2028 Initial | 0 | 300 | 510 | 442 | No
2028-02-25 05:00 | 2028 Initial | 0 | 0 | 510 | 149.74 | No
2028-02-25 06:00 | 2028 Initial | 0 | 300 | 510 | 442 | No
2028-02-25 07:00 | 2028 Initial | 0 | 205 | 210 | 241.62 | No
2028-02-25 08:00 | 2028 Initial | 0 | 505 | 510 | 442 | No
2028-02-25 09:00 | 2028 Initial | 0 | 505 | 510 | 442 | No
2028-02-25 10:00 | 2028 Initial | 0 | 205 | 455.33 | 442 | No
2028-02-25 11:00 | 2028 Initial | 0 | 204.64 | 510 | 442 | No
2028-02-25 12:00 | 2028 Initial | 0 | 127.84 | 510 | 442 | No
2028-02-25 13:00 | 2028 Initial | 0 | 212.26 | 510 | 442 | No
2028-02-25 14:00 | 2028 Initial | 0 | 205 | 510 | 378.87 | No
2028-02-25 15:00 | 2028 Initial | 0 | 505 | 510 | 442 | No
2028-02-25 16:00 | 2028 Initial | 0 | 205 | 224.37 | 442 | No
2028-02-25 17:00 | 2028 Initial | 0 | 110.32 | 347.51 | 345.57 | No
2028-02-25 18:00 | 2028 Initial | 0 | 410.32 | 510 | 442 | No
2028-02-25 19:00 | 2028 Initial | 0 | 505 | 510 | 442 | No
2028-02-25 20:00 | 2028 Initial | 0 | 505 | 510 | 442 | No
2028-02-25 21:00 | 2028 Initial | 0 | 399.65 | 510 | 442 | No
2028-02-25 22:00 | 2028 Initial | 0 | 99.65 | 453.77 | 442 | No
2028-02-25 23:00 | 2028 Initial | 0 | 0 | 242.32 | 442 | No
2028-02-26 | 2028 Initial | 0 | 0 | 0 | 142 | No
2028-02-26 01:00 | 2028 Initial | 0 | 0 | 66.32 | 70.11 | No
2028-02-26 02:00 | 2028 Initial | 0 | 300 | 366.32 | 370.11 | No
2028-02-26 03:00 | 2028 Initial | 0 | 0 | 477.03 | 70.11 | No
2028-02-26 04:00 | 2028 Initial | 0 | 0 | 177.03 | 29.79 | No
2028-02-26 05:00 | 2028 Initial | 0 | 0 | 24.68 | 0 | No
2028-02-26 06:00 | 2028 Initial | 0 | 0 | 0 | 0 | No
2028-02-26 07:00 | 2028 Initial | 0 | 0 | 53.16 | 83.87 | No
2028-02-26 08:00 | 2028 Initial | 0 | 201.24 | 353.16 | 383.87 | No
2028-02-26 09:00 | 2028 Initial | 0 | 278.84 | 510 | 442 | No
2028-02-26 10:00 | 2028 Initial | 0 | 397.73 | 510 | 442 | No
2028-02-26 11:00 | 2028 Initial | 0 | 262.22 | 510 | 442 | No
2028-02-26 12:00 | 2028 Initial | 0 | 170.33 | 510 | 442 | No
2028-02-26 13:00 | 2028 Initial | 0 | 204.76 | 401.28 | 142 | No
2028-02-26 14:00 | 2028 Initial | 0 | 504.76 | 510 | 294.13 | No
2028-02-26 15:00 | 2028 Initial | 0 | 224.29 | 510 | -5.87 | No
2028-02-26 16:00 | 2028 Initial | 0 | 436.44 | 510 | 198.88 | No
2028-02-26 17:00 | 2028 Initial | 0 | 345.89 | 510 | 366.73 | No
2028-02-26 18:00 | 2028 Initial | 0 | 268.51 | 510 | 442 | No
2028-02-26 19:00 | 2028 Initial | 0 | 268.51 | 510 | 406.74 | No
2028-02-26 20:00 | 2028 Initial | 0 | 395.57 | 510 | 442 | No
2028-02-26 21:00 | 2028 Initial | 0 | 505 | 510 | 442 | No
2028-02-26 22:00 | 2028 Initial | 0 | 505 | 510 | 432.69 | No
2028-02-26 23:00 | 2028 Initial | 0 | 357.44 | 510 | 372.11 | No
2028-02-27 | 2028 Initial | 0 | 479.29 | 510 | 379.22 | No
2028-02-27 01:00 | 2028 Initial | 0 | 400.72 | 510 | 312.96 | No
2028-02-27 02:00 | 2028 Initial | 0 | 300.05 | 510 | 256.79 | No
2028-02-27 03:00 | 2028 Initial | 0 | 419.59 | 510 | 260.32 | No
2028-02-27 04:00 | 2028 Initial | 0 | 119.59 | 510 | -39.68 | No
2028-02-27 05:00 | 2028 Initial | 0 | 0 | 510 | 193.75 | No
2028-02-27 06:00 | 2028 Initial | 0 | 28.96 | 510 | 99.75 | No
2028-02-27 07:00 | 2028 Initial | 0 | 302.41 | 510 | 0.94 | No
2028-02-27 08:00 | 2028 Initial | 0 | 272.72 | 510 | 300.94 | No
2028-02-27 09:00 | 2028 Initial | 0 | 360.22 | 510 | 442 | No
2028-02-27 10:00 | 2028 Initial | 0 | 346.28 | 510 | 442 | No
2028-02-27 11:00 | 2028 Initial | 0 | 46.28 | 510 | 442 | No
2028-02-27 12:00 | 2028 Initial | 0 | 0 | 510 | 216.94 | No
2028-02-27 13:00 | 2028 Initial | 0 | 0 | 510 | 202.78 | No
2028-02-27 14:00 | 2028 Initial | 0 | 0 | 510 | 291.57 | No
2028-02-27 15:00 | 2028 Initial | 0 | 230.11 | 510 | 161.3 | No
2028-02-27 16:00 | 2028 Initial | 0 | 203.67 | 273.79 | 118.64 | No
2028-02-27 17:00 | 2028 Initial | 0 | 0 | -26.21 | 13.51 | No
2028-02-27 18:00 | 2028 Initial | 0 | -300 | -326.21 | -114.73 | No
2028-02-27 19:00 | 2028 Initial | 0 | -526 | -510 | -241.88 | No
2028-02-27 20:00 | 2028 Initial | 0 | -226 | -210 | 58.12 | No
2028-02-27 21:00 | 2028 Initial | 0 | 74 | 90 | 358.12 | No
2028-02-27 22:00 | 2028 Initial | 0 | 80.52 | 390 | 442 | No
2028-02-27 23:00 | 2028 Initial | 0 | 0 | 111.27 | 142 | No
2028-02-28 | 2028 Initial | 0 | 238.59 | 411.27 | 442 | No
2028-02-28 01:00 | 2028 Initial | 0 | 300 | 361.77 | 442 | No
2028-02-28 02:00 | 2028 Initial | 0 | 0 | 61.77 | 442 | No
2028-02-28 03:00 | 2028 Initial | 0 | 0 | 200.83 | 442 | No
2028-02-28 04:00 | 2028 Initial | 0 | 0 | 280.41 | 442 | No
2028-02-28 05:00 | 2028 Initial | 0 | 0 | 0 | 433.79 | No
2028-02-28 06:00 | 2028 Initial | 0 | 0 | 0 | 133.79 | No
2028-02-28 07:00 | 2028 Initial | 0 | 300 | 300 | 363.28 | No
2028-02-28 08:00 | 2028 Initial | 0 | 0 | 0 | 63.28 | No
2028-02-28 09:00 | 2028 Initial | 0 | 0 | 0 | -51.77 | No
2028-02-28 10:00 | 2028 Initial | 0 | 0 | 300 | 101.03 | No
2028-02-28 11:00 | 2028 Initial | 0 | 0 | 335.53 | 142 | No
2028-02-28 12:00 | 2028 Initial | 0 | 254.61 | 300 | 442 | No
2028-02-28 13:00 | 2028 Initial | 0 | -0.67 | 0 | 442 | No
2028-02-28 14:00 | 2028 Initial | 0 | 291.44 | 300 | 442 | No
2028-02-28 15:00 | 2028 Initial | 0 | 136.2 | 510 | 442 | No
2028-02-28 16:00 | 2028 Initial | 0 | 331.49 | 510 | 442 | No
2028-02-28 17:00 | 2028 Initial | 0 | 505 | 510 | 442 | No
2028-02-28 18:00 | 2028 Initial | 0 | 505 | 510 | 442 | No
2028-02-28 19:00 | 2028 Initial | 0 | 301.36 | 510 | 442 | No
2028-02-28 20:00 | 2028 Initial | 0 | 265.61 | 510 | 442 | No
2028-02-28 21:00 | 2028 Initial | 0 | 28.06 | 510 | 442 | No
2028-02-28 22:00 | 2028 Initial | 0 | 205 | 510 | 442 | No
2028-02-28 23:00 | 2028 Initial | 0 | 505 | 510 | 442 | No
2028-02-29 | 2028 Initial | 0 | 505 | 510 | 442 | No
2028-02-29 01:00 | 2028 Initial | 0 | 474.76 | 510 | 399.28 | No
2028-02-29 02:00 | 2028 Initial | 0 | 174.76 | 210 | 99.28 | No
2028-02-29 03:00 | 2028 Initial | 0 | 0 | 171.14 | 0 | No
2028-02-29 04:00 | 2028 Initial | 0 | 300 | 471.14 | 300 | No
2028-02-29 05:00 | 2028 Initial | 0 | 0 | 171.14 | 0 | No
2028-02-29 06:00 | 2028 Initial | 0 | 0 | -26.34 | 0 | No
2028-02-29 07:00 | 2028 Initial | 0 | 0 | 0 | 281.81 | No
2028-02-29 08:00 | 2028 Initial | 0 | 0 | -223.16 | 230.12 | No
2028-02-29 09:00 | 2028 Initial | 0 | 0 | 21.35 | 53.94 | No
2028-02-29 10:00 | 2028 Initial | 0 | 300 | 321.35 | 353.94 | Yes
2028-02-29 11:00 | 2028 Initial | 0 | 505 | 510 | 442 | Yes
2028-02-29 12:00 | 2028 Initial | 0 | 505 | 510 | 442 | Yes
2028-02-29 13:00 | 2028 Initial | 0 | 505 | 510 | 442 | Yes
2028-02-29 14:00 | 2028 Initial | 0 | 300 | 210 | 186.35 | Yes
2028-02-29 15:00 | 2028 Initial | 0 | 0 | -90 | -113.65 | No
2028-02-29 16:00 | 2028 Initial | 0 | 0 | 145.56 | 0 | No
2028-02-29 17:00 | 2028 Initial | 0 | 0 | 445.56 | 39.04 | No
2028-02-29 18:00 | 2028 Initial | 0 | 0 | 510 | 339.04 | No
2028-02-29 19:00 | 2028 Initial | 0 | 0 | 510 | 159.31 | No
2028-02-29 20:00 | 2028 Initial | 0 | 0 | 510 | 0 | No
2028-02-29 21:00 | 2028 Initial | 0 | 0 | 426.52 | 90.43 | No
2028-02-29 22:00 | 2028 Initial | 0 | 300 | 510 | 390.43 | Yes
2028-02-29 23:00 | 2028 Initial | 0 | 505 | 510 | 243.25 | Yes
2028-03-01 | 2028 Initial | 0 | 505 | 510 | 206.44 | Yes
2028-03-01 01:00 | 2028 Initial | 0 | 505 | 510 | 46.43 | Yes
2028-03-01 02:00 | 2028 Initial | 0 | 505 | 510 | 48.22 | Yes
2028-03-01 03:00 | 2028 Initial | 0 | 505 | 510 | 74.72 | Yes
2028-03-01 04:00 | 2028 Initial | 0 | 505 | 510 | 8.74 | Yes
2028-03-01 05:00 | 2028 Initial | 0 | 505 | 510 | 71.03 | Yes
2028-03-01 06:00 | 2028 Initial | 0 | 505 | 510 | 90.53 | Yes
2028-03-01 07:00 | 2028 Initial | 0 | 300 | 281.53 | 259.97 | Yes
2028-03-01 08:00 | 2028 Initial | 0 | 0 | -18.47 | -40.03 | No
2028-03-01 09:00 | 2028 Initial | 0 | 205 | 274.11 | 142 | No
2028-03-01 10:00 | 2028 Initial | 0 | 505 | 510 | 442 | No
2028-03-01 11:00 | 2028 Initial | 0 | 505 | 510 | 442 | No
2028-03-01 12:00 | 2028 Initial | 0 | 494.74 | 510 | 442 | No
2028-03-01 13:00 | 2028 Initial | 0 | 194.74 | 210 | 142 | No
2028-03-01 14:00 | 2028 Initial | 0 | 421.38 | 510 | 442 | No
2028-03-01 15:00 | 2028 Initial | 0 | 205 | 476.21 | 320.92 | No
2028-03-01 16:00 | 2028 Initial | 0 | 505 | 510 | 409.7 | No
2028-03-01 17:00 | 2028 Initial | 0 | 505 | 510 | 442 | No
2028-03-01 18:00 | 2028 Initial | 0 | 505 | 510 | 442 | No
2028-03-01 19:00 | 2028 Initial | 0 | 505 | 510 | 442 | No
2028-03-01 20:00 | 2028 Initial | 0 | 505 | 510 | 442 | No
2028-03-01 21:00 | 2028 Initial | 0 | 505 | 510 | 142 | No
2028-03-01 22:00 | 2028 Initial | 0 | 445.7 | 510 | -39.39 | No
2028-03-01 23:00 | 2028 Initial | 0 | 505 | 510 | 260.61 | No
2028-03-02 | 2028 Initial | 0 | 505 | 510 | 442 | No
2028-03-02 01:00 | 2028 Initial | 0 | 505 | 510 | 442 | No
2028-03-02 02:00 | 2028 Initial | 0 | 505 | 510 | 442 | No
2028-03-02 03:00 | 2028 Initial | 0 | 505 | 510 | 442 | No
2028-03-02 04:00 | 2028 Initial | 0 | 505 | 510 | 442 | No
2028-03-02 05:00 | 2028 Initial | 0 | 505 | 510 | 442 | No
2028-03-02 06:00 | 2028 Initial | 0 | 258.68 | 510 | 355.99 | No
2028-03-02 07:00 | 2028 Initial | 0 | 0 | 327.19 | 55.99 | No
2028-03-02 08:00 | 2028 Initial | 0 | 205 | 484.67 | 142 | No
2028-03-02 09:00 | 2028 Initial | 0 | 505 | 510 | 442 | No
2028-03-02 10:00 | 2028 Initial | 0 | 359.65 | 510 | 442 | No
2028-03-02 11:00 | 2028 Initial | 0 | 59.65 | 210 | 298.26 | No
2028-03-02 12:00 | 2028 Initial | 0 | -0.49 | -90 | -1.74 | No
2028-03-02 13:00 | 2028 Initial | 0 | -68.61 | -390 | 94.52 | No
2028-03-02 14:00 | 2028 Initial | 0 | -121.9 | -390 | 261.87 | No
2028-03-02 15:00 | 2028 Initial | 0 | -17.75 | -90 | 122.35 | No
2028-03-02 16:00 | 2028 Initial | 0 | 168.63 | 210 | 253.86 | No
2028-03-02 17:00 | 2028 Initial | 0 | 468.63 | 510 | 442 | No
2028-03-02 18:00 | 2028 Initial | 0 | 278.09 | 510 | 442 | No
2028-03-02 19:00 | 2028 Initial | 0 | 505 | 510 | 442 | No
2028-03-02 20:00 | 2028 Initial | 0 | 505 | 510 | 442 | No
2028-03-02 21:00 | 2028 Initial | 0 | 505 | 510 | 442 | No
2028-03-02 22:00 | 2028 Initial | 0 | 444.59 | 510 | 442 | No
2028-03-02 23:00 | 2028 Initial | 0 | 343.59 | 510 | 442 | No
2028-03-03 | 2028 Initial | 0 | 505 | 510 | 442 | No
2028-03-03 01:00 | 2028 Initial | 0 | 428.32 | 510 | 442 | No
2028-03-03 02:00 | 2028 Initial | 0 | 285.44 | 510 | 442 | No
2028-03-03 03:00 | 2028 Initial | 0 | 418.84 | 510 | 442 | No
2028-03-03 04:00 | 2028 Initial | 0 | 505 | 510 | 442 | No
2028-03-03 05:00 | 2028 Initial | 0 | 297.99 | 510 | 390.36 | No
2028-03-03 06:00 | 2028 Initial | 0 | 297.99 | 510 | 442 | No
2028-03-03 07:00 | 2028 Initial | 0 | 505 | 510 | 442 | No
2028-03-03 08:00 | 2028 Initial | 0 | 505 | 510 | 331.8 | No
2028-03-03 09:00 | 2028 Initial | 0 | 505 | 510 | 442 | No
2028-03-03 10:00 | 2028 Initial | 0 | 505 | 510 | 442 | No
2028-03-03 11:00 | 2028 Initial | 0 | 351.51 | 510 | 442 | No
2028-03-03 12:00 | 2028 Initial | 0 | 386.73 | 510 | 403.23 | No
2028-03-03 13:00 | 2028 Initial | 0 | 505 | 510 | 442 | No
2028-03-03 14:00 | 2028 Initial | 0 | 310.55 | 510 | 423.92 | No
2028-03-03 15:00 | 2028 Initial | 0 | 505 | 510 | 442 | No
2028-03-03 16:00 | 2028 Initial | 0 | 396.81 | 510 | 258.26 | No
2028-03-03 17:00 | 2028 Initial | 0 | 505 | 510 | 351.78 | No
2028-03-03 18:00 | 2028 Initial | 0 | 282.26 | 510 | 348.34 | No
2028-03-03 19:00 | 2028 Initial | 0 | 505 | 510 | 367.39 | No
2028-03-03 20:00 | 2028 Initial | 0 | 505 | 510 | 442 | No
2028-03-03 21:00 | 2028 Initial | 0 | 505 | 510 | 442 | No
2028-03-03 22:00 | 2028 Initial | 0 | 505 | 510 | 442 | No
2028-03-03 23:00 | 2028 Initial | 0 | 505 | 510 | 381.23 | No
2028-03-04 | 2028 Initial | 0 | 505 | 510 | 338.4 | No
2028-03-04 01:00 | 2028 Initial | 0 | 505 | 510 | 212.72 | No
2028-03-04 02:00 | 2028 Initial | 0 | 505 | 510 | 153.09 | No
2028-03-04 03:00 | 2028 Initial | 0 | 492.72 | 510 | 147.21 | No
2028-03-04 04:00 | 2028 Initial | 0 | 370.51 | 510 | 108.49 | No
2028-03-04 05:00 | 2028 Initial | 0 | 237.7 | 510 | 63.23 | No
2028-03-04 06:00 | 2028 Initial | 0 | 42.47 | 510 | 103.41 | No
2028-03-04 07:00 | 2028 Initial | 0 | 173.91 | 510 | 172.72 | No
2028-03-04 08:00 | 2028 Initial | 0 | 400.51 | 510 | 275.36 | No
2028-03-04 09:00 | 2028 Initial | 0 | 505 | 510 | 424.78 | No
2028-03-04 10:00 | 2028 Initial | 0 | 473.21 | 510 | 442 | No
2028-03-04 11:00 | 2028 Initial | 0 | 185.15 | 510 | 442 | No
2028-03-04 12:00 | 2028 Initial | 0 | 290.91 | 510 | 393.2 | No
2028-03-04 13:00 | 2028 Initial | 0 | 117.08 | 510 | 423.81 | No
2028-03-04 14:00 | 2028 Initial | 0 | 54.17 | 510 | 384.7 | No
2028-03-04 15:00 | 2028 Initial | 0 | 292.99 | 510 | 401.83 | No
2028-03-04 16:00 | 2028 Initial | 0 | 342.66 | 510 | 105.93 | No
2028-03-04 17:00 | 2028 Initial | 0 | 42.66 | 210 | -194.07 | No
2028-03-04 18:00 | 2028 Initial | 0 | -128.17 | -90 | -494.07 | No
2028-03-04 19:00 | 2028 Initial | 0 | 149.92 | 210 | -223.17 | No
2028-03-04 20:00 | 2028 Initial | 0 | 449.92 | 510 | 76.83 | No
2028-03-04 21:00 | 2028 Initial | 0 | 505 | 510 | -9.36 | No
2028-03-04 22:00 | 2028 Initial | 0 | 505 | 510 | 289.3 | No
2028-03-04 23:00 | 2028 Initial | 0 | 505 | 510 | 394.48 | No
2028-03-05 | 2028 Initial | 0 | 505 | 510 | 254.44 | No
2028-03-05 01:00 | 2028 Initial | 0 | 505 | 510 | 236.72 | No
2028-03-05 02:00 | 2028 Initial | 0 | 505 | 510 | 227.56 | No
2028-03-05 03:00 | 2028 Initial | 0 | 505 | 510 | 248.36 | No
2028-03-05 04:00 | 2028 Initial | 0 | 505 | 510 | 236.04 | No
2028-03-05 05:00 | 2028 Initial | 0 | 505 | 510 | 133.39 | No
2028-03-05 06:00 | 2028 Initial | 0 | 505 | 510 | 119.04 | No
2028-03-05 07:00 | 2028 Initial | 0 | 279.82 | 300 | 138.12 | No
2028-03-05 08:00 | 2028 Initial | 0 | -20.18 | 0 | -161.88 | No
2028-03-05 09:00 | 2028 Initial | 0 | 279.82 | 300 | 138.12 | No
2028-03-05 10:00 | 2028 Initial | 0 | 505 | 510 | 438.12 | No
2028-03-05 11:00 | 2028 Initial | 0 | 505 | 510 | 442 | No
2028-03-05 12:00 | 2028 Initial | 0 | 505 | 510 | 442 | No
2028-03-05 13:00 | 2028 Initial | 0 | 505 | 510 | 442 | No
2028-03-05 14:00 | 2028 Initial | 0 | 505 | 390 | 390 | No
2028-03-05 15:00 | 2028 Initial | 0 | 248.09 | 90 | 90 | No
2028-03-05 16:00 | 2028 Initial | 0 | -51.91 | -210 | -210 | No
2028-03-05 17:00 | 2028 Initial | 0 | -351.91 | -510 | -510 | No
2028-03-05 18:00 | 2028 Initial | 0 | -524.2 | -510 | -510 | No
2028-03-05 19:00 | 2028 Initial | 0 | -526 | -510 | -510 | No
2028-03-05 20:00 | 2028 Initial | 0 | -370.63 | -510 | -510 | No
2028-03-05 21:00 | 2028 Initial | 0 | -104.94 | -210 | -210 | No
2028-03-05 22:00 | 2028 Initial | 0 | 195.06 | 90 | 90 | No
2028-03-05 23:00 | 2028 Initial | 0 | 495.06 | 390 | 390 | No
2028-03-06 | 2028 Initial | 0 | 487.49 | 510 | 413.82 | No
2028-03-06 01:00 | 2028 Initial | 0 | 187.49 | 467.82 | 217.24 | No
2028-03-06 02:00 | 2028 Initial | 0 | 0 | 167.82 | 0 | No
2028-03-06 03:00 | 2028 Initial | 0 | 159.22 | 467.82 | 300 | No
2028-03-06 04:00 | 2028 Initial | 0 | 300 | 167.82 | 226.93 | No
2028-03-06 05:00 | 2028 Initial | 0 | 0 | -132.18 | -73.07 | No
2028-03-06 06:00 | 2028 Initial | 0 | -226 | -432.18 | -177.09 | No
2028-03-06 07:00 | 2028 Initial | 0 | -526 | -510 | -332.28 | No
2028-03-06 08:00 | 2028 Initial | 0 | -526 | -510 | -52.43 | No
2028-03-06 09:00 | 2028 Initial | 0 | -226 | -210 | 247.57 | No
2028-03-06 10:00 | 2028 Initial | 0 | 0 | -101.4 | 178.29 | No
2028-03-06 11:00 | 2028 Initial | 0 | -111.23 | -401.4 | 147.12 | No
2028-03-06 12:00 | 2028 Initial | 0 | -376.46 | -510 | 337.83 | No
2028-03-06 13:00 | 2028 Initial | 0 | -76.46 | -210 | 442 | No
2028-03-06 14:00 | 2028 Initial | 0 | 0 | 90 | 240.48 | No
2028-03-06 15:00 | 2028 Initial | 0 | 0 | 390 | 289.76 | No
2028-03-06 16:00 | 2028 Initial | 0 | 83.23 | 510 | 442 | No
2028-03-06 17:00 | 2028 Initial | 0 | 243.24 | 510 | 442 | No
2028-03-06 18:00 | 2028 Initial | 0 | 505 | 510 | 442 | No
2028-03-06 19:00 | 2028 Initial | 0 | 505 | 510 | 442 | No
2028-03-06 20:00 | 2028 Initial | 0 | 490.54 | 510 | 442 | No
2028-03-06 21:00 | 2028 Initial | 0 | 320.32 | 510 | 442 | No
2028-03-06 22:00 | 2028 Initial | 0 | 227.94 | 510 | 442 | No
2028-03-06 23:00 | 2028 Initial | 0 | 461.91 | 510 | 442 | No
2028-03-07 | 2028 Initial | 0 | 313.79 | 510 | 442 | No
2028-03-07 01:00 | 2028 Initial | 0 | 487.17 | 510 | 442 | No
2028-03-07 02:00 | 2028 Initial | 0 | 401.3 | 510 | 442 | No
2028-03-07 03:00 | 2028 Initial | 0 | 101.3 | 510 | 442 | No
2028-03-07 04:00 | 2028 Initial | 0 | 0 | 510 | 442 | No
2028-03-07 05:00 | 2028 Initial | 0 | 0 | 510 | 442 | No
2028-03-07 06:00 | 2028 Initial | 0 | 0 | 510 | 380.02 | No
2028-03-07 07:00 | 2028 Initial | 0 | 0 | 510 | 371.12 | No
2028-03-07 08:00 | 2028 Initial | 0 | 0 | 510 | 286.32 | No
2028-03-07 09:00 | 2028 Initial | 0 | 0 | 410.07 | 248.1 | No
2028-03-07 10:00 | 2028 Initial | 0 | 0 | 110.07 | 0 | No
2028-03-07 11:00 | 2028 Initial | 0 | 0 | -189.93 | -73.39 | No
2028-03-07 12:00 | 2028 Initial | 0 | 0 | -457.53 | 0 | No
2028-03-07 13:00 | 2028 Initial | 0 | 0 | -215.89 | 124.22 | No
2028-03-07 14:00 | 2028 Initial | 0 | 0 | -510 | -54.12 | No
2028-03-07 15:00 | 2028 Initial | 0 | 0 | -510 | -176.12 | No
2028-03-07 16:00 | 2028 Initial | 0 | 0 | -357.43 | -86 | No
2028-03-07 17:00 | 2028 Initial | 0 | 0 | -57.43 | 0 | No
2028-03-07 18:00 | 2028 Initial | 0 | 0 | 242.57 | 0 | No
2028-03-07 19:00 | 2028 Initial | 0 | 0 | 510 | 0 | No
2028-03-07 20:00 | 2028 Initial | 0 | 0 | 510 | 275.55 | No
2028-03-07 21:00 | 2028 Initial | 0 | 0 | 510 | 222.84 | No
2028-03-07 22:00 | 2028 Initial | 0 | 0 | 510 | 42.74 | No
2028-03-07 23:00 | 2028 Initial | 0 | 0 | 374.72 | 0 | No
2028-03-08 | 2028 Initial | 0 | 300 | 510 | 300 | No
2028-03-08 01:00 | 2028 Initial | 0 | 427.31 | 510 | 442 | No
2028-03-08 02:00 | 2028 Initial | 0 | 127.31 | 510 | 197.47 | No
2028-03-08 03:00 | 2028 Initial | 0 | 0 | 510 | 442 | No
2028-03-08 04:00 | 2028 Initial | 0 | 77.7 | 510 | 442 | No
2028-03-08 05:00 | 2028 Initial | 0 | 0 | 510 | 180.94 | No
2028-03-08 06:00 | 2028 Initial | 0 | 44.46 | 510 | 148.94 | No
2028-03-08 07:00 | 2028 Initial | 0 | 344.46 | 510 | 442 | No
2028-03-08 08:00 | 2028 Initial | 0 | 505 | 510 | 442 | No
2028-03-08 09:00 | 2028 Initial | 0 | 363.65 | 510 | 442 | No
2028-03-08 10:00 | 2028 Initial | 0 | 63.65 | 277.33 | 442 | No
2028-03-08 11:00 | 2028 Initial | 0 | 0 | 426.19 | 142 | No
2028-03-08 12:00 | 2028 Initial | 0 | 0 | 443.55 | 74.8 | No
2028-03-08 13:00 | 2028 Initial | 0 | 0 | 267.45 | 134.71 | No
2028-03-08 14:00 | 2028 Initial | 0 | 0 | 0 | 7.37 | No
2028-03-08 15:00 | 2028 Initial | 0 | 0 | 171.42 | 307.37 | No
2028-03-08 16:00 | 2028 Initial | 0 | 158.63 | 289.75 | 374.15 | No
2028-03-08 17:00 | 2028 Initial | 0 | 458.63 | 510 | 442 | No
2028-03-08 18:00 | 2028 Initial | 0 | 503.68 | 510 | 442 | No
2028-03-08 19:00 | 2028 Initial | 0 | 505 | 510 | 442 | No
2028-03-08 20:00 | 2028 Initial | 0 | 505 | 510 | 442 | No
2028-03-08 21:00 | 2028 Initial | 0 | 427.97 | 510 | 442 | No
2028-03-08 22:00 | 2028 Initial | 0 | 127.97 | 510 | 416.55 | No
2028-03-08 23:00 | 2028 Initial | 0 | 0 | 468.66 | 297.35 | No
2028-03-09 | 2028 Initial | 0 | 300 | 510 | 442 | No
2028-03-09 01:00 | 2028 Initial | 0 | 442.24 | 510 | 442 | No
2028-03-09 02:00 | 2028 Initial | 0 | 505 | 510 | 442 | No
2028-03-09 03:00 | 2028 Initial | 0 | 505 | 510 | 442 | No
2028-03-09 04:00 | 2028 Initial | 0 | 258.24 | 510 | 442 | No
2028-03-09 05:00 | 2028 Initial | 0 | 219.91 | 510 | 442 | No
2028-03-09 06:00 | 2028 Initial | 0 | 505 | 510 | 442 | No
2028-03-09 07:00 | 2028 Initial | 0 | 505 | 510 | 442 | No
2028-03-09 08:00 | 2028 Initial | 0 | 505 | 510 | 442 | No
2028-03-09 09:00 | 2028 Initial | 0 | 205 | 439.21 | 442 | No
2028-03-09 10:00 | 2028 Initial | 0 | 0 | 215.62 | 355.72 | No
2028-03-09 11:00 | 2028 Initial | 0 | 0 | 510 | 442 | No
2028-03-09 12:00 | 2028 Initial | 0 | 0 | 418.57 | 142 | No
2028-03-09 13:00 | 2028 Initial | 0 | 0 | 404.65 | 84.95 | No
2028-03-09 14:00 | 2028 Initial | 0 | 0 | 510 | 72.94 | No
2028-03-09 15:00 | 2028 Initial | 0 | 0 | 510 | 205.86 | No
2028-03-09 16:00 | 2028 Initial | 0 | 0 | 401.75 | 442 | No
2028-03-09 17:00 | 2028 Initial | 0 | 0 | 485.38 | 442 | No
2028-03-09 18:00 | 2028 Initial | 0 | 0 | 510 | 442 | No
2028-03-09 19:00 | 2028 Initial | 0 | 183.14 | 510 | 442 | No
2028-03-09 20:00 | 2028 Initial | 0 | 321.87 | 510 | 442 | No
2028-03-09 21:00 | 2028 Initial | 0 | 33.94 | 510 | 442 | No
2028-03-09 22:00 | 2028 Initial | 0 | 0 | 510 | 203.48 | No
2028-03-09 23:00 | 2028 Initial | 0 | 292.76 | 510 | 442 | Yes
2028-03-10 | 2028 Initial | 0 | 505 | 510 | 442 | Yes
2028-03-10 01:00 | 2028 Initial | 0 | 505 | 510 | 442 | Yes
2028-03-10 02:00 | 2028 Initial | 0 | 505 | 510 | 442 | Yes
2028-03-10 03:00 | 2028 Initial | 0 | 505 | 510 | 442 | Yes
2028-03-10 04:00 | 2028 Initial | 0 | 505 | 510 | 442 | Yes
2028-03-10 05:00 | 2028 Initial | 0 | 505 | 510 | 442 | Yes
2028-03-10 06:00 | 2028 Initial | 0 | 505 | 510 | 442 | Yes
2028-03-10 07:00 | 2028 Initial | 0 | 240.43 | 210 | 405.32 | Yes
2028-03-10 08:00 | 2028 Initial | 0 | -59.57 | -90 | 105.32 | No
2028-03-10 09:00 | 2028 Initial | 0 | 0 | -285.17 | 405.32 | No
2028-03-10 10:00 | 2028 Initial | 0 | 300 | 14.83 | 442 | No
2028-03-10 11:00 | 2028 Initial | 0 | 300 | -74.4 | 300 | No
2028-03-10 12:00 | 2028 Initial | 0 | 0 | -374.4 | 0 | No
2028-03-10 13:00 | 2028 Initial | 0 | 0 | -190.99 | 0 | No
2028-03-10 14:00 | 2028 Initial | 0 | 0 | 0 | -0.73 | No
2028-03-10 15:00 | 2028 Initial | 0 | 0 | 300 | 233.97 | No
2028-03-10 16:00 | 2028 Initial | 0 | 205 | 510 | 223.73 | No
2028-03-10 17:00 | 2028 Initial | 0 | 505 | 510 | 442 | No
2028-03-10 18:00 | 2028 Initial | 0 | 205 | 510 | 442 | No
2028-03-10 19:00 | 2028 Initial | 0 | 75.72 | 510 | 442 | No
2028-03-10 20:00 | 2028 Initial | 0 | 375.72 | 510 | 442 | No
2028-03-10 21:00 | 2028 Initial | 0 | 482.43 | 510 | 442 | No
2028-03-10 22:00 | 2028 Initial | 0 | 505 | 510 | 442 | No
2028-03-10 23:00 | 2028 Initial | 0 | 384.3 | 510 | 442 | No
2028-03-11 | 2028 Initial | 0 | 233.29 | 510 | 442 | No
2028-03-11 01:00 | 2028 Initial | 0 | 0 | 402.61 | 293.22 | No
2028-03-11 02:00 | 2028 Initial | 0 | 0 | 102.61 | 0 | No
2028-03-11 03:00 | 2028 Initial | 0 | 0 | 215.41 | 142 | No
2028-03-11 04:00 | 2028 Initial | 0 | 300 | 510 | 442 | Yes
2028-03-11 05:00 | 2028 Initial | 0 | 505 | 510 | 442 | Yes
2028-03-11 06:00 | 2028 Initial | 0 | 505 | 510 | 442 | Yes
2028-03-11 07:00 | 2028 Initial | 0 | 300 | 210 | 192.04 | Yes
2028-03-11 08:00 | 2028 Initial | 0 | 0 | -90 | -107.96 | No
2028-03-11 09:00 | 2028 Initial | 0 | 0 | 96.44 | 0 | No
2028-03-11 10:00 | 2028 Initial | 0 | 0 | 0 | 0 | No
2028-03-11 11:00 | 2028 Initial | 0 | 0 | -33.22 | 288.81 | No
2028-03-11 12:00 | 2028 Initial | 0 | -300 | -333.22 | -11.19 | No
2028-03-11 13:00 | 2028 Initial | 0 | -304.61 | -510 | 138.9 | No
2028-03-11 14:00 | 2028 Initial | 0 | -4.61 | -279.01 | 438.9 | No
2028-03-11 15:00 | 2028 Initial | 0 | -167.19 | -72.57 | 138.9 | No
2028-03-11 16:00 | 2028 Initial | 0 | 0 | 227.43 | 438.9 | No
2028-03-11 17:00 | 2028 Initial | 0 | 0 | 510 | 442 | No
2028-03-11 18:00 | 2028 Initial | 0 | 264.05 | 510 | 442 | No
2028-03-11 19:00 | 2028 Initial | 0 | 290.53 | 510 | 442 | No
2028-03-11 20:00 | 2028 Initial | 0 | 333.35 | 510 | 442 | No
2028-03-11 21:00 | 2028 Initial | 0 | 33.35 | 510 | 442 | No
2028-03-11 22:00 | 2028 Initial | 0 | 0 | 482.72 | 442 | No
2028-03-11 23:00 | 2028 Initial | 0 | 0 | 339.27 | 286.87 | No
2028-03-12 | 2028 Initial | 0 | 0 | 278.37 | 142 | No
2028-03-12 01:00 | 2028 Initial | 0 | 300 | 510 | 442 | Yes
2028-03-12 02:00 | 2028 Initial | 0 | 505 | 510 | 442 | Yes
2028-03-12 03:00 | 2028 Initial | 0 | 505 | 510 | 442 | Yes
2028-03-12 04:00 | 2028 Initial | 0 | 480.79 | 510 | 442 | Yes
2028-03-12 05:00 | 2028 Initial | 0 | 180.79 | 300 | 288.13 | Yes
2028-03-12 06:00 | 2028 Initial | 0 | 300 | 0 | 161.28 | Yes
2028-03-12 07:00 | 2028 Initial | 0 | 0 | -300 | -138.72 | Yes
2028-03-12 08:00 | 2028 Initial | 0 | 0 | -423.27 | 0 | Yes
2028-03-12 09:00 | 2028 Initial | 0 | 300 | -123.27 | 300 | Yes
2028-03-12 10:00 | 2028 Initial | 0 | 312.83 | 176.73 | 0 | Yes
2028-03-12 11:00 | 2028 Initial | 0 | 196.96 | 429.72 | -68 | Yes
2028-03-12 12:00 | 2028 Initial | 0 | 496.96 | 510 | -68 | Yes
2028-03-12 13:00 | 2028 Initial | 0 | 482.76 | 390 | 81.55 | Yes
2028-03-12 14:00 | 2028 Initial | 0 | 182.76 | 90 | 155.55 | Yes
2028-03-12 15:00 | 2028 Initial | 0 | -117.24 | -210 | 229.44 | Yes
2028-03-12 16:00 | 2028 Initial | 0 | -417.24 | -510 | 93.39 | No
2028-03-12 17:00 | 2028 Initial | 0 | -276.47 | -390 | -206.61 | No
2028-03-12 18:00 | 2028 Initial | 0 | -107.63 | -90 | 0 | No
2028-03-12 19:00 | 2028 Initial | 0 | 66.91 | 210 | 300 | No
2028-03-12 20:00 | 2028 Initial | 0 | 0 | 510 | 442 | No
2028-03-12 21:00 | 2028 Initial | 0 | 150.85 | 510 | 442 | No
2028-03-12 22:00 | 2028 Initial | 0 | 0 | 438.85 | 241.61 | No
2028-03-12 23:00 | 2028 Initial | 0 | 0 | 138.85 | 0 | No
2028-03-13 | 2028 Initial | 0 | 170.1 | 438.85 | 300 | No
2028-03-13 01:00 | 2028 Initial | 0 | 137.64 | 510 | 442 | No
2028-03-13 02:00 | 2028 Initial | 0 | 234.74 | 510 | 442 | No
2028-03-13 03:00 | 2028 Initial | 0 | 505 | 510 | 442 | No
2028-03-13 04:00 | 2028 Initial | 0 | 435.8 | 510 | 442 | No
2028-03-13 05:00 | 2028 Initial | 0 | 435.8 | 510 | 442 | No
2028-03-13 06:00 | 2028 Initial | 0 | 505 | 510 | 442 | No
2028-03-13 07:00 | 2028 Initial | 0 | 421.18 | 510 | 442 | No
2028-03-13 08:00 | 2028 Initial | 0 | 505 | 510 | 442 | No
2028-03-13 09:00 | 2028 Initial | 0 | 505 | 510 | 442 | No
2028-03-13 10:00 | 2028 Initial | 0 | 428.51 | 510 | 442 | No
2028-03-13 11:00 | 2028 Initial | 0 | 128.51 | 210 | 142 | No
2028-03-13 12:00 | 2028 Initial | 0 | 0 | -90 | 0 | No
2028-03-13 13:00 | 2028 Initial | 0 | 0 | -139.01 | -121.94 | No
2028-03-13 14:00 | 2028 Initial | 0 | 0 | -52.02 | -140.08 | No
2028-03-13 15:00 | 2028 Initial | 0 | 205 | 247.98 | -44.84 | No
2028-03-13 16:00 | 2028 Initial | 0 | 505 | 510 | 165.55 | No
2028-03-13 17:00 | 2028 Initial | 0 | 505 | 510 | 442 | No
2028-03-13 18:00 | 2028 Initial | 0 | 505 | 510 | 348.88 | No
2028-03-13 19:00 | 2028 Initial | 0 | 505 | 510 | 442 | No
2028-03-13 20:00 | 2028 Initial | 0 | 505 | 510 | 442 | No
2028-03-13 21:00 | 2028 Initial | 0 | 505 | 510 | 442 | No
2028-03-13 22:00 | 2028 Initial | 0 | 505 | 510 | 442 | No
2028-03-13 23:00 | 2028 Initial | 0 | 505 | 510 | 442 | No
2028-03-14 | 2028 Initial | 0 | 505 | 510 | 442 | No
2028-03-14 01:00 | 2028 Initial | 0 | 505 | 510 | 442 | No
2028-03-14 02:00 | 2028 Initial | 0 | 505 | 510 | 442 | No
2028-03-14 03:00 | 2028 Initial | 0 | 505 | 510 | 442 | No
2028-03-14 04:00 | 2028 Initial | 0 | 505 | 510 | 442 | No
2028-03-14 05:00 | 2028 Initial | 0 | 458.96 | 510 | 442 | No
2028-03-14 06:00 | 2028 Initial | 0 | 158.96 | 510 | 142 | No
2028-03-14 07:00 | 2028 Initial | 0 | 0 | 510 | 142 | No
2028-03-14 08:00 | 2028 Initial | 0 | 275.67 | 510 | 442 | No
2028-03-14 09:00 | 2028 Initial | 0 | 97.32 | 510 | 442 | No
2028-03-14 10:00 | 2028 Initial | 0 | 18.74 | 510 | 442 | No
2028-03-14 11:00 | 2028 Initial | 0 | 113.38 | 318.89 | 442 | No
2028-03-14 12:00 | 2028 Initial | 0 | 0 | 18.89 | 168.67 | No
2028-03-14 13:00 | 2028 Initial | 0 | 300 | 318.89 | 442 | Yes
2028-03-14 14:00 | 2028 Initial | 0 | 505 | 510 | 442 | Yes
2028-03-14 15:00 | 2028 Initial | 0 | 505 | 510 | 442 | Yes
2028-03-14 16:00 | 2028 Initial | 0 | 505 | 510 | 442 | Yes
2028-03-14 17:00 | 2028 Initial | 0 | 205 | 510 | 243.75 | Yes
2028-03-14 18:00 | 2028 Initial | 0 | 0 | 510 | 442 | No
2028-03-14 19:00 | 2028 Initial | 0 | 111.27 | 510 | 442 | No
2028-03-14 20:00 | 2028 Initial | 0 | 363.6 | 510 | 442 | No
2028-03-14 21:00 | 2028 Initial | 0 | 205 | 510 | 442 | No
2028-03-14 22:00 | 2028 Initial | 0 | 505 | 510 | 442 | Yes
2028-03-14 23:00 | 2028 Initial | 0 | 505 | 510 | 442 | Yes
2028-03-15 | 2028 Initial | 0 | 505 | 510 | 442 | Yes
2028-03-15 01:00 | 2028 Initial | 0 | 505 | 510 | 442 | Yes
2028-03-15 02:00 | 2028 Initial | 0 | 505 | 510 | 442 | Yes
2028-03-15 03:00 | 2028 Initial | 0 | 505 | 510 | 442 | No
2028-03-15 04:00 | 2028 Initial | 0 | 505 | 510 | 442 | No
2028-03-15 05:00 | 2028 Initial | 0 | 505 | 510 | 442 | No
2028-03-15 06:00 | 2028 Initial | 0 | 487.86 | 510 | 420.89 | No
2028-03-15 07:00 | 2028 Initial | 0 | 316.35 | 510 | 120.89 | No
2028-03-15 08:00 | 2028 Initial | 0 | 505 | 510 | 291.24 | No
2028-03-15 09:00 | 2028 Initial | 0 | 205 | 510 | 288.53 | No
2028-03-15 10:00 | 2028 Initial | 0 | 300 | 291.08 | 300 | No
2028-03-15 11:00 | 2028 Initial | 0 | 0 | -8.92 | 0 | No
2028-03-15 12:00 | 2028 Initial | 0 | 0 | -308.92 | -236.55 | No
2028-03-15 13:00 | 2028 Initial | 0 | 0 | -447.6 | -102.33 | No
2028-03-15 14:00 | 2028 Initial | 0 | 0 | -147.6 | -165.87 | No
2028-03-15 15:00 | 2028 Initial | 0 | 0 | 152.4 | 0 | No
2028-03-15 16:00 | 2028 Initial | 0 | 294.71 | 452.4 | 300 | No
2028-03-15 17:00 | 2028 Initial | 0 | 238.36 | 510 | 39.3 | No
2028-03-15 18:00 | 2028 Initial | 0 | 505 | 510 | 339.3 | No
2028-03-15 19:00 | 2028 Initial | 0 | 505 | 510 | 442 | No
2028-03-15 20:00 | 2028 Initial | 0 | 505 | 510 | 442 | No
2028-03-15 21:00 | 2028 Initial | 0 | 505 | 510 | 442 | No
2028-03-15 22:00 | 2028 Initial | 0 | 505 | 510 | 442 | No
2028-03-15 23:00 | 2028 Initial | 0 | 505 | 510 | 442 | No
2028-03-16 | 2028 Initial | 0 | 505 | 510 | 442 | No
2028-03-16 01:00 | 2028 Initial | 0 | 505 | 510 | 442 | No
2028-03-16 02:00 | 2028 Initial | 0 | 505 | 510 | 442 | No
2028-03-16 03:00 | 2028 Initial | 0 | 505 | 510 | 442 | No
2028-03-16 04:00 | 2028 Initial | 0 | 505 | 510 | 442 | No
2028-03-16 05:00 | 2028 Initial | 0 | 307.43 | 510 | 442 | No
2028-03-16 06:00 | 2028 Initial | 0 | 7.43 | 237.63 | 150.56 | No
2028-03-16 07:00 | 2028 Initial | 0 | 0 | 9.72 | 175.38 | No
2028-03-16 08:00 | 2028 Initial | 0 | 0 | -251.95 | 442 | No
2028-03-16 09:00 | 2028 Initial | 0 | 0 | 0 | 442 | No
2028-03-16 10:00 | 2028 Initial | 0 | -140.69 | -300 | 142 | No
2028-03-16 11:00 | 2028 Initial | 0 | -419.45 | -510 | 24.4 | No
2028-03-16 12:00 | 2028 Initial | 0 | -119.45 | -210 | 324.4 | No
2028-03-16 13:00 | 2028 Initial | 0 | 180.55 | 90 | 442 | Yes
2028-03-16 14:00 | 2028 Initial | 0 | 480.55 | 390 | 442 | Yes
2028-03-16 15:00 | 2028 Initial | 0 | 505 | 510 | 442 | Yes
2028-03-16 16:00 | 2028 Initial | 0 | 300 | 510 | 442 | Yes
2028-03-16 17:00 | 2028 Initial | 0 | 0 | 284.24 | 142 | No
2028-03-16 18:00 | 2028 Initial | 0 | 0 | 510 | 168.57 | No
2028-03-16 19:00 | 2028 Initial | 0 | 0 | 510 | 442 | No
2028-03-16 20:00 | 2028 Initial | 0 | 205 | 433.84 | 442 | No
2028-03-16 21:00 | 2028 Initial | 0 | 505 | 510 | 442 | No
2028-03-16 22:00 | 2028 Initial | 0 | 497.66 | 510 | 442 | No
2028-03-16 23:00 | 2028 Initial | 0 | 505 | 510 | 442 | No
2028-03-17 | 2028 Initial | 0 | 314.4 | 510 | 442 | No
2028-03-17 01:00 | 2028 Initial | 0 | 505 | 510 | 442 | No
2028-03-17 02:00 | 2028 Initial | 0 | 454.4 | 510 | 442 | No
2028-03-17 03:00 | 2028 Initial | 0 | 211.2 | 510 | 442 | No
2028-03-17 04:00 | 2028 Initial | 0 | 355.62 | 510 | 442 | No
2028-03-17 05:00 | 2028 Initial | 0 | 148.65 | 510 | 442 | No
2028-03-17 06:00 | 2028 Initial | 0 | 448.65 | 510 | 442 | No
2028-03-17 07:00 | 2028 Initial | 0 | 365.27 | 510 | 442 | No
2028-03-17 08:00 | 2028 Initial | 0 | 65.27 | 510 | 442 | No
2028-03-17 09:00 | 2028 Initial | 0 | 27.86 | 510 | 442 | No
2028-03-17 10:00 | 2028 Initial | 0 | 327.86 | 510 | 442 | No
2028-03-17 11:00 | 2028 Initial | 0 | 114.65 | 510 | 442 | No
2028-03-17 12:00 | 2028 Initial | 0 | 296.48 | 510 | 442 | No
2028-03-17 13:00 | 2028 Initial | 0 | 421.72 | 510 | 442 | No
2028-03-17 14:00 | 2028 Initial | 0 | 505 | 510 | 442 | Yes
2028-03-17 15:00 | 2028 Initial | 0 | 505 | 510 | 442 | Yes
2028-03-17 16:00 | 2028 Initial | 0 | 505 | 510 | 442 | Yes
2028-03-17 17:00 | 2028 Initial | 0 | 505 | 510 | 442 | Yes
2028-03-17 18:00 | 2028 Initial | 0 | 341.98 | 510 | 442 | No
2028-03-17 19:00 | 2028 Initial | 0 | 471.64 | 510 | 442 | No
2028-03-17 20:00 | 2028 Initial | 0 | 505 | 510 | 442 | No
2028-03-17 21:00 | 2028 Initial | 0 | 505 | 510 | 442 | No
2028-03-17 22:00 | 2028 Initial | 0 | 505 | 510 | 442 | No
2028-03-17 23:00 | 2028 Initial | 0 | 505 | 510 | 442 | No
2028-03-18 | 2028 Initial | 0 | 505 | 510 | 442 | No
2028-03-18 01:00 | 2028 Initial | 0 | 505 | 510 | 442 | No
2028-03-18 02:00 | 2028 Initial | 0 | 505 | 510 | 442 | No
2028-03-18 03:00 | 2028 Initial | 0 | 505 | 510 | 442 | No
2028-03-18 04:00 | 2028 Initial | 0 | 505 | 510 | 442 | No
2028-03-18 05:00 | 2028 Initial | 0 | 505 | 510 | 442 | No
2028-03-18 06:00 | 2028 Initial | 0 | 505 | 510 | 442 | No
2028-03-18 07:00 | 2028 Initial | 0 | 505 | 510 | 442 | No
2028-03-18 08:00 | 2028 Initial | 0 | 505 | 510 | 414.28 | No
2028-03-18 09:00 | 2028 Initial | 0 | 490.73 | 510 | 361.14 | No
2028-03-18 10:00 | 2028 Initial | 0 | 505 | 510 | 397.6 | No
2028-03-18 11:00 | 2028 Initial | 0 | 505 | 510 | 442 | No
2028-03-18 12:00 | 2028 Initial | 0 | 505 | 510 | 442 | No
2028-03-18 13:00 | 2028 Initial | 0 | 205 | 509.11 | 142 | No
2028-03-18 14:00 | 2028 Initial | 0 | 250.06 | 510 | 255.8 | No
2028-03-18 15:00 | 2028 Initial | 0 | 257.66 | 510 | -44.2 | No
2028-03-18 16:00 | 2028 Initial | 0 | 412.82 | 510 | 255.8 | No
2028-03-18 17:00 | 2028 Initial | 0 | 150.09 | 510 | 442 | No
2028-03-18 18:00 | 2028 Initial | 0 | 383.58 | 510 | 442 | No
2028-03-18 19:00 | 2028 Initial | 0 | 96.52 | 510 | 442 | No
2028-03-18 20:00 | 2028 Initial | 0 | 396.52 | 510 | 442 | No
2028-03-18 21:00 | 2028 Initial | 0 | 505 | 510 | 350.93 | No
2028-03-18 22:00 | 2028 Initial | 0 | 299.72 | 510 | 431.9 | No
2028-03-18 23:00 | 2028 Initial | 0 | 505 | 510 | 442 | No
2028-03-19 | 2028 Initial | 0 | 505 | 510 | 442 | No
2028-03-19 01:00 | 2028 Initial | 0 | 505 | 510 | 442 | No
2028-03-19 02:00 | 2028 Initial | 0 | 505 | 510 | 438.82 | No
2028-03-19 03:00 | 2028 Initial | 0 | 505 | 510 | 442 | No
2028-03-19 04:00 | 2028 Initial | 0 | 505 | 510 | 442 | No
2028-03-19 05:00 | 2028 Initial | 0 | 505 | 510 | 442 | No
2028-03-19 06:00 | 2028 Initial | 0 | 205 | 383.43 | 142 | No
2028-03-19 07:00 | 2028 Initial | 0 | 0 | 510 | 210.9 | No
2028-03-19 08:00 | 2028 Initial | 0 | 0 | 510 | 30.49 | No
2028-03-19 09:00 | 2028 Initial | 0 | 0 | 212.11 | 0 | No
2028-03-19 10:00 | 2028 Initial | 0 | 0 | -27.57 | 0 | No
2028-03-19 11:00 | 2028 Initial | 0 | 0 | -327.57 | -52.67 | No
2028-03-19 12:00 | 2028 Initial | 0 | 0 | -256.04 | 0 | No
2028-03-19 13:00 | 2028 Initial | 0 | 0 | -145.23 | 0 | No
2028-03-19 14:00 | 2028 Initial | 0 | 0 | -123.91 | 0 | No
2028-03-19 15:00 | 2028 Initial | 0 | 0 | -252.14 | 0 | No
2028-03-19 16:00 | 2028 Initial | 0 | 0 | -88.74 | -75 | No
2028-03-19 17:00 | 2028 Initial | 0 | 0 | 211.26 | 142 | No
2028-03-19 18:00 | 2028 Initial | 0 | 279.33 | 510 | 442 | No
2028-03-19 19:00 | 2028 Initial | 0 | 505 | 510 | 442 | No
2028-03-19 20:00 | 2028 Initial | 0 | 505 | 510 | 442 | No
2028-03-19 21:00 | 2028 Initial | 0 | 505 | 510 | 442 | No
2028-03-19 22:00 | 2028 Initial | 0 | 505 | 510 | 442 | No
2028-03-19 23:00 | 2028 Initial | 0 | 355.81 | 510 | 442 | No
2028-03-20 | 2028 Initial | 0 | 505 | 510 | 442 | No
2028-03-20 01:00 | 2028 Initial | 0 | 462.37 | 510 | 442 | No
2028-03-20 02:00 | 2028 Initial | 0 | 498.05 | 510 | 442 | No
2028-03-20 03:00 | 2028 Initial | 0 | 505 | 510 | 442 | No
2028-03-20 04:00 | 2028 Initial | 0 | 505 | 510 | 442 | No
2028-03-20 05:00 | 2028 Initial | 0 | 467.32 | 510 | 442 | No
2028-03-20 06:00 | 2028 Initial | 0 | 327.25 | 510 | 442 | No
2028-03-20 07:00 | 2028 Initial | 0 | 505 | 510 | 442 | No
2028-03-20 08:00 | 2028 Initial | 0 | 505 | 510 | 442 | No
2028-03-20 09:00 | 2028 Initial | 0 | 364.9 | 510 | 442 | No
2028-03-20 10:00 | 2028 Initial | 0 | 457.04 | 510 | 442 | No
2028-03-20 11:00 | 2028 Initial | 0 | 157.04 | 510 | 442 | No
2028-03-20 12:00 | 2028 Initial | 0 | 0 | 510 | 442 | No
2028-03-20 13:00 | 2028 Initial | 0 | 0 | 510 | 442 | No
2028-03-20 14:00 | 2028 Initial | 0 | 0 | 510 | 442 | No
2028-03-20 15:00 | 2028 Initial | 0 | 0 | 510 | 442 | No
2028-03-20 16:00 | 2028 Initial | 0 | 40.64 | 510 | 442 | No
2028-03-20 17:00 | 2028 Initial | 0 | 340.64 | 510 | 442 | No
2028-03-20 18:00 | 2028 Initial | 0 | 505 | 510 | 442 | No
2028-03-20 19:00 | 2028 Initial | 0 | 505 | 510 | 442 | No
2028-03-20 20:00 | 2028 Initial | 0 | 505 | 510 | 442 | No
2028-03-20 21:00 | 2028 Initial | 0 | 435.9 | 510 | 442 | No
2028-03-20 22:00 | 2028 Initial | 0 | 505 | 510 | 442 | No
2028-03-20 23:00 | 2028 Initial | 0 | 505 | 510 | 442 | Yes
2028-03-21 | 2028 Initial | 0 | 505 | 510 | 442 | Yes
2028-03-21 01:00 | 2028 Initial | 0 | 505 | 510 | 434.94 | Yes
2028-03-21 02:00 | 2028 Initial | 0 | 505 | 510 | 442 | Yes
2028-03-21 03:00 | 2028 Initial | 0 | 505 | 510 | 295.89 | Yes
2028-03-21 04:00 | 2028 Initial | 0 | 505 | 510 | 382.11 | Yes
2028-03-21 05:00 | 2028 Initial | 0 | 505 | 510 | 442 | Yes
2028-03-21 06:00 | 2028 Initial | 0 | 300 | 510 | 394.78 | Yes
2028-03-21 07:00 | 2028 Initial | 0 | 0 | 510 | 285.11 | No
2028-03-21 08:00 | 2028 Initial | 0 | 175.19 | 510 | 288.22 | No
2028-03-21 09:00 | 2028 Initial | 0 | 22.13 | 510 | 189.78 | No
2028-03-21 10:00 | 2028 Initial | 0 | 0 | 510 | 155.62 | No
2028-03-21 11:00 | 2028 Initial | 0 | 0 | 510 | 196.57 | No
2028-03-21 12:00 | 2028 Initial | 0 | 0 | 510 | 159.79 | No
2028-03-21 13:00 | 2028 Initial | 0 | 67.25 | 510 | 237.39 | No
2028-03-21 14:00 | 2028 Initial | 0 | 263.04 | 510 | 355.46 | No
2028-03-21 15:00 | 2028 Initial | 0 | 334.96 | 510 | 442 | No
2028-03-21 16:00 | 2028 Initial | 0 | 238.67 | 510 | 442 | No
2028-03-21 17:00 | 2028 Initial | 0 | 505 | 510 | 442 | No
2028-03-21 18:00 | 2028 Initial | 0 | 205 | 510 | 326.65 | No
2028-03-21 19:00 | 2028 Initial | 0 | 505 | 510 | 442 | No
2028-03-21 20:00 | 2028 Initial | 0 | 505 | 510 | 442 | No
2028-03-21 21:00 | 2028 Initial | 0 | 505 | 510 | 442 | No
2028-03-21 22:00 | 2028 Initial | 0 | 505 | 510 | 442 | No
2028-03-21 23:00 | 2028 Initial | 0 | 505 | 510 | 442 | No
2028-03-22 | 2028 Initial | 0 | 505 | 510 | 442 | No
2028-03-22 01:00 | 2028 Initial | 0 | 505 | 510 | 442 | No
2028-03-22 02:00 | 2028 Initial | 0 | 505 | 510 | 442 | No
2028-03-22 03:00 | 2028 Initial | 0 | 505 | 510 | 442 | No
2028-03-22 04:00 | 2028 Initial | 0 | 380.16 | 510 | 442 | No
2028-03-22 05:00 | 2028 Initial | 0 | 224.65 | 510 | 442 | No
2028-03-22 06:00 | 2028 Initial | 0 | 187.48 | 510 | 442 | No
2028-03-22 07:00 | 2028 Initial | 0 | 342.18 | 510 | 442 | No
2028-03-22 08:00 | 2028 Initial | 0 | 505 | 510 | 442 | No
2028-03-22 09:00 | 2028 Initial | 0 | 417.4 | 510 | 442 | No
2028-03-22 10:00 | 2028 Initial | 0 | 404.13 | 510 | 442 | No
2028-03-22 11:00 | 2028 Initial | 0 | 104.13 | 510 | 270.63 | No
2028-03-22 12:00 | 2028 Initial | 0 | 0 | 392.93 | 185.45 | No
2028-03-22 13:00 | 2028 Initial | 0 | 0 | 326.75 | 102.01 | No
2028-03-22 14:00 | 2028 Initial | 0 | 0 | 377.73 | 44.98 | No
2028-03-22 15:00 | 2028 Initial | 0 | 0 | 306.67 | 210.3 | No
2028-03-22 16:00 | 2028 Initial | 0 | 0 | 6.67 | 0 | No
2028-03-22 17:00 | 2028 Initial | 0 | 146.21 | 306.67 | 119.8 | No
2028-03-22 18:00 | 2028 Initial | 0 | 411.67 | 510 | 389.03 | No
2028-03-22 19:00 | 2028 Initial | 0 | 411.67 | 510 | 442 | No
2028-03-22 20:00 | 2028 Initial | 0 | 505 | 510 | 442 | No
2028-03-22 21:00 | 2028 Initial | 0 | 505 | 510 | 442 | No
2028-03-22 22:00 | 2028 Initial | 0 | 505 | 510 | 442 | No
2028-03-22 23:00 | 2028 Initial | 0 | 313.18 | 510 | 442 | No
2028-03-23 | 2028 Initial | 0 | 473.86 | 510 | 442 | No
2028-03-23 01:00 | 2028 Initial | 0 | 505 | 510 | 442 | No
2028-03-23 02:00 | 2028 Initial | 0 | 378.66 | 510 | 442 | No
2028-03-23 03:00 | 2028 Initial | 0 | 212.23 | 510 | 442 | No
2028-03-23 04:00 | 2028 Initial | 0 | 205 | 510 | 356.25 | No
2028-03-23 05:00 | 2028 Initial | 0 | 505 | 510 | 442 | No
2028-03-23 06:00 | 2028 Initial | 0 | 205 | 510 | 442 | No
2028-03-23 07:00 | 2028 Initial | 0 | 201.57 | 510 | 442 | No
2028-03-23 08:00 | 2028 Initial | 0 | 288.8 | 510 | 442 | No
2028-03-23 09:00 | 2028 Initial | 0 | 479.79 | 510 | 442 | No
2028-03-23 10:00 | 2028 Initial | 0 | 422.96 | 510 | 442 | No
2028-03-23 11:00 | 2028 Initial | 0 | 188.15 | 510 | 442 | No
2028-03-23 12:00 | 2028 Initial | 0 | 85.86 | 510 | 442 | No
2028-03-23 13:00 | 2028 Initial | 0 | 140.69 | 510 | 442 | No
2028-03-23 14:00 | 2028 Initial | 0 | 0 | 510 | 414.59 | No
2028-03-23 15:00 | 2028 Initial | 0 | 0 | 497.13 | 200.45 | No
2028-03-23 16:00 | 2028 Initial | 0 | 0 | 510 | 211.08 | No
2028-03-23 17:00 | 2028 Initial | 0 | 196.33 | 510 | 442 | No
2028-03-23 18:00 | 2028 Initial | 0 | 496.33 | 510 | 442 | No
2028-03-23 19:00 | 2028 Initial | 0 | 505 | 510 | 442 | No
2028-03-23 20:00 | 2028 Initial | 0 | 505 | 510 | 442 | No
2028-03-23 21:00 | 2028 Initial | 0 | 505 | 510 | 442 | No
2028-03-23 22:00 | 2028 Initial | 0 | 285.57 | 510 | 442 | No
2028-03-23 23:00 | 2028 Initial | 0 | 0 | 510 | 284.79 | No
2028-03-24 | 2028 Initial | 0 | 300 | 510 | 442 | Yes
2028-03-24 01:00 | 2028 Initial | 0 | 505 | 510 | 395.07 | Yes
2028-03-24 02:00 | 2028 Initial | 0 | 505 | 510 | 328.99 | Yes
2028-03-24 03:00 | 2028 Initial | 0 | 505 | 510 | 442 | Yes
2028-03-24 04:00 | 2028 Initial | 0 | 505 | 510 | 442 | Yes
2028-03-24 05:00 | 2028 Initial | 0 | 505 | 510 | 442 | Yes
2028-03-24 06:00 | 2028 Initial | 0 | 505 | 510 | 442 | Yes
2028-03-24 07:00 | 2028 Initial | 0 | 505 | 510 | 442 | Yes
2028-03-24 08:00 | 2028 Initial | 0 | 505 | 510 | 442 | Yes
2028-03-24 09:00 | 2028 Initial | 0 | 505 | 510 | 442 | Yes
2028-03-24 10:00 | 2028 Initial | 0 | 505 | 510 | 442 | Yes
2028-03-24 11:00 | 2028 Initial | 0 | 505 | 510 | 442 | Yes
2028-03-24 12:00 | 2028 Initial | 0 | 505 | 510 | 442 | Yes
2028-03-24 13:00 | 2028 Initial | 0 | 505 | 510 | 442 | Yes
2028-03-24 14:00 | 2028 Initial | 0 | 505 | 510 | 442 | Yes
2028-03-24 15:00 | 2028 Initial | 0 | 505 | 510 | 442 | Yes
2028-03-24 16:00 | 2028 Initial | 0 | 505 | 510 | 442 | Yes
2028-03-24 17:00 | 2028 Initial | 0 | 473.39 | 510 | 414.53 | Yes
2028-03-24 18:00 | 2028 Initial | 0 | 173.39 | 210 | 142 | No
2028-03-24 19:00 | 2028 Initial | 0 | 473.39 | 510 | 442 | No
2028-03-24 20:00 | 2028 Initial | 0 | 205 | 510 | 142 | No
2028-03-24 21:00 | 2028 Initial | 0 | 505 | 510 | 442 | No
2028-03-24 22:00 | 2028 Initial | 0 | 205 | 350.11 | 404.16 | No
2028-03-24 23:00 | 2028 Initial | 0 | 505 | 510 | 442 | No
2028-03-25 | 2028 Initial | 0 | 505 | 510 | 442 | No
2028-03-25 01:00 | 2028 Initial | 0 | 505 | 510 | 442 | No
2028-03-25 02:00 | 2028 Initial | 0 | 505 | 510 | 442 | No
2028-03-25 03:00 | 2028 Initial | 0 | 205 | 510 | 426.59 | No
2028-03-25 04:00 | 2028 Initial | 0 | 293.97 | 510 | 442 | No
2028-03-25 05:00 | 2028 Initial | 0 | 494.53 | 510 | 442 | No
2028-03-25 06:00 | 2028 Initial | 0 | 228.06 | 510 | 442 | No
2028-03-25 07:00 | 2028 Initial | 0 | 81.66 | 510 | 442 | No
2028-03-25 08:00 | 2028 Initial | 0 | 283.92 | 510 | 442 | No
2028-03-25 09:00 | 2028 Initial | 0 | 0 | 398.91 | 442 | No
2028-03-25 10:00 | 2028 Initial | 0 | 24.84 | 510 | 442 | No
2028-03-25 11:00 | 2028 Initial | 0 | 80.77 | 510 | 442 | No
2028-03-25 12:00 | 2028 Initial | 0 | 0 | 335.99 | 442 | No
2028-03-25 13:00 | 2028 Initial | 0 | 291.29 | 510 | 442 | No
2028-03-25 14:00 | 2028 Initial | 0 | 473.6 | 510 | 442 | No
2028-03-25 15:00 | 2028 Initial | 0 | 315.41 | 510 | 442 | No
2028-03-25 16:00 | 2028 Initial | 0 | 15.41 | 510 | 442 | No
2028-03-25 17:00 | 2028 Initial | 0 | 283.09 | 510 | 442 | No
2028-03-25 18:00 | 2028 Initial | 0 | 68.01 | 510 | 442 | No
2028-03-25 19:00 | 2028 Initial | 0 | 345.83 | 510 | 442 | No
2028-03-25 20:00 | 2028 Initial | 0 | 433.01 | 510 | 442 | No
2028-03-25 21:00 | 2028 Initial | 0 | 452.16 | 510 | 442 | No
2028-03-25 22:00 | 2028 Initial | 0 | 261.78 | 510 | 442 | No
2028-03-25 23:00 | 2028 Initial | 0 | 505 | 510 | 442 | No
2028-03-26 | 2028 Initial | 0 | 505 | 510 | 442 | No
2028-03-26 01:00 | 2028 Initial | 0 | 505 | 510 | 442 | No
2028-03-26 02:00 | 2028 Initial | 0 | 505 | 510 | 442 | No
2028-03-26 03:00 | 2028 Initial | 0 | 505 | 510 | 442 | No
2028-03-26 04:00 | 2028 Initial | 0 | 505 | 510 | 442 | No
2028-03-26 05:00 | 2028 Initial | 0 | 505 | 510 | 442 | No
2028-03-26 06:00 | 2028 Initial | 0 | 205 | 319.27 | 142 | No
2028-03-26 07:00 | 2028 Initial | 0 | 150.65 | 510 | 345.51 | No
2028-03-26 08:00 | 2028 Initial | 0 | 0 | 510 | 278.84 | No
2028-03-26 09:00 | 2028 Initial | 0 | 0 | 496.79 | 15.7 | No
2028-03-26 10:00 | 2028 Initial | 0 | 0 | 510 | 315.7 | No
2028-03-26 11:00 | 2028 Initial | 0 | 300 | 510 | 442 | No
2028-03-26 12:00 | 2028 Initial | 0 | 206.1 | 510 | 442 | No
2028-03-26 13:00 | 2028 Initial | 0 | 0 | 434.72 | 400.33 | No
2028-03-26 14:00 | 2028 Initial | 0 | 0 | 510 | 404.97 | No
2028-03-26 15:00 | 2028 Initial | 0 | 0 | 510 | 354.75 | No
2028-03-26 16:00 | 2028 Initial | 0 | 0 | 486.21 | 54.75 | No
2028-03-26 17:00 | 2028 Initial | 0 | 300 | 186.21 | 210.28 | No
2028-03-26 18:00 | 2028 Initial | 0 | 0 | -113.79 | -89.72 | No
2028-03-26 19:00 | 2028 Initial | 0 | 0 | -28.73 | 0 | No
2028-03-26 20:00 | 2028 Initial | 0 | 300 | 271.27 | 300 | No
2028-03-26 21:00 | 2028 Initial | 0 | 205 | 510 | 370.98 | No
2028-03-26 22:00 | 2028 Initial | 0 | 505 | 510 | 442 | No
2028-03-26 23:00 | 2028 Initial | 0 | 505 | 510 | 442 | No
2028-03-27 | 2028 Initial | 0 | 505 | 510 | 442 | No
2028-03-27 01:00 | 2028 Initial | 0 | 505 | 510 | 442 | No
2028-03-27 02:00 | 2028 Initial | 0 | 505 | 510 | 442 | No
2028-03-27 03:00 | 2028 Initial | 0 | 462.32 | 510 | 442 | No
2028-03-27 04:00 | 2028 Initial | 0 | 492.57 | 510 | 442 | No
2028-03-27 05:00 | 2028 Initial | 0 | 505 | 510 | 442 | No
2028-03-27 06:00 | 2028 Initial | 0 | 361.58 | 510 | 442 | No
2028-03-27 07:00 | 2028 Initial | 0 | 98.41 | 510 | 344.61 | No
2028-03-27 08:00 | 2028 Initial | 0 | 198.95 | 284.6 | 163.14 | No
2028-03-27 09:00 | 2028 Initial | 0 | 498.95 | 510 | 442 | No
2028-03-27 10:00 | 2028 Initial | 0 | 198.95 | 461.53 | 442 | No
2028-03-27 11:00 | 2028 Initial | 0 | 0 | 510 | 442 | No
2028-03-27 12:00 | 2028 Initial | 0 | 0 | 307.4 | 442 | No
2028-03-27 13:00 | 2028 Initial | 0 | 0 | 315.36 | 442 | No
2028-03-27 14:00 | 2028 Initial | 0 | 0 | 315.36 | 442 | No
2028-03-27 15:00 | 2028 Initial | 0 | 0 | 510 | 442 | No
2028-03-27 16:00 | 2028 Initial | 0 | 109.87 | 510 | 442 | No
2028-03-27 17:00 | 2028 Initial | 0 | 301.01 | 510 | 442 | No
2028-03-27 18:00 | 2028 Initial | 0 | 396.46 | 510 | 442 | No
2028-03-27 19:00 | 2028 Initial | 0 | 96.46 | 510 | 442 | No
2028-03-27 20:00 | 2028 Initial | 0 | 217.07 | 510 | 394.14 | No
2028-03-27 21:00 | 2028 Initial | 0 | 505 | 510 | 94.14 | No
2028-03-27 22:00 | 2028 Initial | 0 | 290.2 | 510 | -33.84 | No
2028-03-27 23:00 | 2028 Initial | 0 | 479.02 | 510 | -169.41 | No
2028-03-28 | 2028 Initial | 0 | 496.64 | 510 | -217.51 | No
2028-03-28 01:00 | 2028 Initial | 0 | 373.99 | 510 | -164.67 | No
2028-03-28 02:00 | 2028 Initial | 0 | 373.99 | 510 | 135.33 | No
2028-03-28 03:00 | 2028 Initial | 0 | 505 | 510 | 435.33 | No
2028-03-28 04:00 | 2028 Initial | 0 | 325.86 | 510 | 442 | No
2028-03-28 05:00 | 2028 Initial | 0 | 208.71 | 510 | 442 | No
2028-03-28 06:00 | 2028 Initial | 0 | 153.4 | 510 | 442 | No
2028-03-28 07:00 | 2028 Initial | 0 | 264.77 | 510 | 442 | No
2028-03-28 08:00 | 2028 Initial | 0 | 344.35 | 510 | 442 | No
2028-03-28 09:00 | 2028 Initial | 0 | 505 | 510 | 442 | Yes
2028-03-28 10:00 | 2028 Initial | 0 | 505 | 510 | 442 | Yes
2028-03-28 11:00 | 2028 Initial | 0 | 505 | 510 | 442 | Yes
2028-03-28 12:00 | 2028 Initial | 0 | 505 | 510 | 442 | Yes
2028-03-28 13:00 | 2028 Initial | 0 | 505 | 510 | 442 | Yes
2028-03-28 14:00 | 2028 Initial | 0 | 505 | 510 | 442 | Yes
2028-03-28 15:00 | 2028 Initial | 0 | 505 | 510 | 442 | Yes
2028-03-28 16:00 | 2028 Initial | 0 | 205 | 310.71 | 342.02 | Yes
2028-03-28 17:00 | 2028 Initial | 0 | 0 | 407.77 | 317.42 | No
2028-03-28 18:00 | 2028 Initial | 0 | 174.56 | 510 | 442 | No
2028-03-28 19:00 | 2028 Initial | 0 | 474.56 | 510 | 442 | No
2028-03-28 20:00 | 2028 Initial | 0 | 353.62 | 510 | 442 | No
2028-03-28 21:00 | 2028 Initial | 0 | 505 | 510 | 442 | No
2028-03-28 22:00 | 2028 Initial | 0 | 350.39 | 510 | 442 | No
2028-03-28 23:00 | 2028 Initial | 0 | 205 | 510 | 215.33 | No
2028-03-29 | 2028 Initial | 0 | 505 | 510 | 442 | No
2028-03-29 01:00 | 2028 Initial | 0 | 505 | 510 | 442 | No
2028-03-29 02:00 | 2028 Initial | 0 | 505 | 510 | 442 | No
2028-03-29 03:00 | 2028 Initial | 0 | 505 | 510 | 442 | No
2028-03-29 04:00 | 2028 Initial | 0 | 505 | 510 | 442 | No
2028-03-29 05:00 | 2028 Initial | 0 | 505 | 510 | 442 | No
2028-03-29 06:00 | 2028 Initial | 0 | 205 | 510 | 305.96 | No
2028-03-29 07:00 | 2028 Initial | 0 | 444.37 | 510 | 442 | No
2028-03-29 08:00 | 2028 Initial | 0 | 505 | 510 | 442 | No
2028-03-29 09:00 | 2028 Initial | 0 | 205 | 435.6 | 442 | No
2028-03-29 10:00 | 2028 Initial | 0 | 505 | 510 | 442 | Yes
2028-03-29 11:00 | 2028 Initial | 0 | 505 | 510 | 442 | Yes
2028-03-29 12:00 | 2028 Initial | 0 | 505 | 510 | 442 | Yes
2028-03-29 13:00 | 2028 Initial | 0 | 300 | 510 | 442 | Yes
2028-03-29 14:00 | 2028 Initial | 0 | 0 | 304.7 | 442 | No
2028-03-29 15:00 | 2028 Initial | 0 | 31.73 | 510 | 442 | No
2028-03-29 16:00 | 2028 Initial | 0 | 114.45 | 465.22 | 442 | No
2028-03-29 17:00 | 2028 Initial | 0 | 414.45 | 510 | 442 | No
2028-03-29 18:00 | 2028 Initial | 0 | 505 | 510 | 442 | No
2028-03-29 19:00 | 2028 Initial | 0 | 505 | 510 | 442 | No
2028-03-29 20:00 | 2028 Initial | 0 | 505 | 510 | 442 | No
2028-03-29 21:00 | 2028 Initial | 0 | 505 | 510 | 442 | No
2028-03-29 22:00 | 2028 Initial | 0 | 505 | 510 | 442 | No
2028-03-29 23:00 | 2028 Initial | 0 | 417.08 | 510 | 442 | No
2028-03-30 | 2028 Initial | 0 | 505 | 510 | 442 | No
2028-03-30 01:00 | 2028 Initial | 0 | 505 | 510 | 442 | No
2028-03-30 02:00 | 2028 Initial | 0 | 505 | 510 | 442 | No
2028-03-30 03:00 | 2028 Initial | 0 | 443.67 | 510 | 171.38 | No
2028-03-30 04:00 | 2028 Initial | 0 | 398.02 | 510 | 79.8 | No
2028-03-30 05:00 | 2028 Initial | 0 | 398.02 | 510 | 165.6 | No
2028-03-30 06:00 | 2028 Initial | 0 | 460.43 | 510 | 125.32 | No
2028-03-30 07:00 | 2028 Initial | 0 | 304.13 | 510 | 255.86 | No
2028-03-30 08:00 | 2028 Initial | 0 | 436.9 | 510 | 442 | No
2028-03-30 09:00 | 2028 Initial | 0 | 505 | 510 | 442 | No
2028-03-30 10:00 | 2028 Initial | 0 | 205 | 326.52 | 142 | No
2028-03-30 11:00 | 2028 Initial | 0 | 505 | 510 | 442 | Yes
2028-03-30 12:00 | 2028 Initial | 0 | 505 | 510 | 442 | Yes
2028-03-30 13:00 | 2028 Initial | 0 | 405.35 | 510 | 442 | Yes
2028-03-30 14:00 | 2028 Initial | 0 | 300 | 510 | 397.95 | Yes
2028-03-30 15:00 | 2028 Initial | 0 | 0 | 210 | 97.95 | No
2028-03-30 16:00 | 2028 Initial | 0 | 0 | 510 | 383.66 | No
2028-03-30 17:00 | 2028 Initial | 0 | 239.78 | 510 | 442 | No
2028-03-30 18:00 | 2028 Initial | 0 | 505 | 510 | 442 | No
2028-03-30 19:00 | 2028 Initial | 0 | 505 | 510 | 442 | No
2028-03-30 20:00 | 2028 Initial | 0 | 505 | 510 | 442 | No
2028-03-30 21:00 | 2028 Initial | 0 | 505 | 510 | 442 | No
2028-03-30 22:00 | 2028 Initial | 0 | 505 | 510 | 442 | No
2028-03-30 23:00 | 2028 Initial | 0 | 505 | 510 | 442 | No
2028-03-31 | 2028 Initial | 0 | 505 | 510 | 442 | No
2028-03-31 01:00 | 2028 Initial | 0 | 505 | 510 | 442 | No
2028-03-31 02:00 | 2028 Initial | 0 | 505 | 510 | 442 | No
2028-03-31 03:00 | 2028 Initial | 0 | 505 | 510 | 442 | No
2028-03-31 04:00 | 2028 Initial | 0 | 505 | 510 | 442 | No
2028-03-31 05:00 | 2028 Initial | 0 | 505 | 510 | 442 | No
2028-03-31 06:00 | 2028 Initial | 0 | 505 | 510 | 442 | No
2028-03-31 07:00 | 2028 Initial | 0 | 505 | 510 | 442 | No
2028-03-31 08:00 | 2028 Initial | 0 | 505 | 510 | 442 | No
2028-03-31 09:00 | 2028 Initial | 0 | 505 | 510 | 442 | No
2028-03-31 10:00 | 2028 Initial | 0 | 505 | 510 | 442 | No
2028-03-31 11:00 | 2028 Initial | 0 | 505 | 510 | 442 | No
2028-03-31 12:00 | 2028 Initial | 0 | 505 | 510 | 442 | No
2028-03-31 13:00 | 2028 Initial | 0 | 505 | 510 | 442 | No
2028-03-31 14:00 | 2028 Initial | 0 | 505 | 510 | 442 | No
2028-03-31 15:00 | 2028 Initial | 0 | 505 | 510 | 442 | No
2028-03-31 16:00 | 2028 Initial | 0 | 505 | 510 | 442 | No
2028-03-31 17:00 | 2028 Initial | 0 | 505 | 510 | 442 | No
2028-03-31 18:00 | 2028 Initial | 0 | 496.17 | 510 | 442 | No
2028-03-31 19:00 | 2028 Initial | 0 | 505 | 510 | 442 | No
2028-03-31 20:00 | 2028 Initial | 0 | 505 | 510 | 442 | No
2028-03-31 21:00 | 2028 Initial | 0 | 505 | 510 | 442 | No
2028-03-31 22:00 | 2028 Initial | 0 | 505 | 510 | 442 | No
2028-03-31 23:00 | 2028 Initial | 0 | 455.28 | 510 | 442 | No
2028-04-01 | 2028 Initial | 600 | 505 | 510 | 442 | No
2028-04-01 01:00 | 2028 Initial | 700 | 505 | 510 | 430.42 | No
2028-04-01 02:00 | 2028 Initial | 700 | 505 | 510 | 442 | No
2028-04-01 03:00 | 2028 Initial | 700 | 505 | 510 | 442 | No
2028-04-01 04:00 | 2028 Initial | 700 | 505 | 510 | 442 | No
2028-04-01 05:00 | 2028 Initial | 700 | 505 | 510 | 442 | No
2028-04-01 06:00 | 2028 Initial | 700 | 505 | 510 | 442 | No
2028-04-01 07:00 | 2028 Initial | 700 | 505 | 510 | 442 | No
2028-04-01 08:00 | 2028 Initial | 700 | 505 | 510 | 442 | No
2028-04-01 09:00 | 2028 Initial | 700 | 278.39 | 510 | 442 | No
2028-04-01 10:00 | 2028 Initial | 700 | 0 | 510 | 301.66 | No
2028-04-01 11:00 | 2028 Initial | 700 | 0 | 406.35 | 50.89 | No
2028-04-01 12:00 | 2028 Initial | 700 | 0 | 446.29 | 0 | No
2028-04-01 13:00 | 2028 Initial | 700 | 0 | 510 | 21.99 | No
2028-04-01 14:00 | 2028 Initial | 700 | 0 | 326.68 | 0 | No
2028-04-01 15:00 | 2028 Initial | 700 | 0 | 499.17 | 0 | No
2028-04-01 16:00 | 2028 Initial | 700 | 0 | 510 | 198.06 | No
2028-04-01 17:00 | 2028 Initial | 700 | 0 | 510 | 442 | No
2028-04-01 18:00 | 2028 Initial | 700 | 86.88 | 510 | 442 | No
2028-04-01 19:00 | 2028 Initial | 700 | 373.54 | 510 | 442 | No
2028-04-01 20:00 | 2028 Initial | 700 | 205 | 510 | 442 | No
2028-04-01 21:00 | 2028 Initial | 700 | 505 | 510 | 442 | No
2028-04-01 22:00 | 2028 Initial | 700 | 505 | 510 | 442 | No
2028-04-01 23:00 | 2028 Initial | 700 | 205 | 510 | 389.9 | No
2028-04-02 | 2028 Initial | 700 | 368.55 | 510 | 442 | No
2028-04-02 01:00 | 2028 Initial | 700 | 335.52 | 510 | 442 | No
2028-04-02 02:00 | 2028 Initial | 700 | 277.24 | 510 | 405.42 | No
2028-04-02 03:00 | 2028 Initial | 700 | 277.24 | 510 | 341.68 | No
2028-04-02 04:00 | 2028 Initial | 700 | 55.83 | 510 | 442 | No
2028-04-02 05:00 | 2028 Initial | 105.89 | 300 | 510 | 365.66 | No
2028-04-02 06:00 | 2028 Initial | 659.87 | 0 | 210 | 65.66 | No
2028-04-02 07:00 | 2028 Initial | 700 | 0 | 206.72 | 0 | No
2028-04-02 08:00 | 2028 Initial | 192.53 | 0 | 203.89 | -39.52 | No
2028-04-02 09:00 | 2028 Initial | -407.47 | 0 | 210 | -13.02 | No
2028-04-02 10:00 | 2028 Initial | -700 | 300 | 510 | 143.08 | Yes
2028-04-02 11:00 | 2028 Initial | -700 | 505 | 510 | 149.77 | Yes
2028-04-02 12:00 | 2028 Initial | -700 | 505 | 510 | 174.97 | Yes
2028-04-02 13:00 | 2028 Initial | -700 | 505 | 510 | 301.79 | Yes
2028-04-02 14:00 | 2028 Initial | -700 | 505 | 510 | 117.22 | Yes
2028-04-02 15:00 | 2028 Initial | -700 | 300 | 510 | 187.63 | No
2028-04-02 16:00 | 2028 Initial | -100 | 0 | 322.67 | 131.23 | No
2028-04-02 17:00 | 2028 Initial | 500 | 0 | 510 | 431.23 | No
2028-04-02 18:00 | 2028 Initial | 700 | 118.79 | 510 | 440.01 | No
2028-04-02 19:00 | 2028 Initial | 700 | 418.79 | 510 | 442 | No
2028-04-02 20:00 | 2028 Initial | 700 | 118.79 | 364.73 | 442 | No
2028-04-02 21:00 | 2028 Initial | 700 | 205 | 361.51 | 442 | No
2028-04-02 22:00 | 2028 Initial | 700 | 505 | 510 | 442 | No
2028-04-02 23:00 | 2028 Initial | 700 | 505 | 510 | 442 | No
2028-04-03 | 2028 Initial | 700 | 505 | 510 | 442 | No
2028-04-03 01:00 | 2028 Initial | 700 | 505 | 510 | 442 | No
2028-04-03 02:00 | 2028 Initial | 700 | 505 | 510 | 442 | No
2028-04-03 03:00 | 2028 Initial | 700 | 505 | 510 | 442 | No
2028-04-03 04:00 | 2028 Initial | 700 | 505 | 510 | 442 | No
2028-04-03 05:00 | 2028 Initial | 700 | 205 | 400.85 | 142 | No
2028-04-03 06:00 | 2028 Initial | 700 | 0 | 510 | 427.98 | No
2028-04-03 07:00 | 2028 Initial | 700 | 200.85 | 510 | 442 | No
2028-04-03 08:00 | 2028 Initial | 700 | 469.25 | 510 | 442 | No
2028-04-03 09:00 | 2028 Initial | 700 | 358.38 | 510 | 442 | No
2028-04-03 10:00 | 2028 Initial | 700 | 294.47 | 510 | 442 | No
2028-04-03 11:00 | 2028 Initial | 700 | 494.06 | 510 | 442 | No
2028-04-03 12:00 | 2028 Initial | 700 | 482.72 | 510 | 442 | No
2028-04-03 13:00 | 2028 Initial | 700 | 300 | 510 | 442 | No
2028-04-03 14:00 | 2028 Initial | 700 | 0 | 510 | 442 | No
2028-04-03 15:00 | 2028 Initial | 700 | 210.23 | 510 | 442 | No
2028-04-03 16:00 | 2028 Initial | 700 | 205 | 510 | 382.74 | No
2028-04-03 17:00 | 2028 Initial | 700 | 505 | 510 | 442 | No
2028-04-03 18:00 | 2028 Initial | 700 | 304.27 | 510 | 442 | No
2028-04-03 19:00 | 2028 Initial | 700 | 304.27 | 510 | 442 | No
2028-04-03 20:00 | 2028 Initial | 700 | 443.77 | 510 | 442 | No
2028-04-03 21:00 | 2028 Initial | 700 | 362.84 | 510 | 442 | No
2028-04-03 22:00 | 2028 Initial | 700 | 205 | 510 | 442 | No
2028-04-03 23:00 | 2028 Initial | 700 | 505 | 510 | 442 | No
2028-04-04 | 2028 Initial | 700 | 505 | 510 | 442 | No
2028-04-04 01:00 | 2028 Initial | 700 | 505 | 510 | 442 | No
2028-04-04 02:00 | 2028 Initial | 700 | 505 | 510 | 442 | No
2028-04-04 03:00 | 2028 Initial | 700 | 505 | 510 | 442 | No
2028-04-04 04:00 | 2028 Initial | 700 | 505 | 510 | 442 | No
2028-04-04 05:00 | 2028 Initial | 700 | 357.59 | 510 | 442 | No
2028-04-04 06:00 | 2028 Initial | 700 | 120.85 | 510 | 333.2 | No
2028-04-04 07:00 | 2028 Initial | 700 | 420.85 | 510 | 442 | No
2028-04-04 08:00 | 2028 Initial | 700 | 145.78 | 510 | 442 | No
2028-04-04 09:00 | 2028 Initial | 600 | 47.61 | 317.31 | 442 | No
2028-04-04 10:00 | 2028 Initial | 0 | 0 | 17.31 | 187.6 | No
2028-04-04 11:00 | 2028 Initial | -407.41 | 0 | 0 | 70.84 | No
2028-04-04 12:00 | 2028 Initial | -700 | 0 | -118.55 | 226.33 | No
2028-04-04 13:00 | 2028 Initial | -700 | 0 | 133.32 | 202.81 | No
2028-04-04 14:00 | 2028 Initial | -700 | 300 | 433.32 | 442 | No
2028-04-04 15:00 | 2028 Initial | -700 | 0 | 133.32 | 308.91 | No
2028-04-04 16:00 | 2028 Initial | -700 | 205 | 210 | 207.61 | No
2028-04-04 17:00 | 2028 Initial | -700 | 505 | 510 | 442 | No
2028-04-04 18:00 | 2028 Initial | -100 | 505 | 510 | 442 | No
2028-04-04 19:00 | 2028 Initial | 500 | 205 | 450.15 | 389.28 | No
2028-04-04 20:00 | 2028 Initial | 637.18 | 505 | 510 | 442 | No
2028-04-04 21:00 | 2028 Initial | 37.18 | 505 | 510 | 442 | No
2028-04-04 22:00 | 2028 Initial | -562.82 | 505 | 510 | 442 | No
2028-04-04 23:00 | 2028 Initial | -628.18 | 505 | 510 | 442 | No
2028-04-05 | 2028 Initial | -700 | 505 | 510 | 442 | No
2028-04-05 01:00 | 2028 Initial | -700 | 505 | 510 | 442 | Yes
2028-04-05 02:00 | 2028 Initial | -700 | 505 | 510 | 442 | Yes
2028-04-05 03:00 | 2028 Initial | -700 | 505 | 510 | 442 | Yes
2028-04-05 04:00 | 2028 Initial | -700 | 505 | 510 | 177.02 | Yes
2028-04-05 05:00 | 2028 Initial | -700 | 505 | 510 | 181.89 | Yes
2028-04-05 06:00 | 2028 Initial | -700 | 505 | 510 | 286.19 | Yes
2028-04-05 07:00 | 2028 Initial | -700 | 505 | 510 | 442 | Yes
2028-04-05 08:00 | 2028 Initial | -700 | 505 | 510 | 442 | Yes
2028-04-05 09:00 | 2028 Initial | -700 | 505 | 510 | 442 | Yes
2028-04-05 10:00 | 2028 Initial | -700 | 505 | 510 | 442 | Yes
2028-04-05 11:00 | 2028 Initial | -700 | 505 | 510 | 442 | Yes
2028-04-05 12:00 | 2028 Initial | -700 | 505 | 510 | 442 | Yes
2028-04-05 13:00 | 2028 Initial | -700 | 505 | 510 | 245.09 | Yes
2028-04-05 14:00 | 2028 Initial | -700 | 505 | 510 | 203.98 | Yes
2028-04-05 15:00 | 2028 Initial | -700 | 505 | 510 | 235.55 | Yes
2028-04-05 16:00 | 2028 Initial | -700 | 505 | 510 | 355.14 | Yes
2028-04-05 17:00 | 2028 Initial | -700 | 505 | 510 | 442 | Yes
2028-04-05 18:00 | 2028 Initial | -700 | 505 | 510 | 410.42 | Yes
2028-04-05 19:00 | 2028 Initial | -700 | 505 | 510 | 375.59 | Yes
2028-04-05 20:00 | 2028 Initial | -700 | 505 | 510 | 429.6 | Yes
2028-04-05 21:00 | 2028 Initial | -700 | 505 | 510 | 397.06 | Yes
2028-04-05 22:00 | 2028 Initial | -700 | 505 | 510 | 303.93 | Yes
2028-04-05 23:00 | 2028 Initial | -700 | 505 | 510 | 217.07 | Yes
2028-04-06 | 2028 Initial | -700 | 505 | 510 | 442 | No
2028-04-06 01:00 | 2028 Initial | -700 | 505 | 510 | 442 | No
2028-04-06 02:00 | 2028 Initial | -700 | 505 | 510 | 442 | No
2028-04-06 03:00 | 2028 Initial | -700 | 505 | 510 | 442 | No
2028-04-06 04:00 | 2028 Initial | -544.46 | 505 | 510 | 442 | No
2028-04-06 05:00 | 2028 Initial | -686.53 | 505 | 510 | 442 | No
2028-04-06 06:00 | 2028 Initial | -86.53 | 503.94 | 510 | 442 | No
2028-04-06 07:00 | 2028 Initial | 513.47 | 505 | 510 | 442 | No
2028-04-06 08:00 | 2028 Initial | 700 | 505 | 510 | 442 | No
2028-04-06 09:00 | 2028 Initial | 700 | 205 | 221.29 | 142 | No
2028-04-06 10:00 | 2028 Initial | 700 | 0 | 87.68 | 71.18 | No
2028-04-06 11:00 | 2028 Initial | 335.46 | 0 | 0 | 24.21 | No
2028-04-06 12:00 | 2028 Initial | 103.41 | 0 | 0 | 0 | No
2028-04-06 13:00 | 2028 Initial | 0 | 0 | 198.35 | 78.28 | No
2028-04-06 14:00 | 2028 Initial | 185.66 | 0 | 0 | 258.88 | No
2028-04-06 15:00 | 2028 Initial | 700 | 0 | 262.49 | 352.8 | No
2028-04-06 16:00 | 2028 Initial | 700 | 0 | 500.67 | 442 | No
2028-04-06 17:00 | 2028 Initial | 700 | 98.02 | 510 | 442 | No
2028-04-06 18:00 | 2028 Initial | 700 | 43.65 | 510 | 442 | No
2028-04-06 19:00 | 2028 Initial | 700 | 187.95 | 510 | 442 | No
2028-04-06 20:00 | 2028 Initial | 700 | 419.73 | 510 | 442 | No
2028-04-06 21:00 | 2028 Initial | 700 | 209.91 | 510 | 442 | No
2028-04-06 22:00 | 2028 Initial | 700 | 132.83 | 510 | 442 | No
2028-04-06 23:00 | 2028 Initial | 700 | 269.29 | 510 | 442 | No
2028-04-07 | 2028 Initial | 700 | 505 | 510 | 442 | No
2028-04-07 01:00 | 2028 Initial | 700 | 382.79 | 510 | 442 | No
2028-04-07 02:00 | 2028 Initial | 700 | 505 | 510 | 442 | No
2028-04-07 03:00 | 2028 Initial | 700 | 505 | 510 | 442 | No
2028-04-07 04:00 | 2028 Initial | 700 | 205 | 510 | 442 | No
2028-04-07 05:00 | 2028 Initial | 700 | 94.04 | 510 | 442 | No
2028-04-07 06:00 | 2028 Initial | 700 | 394.04 | 510 | 442 | No
2028-04-07 07:00 | 2028 Initial | 700 | 266.71 | 510 | 442 | No
2028-04-07 08:00 | 2028 Initial | 700 | 0 | 370.9 | 442 | No
2028-04-07 09:00 | 2028 Initial | 133.2 | 0 | 70.9 | 442 | No
2028-04-07 10:00 | 2028 Initial | -466.8 | -291.96 | -229.1 | 391.03 | No
2028-04-07 11:00 | 2028 Initial | -700 | -300 | -510 | 227.12 | No
2028-04-07 12:00 | 2028 Initial | -700 | 0 | -210 | 182.28 | No
2028-04-07 13:00 | 2028 Initial | -700 | -300 | -510 | 168.32 | No
2028-04-07 14:00 | 2028 Initial | -700 | -230.81 | -510 | 165.22 | No
2028-04-07 15:00 | 2028 Initial | -633.18 | 0 | -300 | 131.26 | No
2028-04-07 16:00 | 2028 Initial | -33.18 | 0 | 0 | 228.92 | No
2028-04-07 17:00 | 2028 Initial | 455.4 | 145.12 | 210 | 419.75 | No
2028-04-07 18:00 | 2028 Initial | 700 | 445.12 | 510 | 442 | No
2028-04-07 19:00 | 2028 Initial | 700 | 367.09 | 510 | 442 | No
2028-04-07 20:00 | 2028 Initial | 700 | 505 | 510 | 442 | No
2028-04-07 21:00 | 2028 Initial | 700 | 505 | 510 | 442 | No
2028-04-07 22:00 | 2028 Initial | 700 | 505 | 510 | 442 | No
2028-04-07 23:00 | 2028 Initial | 700 | 205 | 510 | 442 | No
2028-04-08 | 2028 Initial | 700 | 505 | 510 | 442 | No
2028-04-08 01:00 | 2028 Initial | 700 | 505 | 510 | 442 | No
2028-04-08 02:00 | 2028 Initial | 700 | 505 | 510 | 442 | No
2028-04-08 03:00 | 2028 Initial | 700 | 505 | 510 | 442 | No
2028-04-08 04:00 | 2028 Initial | 700 | 505 | 510 | 442 | No
2028-04-08 05:00 | 2028 Initial | 700 | 505 | 510 | 442 | No
2028-04-08 06:00 | 2028 Initial | 700 | 449.38 | 510 | 442 | No
2028-04-08 07:00 | 2028 Initial | 700 | 149.38 | 510 | 442 | No
2028-04-08 08:00 | 2028 Initial | 700 | 0 | 510 | 442 | No
2028-04-08 09:00 | 2028 Initial | 700 | 84.69 | 510 | 442 | No
2028-04-08 10:00 | 2028 Initial | 700 | 0 | 510 | 442 | No
2028-04-08 11:00 | 2028 Initial | 700 | 0 | 510 | 434.38 | No
2028-04-08 12:00 | 2028 Initial | 700 | 0 | 510 | 440.79 | No
2028-04-08 13:00 | 2028 Initial | 700 | 0 | 437.28 | 408.37 | No
2028-04-08 14:00 | 2028 Initial | 700 | 0 | 510 | 442 | No
2028-04-08 15:00 | 2028 Initial | 700 | 0 | 306.4 | 434.09 | No
2028-04-08 16:00 | 2028 Initial | 700 | 0 | 350.92 | 386.72 | No
2028-04-08 17:00 | 2028 Initial | 700 | 125.79 | 510 | 442 | No
2028-04-08 18:00 | 2028 Initial | 700 | 195.1 | 510 | 442 | No
2028-04-08 19:00 | 2028 Initial | 700 | 464.73 | 510 | 442 | No
2028-04-08 20:00 | 2028 Initial | 700 | 505 | 510 | 442 | No
2028-04-08 21:00 | 2028 Initial | 700 | 505 | 510 | 442 | No
2028-04-08 22:00 | 2028 Initial | 700 | 498.96 | 510 | 442 | No
2028-04-08 23:00 | 2028 Initial | 700 | 302.97 | 510 | 442 | No
2028-04-09 | 2028 Initial | 700 | 505 | 510 | 442 | No
2028-04-09 01:00 | 2028 Initial | 700 | 369.51 | 510 | 442 | No
2028-04-09 02:00 | 2028 Initial | 700 | 282 | 510 | 442 | No
2028-04-09 03:00 | 2028 Initial | 700 | 505 | 510 | 442 | No
2028-04-09 04:00 | 2028 Initial | 700 | 505 | 510 | 442 | No
2028-04-09 05:00 | 2028 Initial | 700 | 205 | 510 | 442 | No
2028-04-09 06:00 | 2028 Initial | 700 | 50.95 | 510 | 442 | No
2028-04-09 07:00 | 2028 Initial | 700 | 152.31 | 510 | 442 | No
2028-04-09 08:00 | 2028 Initial | 700 | 0 | 336.37 | 142 | No
2028-04-09 09:00 | 2028 Initial | 700 | 0 | 510 | 204.62 | No
2028-04-09 10:00 | 2028 Initial | 700 | 0 | 291.54 | 279.27 | No
2028-04-09 11:00 | 2028 Initial | 700 | 0 | 241.82 | 230.83 | No
2028-04-09 12:00 | 2028 Initial | 700 | 0 | 313.06 | 204.36 | No
2028-04-09 13:00 | 2028 Initial | 700 | 0 | 364.92 | 153.56 | No
2028-04-09 14:00 | 2028 Initial | 700 | 0 | 386.41 | 256.04 | No
2028-04-09 15:00 | 2028 Initial | 700 | 0 | 249.33 | 182.62 | No
2028-04-09 16:00 | 2028 Initial | 700 | 0 | 70.82 | 196 | No
2028-04-09 17:00 | 2028 Initial | 700 | 12.2 | 370.82 | 442 | No
2028-04-09 18:00 | 2028 Initial | 700 | 216.17 | 510 | 442 | No
2028-04-09 19:00 | 2028 Initial | 700 | 187.8 | 510 | 442 | No
2028-04-09 20:00 | 2028 Initial | 700 | 290.01 | 510 | 442 | No
2028-04-09 21:00 | 2028 Initial | 700 | 505 | 510 | 442 | No
2028-04-09 22:00 | 2028 Initial | 700 | 207.81 | 510 | 442 | No
2028-04-09 23:00 | 2028 Initial | 700 | 505 | 510 | 442 | No
2028-04-10 | 2028 Initial | 700 | 505 | 510 | 319.54 | No
2028-04-10 01:00 | 2028 Initial | 700 | 249.53 | 510 | 19.54 | No
2028-04-10 02:00 | 2028 Initial | 700 | 505 | 510 | 277.39 | No
2028-04-10 03:00 | 2028 Initial | 700 | 505 | 510 | 280.64 | No
2028-04-10 04:00 | 2028 Initial | 700 | 505 | 510 | 442 | No
2028-04-10 05:00 | 2028 Initial | 700 | 505 | 510 | 442 | No
2028-04-10 06:00 | 2028 Initial | 700 | 205 | 434.55 | 142 | No
2028-04-10 07:00 | 2028 Initial | 700 | 140.85 | 510 | 442 | No
2028-04-10 08:00 | 2028 Initial | 700 | 433.25 | 510 | 442 | No
2028-04-10 09:00 | 2028 Initial | 700 | 399.53 | 510 | 442 | No
2028-04-10 10:00 | 2028 Initial | 700 | 177.34 | 510 | 442 | No
2028-04-10 11:00 | 2028 Initial | 700 | 0 | 510 | 409.38 | No
2028-04-10 12:00 | 2028 Initial | 700 | 0 | 510 | 442 | No
2028-04-10 13:00 | 2028 Initial | 700 | 155.16 | 510 | 442 | No
2028-04-10 14:00 | 2028 Initial | 700 | 30.22 | 510 | 442 | No
2028-04-10 15:00 | 2028 Initial | 700 | 330.22 | 510 | 442 | No
2028-04-10 16:00 | 2028 Initial | 700 | 306.86 | 510 | 442 | No
2028-04-10 17:00 | 2028 Initial | 700 | 375.39 | 510 | 442 | No
2028-04-10 18:00 | 2028 Initial | 700 | 334.86 | 510 | 442 | No
2028-04-10 19:00 | 2028 Initial | 700 | 118.62 | 510 | 442 | No
2028-04-10 20:00 | 2028 Initial | 700 | 369.41 | 510 | 442 | No
2028-04-10 21:00 | 2028 Initial | 700 | 505 | 510 | 442 | No
2028-04-10 22:00 | 2028 Initial | 700 | 305.41 | 510 | 442 | No
2028-04-10 23:00 | 2028 Initial | 700 | 481.38 | 510 | 357.19 | No
2028-04-11 | 2028 Initial | 700 | 304.58 | 510 | 209.35 | No
2028-04-11 01:00 | 2028 Initial | 700 | 167.42 | 510 | 148.51 | No
2028-04-11 02:00 | 2028 Initial | 700 | 229.6 | 510 | 224.83 | No
2028-04-11 03:00 | 2028 Initial | 700 | 505 | 510 | 442 | No
2028-04-11 04:00 | 2028 Initial | 700 | 505 | 510 | 442 | No
2028-04-11 05:00 | 2028 Initial | 700 | 205 | 510 | 236.19 | No
2028-04-11 06:00 | 2028 Initial | 700 | 76.38 | 510 | 360.13 | No
2028-04-11 07:00 | 2028 Initial | 700 | 322.18 | 510 | 442 | No
2028-04-11 08:00 | 2028 Initial | 700 | 362.77 | 510 | 442 | No
2028-04-11 09:00 | 2028 Initial | 700 | 182.17 | 510 | 442 | No
2028-04-11 10:00 | 2028 Initial | 700 | 287.91 | 510 | 442 | No
2028-04-11 11:00 | 2028 Initial | 700 | 91.78 | 510 | 442 | No
2028-04-11 12:00 | 2028 Initial | 700 | 0 | 510 | 442 | No
2028-04-11 13:00 | 2028 Initial | 700 | 0 | 510 | 442 | No
2028-04-11 14:00 | 2028 Initial | 700 | 0 | 508.4 | 442 | No
2028-04-11 15:00 | 2028 Initial | 700 | 0 | 208.4 | 166.08 | No
2028-04-11 16:00 | 2028 Initial | 700 | -35.06 | 0 | 0 | No
2028-04-11 17:00 | 2028 Initial | 700 | 87.99 | 300 | 300 | No
2028-04-11 18:00 | 2028 Initial | 700 | 137.52 | 510 | 363.74 | No
2028-04-11 19:00 | 2028 Initial | 700 | 381.24 | 510 | 442 | No
2028-04-11 20:00 | 2028 Initial | 700 | 505 | 510 | 442 | No
2028-04-11 21:00 | 2028 Initial | 700 | 444.63 | 510 | 442 | No
2028-04-11 22:00 | 2028 Initial | 700 | 314.71 | 510 | 442 | No
2028-04-11 23:00 | 2028 Initial | 700 | 347.18 | 510 | 360.95 | No
2028-04-12 | 2028 Initial | 700 | 81.02 | 510 | 353.38 | No
2028-04-12 01:00 | 2028 Initial | 700 | 0 | 510 | 249.45 | No
2028-04-12 02:00 | 2028 Initial | 700 | 0 | 510 | 112.62 | No
2028-04-12 03:00 | 2028 Initial | 700 | 0 | 510 | 126.02 | No
2028-04-12 04:00 | 2028 Initial | 700 | 0 | 510 | 168.4 | No
2028-04-12 05:00 | 2028 Initial | 700 | 0 | 510 | 156.8 | No
2028-04-12 06:00 | 2028 Initial | 700 | 0 | 510 | 395.5 | No
2028-04-12 07:00 | 2028 Initial | 700 | 10 | 510 | 442 | No
2028-04-12 08:00 | 2028 Initial | 700 | 277.84 | 510 | 442 | No
2028-04-12 09:00 | 2028 Initial | 700 | 165.78 | 510 | 442 | No
2028-04-12 10:00 | 2028 Initial | 700 | 0 | 510 | 185.58 | No
2028-04-12 11:00 | 2028 Initial | 700 | 0 | 510 | 442 | No
2028-04-12 12:00 | 2028 Initial | 700 | 113.94 | 510 | 442 | No
2028-04-12 13:00 | 2028 Initial | 700 | 379.5 | 510 | 442 | No
2028-04-12 14:00 | 2028 Initial | 700 | 204.11 | 510 | 442 | No
2028-04-12 15:00 | 2028 Initial | 700 | 0 | 394.05 | 442 | No
2028-04-12 16:00 | 2028 Initial | 595.89 | 0 | 210 | 442 | No
2028-04-12 17:00 | 2028 Initial | 136.09 | 300 | 510 | 442 | No
2028-04-12 18:00 | 2028 Initial | 0 | 445.26 | 510 | 442 | No
2028-04-12 19:00 | 2028 Initial | 600 | 153.91 | 393.99 | 442 | No
2028-04-12 20:00 | 2028 Initial | 700 | 453.91 | 510 | 442 | No
2028-04-12 21:00 | 2028 Initial | 597.3 | 153.91 | 210 | 142 | No
2028-04-12 22:00 | 2028 Initial | 0 | 205 | 319.92 | -21.97 | No
2028-04-12 23:00 | 2028 Initial | -488.7 | 505 | 510 | 43.2 | No
2028-04-13 | 2028 Initial | -598.21 | 505 | 510 | 343.2 | No
2028-04-13 01:00 | 2028 Initial | -679.71 | 505 | 510 | 349.63 | No
2028-04-13 02:00 | 2028 Initial | -700 | 505 | 510 | 387.68 | No
2028-04-13 03:00 | 2028 Initial | -582.68 | 505 | 510 | 311.85 | No
2028-04-13 04:00 | 2028 Initial | -600 | 505 | 510 | 277.95 | No
2028-04-13 05:00 | 2028 Initial | 0 | 380.01 | 510 | 442 | No
2028-04-13 06:00 | 2028 Initial | 600 | 80.01 | 510 | 442 | No
2028-04-13 07:00 | 2028 Initial | 700 | 52.83 | 510 | 442 | No
2028-04-13 08:00 | 2028 Initial | 431.13 | 78.59 | 510 | 435.43 | No
2028-04-13 09:00 | 2028 Initial | -168.87 | 378.59 | 510 | 442 | No
2028-04-13 10:00 | 2028 Initial | -700 | 505 | 510 | 442 | No
2028-04-13 11:00 | 2028 Initial | -700 | 505 | 510 | 442 | No
2028-04-13 12:00 | 2028 Initial | -100 | 205 | 470.38 | 442 | No
2028-04-13 13:00 | 2028 Initial | 0 | 238.62 | 510 | 442 | No
2028-04-13 14:00 | 2028 Initial | 600 | 0 | 468.68 | 442 | No
2028-04-13 15:00 | 2028 Initial | 700 | 189.02 | 510 | 442 | No
2028-04-13 16:00 | 2028 Initial | 700 | 211.76 | 510 | 442 | No
2028-04-13 17:00 | 2028 Initial | 700 | 505 | 510 | 442 | No
2028-04-13 18:00 | 2028 Initial | 700 | 205 | 510 | 338.85 | No
2028-04-13 19:00 | 2028 Initial | 700 | 38.43 | 510 | 442 | No
2028-04-13 20:00 | 2028 Initial | 700 | 78.86 | 510 | 442 | No
2028-04-13 21:00 | 2028 Initial | 700 | 276.21 | 510 | 442 | No
2028-04-13 22:00 | 2028 Initial | 700 | 0 | 510 | 442 | No
2028-04-13 23:00 | 2028 Initial | 700 | 0 | 510 | 442 | No
2028-04-14 | 2028 Initial | 700 | 0 | 510 | 249 | No
2028-04-14 01:00 | 2028 Initial | 700 | 205 | 510 | 302.95 | No
2028-04-14 02:00 | 2028 Initial | 700 | 505 | 510 | 442 | No
2028-04-14 03:00 | 2028 Initial | 700 | 505 | 510 | 442 | No
2028-04-14 04:00 | 2028 Initial | 700 | 505 | 510 | 442 | No
2028-04-14 05:00 | 2028 Initial | 700 | 505 | 510 | 442 | No
2028-04-14 06:00 | 2028 Initial | 700 | 505 | 510 | 442 | No
2028-04-14 07:00 | 2028 Initial | 700 | 463.39 | 510 | 442 | No
2028-04-14 08:00 | 2028 Initial | 700 | 505 | 510 | 442 | No
2028-04-14 09:00 | 2028 Initial | 700 | 501.92 | 510 | 442 | No
2028-04-14 10:00 | 2028 Initial | 700 | 201.92 | 510 | 442 | No
2028-04-14 11:00 | 2028 Initial | 700 | 104.73 | 510 | 442 | No
2028-04-14 12:00 | 2028 Initial | 700 | 0 | 510 | 442 | No
2028-04-14 13:00 | 2028 Initial | 700 | 17.83 | 510 | 442 | No
2028-04-14 14:00 | 2028 Initial | 700 | 265.52 | 510 | 442 | No
2028-04-14 15:00 | 2028 Initial | 700 | 122.67 | 330.61 | 442 | No
2028-04-14 16:00 | 2028 Initial | 700 | 0 | 30.61 | 142 | No
2028-04-14 17:00 | 2028 Initial | 700 | 163.72 | 330.61 | 442 | No
2028-04-14 18:00 | 2028 Initial | 700 | 279.81 | 510 | 442 | No
2028-04-14 19:00 | 2028 Initial | 700 | 498.08 | 510 | 442 | No
2028-04-14 20:00 | 2028 Initial | 700 | 505 | 510 | 442 | No
2028-04-14 21:00 | 2028 Initial | 700 | 426.11 | 510 | 442 | No
2028-04-14 22:00 | 2028 Initial | 700 | 126.11 | 510 | 442 | No
2028-04-14 23:00 | 2028 Initial | 700 | 174.46 | 510 | 363.94 | No
2028-04-15 | 2028 Initial | 700 | 64.52 | 510 | 256.6 | No
2028-04-15 01:00 | 2028 Initial | 700 | 0 | 510 | 273.82 | No
2028-04-15 02:00 | 2028 Initial | 700 | 186.07 | 510 | 246.68 | No
2028-04-15 03:00 | 2028 Initial | 700 | 0 | 510 | 254.82 | No
2028-04-15 04:00 | 2028 Initial | 700 | 0 | 510 | 200.44 | No
2028-04-15 05:00 | 2028 Initial | 700 | 0 | 510 | 220.17 | No
2028-04-15 06:00 | 2028 Initial | 700 | 0 | 510 | 340.07 | No
2028-04-15 07:00 | 2028 Initial | 700 | 0 | 510 | 358.62 | No
2028-04-15 08:00 | 2028 Initial | 700 | 189.48 | 510 | 442 | No
2028-04-15 09:00 | 2028 Initial | 700 | 176.91 | 510 | 442 | No
2028-04-15 10:00 | 2028 Initial | 700 | 0 | 510 | 442 | No
2028-04-15 11:00 | 2028 Initial | 700 | 0 | 510 | 442 | No
2028-04-15 12:00 | 2028 Initial | 700 | 0 | 510 | 438.57 | No
2028-04-15 13:00 | 2028 Initial | 700 | 0 | 510 | 442 | No
2028-04-15 14:00 | 2028 Initial | 700 | 0 | 510 | 442 | No
2028-04-15 15:00 | 2028 Initial | 700 | 198.5 | 300 | 273.11 | No
2028-04-15 16:00 | 2028 Initial | 700 | -101.5 | 0 | -26.89 | No
2028-04-15 17:00 | 2028 Initial | 700 | 0 | 300 | 273.11 | No
2028-04-15 18:00 | 2028 Initial | 700 | 0 | 510 | 442 | No
2028-04-15 19:00 | 2028 Initial | 700 | 0 | 510 | 442 | No
2028-04-15 20:00 | 2028 Initial | 700 | 0 | 510 | 415.36 | No
2028-04-15 21:00 | 2028 Initial | 700 | 205 | 510 | 442 | No
2028-04-15 22:00 | 2028 Initial | 700 | 505 | 510 | 442 | No
2028-04-15 23:00 | 2028 Initial | 700 | 505 | 510 | 442 | No
2028-04-16 | 2028 Initial | 700 | 505 | 510 | 442 | No
2028-04-16 01:00 | 2028 Initial | 700 | 505 | 510 | 442 | No
2028-04-16 02:00 | 2028 Initial | 700 | 460.13 | 510 | 442 | No
2028-04-16 03:00 | 2028 Initial | 700 | 505 | 510 | 442 | No
2028-04-16 04:00 | 2028 Initial | 700 | 253.06 | 510 | 442 | No
2028-04-16 05:00 | 2028 Initial | 700 | 47.43 | 510 | 442 | No
2028-04-16 06:00 | 2028 Initial | 700 | 0 | 383.94 | 279.16 | No
2028-04-16 07:00 | 2028 Initial | 700 | 0 | 272.9 | 434.74 | No
2028-04-16 08:00 | 2028 Initial | 700 | 0 | 229.97 | 442 | No
2028-04-16 09:00 | 2028 Initial | 518.03 | 0 | 0 | 442 | No
2028-04-16 10:00 | 2028 Initial | 333.86 | 0 | 0 | 442 | No
2028-04-16 11:00 | 2028 Initial | 443.62 | 0 | 0 | 338.37 | No
2028-04-16 12:00 | 2028 Initial | 443.62 | 0 | 0 | 261.37 | No
2028-04-16 13:00 | 2028 Initial | 186.79 | 0 | 0 | 81.23 | No
2028-04-16 14:00 | 2028 Initial | 469.88 | 0 | 0 | 54.52 | No
2028-04-16 15:00 | 2028 Initial | 506.6 | 0 | 0 | 0 | No
2028-04-16 16:00 | 2028 Initial | 700 | -2.48 | -300 | -139.75 | No
2028-04-16 17:00 | 2028 Initial | 700 | 0 | 0 | 16.9 | No
2028-04-16 18:00 | 2028 Initial | 700 | 0 | 300 | 157.54 | No
2028-04-16 19:00 | 2028 Initial | 700 | 0 | 510 | 74.7 | No
2028-04-16 20:00 | 2028 Initial | 700 | 0 | 303.04 | -167.35 | No
2028-04-16 21:00 | 2028 Initial | 700 | 92.49 | 303.04 | -232.6 | No
2028-04-16 22:00 | 2028 Initial | 700 | 392.49 | 510 | 67.4 | No
2028-04-16 23:00 | 2028 Initial | 700 | 144.21 | 510 | -116.03 | No
2028-04-17 | 2028 Initial | 700 | 322.86 | 510 | 183.97 | No
2028-04-17 01:00 | 2028 Initial | 700 | 265.66 | 510 | 115.25 | No
2028-04-17 02:00 | 2028 Initial | 700 | 375.82 | 510 | 408.06 | No
2028-04-17 03:00 | 2028 Initial | 700 | 455.91 | 510 | 349.33 | No
2028-04-17 04:00 | 2028 Initial | 700 | 230.9 | 510 | 49.33 | No
2028-04-17 05:00 | 2028 Initial | 700 | 278.17 | 510 | 42.05 | No
2028-04-17 06:00 | 2028 Initial | 700 | 210.9 | 510 | 342.05 | No
2028-04-17 07:00 | 2028 Initial | 700 | 0 | 510 | 259.15 | No
2028-04-17 08:00 | 2028 Initial | 700 | 35.1 | 510 | 442 | No
2028-04-17 09:00 | 2028 Initial | 700 | 0 | 510 | 142 | No
2028-04-17 10:00 | 2028 Initial | 700 | 0 | 238.34 | 267.47 | No
2028-04-17 11:00 | 2028 Initial | 700 | 0 | 0 | 0 | No
2028-04-17 12:00 | 2028 Initial | 700 | 0 | 15.31 | 0 | No
2028-04-17 13:00 | 2028 Initial | 700 | 0 | 0 | 0 | No
2028-04-17 14:00 | 2028 Initial | 700 | 0 | 221.73 | 0 | No
2028-04-17 15:00 | 2028 Initial | 700 | 0 | 316.94 | 193.15 | No
2028-04-17 16:00 | 2028 Initial | 700 | 0 | 510 | 276.36 | No
2028-04-17 17:00 | 2028 Initial | 700 | 0 | 510 | 442 | No
2028-04-17 18:00 | 2028 Initial | 700 | 18.93 | 210 | 176.85 | No
2028-04-17 19:00 | 2028 Initial | 700 | 318.93 | 510 | 442 | No
2028-04-17 20:00 | 2028 Initial | 700 | 505 | 510 | 442 | No
2028-04-17 21:00 | 2028 Initial | 700 | 505 | 510 | 442 | No
2028-04-17 22:00 | 2028 Initial | 700 | 300.03 | 510 | 442 | No
2028-04-17 23:00 | 2028 Initial | 700 | 399.51 | 510 | 296.14 | No
2028-04-18 | 2028 Initial | 700 | 505 | 510 | 51.62 | No
2028-04-18 01:00 | 2028 Initial | 700 | 505 | 510 | 351.62 | No
2028-04-18 02:00 | 2028 Initial | 700 | 505 | 510 | 442 | No
2028-04-18 03:00 | 2028 Initial | 700 | 505 | 510 | 442 | No
2028-04-18 04:00 | 2028 Initial | 700 | 505 | 510 | 442 | No
2028-04-18 05:00 | 2028 Initial | 700 | 505 | 510 | 442 | No
2028-04-18 06:00 | 2028 Initial | 700 | 370.2 | 510 | 442 | No
2028-04-18 07:00 | 2028 Initial | 700 | 70.2 | 462.66 | 442 | No
2028-04-18 08:00 | 2028 Initial | 700 | 0 | 162.66 | 218.87 | No
2028-04-18 09:00 | 2028 Initial | 700 | 300 | 462.66 | 442 | No
2028-04-18 10:00 | 2028 Initial | 700 | 0 | 510 | 279.33 | No
2028-04-18 11:00 | 2028 Initial | 700 | 0 | 510 | 263.42 | No
2028-04-18 12:00 | 2028 Initial | 700 | 0 | 501.59 | 127.6 | No
2028-04-18 13:00 | 2028 Initial | 700 | 0 | 446.32 | 142 | No
2028-04-18 14:00 | 2028 Initial | 700 | 300 | 510 | 442 | No
2028-04-18 15:00 | 2028 Initial | 700 | 294.1 | 510 | 442 | No
2028-04-18 16:00 | 2028 Initial | 700 | 31.88 | 454.67 | 276.11 | No
2028-04-18 17:00 | 2028 Initial | 700 | 331.88 | 510 | 442 | No
2028-04-18 18:00 | 2028 Initial | 700 | 505 | 510 | 442 | No
2028-04-18 19:00 | 2028 Initial | 700 | 443.5 | 510 | 442 | No
2028-04-18 20:00 | 2028 Initial | 700 | 505 | 510 | 442 | No
2028-04-18 21:00 | 2028 Initial | 700 | 505 | 510 | 442 | No
2028-04-18 22:00 | 2028 Initial | 700 | 326.49 | 510 | 442 | No
2028-04-18 23:00 | 2028 Initial | 700 | 425.01 | 510 | 442 | No
2028-04-19 | 2028 Initial | 700 | 125.01 | 510 | 362.39 | No
2028-04-19 01:00 | 2028 Initial | 700 | 280.52 | 510 | 442 | No
2028-04-19 02:00 | 2028 Initial | 700 | 280.52 | 510 | 442 | No
2028-04-19 03:00 | 2028 Initial | 700 | 430.93 | 510 | 442 | No
2028-04-19 04:00 | 2028 Initial | 700 | 195.71 | 510 | 442 | No
2028-04-19 05:00 | 2028 Initial | 700 | 300 | 300 | 442 | No
2028-04-19 06:00 | 2028 Initial | 700 | 0 | 0 | 168.91 | No
2028-04-19 07:00 | 2028 Initial | 700 | 100.6 | 300 | 442 | No
2028-04-19 08:00 | 2028 Initial | 700 | 0 | 333.5 | 409.63 | No
2028-04-19 09:00 | 2028 Initial | 700 | 0 | 510 | 128.35 | No
2028-04-19 10:00 | 2028 Initial | 700 | 0 | 286.9 | 0 | No
2028-04-19 11:00 | 2028 Initial | 416.44 | 0 | 0 | 31.2 | No
2028-04-19 12:00 | 2028 Initial | 700 | 0 | 0 | 238.75 | No
2028-04-19 13:00 | 2028 Initial | 278.76 | 0 | 0 | 0 | No
2028-04-19 14:00 | 2028 Initial | 370.27 | 0 | 0 | 126.65 | No
2028-04-19 15:00 | 2028 Initial | 700 | -280.06 | -300 | 357.27 | No
2028-04-19 16:00 | 2028 Initial | 700 | -526 | -510 | 57.27 | No
2028-04-19 17:00 | 2028 Initial | 700 | -226 | -210 | 191.15 | No
2028-04-19 18:00 | 2028 Initial | 700 | 0 | 90 | 390.25 | No
2028-04-19 19:00 | 2028 Initial | 700 | 0 | 0 | 90.25 | No
2028-04-19 20:00 | 2028 Initial | 700 | 9.64 | 300 | 390.25 | No
2028-04-19 21:00 | 2028 Initial | 700 | 55.47 | 510 | 442 | No
2028-04-19 22:00 | 2028 Initial | 700 | 306.62 | 510 | 442 | No
2028-04-19 23:00 | 2028 Initial | 612.49 | 355.96 | 510 | 442 | No
2028-04-20 | 2028 Initial | 659.58 | 505 | 510 | 442 | No
2028-04-20 01:00 | 2028 Initial | 470.16 | 505 | 510 | 442 | No
2028-04-20 02:00 | 2028 Initial | 622.8 | 505 | 510 | 442 | No
2028-04-20 03:00 | 2028 Initial | 644.86 | 505 | 510 | 428.25 | No
2028-04-20 04:00 | 2028 Initial | 276.74 | 205 | 210 | 128.25 | No
2028-04-20 05:00 | 2028 Initial | 700 | 0 | 474.97 | 82.46 | No
2028-04-20 06:00 | 2028 Initial | 700 | 0 | 509.98 | 187.94 | No
2028-04-20 07:00 | 2028 Initial | 700 | 0 | 510 | 442 | No
2028-04-20 08:00 | 2028 Initial | 700 | 0 | 328.28 | 245.14 | No
2028-04-20 09:00 | 2028 Initial | 700 | 0 | 28.28 | 22.97 | No
2028-04-20 10:00 | 2028 Initial | 361.9 | 0 | 0 | 0 | No
2028-04-20 11:00 | 2028 Initial | 303.49 | 0 | 0 | 41.08 | No
2028-04-20 12:00 | 2028 Initial | 245.46 | 0 | 0 | 204.7 | No
2028-04-20 13:00 | 2028 Initial | -85.11 | 0 | 0 | 143.81 | No
2028-04-20 14:00 | 2028 Initial | -685.11 | 300 | 300 | 442 | No
2028-04-20 15:00 | 2028 Initial | -217.9 | 300 | 510 | 442 | No
2028-04-20 16:00 | 2028 Initial | 382.1 | 0 | 210 | 442 | No
2028-04-20 17:00 | 2028 Initial | 700 | 44.75 | 510 | 442 | No
2028-04-20 18:00 | 2028 Initial | 700 | 312.07 | 510 | 442 | No
2028-04-20 19:00 | 2028 Initial | 700 | 505 | 510 | 442 | No
2028-04-20 20:00 | 2028 Initial | 700 | 505 | 510 | 442 | No
2028-04-20 21:00 | 2028 Initial | 700 | 312.37 | 510 | 442 | No
2028-04-20 22:00 | 2028 Initial | 700 | 505 | 510 | 442 | No
2028-04-20 23:00 | 2028 Initial | 511.31 | 505 | 510 | 442 | No
2028-04-21 | 2028 Initial | 700 | 505 | 510 | 442 | No
2028-04-21 01:00 | 2028 Initial | 700 | 505 | 510 | 317.63 | No
2028-04-21 02:00 | 2028 Initial | 700 | 336.28 | 510 | 17.63 | No
2028-04-21 03:00 | 2028 Initial | 554.52 | 505 | 510 | -282.37 | No
2028-04-21 04:00 | 2028 Initial | 666.73 | 505 | 510 | 17.63 | No
2028-04-21 05:00 | 2028 Initial | 700 | 205 | 510 | 32.08 | No
2028-04-21 06:00 | 2028 Initial | 345.05 | 505 | 510 | -69.56 | No
2028-04-21 07:00 | 2028 Initial | 42.19 | 505 | 510 | 61.46 | No
2028-04-21 08:00 | 2028 Initial | 416.49 | 205 | 210 | 0 | No
2028-04-21 09:00 | 2028 Initial | 591.04 | 0 | 0 | 0 | No
2028-04-21 10:00 | 2028 Initial | 214.54 | 0 | 0 | 0 | No
2028-04-21 11:00 | 2028 Initial | -194.65 | 205 | 210 | 142 | No
2028-04-21 12:00 | 2028 Initial | -700 | 505 | 510 | 442 | No
2028-04-21 13:00 | 2028 Initial | -681.09 | 205 | 429.95 | 295.1 | No
2028-04-21 14:00 | 2028 Initial | -81.09 | 0 | 213.08 | 382.97 | No
2028-04-21 15:00 | 2028 Initial | 518.91 | 0 | 214.83 | 427.86 | No
2028-04-21 16:00 | 2028 Initial | 700 | 115.7 | 510 | 442 | No
2028-04-21 17:00 | 2028 Initial | 700 | 255.65 | 510 | 442 | No
2028-04-21 18:00 | 2028 Initial | 700 | 505 | 510 | 442 | No
2028-04-21 19:00 | 2028 Initial | 700 | 505 | 510 | 442 | No
2028-04-21 20:00 | 2028 Initial | 700 | 505 | 510 | 442 | No
2028-04-21 21:00 | 2028 Initial | 700 | 483.5 | 510 | 358.44 | No
2028-04-21 22:00 | 2028 Initial | 700 | 205 | 501.05 | 58.44 | No
2028-04-21 23:00 | 2028 Initial | 700 | 505 | 510 | 183.74 | No
2028-04-22 | 2028 Initial | 700 | 364.09 | 510 | 41.31 | No
2028-04-22 01:00 | 2028 Initial | 700 | 349.22 | 510 | -62.47 | No
2028-04-22 02:00 | 2028 Initial | 700 | 174.61 | 510 | -140.62 | No
2028-04-22 03:00 | 2028 Initial | 700 | 329.96 | 510 | -214.61 | No
2028-04-22 04:00 | 2028 Initial | 700 | 202.54 | 510 | 52.57 | No
2028-04-22 05:00 | 2028 Initial | 700 | 62.59 | 510 | 195.25 | No
2028-04-22 06:00 | 2028 Initial | 700 | 343.83 | 510 | 442 | No
2028-04-22 07:00 | 2028 Initial | 700 | 43.83 | 510 | 442 | No
2028-04-22 08:00 | 2028 Initial | 700 | 78.97 | 510 | 442 | No
2028-04-22 09:00 | 2028 Initial | 700 | 0 | 510 | 442 | No
2028-04-22 10:00 | 2028 Initial | 700 | 0 | 510 | 330.72 | No
2028-04-22 11:00 | 2028 Initial | 700 | 0 | 510 | 442 | No
2028-04-22 12:00 | 2028 Initial | 700 | 0 | 510 | 364.82 | No
2028-04-22 13:00 | 2028 Initial | 700 | 0 | 510 | 377.47 | No
2028-04-22 14:00 | 2028 Initial | 700 | 294.91 | 510 | 442 | No
2028-04-22 15:00 | 2028 Initial | 700 | 87.2 | 510 | 442 | No
2028-04-22 16:00 | 2028 Initial | 700 | 119.41 | 510 | 442 | No
2028-04-22 17:00 | 2028 Initial | 700 | 419.41 | 510 | 442 | No
2028-04-22 18:00 | 2028 Initial | 700 | 504.37 | 510 | 442 | No
2028-04-22 19:00 | 2028 Initial | 700 | 205 | 239.2 | 142 | No
2028-04-22 20:00 | 2028 Initial | 700 | 505 | 510 | 442 | No
2028-04-22 21:00 | 2028 Initial | 700 | 505 | 510 | 442 | No
2028-04-22 22:00 | 2028 Initial | 700 | 505 | 510 | 442 | No
2028-04-22 23:00 | 2028 Initial | 700 | 505 | 510 | 442 | No
2028-04-23 | 2028 Initial | 700 | 505 | 510 | 442 | No
2028-04-23 01:00 | 2028 Initial | 700 | 505 | 510 | 442 | No
2028-04-23 02:00 | 2028 Initial | 700 | 505 | 510 | 442 | No
2028-04-23 03:00 | 2028 Initial | 700 | 505 | 510 | 442 | No
2028-04-23 04:00 | 2028 Initial | 700 | 505 | 510 | 442 | No
2028-04-23 05:00 | 2028 Initial | 700 | 205 | 501.31 | 181.05 | No
2028-04-23 06:00 | 2028 Initial | 700 | 0 | 365.72 | 94.93 | No
2028-04-23 07:00 | 2028 Initial | 700 | 0 | 297.05 | 274.51 | No
2028-04-23 08:00 | 2028 Initial | 700 | 0 | 140.55 | 334.79 | No
2028-04-23 09:00 | 2028 Initial | 700 | 0 | 440.55 | 412.74 | No
2028-04-23 10:00 | 2028 Initial | 700 | 0 | 510 | 442 | No
2028-04-23 11:00 | 2028 Initial | 700 | 0 | 381.55 | 442 | No
2028-04-23 12:00 | 2028 Initial | 700 | 0 | 467.76 | 442 | No
2028-04-23 13:00 | 2028 Initial | 700 | 0 | 341.16 | 442 | No
2028-04-23 14:00 | 2028 Initial | 700 | 11.83 | 307.79 | 442 | No
2028-04-23 15:00 | 2028 Initial | 700 | 0 | 7.79 | 142 | No
2028-04-23 16:00 | 2028 Initial | 700 | 0 | 307.79 | 410.24 | No
2028-04-23 17:00 | 2028 Initial | 700 | 0 | 510 | 399.87 | No
2028-04-23 18:00 | 2028 Initial | 700 | 209.82 | 510 | 442 | No
2028-04-23 19:00 | 2028 Initial | 700 | 505 | 510 | 442 | No
2028-04-23 20:00 | 2028 Initial | 700 | 505 | 510 | 442 | No
2028-04-23 21:00 | 2028 Initial | 700 | 505 | 510 | 442 | No
2028-04-23 22:00 | 2028 Initial | 700 | 401.02 | 510 | 442 | No
2028-04-23 23:00 | 2028 Initial | 700 | 141.96 | 510 | 355.47 | No
2028-04-24 | 2028 Initial | 700 | 427.13 | 510 | 442 | No
2028-04-24 01:00 | 2028 Initial | 700 | 330.56 | 510 | 442 | No
2028-04-24 02:00 | 2028 Initial | 700 | 229.1 | 510 | 442 | No
2028-04-24 03:00 | 2028 Initial | 700 | 390.95 | 510 | 442 | No
2028-04-24 04:00 | 2028 Initial | 700 | 90.95 | 510 | 442 | No
2028-04-24 05:00 | 2028 Initial | 700 | 271 | 510 | 442 | No
2028-04-24 06:00 | 2028 Initial | 700 | 398.47 | 510 | 442 | No
2028-04-24 07:00 | 2028 Initial | 700 | 505 | 510 | 442 | No
2028-04-24 08:00 | 2028 Initial | 700 | 245.49 | 510 | 442 | No
2028-04-24 09:00 | 2028 Initial | 700 | 0 | 419.45 | 350.16 | No
2028-04-24 10:00 | 2028 Initial | 700 | 0 | 119.45 | 308.84 | No
2028-04-24 11:00 | 2028 Initial | 700 | 0 | 0 | 256.3 | No
2028-04-24 12:00 | 2028 Initial | 700 | 0 | 193.77 | 339.47 | No
2028-04-24 13:00 | 2028 Initial | 700 | 0 | 0 | 184.06 | No
2028-04-24 14:00 | 2028 Initial | 700 | 0 | 75.69 | 204.84 | No
2028-04-24 15:00 | 2028 Initial | 700 | 0 | 361.37 | 217.59 | No
2028-04-24 16:00 | 2028 Initial | 700 | 64.1 | 510 | 442 | No
2028-04-24 17:00 | 2028 Initial | 700 | 190.96 | 510 | 442 | No
2028-04-24 18:00 | 2028 Initial | 700 | 300 | 502.84 | 442 | No
2028-04-24 19:00 | 2028 Initial | 700 | 0 | 202.84 | 155.52 | No
2028-04-24 20:00 | 2028 Initial | 700 | 300 | 502.84 | 442 | No
2028-04-24 21:00 | 2028 Initial | 700 | 505 | 510 | 442 | No
2028-04-24 22:00 | 2028 Initial | 700 | 505 | 510 | 442 | No
2028-04-24 23:00 | 2028 Initial | 700 | 205 | 510 | 412.82 | No
2028-04-25 | 2028 Initial | 700 | 177.12 | 510 | 442 | No
2028-04-25 01:00 | 2028 Initial | 700 | 470.59 | 510 | 442 | No
2028-04-25 02:00 | 2028 Initial | 700 | 363.46 | 510 | 442 | No
2028-04-25 03:00 | 2028 Initial | 700 | 505 | 510 | 442 | No
2028-04-25 04:00 | 2028 Initial | 700 | 264.06 | 510 | 442 | No
2028-04-25 05:00 | 2028 Initial | 700 | 348.65 | 510 | 442 | No
2028-04-25 06:00 | 2028 Initial | 700 | 444.94 | 510 | 442 | No
2028-04-25 07:00 | 2028 Initial | 700 | 505 | 510 | 442 | No
2028-04-25 08:00 | 2028 Initial | 700 | 300 | 510 | 442 | No
2028-04-25 09:00 | 2028 Initial | 700 | 0 | 300 | 442 | No
2028-04-25 10:00 | 2028 Initial | 700 | -42.13 | 0 | 296.99 | No
2028-04-25 11:00 | 2028 Initial | 700 | 0 | 300 | 442 | No
2028-04-25 12:00 | 2028 Initial | 700 | 0.59 | 240.73 | 442 | No
2028-04-25 13:00 | 2028 Initial | 700 | 0 | -59.27 | 163.63 | No
2028-04-25 14:00 | 2028 Initial | 700 | 0 | -223.08 | 0 | No
2028-04-25 15:00 | 2028 Initial | 700 | 0 | 0 | -46.07 | No
2028-04-25 16:00 | 2028 Initial | 700 | 0 | 300 | 205.02 | No
2028-04-25 17:00 | 2028 Initial | 700 | 198.69 | 510 | 442 | No
2028-04-25 18:00 | 2028 Initial | 700 | 142.07 | 300 | 300 | No
2028-04-25 19:00 | 2028 Initial | 700 | -157.93 | 0 | 0 | No
2028-04-25 20:00 | 2028 Initial | 700 | 33.45 | 300 | 300 | No
2028-04-25 21:00 | 2028 Initial | 700 | 90.05 | 510 | 442 | No
2028-04-25 22:00 | 2028 Initial | 700 | 330.7 | 510 | 219.44 | No
2028-04-25 23:00 | 2028 Initial | 700 | 330.84 | 510 | -28.79 | No
2028-04-26 | 2028 Initial | 700 | 505 | 510 | 253.18 | No
2028-04-26 01:00 | 2028 Initial | 700 | 505 | 510 | 308.1 | No
2028-04-26 02:00 | 2028 Initial | 700 | 505 | 510 | 442 | No
2028-04-26 03:00 | 2028 Initial | 700 | 505 | 510 | 413.78 | No
2028-04-26 04:00 | 2028 Initial | 700 | 505 | 510 | 392.28 | No
2028-04-26 05:00 | 2028 Initial | 700 | 205 | 210 | 92.28 | No
2028-04-26 06:00 | 2028 Initial | 700 | 0 | 431.62 | 140.12 | No
2028-04-26 07:00 | 2028 Initial | 700 | 0 | 510 | 440.12 | No
2028-04-26 08:00 | 2028 Initial | 700 | 0 | 510 | 169.4 | No
2028-04-26 09:00 | 2028 Initial | 700 | 0 | 278.06 | 0 | No
2028-04-26 10:00 | 2028 Initial | 700 | 0 | -21.94 | -131.16 | No
2028-04-26 11:00 | 2028 Initial | 700 | 0 | -141.34 | 0 | No
2028-04-26 12:00 | 2028 Initial | 700 | 0 | 73.87 | 0 | No
2028-04-26 13:00 | 2028 Initial | 700 | 0 | 256.55 | 0 | No
2028-04-26 14:00 | 2028 Initial | 700 | 0 | 78.99 | 0 | No
2028-04-26 15:00 | 2028 Initial | 700 | 0 | 185.47 | 0 | No
2028-04-26 16:00 | 2028 Initial | 700 | 0 | 408.04 | 0 | No
2028-04-26 17:00 | 2028 Initial | 700 | 0 | 510 | 261.73 | No
2028-04-26 18:00 | 2028 Initial | 700 | 218.19 | 510 | 442 | No
2028-04-26 19:00 | 2028 Initial | 700 | 0 | 361.77 | 142 | No
2028-04-26 20:00 | 2028 Initial | 700 | 212.93 | 510 | 432.13 | No
2028-04-26 21:00 | 2028 Initial | 700 | 164.91 | 510 | 377.65 | No
2028-04-26 22:00 | 2028 Initial | 700 | 195.92 | 510 | 312.76 | No
2028-04-26 23:00 | 2028 Initial | 700 | 205 | 510 | 242 | No
2028-04-27 | 2028 Initial | 700 | 505 | 510 | 442 | No
2028-04-27 01:00 | 2028 Initial | 700 | 505 | 510 | 442 | No
2028-04-27 02:00 | 2028 Initial | 700 | 205 | 510 | 359.44 | No
2028-04-27 03:00 | 2028 Initial | 700 | 505 | 510 | 442 | No
2028-04-27 04:00 | 2028 Initial | 700 | 505 | 510 | 442 | No
2028-04-27 05:00 | 2028 Initial | 700 | 205 | 510 | 160.15 | No
2028-04-27 06:00 | 2028 Initial | 700 | 1.78 | 510 | 442 | No
2028-04-27 07:00 | 2028 Initial | 700 | 301.78 | 510 | 442 | No
2028-04-27 08:00 | 2028 Initial | 700 | 293.08 | 510 | 442 | No
2028-04-27 09:00 | 2028 Initial | 700 | 0 | 510 | 442 | No
2028-04-27 10:00 | 2028 Initial | 700 | 0 | 424.4 | 320.19 | No
2028-04-27 11:00 | 2028 Initial | 700 | 0 | 210 | 385.09 | No
2028-04-27 12:00 | 2028 Initial | 700 | 300 | 510 | 442 | No
2028-04-27 13:00 | 2028 Initial | 700 | 0 | 263.41 | 406.04 | No
2028-04-27 14:00 | 2028 Initial | 700 | 153.84 | 335.35 | 340.22 | No
2028-04-27 15:00 | 2028 Initial | 700 | 0 | 35.35 | 40.22 | No
2028-04-27 16:00 | 2028 Initial | 700 | 0 | 335.35 | 325.18 | No
2028-04-27 17:00 | 2028 Initial | 700 | 0 | 510 | 429.67 | No
2028-04-27 18:00 | 2028 Initial | 700 | 0 | 510 | 442 | No
2028-04-27 19:00 | 2028 Initial | 700 | 277.03 | 510 | 442 | No
2028-04-27 20:00 | 2028 Initial | 700 | 277.03 | 510 | 442 | No
2028-04-27 21:00 | 2028 Initial | 700 | 368.25 | 510 | 400.86 | No
2028-04-27 22:00 | 2028 Initial | 700 | 377.16 | 510 | 352.47 | No
2028-04-27 23:00 | 2028 Initial | 700 | 77.16 | 510 | 252.57 | No
2028-04-28 | 2028 Initial | 700 | 0 | 510 | 45.29 | No
2028-04-28 01:00 | 2028 Initial | 700 | 205 | 486.39 | 67.01 | No
2028-04-28 02:00 | 2028 Initial | 700 | 505 | 510 | 367.01 | No
2028-04-28 03:00 | 2028 Initial | 700 | 505 | 510 | 434.45 | No
2028-04-28 04:00 | 2028 Initial | 700 | 505 | 510 | 442 | No
2028-04-28 05:00 | 2028 Initial | 700 | 482.97 | 510 | 442 | No
2028-04-28 06:00 | 2028 Initial | 700 | 210.49 | 510 | 442 | No
2028-04-28 07:00 | 2028 Initial | 700 | 330.87 | 510 | 442 | No
2028-04-28 08:00 | 2028 Initial | 700 | 505 | 510 | 442 | No
2028-04-28 09:00 | 2028 Initial | 700 | 401.53 | 510 | 442 | No
2028-04-28 10:00 | 2028 Initial | 700 | 207.64 | 510 | 442 | No
2028-04-28 11:00 | 2028 Initial | 700 | 0 | 510 | 442 | No
2028-04-28 12:00 | 2028 Initial | 700 | 0 | 510 | 442 | No
2028-04-28 13:00 | 2028 Initial | 700 | 48.66 | 510 | 442 | No
2028-04-28 14:00 | 2028 Initial | 700 | 204.04 | 510 | 442 | No
2028-04-28 15:00 | 2028 Initial | 700 | 79.55 | 510 | 442 | No
2028-04-28 16:00 | 2028 Initial | 700 | 111.25 | 510 | 442 | No
2028-04-28 17:00 | 2028 Initial | 700 | 350.03 | 510 | 442 | No
2028-04-28 18:00 | 2028 Initial | 700 | 505 | 510 | 442 | No
2028-04-28 19:00 | 2028 Initial | 700 | 505 | 510 | 442 | No
2028-04-28 20:00 | 2028 Initial | 700 | 505 | 510 | 442 | No
2028-04-28 21:00 | 2028 Initial | 700 | 505 | 510 | 442 | No
2028-04-28 22:00 | 2028 Initial | 700 | 505 | 510 | 442 | No
2028-04-28 23:00 | 2028 Initial | 700 | 325.74 | 510 | 442 | No
2028-04-29 | 2028 Initial | 700 | 484.32 | 510 | 442 | No
2028-04-29 01:00 | 2028 Initial | 700 | 184.32 | 510 | 417.03 | No
2028-04-29 02:00 | 2028 Initial | 700 | 303.55 | 510 | 442 | No
2028-04-29 03:00 | 2028 Initial | 700 | 3.55 | 510 | 362.88 | No
2028-04-29 04:00 | 2028 Initial | 591.29 | 0 | 210 | 62.88 | No
2028-04-29 05:00 | 2028 Initial | 441 | 0 | 0 | 110.51 | No
2028-04-29 06:00 | 2028 Initial | 700 | 205 | 210 | 142 | No
2028-04-29 07:00 | 2028 Initial | 224.95 | 505 | 510 | 442 | No
2028-04-29 08:00 | 2028 Initial | -191.32 | 505 | 510 | 442 | No
2028-04-29 09:00 | 2028 Initial | -633.27 | 505 | 510 | 442 | No
2028-04-29 10:00 | 2028 Initial | -33.27 | 505 | 510 | 442 | Yes
2028-04-29 11:00 | 2028 Initial | 566.73 | 505 | 510 | 442 | Yes
2028-04-29 12:00 | 2028 Initial | 700 | 505 | 510 | 442 | Yes
2028-04-29 13:00 | 2028 Initial | 100 | 415.28 | 510 | 442 | No
2028-04-29 14:00 | 2028 Initial | 700 | 115.28 | 510 | 354.12 | No
2028-04-29 15:00 | 2028 Initial | 700 | 199.38 | 510 | 442 | No
2028-04-29 16:00 | 2028 Initial | 700 | 205 | 510 | 442 | No
2028-04-29 17:00 | 2028 Initial | 700 | 505 | 510 | 442 | No
2028-04-29 18:00 | 2028 Initial | 700 | 505 | 510 | 442 | No
2028-04-29 19:00 | 2028 Initial | 700 | 505 | 510 | 442 | No
2028-04-29 20:00 | 2028 Initial | 700 | 465.39 | 510 | 442 | No
2028-04-29 21:00 | 2028 Initial | 700 | 465.43 | 510 | 442 | No
2028-04-29 22:00 | 2028 Initial | 700 | 505 | 510 | 442 | No
2028-04-29 23:00 | 2028 Initial | 700 | 459.61 | 510 | 442 | No
2028-04-30 | 2028 Initial | 700 | 433.55 | 510 | 442 | No
2028-04-30 01:00 | 2028 Initial | 700 | 482.64 | 510 | 442 | No
2028-04-30 02:00 | 2028 Initial | 700 | 505 | 510 | 442 | No
2028-04-30 03:00 | 2028 Initial | 700 | 505 | 510 | 442 | No
2028-04-30 04:00 | 2028 Initial | 700 | 272.4 | 510 | 442 | No
2028-04-30 05:00 | 2028 Initial | 700 | 311.27 | 510 | 272.12 | No
2028-04-30 06:00 | 2028 Initial | 700 | 209.25 | 510 | 142 | No
2028-04-30 07:00 | 2028 Initial | 700 | 191.91 | 510 | 442 | No
2028-04-30 08:00 | 2028 Initial | 700 | 107.63 | 510 | 442 | No
2028-04-30 09:00 | 2028 Initial | 700 | 336.63 | 510 | 442 | No
2028-04-30 10:00 | 2028 Initial | 700 | 138.68 | 510 | 442 | No
2028-04-30 11:00 | 2028 Initial | 700 | 131.92 | 510 | 442 | No
2028-04-30 12:00 | 2028 Initial | 700 | 431.92 | 510 | 442 | No
2028-04-30 13:00 | 2028 Initial | 700 | 320.41 | 510 | 442 | No
2028-04-30 14:00 | 2028 Initial | 700 | 20.41 | 510 | 442 | No
2028-04-30 15:00 | 2028 Initial | 700 | 0 | 442.07 | 142 | No
2028-04-30 16:00 | 2028 Initial | 700 | 0 | 510 | 89.42 | No
2028-04-30 17:00 | 2028 Initial | 700 | 26.08 | 510 | 389.42 | No
2028-04-30 18:00 | 2028 Initial | 700 | 0 | 210 | 89.42 | No
2028-04-30 19:00 | 2028 Initial | 700 | 275.28 | 510 | 389.42 | No
2028-04-30 20:00 | 2028 Initial | 700 | 275.28 | 510 | 442 | No
2028-04-30 21:00 | 2028 Initial | 700 | 263.56 | 510 | 442 | No
2028-04-30 22:00 | 2028 Initial | 700 | 505 | 510 | 442 | No
2028-04-30 23:00 | 2028 Initial | 700 | 505 | 510 | 442 | No
2028-05-01 | 2028 Initial | 700 | 377.61 | 510 | 442 | No
2028-05-01 01:00 | 2028 Initial | 700 | 505 | 510 | 442 | No
2028-05-01 02:00 | 2028 Initial | 700 | 297.55 | 510 | 442 | No
2028-05-01 03:00 | 2028 Initial | 700 | 297.55 | 510 | 442 | No
2028-05-01 04:00 | 2028 Initial | 700 | 205 | 510 | 442 | No
2028-05-01 05:00 | 2028 Initial | 700 | 505 | 510 | 442 | No
2028-05-01 06:00 | 2028 Initial | 700 | 334.58 | 510 | 442 | No
2028-05-01 07:00 | 2028 Initial | 700 | 236.49 | 510 | 442 | No
2028-05-01 08:00 | 2028 Initial | 700 | 284.4 | 510 | 442 | No
2028-05-01 09:00 | 2028 Initial | 297.98 | 0 | 210 | 277.97 | No
2028-05-01 10:00 | 2028 Initial | -302.02 | 0 | -90 | 442 | No
2028-05-01 11:00 | 2028 Initial | -680.27 | 0 | 0 | 442 | No
2028-05-01 12:00 | 2028 Initial | -700 | 0 | -24.28 | 355.25 | No
2028-05-01 13:00 | 2028 Initial | -618.12 | 0 | 0 | 55.25 | No
2028-05-01 14:00 | 2028 Initial | -700 | 0 | -283.54 | 223.07 | No
2028-05-01 15:00 | 2028 Initial | -700 | 0 | 0 | 100.19 | No
2028-05-01 16:00 | 2028 Initial | -100 | 0 | 0 | 0 | No
2028-05-01 17:00 | 2028 Initial | 500 | 0 | 270.93 | 80.53 | No
2028-05-01 18:00 | 2028 Initial | 700 | 169.86 | 510 | 380.53 | No
2028-05-01 19:00 | 2028 Initial | 700 | 469.86 | 510 | 442 | No
2028-05-01 20:00 | 2028 Initial | 700 | 426.08 | 510 | 442 | No
2028-05-01 21:00 | 2028 Initial | 700 | 505 | 510 | 442 | No
2028-05-01 22:00 | 2028 Initial | 700 | 505 | 510 | 442 | No
2028-05-01 23:00 | 2028 Initial | 700 | 431.6 | 510 | 442 | No
2028-05-02 | 2028 Initial | 700 | 392.19 | 510 | 442 | No
2028-05-02 01:00 | 2028 Initial | 700 | 228.81 | 510 | 442 | No
2028-05-02 02:00 | 2028 Initial | 700 | 310.4 | 510 | 442 | No
2028-05-02 03:00 | 2028 Initial | 700 | 256.88 | 510 | 442 | No
2028-05-02 04:00 | 2028 Initial | 700 | 505 | 510 | 442 | No
2028-05-02 05:00 | 2028 Initial | 700 | 505 | 510 | 442 | No
2028-05-02 06:00 | 2028 Initial | 700 | 505 | 510 | 442 | No
2028-05-02 07:00 | 2028 Initial | 700 | 505 | 510 | 442 | No
2028-05-02 08:00 | 2028 Initial | 700 | 403.94 | 510 | 442 | No
2028-05-02 09:00 | 2028 Initial | 700 | 103.94 | 361.51 | 442 | No
2028-05-02 10:00 | 2028 Initial | 700 | 0 | 61.51 | 442 | No
2028-05-02 11:00 | 2028 Initial | 700 | 0 | 203.25 | 442 | No
2028-05-02 12:00 | 2028 Initial | 700 | 0 | 366.51 | 442 | No
2028-05-02 13:00 | 2028 Initial | 700 | 0 | 117.68 | 442 | No
2028-05-02 14:00 | 2028 Initial | 700 | 134.94 | 0 | 442 | No
2028-05-02 15:00 | 2028 Initial | 700 | -91.26 | -300 | 429.06 | No
2028-05-02 16:00 | 2028 Initial | 700 | -51.15 | 0 | 129.06 | No
2028-05-02 17:00 | 2028 Initial | 700 | 7.67 | 300 | 429.06 | No
2028-05-02 18:00 | 2028 Initial | 700 | 7.67 | 510 | 442 | No
2028-05-02 19:00 | 2028 Initial | 700 | 7.67 | 510 | 442 | No
2028-05-02 20:00 | 2028 Initial | 700 | 0 | 510 | 442 | No
2028-05-02 21:00 | 2028 Initial | 700 | 246.97 | 510 | 442 | No
2028-05-02 22:00 | 2028 Initial | 700 | 135.28 | 510 | 442 | No
2028-05-02 23:00 | 2028 Initial | 700 | 435.28 | 510 | 442 | No
2028-05-03 | 2028 Initial | 700 | 505 | 510 | 442 | No
2028-05-03 01:00 | 2028 Initial | 700 | 505 | 510 | 442 | No
2028-05-03 02:00 | 2028 Initial | 700 | 505 | 510 | 442 | No
2028-05-03 03:00 | 2028 Initial | 700 | 505 | 510 | 442 | No
2028-05-03 04:00 | 2028 Initial | 700 | 505 | 510 | 442 | No
2028-05-03 05:00 | 2028 Initial | 700 | 205 | 510 | 413.09 | No
2028-05-03 06:00 | 2028 Initial | 700 | 0 | 293.79 | 113.09 | No
2028-05-03 07:00 | 2028 Initial | 700 | 0 | 375.83 | 145.78 | No
2028-05-03 08:00 | 2028 Initial | 700 | 0 | 386.19 | 253.69 | No
2028-05-03 09:00 | 2028 Initial | 700 | 55.78 | 352.76 | 442 | No
2028-05-03 10:00 | 2028 Initial | 700 | 0 | 52.76 | 442 | No
2028-05-03 11:00 | 2028 Initial | 700 | 0 | 0 | 442 | No
2028-05-03 12:00 | 2028 Initial | 700 | 0 | 271.85 | 442 | No
2028-05-03 13:00 | 2028 Initial | 700 | 0 | 271.85 | 442 | No
2028-05-03 14:00 | 2028 Initial | 700 | 0 | 45.93 | 442 | No
2028-05-03 15:00 | 2028 Initial | 700 | -152 | -254.07 | 442 | No
2028-05-03 16:00 | 2028 Initial | 700 | 0 | 45.93 | 442 | No
2028-05-03 17:00 | 2028 Initial | 700 | 0 | 345.93 | 442 | No
2028-05-03 18:00 | 2028 Initial | 700 | 205 | 510 | 442 | No
2028-05-03 19:00 | 2028 Initial | 700 | 505 | 510 | 442 | No
2028-05-03 20:00 | 2028 Initial | 700 | 350.27 | 510 | 442 | No
2028-05-03 21:00 | 2028 Initial | 700 | 505 | 510 | 442 | No
2028-05-03 22:00 | 2028 Initial | 700 | 505 | 510 | 442 | No
2028-05-03 23:00 | 2028 Initial | 700 | 364.99 | 510 | 442 | No
2028-05-04 | 2028 Initial | 700 | 439.89 | 510 | 442 | No
2028-05-04 01:00 | 2028 Initial | 700 | 505 | 510 | 442 | No
2028-05-04 02:00 | 2028 Initial | 700 | 410.84 | 510 | 442 | No
2028-05-04 03:00 | 2028 Initial | 700 | 495.77 | 510 | 442 | No
2028-05-04 04:00 | 2028 Initial | 700 | 363.65 | 510 | 442 | No
2028-05-04 05:00 | 2028 Initial | 700 | 414.1 | 510 | 442 | No
2028-05-04 06:00 | 2028 Initial | 700 | 114.1 | 510 | 442 | No
2028-05-04 07:00 | 2028 Initial | 700 | 215.8 | 510 | 442 | No
2028-05-04 08:00 | 2028 Initial | 700 | 187.79 | 510 | 442 | No
2028-05-04 09:00 | 2028 Initial | 700 | 0 | 383.72 | 442 | No
2028-05-04 10:00 | 2028 Initial | 700 | 0 | 260.65 | 297.79 | No
2028-05-04 11:00 | 2028 Initial | 286.73 | 0 | 0 | 324.16 | No
2028-05-04 12:00 | 2028 Initial | -248.88 | 0 | 0 | 442 | No
2028-05-04 13:00 | 2028 Initial | -474.26 | 0 | 0 | 442 | No
2028-05-04 14:00 | 2028 Initial | -553.09 | 0 | 0 | 257.82 | No
2028-05-04 15:00 | 2028 Initial | -638.38 | 0 | 0 | 274.39 | No
2028-05-04 16:00 | 2028 Initial | -184.47 | 0 | -254.53 | 328.39 | No
2028-05-04 17:00 | 2028 Initial | 415.53 | 0 | 45.47 | 398.32 | No
2028-05-04 18:00 | 2028 Initial | 700 | 0 | 345.47 | 295.57 | No
2028-05-04 19:00 | 2028 Initial | 700 | 25 | 510 | 424.62 | No
2028-05-04 20:00 | 2028 Initial | 700 | 325 | 510 | 442 | No
2028-05-04 21:00 | 2028 Initial | 700 | 494.06 | 510 | 442 | No
2028-05-04 22:00 | 2028 Initial | 432.99 | 505 | 510 | 442 | No
2028-05-04 23:00 | 2028 Initial | -167.01 | 505 | 510 | 442 | No
2028-05-05 | 2028 Initial | -594.27 | 505 | 510 | 442 | No
2028-05-05 01:00 | 2028 Initial | -700 | 505 | 510 | 442 | No
2028-05-05 02:00 | 2028 Initial | -700 | 505 | 510 | 442 | Yes
2028-05-05 03:00 | 2028 Initial | -700 | 505 | 510 | 442 | Yes
2028-05-05 04:00 | 2028 Initial | -700 | 505 | 510 | 442 | Yes
2028-05-05 05:00 | 2028 Initial | -700 | 505 | 510 | 442 | Yes
2028-05-05 06:00 | 2028 Initial | -700 | 505 | 510 | 442 | Yes
2028-05-05 07:00 | 2028 Initial | -700 | 505 | 510 | 442 | Yes
2028-05-05 08:00 | 2028 Initial | -700 | 505 | 510 | 442 | Yes
2028-05-05 09:00 | 2028 Initial | -700 | 505 | 510 | 442 | Yes
2028-05-05 10:00 | 2028 Initial | -700 | 505 | 510 | 442 | Yes
2028-05-05 11:00 | 2028 Initial | -700 | 505 | 390 | 442 | Yes
2028-05-05 12:00 | 2028 Initial | -700 | 422.62 | 90 | 442 | Yes
2028-05-05 13:00 | 2028 Initial | -700 | 122.62 | -210 | 330.27 | Yes
2028-05-05 14:00 | 2028 Initial | -700 | -177.38 | -510 | 30.27 | No
2028-05-05 15:00 | 2028 Initial | -679.39 | 0 | -210 | 38.26 | No
2028-05-05 16:00 | 2028 Initial | -219.44 | 0 | 0 | 244.15 | No
2028-05-05 17:00 | 2028 Initial | 202.06 | 0 | 210 | 442 | No
2028-05-05 18:00 | 2028 Initial | 700 | 5.41 | 510 | 442 | No
2028-05-05 19:00 | 2028 Initial | 700 | 305.41 | 510 | 442 | No
2028-05-05 20:00 | 2028 Initial | 700 | 505 | 510 | 442 | No
2028-05-05 21:00 | 2028 Initial | 700 | 430.05 | 510 | 442 | No
2028-05-05 22:00 | 2028 Initial | 700 | 250.17 | 510 | 442 | No
2028-05-05 23:00 | 2028 Initial | 700 | 505 | 510 | 442 | No
2028-05-06 | 2028 Initial | 700 | 393.11 | 510 | 442 | No
2028-05-06 01:00 | 2028 Initial | 700 | 505 | 510 | 442 | No
2028-05-06 02:00 | 2028 Initial | 700 | 505 | 510 | 442 | No
2028-05-06 03:00 | 2028 Initial | 700 | 505 | 510 | 442 | No
2028-05-06 04:00 | 2028 Initial | 700 | 505 | 510 | 442 | No
2028-05-06 05:00 | 2028 Initial | 700 | 438.64 | 510 | 442 | No
2028-05-06 06:00 | 2028 Initial | 700 | 268.14 | 510 | 442 | No
2028-05-06 07:00 | 2028 Initial | 700 | 0 | 510 | 442 | No
2028-05-06 08:00 | 2028 Initial | 540.18 | 0 | 210 | 346.65 | No
2028-05-06 09:00 | 2028 Initial | 0 | 0 | 0 | 308.11 | No
2028-05-06 10:00 | 2028 Initial | -471.54 | 0 | 0 | 380.38 | No
2028-05-06 11:00 | 2028 Initial | -683.37 | 0 | 0 | 353.62 | No
2028-05-06 12:00 | 2028 Initial | -700 | 0 | 0 | 346.73 | No
2028-05-06 13:00 | 2028 Initial | -286.14 | 0 | 0 | 376.79 | No
2028-05-06 14:00 | 2028 Initial | -619.74 | 0 | 0 | 306.19 | No
2028-05-06 15:00 | 2028 Initial | -241.31 | 0 | 0 | 270.62 | No
2028-05-06 16:00 | 2028 Initial | 41.06 | 0 | 0 | 436.01 | No
2028-05-06 17:00 | 2028 Initial | 641.06 | 59.99 | 50.27 | 442 | No
2028-05-06 18:00 | 2028 Initial | 700 | -36.51 | -249.73 | 260.61 | No
2028-05-06 19:00 | 2028 Initial | 700 | 0 | 50.27 | 309.72 | No
2028-05-06 20:00 | 2028 Initial | 700 | 300 | 350.27 | 442 | No
2028-05-06 21:00 | 2028 Initial | 700 | 230.25 | 510 | 442 | No
2028-05-06 22:00 | 2028 Initial | 700 | 217.08 | 510 | 442 | No
2028-05-06 23:00 | 2028 Initial | 700 | 0 | 386.59 | 442 | No
2028-05-07 | 2028 Initial | 700 | 12.68 | 510 | 442 | No
2028-05-07 01:00 | 2028 Initial | 700 | 269.18 | 510 | 442 | No
2028-05-07 02:00 | 2028 Initial | 700 | 438.19 | 510 | 442 | No
2028-05-07 03:00 | 2028 Initial | 700 | 187.06 | 510 | 442 | No
2028-05-07 04:00 | 2028 Initial | 700 | 370.53 | 510 | 442 | No
2028-05-07 05:00 | 2028 Initial | 700 | 250.09 | 510 | 442 | No
2028-05-07 06:00 | 2028 Initial | 700 | 11.39 | 510 | 442 | No
2028-05-07 07:00 | 2028 Initial | 700 | 56.08 | 510 | 442 | No
2028-05-07 08:00 | 2028 Initial | 700 | 130.98 | 510 | 442 | No
2028-05-07 09:00 | 2028 Initial | 700 | 0 | 210 | 346.73 | No
2028-05-07 10:00 | 2028 Initial | 641.37 | 0 | 0 | 412.81 | No
2028-05-07 11:00 | 2028 Initial | 665.85 | 0 | 0 | 417.24 | No
2028-05-07 12:00 | 2028 Initial | 700 | 0 | 0 | 359.62 | No
2028-05-07 13:00 | 2028 Initial | 700 | 0 | 259.14 | 364.07 | No
2028-05-07 14:00 | 2028 Initial | 494.79 | 300 | 510 | 442 | No
2028-05-07 15:00 | 2028 Initial | 700 | 0 | 381.86 | 262.16 | No
2028-05-07 16:00 | 2028 Initial | 700 | 111.78 | 510 | 442 | No
2028-05-07 17:00 | 2028 Initial | 700 | 77.48 | 354.27 | 442 | No
2028-05-07 18:00 | 2028 Initial | 700 | 377.48 | 510 | 442 | No
2028-05-07 19:00 | 2028 Initial | 700 | 439.7 | 510 | 442 | No
2028-05-07 20:00 | 2028 Initial | 700 | 429.66 | 510 | 442 | No
2028-05-07 21:00 | 2028 Initial | 700 | 505 | 510 | 442 | No
2028-05-07 22:00 | 2028 Initial | 700 | 505 | 510 | 442 | No
2028-05-07 23:00 | 2028 Initial | 700 | 505 | 510 | 442 | No
2028-05-08 | 2028 Initial | 700 | 505 | 510 | 442 | No
2028-05-08 01:00 | 2028 Initial | 700 | 505 | 510 | 442 | No
2028-05-08 02:00 | 2028 Initial | 700 | 505 | 510 | 442 | No
2028-05-08 03:00 | 2028 Initial | 700 | 505 | 510 | 442 | No
2028-05-08 04:00 | 2028 Initial | 700 | 505 | 510 | 442 | No
2028-05-08 05:00 | 2028 Initial | 700 | 205 | 510 | 160.61 | No
2028-05-08 06:00 | 2028 Initial | 700 | 0 | 510 | 132.55 | No
2028-05-08 07:00 | 2028 Initial | 700 | 0 | 510 | 373.5 | No
2028-05-08 08:00 | 2028 Initial | 700 | 111.1 | 510 | 337.19 | No
2028-05-08 09:00 | 2028 Initial | 700 | 411.1 | 510 | 442 | No
2028-05-08 10:00 | 2028 Initial | 700 | 111.1 | 490.69 | 431.54 | No
2028-05-08 11:00 | 2028 Initial | 700 | 0 | 488.41 | 395.71 | No
2028-05-08 12:00 | 2028 Initial | 700 | 0 | 510 | 442 | No
2028-05-08 13:00 | 2028 Initial | 700 | 0 | 380.64 | 442 | No
2028-05-08 14:00 | 2028 Initial | 700 | 0 | 502.74 | 442 | No
2028-05-08 15:00 | 2028 Initial | 700 | 80.53 | 300 | 442 | No
2028-05-08 16:00 | 2028 Initial | 700 | 323.14 | 0 | 442 | No
2028-05-08 17:00 | 2028 Initial | 700 | 23.14 | 0 | 326.52 | No
2028-05-08 18:00 | 2028 Initial | 700 | 49.69 | 0 | 442 | No
2028-05-08 19:00 | 2028 Initial | 700 | 349.69 | 0 | 442 | No
2028-05-08 20:00 | 2028 Initial | 700 | 505 | 0 | 442 | No
2028-05-08 21:00 | 2028 Initial | 700 | 505 | 0 | 442 | No
2028-05-08 22:00 | 2028 Initial | 700 | 505 | 0 | 442 | No
2028-05-08 23:00 | 2028 Initial | 700 | 505 | 0 | 442 | No
2028-05-09 | 2028 Initial | 700 | 505 | 0 | 442 | No
2028-05-09 01:00 | 2028 Initial | 700 | 505 | 0 | 442 | No
2028-05-09 02:00 | 2028 Initial | 700 | 505 | 0 | 442 | No
2028-05-09 03:00 | 2028 Initial | 700 | 505 | 0 | 442 | No
2028-05-09 04:00 | 2028 Initial | 700 | 505 | 0 | 442 | No
2028-05-09 05:00 | 2028 Initial | 700 | 272.5 | 0 | 442 | No
2028-05-09 06:00 | 2028 Initial | 700 | 0 | 0 | 381.81 | No
2028-05-09 07:00 | 2028 Initial | 700 | 0 | 0 | 411.43 | No
2028-05-09 08:00 | 2028 Initial | 700 | 46.39 | 0 | 336.6 | No
2028-05-09 09:00 | 2028 Initial | 700 | 346.39 | 0 | 442 | No
2028-05-09 10:00 | 2028 Initial | 700 | 493.14 | 0 | 442 | No
2028-05-09 11:00 | 2028 Initial | 700 | 428.58 | 0 | 442 | No
2028-05-09 12:00 | 2028 Initial | 700 | 128.58 | 0 | 442 | No
2028-05-09 13:00 | 2028 Initial | 700 | 128.58 | 0 | 442 | No
2028-05-09 14:00 | 2028 Initial | 700 | 278.95 | 0 | 442 | No
2028-05-09 15:00 | 2028 Initial | 700 | 0 | 0 | 435.31 | No
2028-05-09 16:00 | 2028 Initial | 700 | -62.51 | 0 | 135.31 | No
2028-05-09 17:00 | 2028 Initial | 700 | 0 | 0 | 219.77 | No
2028-05-09 18:00 | 2028 Initial | 700 | 0 | 0 | 442 | No
2028-05-09 19:00 | 2028 Initial | 700 | 0 | 0 | 413.62 | No
2028-05-09 20:00 | 2028 Initial | 700 | 0 | 0 | 442 | No
2028-05-09 21:00 | 2028 Initial | 700 | 138.94 | 0 | 442 | No
2028-05-09 22:00 | 2028 Initial | 700 | 438.94 | 0 | 442 | No
2028-05-09 23:00 | 2028 Initial | 700 | 505 | 0 | 442 | No
2028-05-10 | 2028 Initial | 700 | 452.43 | 0 | 442 | No
2028-05-10 01:00 | 2028 Initial | 700 | 505 | 0 | 442 | No
2028-05-10 02:00 | 2028 Initial | 700 | 205 | 0 | 405.79 | No
2028-05-10 03:00 | 2028 Initial | 645.35 | 505 | 0 | 442 | No
2028-05-10 04:00 | 2028 Initial | 700 | 505 | 0 | 442 | No
2028-05-10 05:00 | 2028 Initial | 593.87 | 505 | 0 | 442 | No
2028-05-10 06:00 | 2028 Initial | 121.15 | 505 | 0 | 442 | No
2028-05-10 07:00 | 2028 Initial | 362.06 | 505 | 0 | 442 | No
2028-05-10 08:00 | 2028 Initial | 144.1 | 505 | 0 | 442 | No
2028-05-10 09:00 | 2028 Initial | -260.86 | 505 | 0 | 442 | No
2028-05-10 10:00 | 2028 Initial | -597.26 | 505 | 0 | 283.07 | No
2028-05-10 11:00 | 2028 Initial | -700 | 505 | 0 | 206.21 | Yes
2028-05-10 12:00 | 2028 Initial | -700 | 505 | 0 | 296.88 | Yes
2028-05-10 13:00 | 2028 Initial | -700 | 505 | 0 | 251.2 | Yes
2028-05-10 14:00 | 2028 Initial | -700 | 505 | 0 | 298.96 | Yes
2028-05-10 15:00 | 2028 Initial | -700 | 505 | 0 | 442 | Yes
2028-05-10 16:00 | 2028 Initial | -700 | 505 | 300 | 442 | Yes
2028-05-10 17:00 | 2028 Initial | -700 | 505 | 510 | 442 | Yes
2028-05-10 18:00 | 2028 Initial | -418.48 | 233.61 | 510 | 442 | No
2028-05-10 19:00 | 2028 Initial | 181.52 | 0 | 506.11 | 429.3 | No
2028-05-10 20:00 | 2028 Initial | 700 | 0 | 419.01 | 409.27 | No
2028-05-10 21:00 | 2028 Initial | 700 | 205 | 381.53 | 300.49 | No
2028-05-10 22:00 | 2028 Initial | 700 | 505 | 510 | 442 | No
2028-05-10 23:00 | 2028 Initial | 700 | 505 | 510 | 442 | No
2028-05-11 | 2028 Initial | 401.76 | 505 | 510 | 442 | No
2028-05-11 01:00 | 2028 Initial | 362.39 | 505 | 510 | 442 | No
2028-05-11 02:00 | 2028 Initial | 362.39 | 505 | 510 | 442 | No
2028-05-11 03:00 | 2028 Initial | 267.93 | 505 | 510 | 442 | No
2028-05-11 04:00 | 2028 Initial | 459.05 | 505 | 510 | 442 | No
2028-05-11 05:00 | 2028 Initial | 154.47 | 505 | 510 | 442 | No
2028-05-11 06:00 | 2028 Initial | 700 | 205 | 444.31 | 442 | No
2028-05-11 07:00 | 2028 Initial | 108.93 | 483.96 | 510 | 442 | No
2028-05-11 08:00 | 2028 Initial | -421.31 | 505 | 510 | 442 | No
2028-05-11 09:00 | 2028 Initial | -700 | 505 | 510 | 442 | Yes
2028-05-11 10:00 | 2028 Initial | -700 | 505 | 510 | 442 | Yes
2028-05-11 11:00 | 2028 Initial | -700 | 505 | 510 | 442 | Yes
2028-05-11 12:00 | 2028 Initial | -700 | 505 | 510 | 442 | Yes
2028-05-11 13:00 | 2028 Initial | -700 | 505 | 510 | 442 | Yes
2028-05-11 14:00 | 2028 Initial | -700 | 505 | 510 | 442 | Yes
2028-05-11 15:00 | 2028 Initial | -700 | 366.55 | 510 | 442 | Yes
2028-05-11 16:00 | 2028 Initial | -100 | 66.55 | 510 | 248.41 | No
2028-05-11 17:00 | 2028 Initial | 500 | 366.55 | 510 | 442 | No
2028-05-11 18:00 | 2028 Initial | 700 | 308.08 | 510 | 442 | No
2028-05-11 19:00 | 2028 Initial | 700 | 410.31 | 510 | 442 | No
2028-05-11 20:00 | 2028 Initial | 700 | 205 | 346.66 | 321.2 | No
2028-05-11 21:00 | 2028 Initial | 700 | 505 | 510 | 442 | No
2028-05-11 22:00 | 2028 Initial | 700 | 505 | 510 | 442 | No
2028-05-11 23:00 | 2028 Initial | 700 | 505 | 510 | 442 | No
2028-05-12 | 2028 Initial | 700 | 498.78 | 510 | 442 | No
2028-05-12 01:00 | 2028 Initial | 700 | 503.52 | 510 | 442 | No
2028-05-12 02:00 | 2028 Initial | 700 | 449.74 | 510 | 442 | No
2028-05-12 03:00 | 2028 Initial | 700 | 355.77 | 510 | 442 | No
2028-05-12 04:00 | 2028 Initial | 700 | 313.99 | 510 | 442 | No
2028-05-12 05:00 | 2028 Initial | 700 | 305.36 | 510 | 442 | No
2028-05-12 06:00 | 2028 Initial | 700 | 292.18 | 510 | 442 | No
2028-05-12 07:00 | 2028 Initial | 700 | 408.04 | 510 | 442 | No
2028-05-12 08:00 | 2028 Initial | 700 | 108.04 | 472.25 | 442 | No
2028-05-12 09:00 | 2028 Initial | 700 | 0 | 510 | 324.32 | No
2028-05-12 10:00 | 2028 Initial | 700 | 0 | 279.77 | 319.64 | No
2028-05-12 11:00 | 2028 Initial | 700 | 0 | 25.63 | 117.37 | No
2028-05-12 12:00 | 2028 Initial | 700 | 0 | 147.61 | 38.74 | No
2028-05-12 13:00 | 2028 Initial | 700 | 0 | 190.29 | 0 | No
2028-05-12 14:00 | 2028 Initial | 700 | 0 | 190.29 | 61 | No
2028-05-12 15:00 | 2028 Initial | 700 | 0 | 490.29 | 0 | No
2028-05-12 16:00 | 2028 Initial | 700 | 0 | 510 | 274.36 | No
2028-05-12 17:00 | 2028 Initial | 700 | 0 | 510 | 397.51 | No
2028-05-12 18:00 | 2028 Initial | 700 | 0 | 510 | 442 | No
2028-05-12 19:00 | 2028 Initial | 700 | 279.93 | 510 | 442 | No
2028-05-12 20:00 | 2028 Initial | 700 | 505 | 510 | 442 | No
2028-05-12 21:00 | 2028 Initial | 700 | 306.2 | 510 | 442 | No
2028-05-12 22:00 | 2028 Initial | 700 | 63.32 | 510 | 442 | No
2028-05-12 23:00 | 2028 Initial | 700 | 363.32 | 510 | 442 | No
2028-05-13 | 2028 Initial | 700 | 205 | 510 | 442 | No
2028-05-13 01:00 | 2028 Initial | 700 | 505 | 510 | 442 | No
2028-05-13 02:00 | 2028 Initial | 700 | 475.85 | 510 | 442 | No
2028-05-13 03:00 | 2028 Initial | 700 | 226.36 | 510 | 442 | No
2028-05-13 04:00 | 2028 Initial | 700 | 226.36 | 510 | 442 | No
2028-05-13 05:00 | 2028 Initial | 700 | 177.92 | 510 | 442 | No
2028-05-13 06:00 | 2028 Initial | 700 | 210.65 | 510 | 442 | No
2028-05-13 07:00 | 2028 Initial | 536.22 | 241.5 | 510 | 442 | No
2028-05-13 08:00 | 2028 Initial | -63.78 | 438.15 | 510 | 442 | No
2028-05-13 09:00 | 2028 Initial | -663.78 | 505 | 510 | 442 | No
2028-05-13 10:00 | 2028 Initial | -700 | 505 | 510 | 442 | No
2028-05-13 11:00 | 2028 Initial | -647.29 | 205 | 210 | 442 | No
2028-05-13 12:00 | 2028 Initial | -291.53 | 0 | 0 | 442 | No
2028-05-13 13:00 | 2028 Initial | -274.71 | 0 | 0 | 431.19 | No
2028-05-13 14:00 | 2028 Initial | -516.83 | 0 | 227.36 | 442 | No
2028-05-13 15:00 | 2028 Initial | -215.41 | 0 | 0 | 380.35 | No
2028-05-13 16:00 | 2028 Initial | 131.57 | 0 | 0 | 421.18 | No
2028-05-13 17:00 | 2028 Initial | 452.86 | 200.84 | 210 | 442 | No
2028-05-13 18:00 | 2028 Initial | 700 | 500.84 | 510 | 442 | No
2028-05-13 19:00 | 2028 Initial | 700 | 306.62 | 510 | 442 | No
2028-05-13 20:00 | 2028 Initial | 700 | 306.99 | 510 | 442 | No
2028-05-13 21:00 | 2028 Initial | 700 | 505 | 510 | 442 | No
2028-05-13 22:00 | 2028 Initial | 700 | 470.66 | 510 | 442 | No
2028-05-13 23:00 | 2028 Initial | 700 | 320.15 | 510 | 442 | No
2028-05-14 | 2028 Initial | 700 | 505 | 510 | 442 | No
2028-05-14 01:00 | 2028 Initial | 700 | 505 | 510 | 442 | No
2028-05-14 02:00 | 2028 Initial | 700 | 505 | 510 | 442 | No
2028-05-14 03:00 | 2028 Initial | 700 | 505 | 510 | 442 | No
2028-05-14 04:00 | 2028 Initial | 700 | 460.15 | 510 | 442 | No
2028-05-14 05:00 | 2028 Initial | 700 | 160.15 | 210 | 367.59 | No
2028-05-14 06:00 | 2028 Initial | 700 | 0 | 0 | 426.24 | No
2028-05-14 07:00 | 2028 Initial | 700 | 0 | -9.99 | 353.39 | No
2028-05-14 08:00 | 2028 Initial | 700 | 0 | 144.81 | 318.24 | No
2028-05-14 09:00 | 2028 Initial | 343.91 | 0 | 0 | 382.08 | No
2028-05-14 10:00 | 2028 Initial | 205.19 | 0 | 0 | 409.89 | No
2028-05-14 11:00 | 2028 Initial | 615.29 | 0 | 0 | 421.47 | No
2028-05-14 12:00 | 2028 Initial | 212.4 | 0 | 0 | 337.36 | No
2028-05-14 13:00 | 2028 Initial | 364.79 | 0 | 0 | 294.62 | No
2028-05-14 14:00 | 2028 Initial | 351 | 0 | 0 | 298.29 | No
2028-05-14 15:00 | 2028 Initial | 375.14 | 0 | 0 | 181.47 | No
2028-05-14 16:00 | 2028 Initial | 480.4 | 0 | 0 | 0 | No
2028-05-14 17:00 | 2028 Initial | 471.23 | 0 | 0 | 232.99 | No
2028-05-14 18:00 | 2028 Initial | 700 | 0 | 214.85 | 306.48 | No
2028-05-14 19:00 | 2028 Initial | 700 | 143.97 | 510 | 442 | No
2028-05-14 20:00 | 2028 Initial | 700 | 222.63 | 510 | 442 | No
2028-05-14 21:00 | 2028 Initial | 700 | 116.51 | 510 | 442 | No
2028-05-14 22:00 | 2028 Initial | 700 | 32.73 | 510 | 442 | No
2028-05-14 23:00 | 2028 Initial | 700 | 266.96 | 510 | 442 | No
2028-05-15 | 2028 Initial | 700 | 321.01 | 510 | 442 | No
2028-05-15 01:00 | 2028 Initial | 700 | 505 | 510 | 442 | No
2028-05-15 02:00 | 2028 Initial | 700 | 505 | 510 | 442 | No
2028-05-15 03:00 | 2028 Initial | 700 | 505 | 510 | 442 | No
2028-05-15 04:00 | 2028 Initial | 700 | 505 | 510 | 442 | No
2028-05-15 05:00 | 2028 Initial | 700 | 205 | 510 | 359.55 | No
2028-05-15 06:00 | 2028 Initial | 700 | 0 | 345.55 | 99.49 | No
2028-05-15 07:00 | 2028 Initial | 700 | 161.57 | 429.48 | 354.27 | No
2028-05-15 08:00 | 2028 Initial | 700 | 461.57 | 510 | 442 | No
2028-05-15 09:00 | 2028 Initial | 700 | 161.57 | 510 | 442 | No
2028-05-15 10:00 | 2028 Initial | 700 | 0 | 259.02 | 439.56 | No
2028-05-15 11:00 | 2028 Initial | 700 | 0 | 510 | 408.06 | No
2028-05-15 12:00 | 2028 Initial | 700 | 0 | 245.39 | 352.9 | No
2028-05-15 13:00 | 2028 Initial | 700 | 0 | 330.62 | 421.92 | No
2028-05-15 14:00 | 2028 Initial | 700 | 0 | 206.6 | 442 | No
2028-05-15 15:00 | 2028 Initial | 700 | 0 | 392.54 | 442 | No
2028-05-15 16:00 | 2028 Initial | 700 | 0 | 266.52 | 442 | No
2028-05-15 17:00 | 2028 Initial | 700 | 0 | 347.05 | 442 | No
2028-05-15 18:00 | 2028 Initial | 700 | 144.33 | 510 | 442 | No
2028-05-15 19:00 | 2028 Initial | 700 | 420.92 | 510 | 442 | No
2028-05-15 20:00 | 2028 Initial | 700 | 243.12 | 510 | 442 | No
2028-05-15 21:00 | 2028 Initial | 700 | 345.61 | 510 | 442 | No
2028-05-15 22:00 | 2028 Initial | 700 | 425.96 | 510 | 442 | No
2028-05-15 23:00 | 2028 Initial | 700 | 505 | 510 | 442 | No
2028-05-16 | 2028 Initial | 700 | 505 | 510 | 442 | No
2028-05-16 01:00 | 2028 Initial | 700 | 505 | 510 | 442 | No
2028-05-16 02:00 | 2028 Initial | 700 | 505 | 510 | 442 | No
2028-05-16 03:00 | 2028 Initial | 700 | 505 | 510 | 442 | No
2028-05-16 04:00 | 2028 Initial | 700 | 300 | 510 | 442 | No
2028-05-16 05:00 | 2028 Initial | 700 | 0 | 360.99 | 160.94 | No
2028-05-16 06:00 | 2028 Initial | 700 | 0 | 71.8 | 164.75 | No
2028-05-16 07:00 | 2028 Initial | 700 | 0 | 210 | 348.2 | No
2028-05-16 08:00 | 2028 Initial | 700 | 243.85 | 510 | 442 | No
2028-05-16 09:00 | 2028 Initial | 700 | 174.17 | 510 | 442 | No
2028-05-16 10:00 | 2028 Initial | 700 | 0 | 510 | 442 | No
2028-05-16 11:00 | 2028 Initial | 700 | 0 | 510 | 442 | No
2028-05-16 12:00 | 2028 Initial | 700 | 0 | 510 | 442 | No
2028-05-16 13:00 | 2028 Initial | 700 | 112.69 | 510 | 442 | No
2028-05-16 14:00 | 2028 Initial | 700 | 300.87 | 510 | 442 | No
2028-05-16 15:00 | 2028 Initial | 700 | 168.83 | 510 | 442 | No
2028-05-16 16:00 | 2028 Initial | 700 | 0 | 411.64 | 442 | No
2028-05-16 17:00 | 2028 Initial | 700 | 207.79 | 510 | 442 | No
2028-05-16 18:00 | 2028 Initial | 700 | 215.17 | 510 | 442 | No
2028-05-16 19:00 | 2028 Initial | 700 | 215.17 | 510 | 442 | No
2028-05-16 20:00 | 2028 Initial | 700 | 505 | 510 | 442 | No
2028-05-16 21:00 | 2028 Initial | 700 | 266.76 | 510 | 442 | No
2028-05-16 22:00 | 2028 Initial | 700 | 136.58 | 510 | 442 | No
2028-05-16 23:00 | 2028 Initial | 700 | 281.58 | 510 | 442 | No
2028-05-17 | 2028 Initial | 700 | 470.43 | 510 | 442 | No
2028-05-17 01:00 | 2028 Initial | 700 | 479.52 | 510 | 442 | No
2028-05-17 02:00 | 2028 Initial | 700 | 179.52 | 510 | 442 | No
2028-05-17 03:00 | 2028 Initial | 700 | 426.58 | 510 | 442 | No
2028-05-17 04:00 | 2028 Initial | 700 | 252.47 | 510 | 442 | No
2028-05-17 05:00 | 2028 Initial | 700 | 288.5 | 510 | 442 | No
2028-05-17 06:00 | 2028 Initial | 700 | 188.47 | 510 | 442 | No
2028-05-17 07:00 | 2028 Initial | 700 | 303.59 | 510 | 442 | No
2028-05-17 08:00 | 2028 Initial | 700 | 439.59 | 510 | 442 | No
2028-05-17 09:00 | 2028 Initial | 700 | 139.59 | 400.24 | 442 | No
2028-05-17 10:00 | 2028 Initial | 700 | 0 | 292.77 | 442 | No
2028-05-17 11:00 | 2028 Initial | 700 | 0 | 421.91 | 442 | No
2028-05-17 12:00 | 2028 Initial | 700 | 0 | 184.4 | 442 | No
2028-05-17 13:00 | 2028 Initial | 689.35 | 0 | 252.43 | 442 | No
2028-05-17 14:00 | 2028 Initial | 522.93 | 0 | 0 | 442 | No
2028-05-17 15:00 | 2028 Initial | 539.09 | 0 | 210 | 341.82 | No
2028-05-17 16:00 | 2028 Initial | 700 | 276.51 | 510 | 442 | No
2028-05-17 17:00 | 2028 Initial | 700 | 505 | 510 | 442 | No
2028-05-17 18:00 | 2028 Initial | 700 | 346.48 | 510 | 442 | No
2028-05-17 19:00 | 2028 Initial | 700 | 300 | 510 | 442 | No
2028-05-17 20:00 | 2028 Initial | 700 | 0 | 436.39 | 419.36 | No
2028-05-17 21:00 | 2028 Initial | 700 | 83.96 | 510 | 442 | No
2028-05-17 22:00 | 2028 Initial | 700 | 335.78 | 510 | 442 | No
2028-05-17 23:00 | 2028 Initial | 251.52 | 505 | 510 | 442 | No
2028-05-18 | 2028 Initial | 700 | 505 | 510 | 442 | No
2028-05-18 01:00 | 2028 Initial | 642.71 | 505 | 510 | 442 | No
2028-05-18 02:00 | 2028 Initial | 510.7 | 505 | 510 | 442 | No
2028-05-18 03:00 | 2028 Initial | 258.29 | 505 | 510 | 442 | No
2028-05-18 04:00 | 2028 Initial | 165.56 | 471.33 | 510 | 442 | No
2028-05-18 05:00 | 2028 Initial | 700 | 332.33 | 510 | 442 | No
2028-05-18 06:00 | 2028 Initial | 700 | 260.48 | 510 | 442 | No
2028-05-18 07:00 | 2028 Initial | 700 | 238.11 | 510 | 442 | No
2028-05-18 08:00 | 2028 Initial | 700 | 505 | 510 | 442 | No
2028-05-18 09:00 | 2028 Initial | 700 | 505 | 510 | 442 | No
2028-05-18 10:00 | 2028 Initial | 700 | 505 | 510 | 442 | No
2028-05-18 11:00 | 2028 Initial | 700 | 370.61 | 510 | 442 | No
2028-05-18 12:00 | 2028 Initial | 700 | 300 | 510 | 442 | No
2028-05-18 13:00 | 2028 Initial | 700 | 0 | 422.72 | 442 | No
2028-05-18 14:00 | 2028 Initial | 700 | 0 | 291.31 | 442 | No
2028-05-18 15:00 | 2028 Initial | 700 | 0 | 339.01 | 434 | No
2028-05-18 16:00 | 2028 Initial | 700 | 0 | 510 | 426.61 | No
2028-05-18 17:00 | 2028 Initial | 700 | 279.01 | 510 | 442 | No
2028-05-18 18:00 | 2028 Initial | 700 | 391.35 | 510 | 442 | No
2028-05-18 19:00 | 2028 Initial | 700 | 505 | 510 | 442 | No
2028-05-18 20:00 | 2028 Initial | 700 | 505 | 510 | 442 | No
2028-05-18 21:00 | 2028 Initial | 700 | 505 | 510 | 442 | No
2028-05-18 22:00 | 2028 Initial | 700 | 505 | 510 | 442 | No
2028-05-18 23:00 | 2028 Initial | 700 | 412.93 | 510 | 442 | No
2028-05-19 | 2028 Initial | 700 | 205 | 510 | 372.05 | No
2028-05-19 01:00 | 2028 Initial | 345.03 | 505 | 510 | 442 | No
2028-05-19 02:00 | 2028 Initial | 30.83 | 505 | 510 | 442 | No
2028-05-19 03:00 | 2028 Initial | 519.33 | 300 | 510 | 442 | No
2028-05-19 04:00 | 2028 Initial | 700 | 0 | 510 | 265.83 | No
2028-05-19 05:00 | 2028 Initial | 700 | 0 | 510 | 150.79 | No
2028-05-19 06:00 | 2028 Initial | 700 | 205 | 510 | 405.6 | No
2028-05-19 07:00 | 2028 Initial | 700 | 505 | 510 | 442 | No
2028-05-19 08:00 | 2028 Initial | 700 | 505 | 510 | 442 | No
2028-05-19 09:00 | 2028 Initial | 700 | 205 | 413.18 | 442 | No
2028-05-19 10:00 | 2028 Initial | 700 | 0 | 410.91 | 442 | No
2028-05-19 11:00 | 2028 Initial | 700 | 0 | 489.58 | 442 | No
2028-05-19 12:00 | 2028 Initial | 700 | 0 | 208.87 | 442 | No
2028-05-19 13:00 | 2028 Initial | 622.67 | 0 | 356.5 | 442 | No
2028-05-19 14:00 | 2028 Initial | 100 | 300 | 510 | 442 | No
2028-05-19 15:00 | 2028 Initial | 700 | 69.19 | 210 | 442 | No
2028-05-19 16:00 | 2028 Initial | 700 | 369.19 | 510 | 442 | No
2028-05-19 17:00 | 2028 Initial | 700 | 373.86 | 510 | 442 | No
2028-05-19 18:00 | 2028 Initial | 700 | 359.55 | 510 | 442 | No
2028-05-19 19:00 | 2028 Initial | 700 | 505 | 510 | 442 | No
2028-05-19 20:00 | 2028 Initial | 700 | 505 | 510 | 442 | No
2028-05-19 21:00 | 2028 Initial | 700 | 505 | 510 | 442 | No
2028-05-19 22:00 | 2028 Initial | 700 | 505 | 510 | 442 | No
2028-05-19 23:00 | 2028 Initial | 700 | 505 | 510 | 442 | No
2028-05-20 | 2028 Initial | 700 | 505 | 510 | 442 | No
2028-05-20 01:00 | 2028 Initial | 700 | 417.39 | 510 | 442 | No
2028-05-20 02:00 | 2028 Initial | 700 | 480.85 | 510 | 442 | No
2028-05-20 03:00 | 2028 Initial | 700 | 505 | 510 | 442 | No
2028-05-20 04:00 | 2028 Initial | 700 | 505 | 510 | 442 | No
2028-05-20 05:00 | 2028 Initial | 700 | 505 | 510 | 442 | No
2028-05-20 06:00 | 2028 Initial | 500 | 280.27 | 510 | 442 | No
2028-05-20 07:00 | 2028 Initial | -100 | 461.66 | 510 | 442 | No
2028-05-20 08:00 | 2028 Initial | -700 | 205 | 324.36 | 337.25 | Yes
2028-05-20 09:00 | 2028 Initial | -700 | 505 | 510 | 442 | Yes
2028-05-20 10:00 | 2028 Initial | -100 | 505 | 510 | 442 | Yes
2028-05-20 11:00 | 2028 Initial | -700 | 505 | 510 | 442 | Yes
2028-05-20 12:00 | 2028 Initial | -100 | 505 | 510 | 442 | Yes
2028-05-20 13:00 | 2028 Initial | 476.95 | 505 | 510 | 442 | Yes
2028-05-20 14:00 | 2028 Initial | 476.95 | 505 | 510 | 442 | Yes
2028-05-20 15:00 | 2028 Initial | 255.89 | 505 | 510 | 442 | Yes
2028-05-20 16:00 | 2028 Initial | -254.73 | 505 | 510 | 442 | Yes
2028-05-20 17:00 | 2028 Initial | -700 | 505 | 510 | 442 | Yes
2028-05-20 18:00 | 2028 Initial | -100 | 505 | 510 | 442 | No
2028-05-20 19:00 | 2028 Initial | 500 | 505 | 510 | 442 | No
2028-05-20 20:00 | 2028 Initial | 700 | 505 | 510 | 442 | No
2028-05-20 21:00 | 2028 Initial | 700 | 505 | 510 | 442 | No
2028-05-20 22:00 | 2028 Initial | 700 | 505 | 510 | 442 | No
2028-05-20 23:00 | 2028 Initial | 700 | 489.71 | 510 | 442 | No
2028-05-21 | 2028 Initial | 700 | 497.48 | 510 | 442 | No
2028-05-21 01:00 | 2028 Initial | 700 | 469.26 | 510 | 442 | No
2028-05-21 02:00 | 2028 Initial | 700 | 451.37 | 510 | 442 | No
2028-05-21 03:00 | 2028 Initial | 700 | 489.42 | 510 | 442 | No
2028-05-21 04:00 | 2028 Initial | 700 | 486.76 | 510 | 442 | No
2028-05-21 05:00 | 2028 Initial | 700 | 486.76 | 510 | 442 | No
2028-05-21 06:00 | 2028 Initial | 700 | 247.06 | 510 | 442 | No
2028-05-21 07:00 | 2028 Initial | 700 | 491.76 | 510 | 442 | No
2028-05-21 08:00 | 2028 Initial | 700 | 267.71 | 510 | 442 | No
2028-05-21 09:00 | 2028 Initial | 700 | 0 | 458.65 | 385.18 | No
2028-05-21 10:00 | 2028 Initial | 700 | 0 | 158.65 | 414.41 | No
2028-05-21 11:00 | 2028 Initial | 700 | 0 | 64.29 | 442 | No
2028-05-21 12:00 | 2028 Initial | 402.41 | 0 | 0 | 442 | No
2028-05-21 13:00 | 2028 Initial | -130.8 | 0 | 0 | 381.38 | No
2028-05-21 14:00 | 2028 Initial | -479.29 | 0 | -210 | 275.16 | No
2028-05-21 15:00 | 2028 Initial | -700 | -292.52 | -510 | -24.84 | No
2028-05-21 16:00 | 2028 Initial | -700 | 0 | -330.68 | -18.35 | No
2028-05-21 17:00 | 2028 Initial | -379.1 | 0 | -30.68 | 202.27 | No
2028-05-21 18:00 | 2028 Initial | -469.11 | 0 | 0 | 0 | No
2028-05-21 19:00 | 2028 Initial | -228.96 | 0 | 0 | 84.85 | No
2028-05-21 20:00 | 2028 Initial | -283.09 | 0 | 0 | 267.35 | No
2028-05-21 21:00 | 2028 Initial | -700 | 300 | 300 | 442 | Yes
2028-05-21 22:00 | 2028 Initial | -700 | 505 | 510 | 206.14 | Yes
2028-05-21 23:00 | 2028 Initial | -700 | 505 | 510 | 407.95 | Yes
2028-05-22 | 2028 Initial | -700 | 505 | 510 | 203.91 | Yes
2028-05-22 01:00 | 2028 Initial | -700 | 505 | 311.6 | -96.09 | Yes
2028-05-22 02:00 | 2028 Initial | -700 | 505 | 510 | -356.84 | Yes
2028-05-22 03:00 | 2028 Initial | -700 | 505 | 230.83 | -56.84 | Yes
2028-05-22 04:00 | 2028 Initial | -700 | 505 | 450.75 | -68 | Yes
2028-05-22 05:00 | 2028 Initial | -700 | 505 | 247.31 | -68 | Yes
2028-05-22 06:00 | 2028 Initial | -700 | 315.8 | 510 | -68 | Yes
2028-05-22 07:00 | 2028 Initial | -700 | 505 | 510 | 31.5 | Yes
2028-05-22 08:00 | 2028 Initial | -700 | 505 | 510 | 211.09 | Yes
2028-05-22 09:00 | 2028 Initial | -700 | 505 | 510 | 216.24 | Yes
2028-05-22 10:00 | 2028 Initial | -100 | 505 | 371.46 | -68 | Yes
2028-05-22 11:00 | 2028 Initial | -455.74 | 505 | 510 | 147.56 | Yes
2028-05-22 12:00 | 2028 Initial | -700 | 505 | 510 | 134.43 | Yes
2028-05-22 13:00 | 2028 Initial | -140.95 | 505 | 210 | 99.58 | Yes
2028-05-22 14:00 | 2028 Initial | -505.37 | 505 | 510 | 69.18 | Yes
2028-05-22 15:00 | 2028 Initial | -556.88 | 505 | 510 | 80.45 | Yes
2028-05-22 16:00 | 2028 Initial | -700 | 505 | 510 | 161.81 | Yes
2028-05-22 17:00 | 2028 Initial | -700 | 505 | 510 | 246.86 | Yes
2028-05-22 18:00 | 2028 Initial | -700 | 505 | 510 | 269.61 | Yes
2028-05-22 19:00 | 2028 Initial | -700 | 505 | 510 | 277.05 | Yes
2028-05-22 20:00 | 2028 Initial | -700 | 505 | 510 | 231.51 | Yes
2028-05-22 21:00 | 2028 Initial | -700 | 505 | 510 | 430.22 | Yes
2028-05-22 22:00 | 2028 Initial | -700 | 505 | 510 | 398.71 | Yes
2028-05-22 23:00 | 2028 Initial | -700 | 505 | 510 | 208.35 | Yes
2028-05-23 | 2028 Initial | -700 | 505 | 510 | 334.31 | Yes
2028-05-23 01:00 | 2028 Initial | -700 | 505 | 510 | 198.47 | Yes
2028-05-23 02:00 | 2028 Initial | -700 | 505 | 510 | -15.36 | Yes
2028-05-23 03:00 | 2028 Initial | -700 | 505 | 510 | -99.11 | Yes
2028-05-23 04:00 | 2028 Initial | -700 | 505 | 510 | -26.39 | Yes
2028-05-23 05:00 | 2028 Initial | -700 | 505 | 510 | -123.68 | Yes
2028-05-23 06:00 | 2028 Initial | -700 | 505 | 510 | -45.61 | Yes
2028-05-23 07:00 | 2028 Initial | -700 | 505 | 510 | 123.4 | Yes
2028-05-23 08:00 | 2028 Initial | -700 | 505 | 510 | 249.22 | Yes
2028-05-23 09:00 | 2028 Initial | -100 | 505 | 510 | 276.31 | Yes
2028-05-23 10:00 | 2028 Initial | 110.79 | 505 | 510 | 250.99 | Yes
2028-05-23 11:00 | 2028 Initial | 376.88 | 244.26 | 510 | -49.01 | Yes
2028-05-23 12:00 | 2028 Initial | 700 | -55.74 | 510 | -349.01 | Yes
2028-05-23 13:00 | 2028 Initial | 500 | 244.26 | 510 | -68 | Yes
2028-05-23 14:00 | 2028 Initial | -100 | 505 | 510 | 122.14 | Yes
2028-05-23 15:00 | 2028 Initial | -700 | 505 | 510 | 184.51 | Yes
2028-05-23 16:00 | 2028 Initial | -700 | 505 | 510 | 251.25 | Yes
2028-05-23 17:00 | 2028 Initial | -700 | 505 | 510 | 394.93 | No
2028-05-23 18:00 | 2028 Initial | -100 | 205 | 510 | 104.89 | No
2028-05-23 19:00 | 2028 Initial | 500 | 0 | 510 | 104.89 | No
2028-05-23 20:00 | 2028 Initial | 646.86 | 205 | 510 | 261.16 | No
2028-05-23 21:00 | 2028 Initial | 46.86 | 505 | 510 | 442 | No
2028-05-23 22:00 | 2028 Initial | -553.14 | 505 | 510 | 442 | No
2028-05-23 23:00 | 2028 Initial | -483.33 | 505 | 510 | 442 | No
2028-05-24 | 2028 Initial | -323.8 | 505 | 510 | 442 | No
2028-05-24 01:00 | 2028 Initial | -346.01 | 505 | 510 | 300.3 | No
2028-05-24 02:00 | 2028 Initial | -490.65 | 505 | 510 | 170.32 | No
2028-05-24 03:00 | 2028 Initial | -570.08 | 505 | 510 | 210.75 | No
2028-05-24 04:00 | 2028 Initial | 0 | 505 | 510 | 442 | No
2028-05-24 05:00 | 2028 Initial | 0 | 505 | 510 | 325.69 | No
2028-05-24 06:00 | 2028 Initial | 0 | 505 | 510 | 442 | No
2028-05-24 07:00 | 2028 Initial | 600 | 205 | 490.57 | 142 | No
2028-05-24 08:00 | 2028 Initial | 0 | 229.33 | 510 | 442 | No
2028-05-24 09:00 | 2028 Initial | 154.58 | 205 | 210 | 281.77 | No
2028-05-24 10:00 | 2028 Initial | -445.42 | 505 | 510 | 442 | No
2028-05-24 11:00 | 2028 Initial | -565.87 | 205 | 210 | 142 | No
2028-05-24 12:00 | 2028 Initial | -57.46 | 0 | 0 | 26.31 | No
2028-05-24 13:00 | 2028 Initial | -182.22 | 0 | 0 | 0 | No
2028-05-24 14:00 | 2028 Initial | -5.91 | 0 | 0 | 161.38 | No
2028-05-24 15:00 | 2028 Initial | 371.08 | 0 | 0 | 409.44 | No
2028-05-24 16:00 | 2028 Initial | 466.44 | 195.32 | 0 | 442 | No
2028-05-24 17:00 | 2028 Initial | 700 | 495.32 | 0 | 442 | No
2028-05-24 18:00 | 2028 Initial | 700 | 499.92 | 0 | 442 | No
2028-05-24 19:00 | 2028 Initial | 700 | 505 | 0 | 442 | No
2028-05-24 20:00 | 2028 Initial | 700 | 505 | 0 | 442 | No
2028-05-24 21:00 | 2028 Initial | 700 | 505 | 0 | 442 | No
2028-05-24 22:00 | 2028 Initial | 700 | 505 | 0 | 442 | No
2028-05-24 23:00 | 2028 Initial | 700 | 503.15 | 0 | 442 | No
2028-05-25 | 2028 Initial | 700 | 231.11 | 0 | 442 | No
2028-05-25 01:00 | 2028 Initial | 700 | 465.82 | 0 | 442 | No
2028-05-25 02:00 | 2028 Initial | 700 | 274.59 | 0 | 442 | No
2028-05-25 03:00 | 2028 Initial | 700 | 310.69 | 0 | 442 | No
2028-05-25 04:00 | 2028 Initial | 700 | 393.71 | 0 | 442 | No
2028-05-25 05:00 | 2028 Initial | 700 | 319.78 | 0 | 442 | No
2028-05-25 06:00 | 2028 Initial | 700 | 151.93 | 0 | 442 | No
2028-05-25 07:00 | 2028 Initial | 453.65 | 0 | 0 | 442 | No
2028-05-25 08:00 | 2028 Initial | -142.57 | 0 | 0 | 442 | No
2028-05-25 09:00 | 2028 Initial | -700 | 300 | 0 | 442 | Yes
2028-05-25 10:00 | 2028 Initial | -700 | 505 | 0 | 442 | Yes
2028-05-25 11:00 | 2028 Initial | -700 | 505 | 0 | 442 | Yes
2028-05-25 12:00 | 2028 Initial | -700 | 505 | 0 | 442 | Yes
2028-05-25 13:00 | 2028 Initial | -700 | 505 | 0 | 442 | Yes
2028-05-25 14:00 | 2028 Initial | -700 | 505 | 0 | 442 | Yes
2028-05-25 15:00 | 2028 Initial | -677.8 | 505 | 0 | 442 | No
2028-05-25 16:00 | 2028 Initial | -88.76 | 205 | 0 | 442 | No
2028-05-25 17:00 | 2028 Initial | 511.24 | 365.27 | 0 | 442 | No
2028-05-25 18:00 | 2028 Initial | 700 | 505 | 0 | 442 | No
2028-05-25 19:00 | 2028 Initial | 700 | 505 | 0 | 442 | No
2028-05-25 20:00 | 2028 Initial | 700 | 505 | 0 | 442 | No
2028-05-25 21:00 | 2028 Initial | 700 | 505 | 0 | 442 | No
2028-05-25 22:00 | 2028 Initial | 700 | 505 | 0 | 442 | No
2028-05-25 23:00 | 2028 Initial | 700 | 505 | 0 | 442 | No
2028-05-26 | 2028 Initial | 700 | 505 | 0 | 442 | No
2028-05-26 01:00 | 2028 Initial | 700 | 505 | 0 | 442 | No
2028-05-26 02:00 | 2028 Initial | 700 | 505 | 0 | 442 | No
2028-05-26 03:00 | 2028 Initial | 700 | 505 | 0 | 442 | No
2028-05-26 04:00 | 2028 Initial | 700 | 505 | 0 | 442 | No
2028-05-26 05:00 | 2028 Initial | 700 | 505 | 0 | 442 | No
2028-05-26 06:00 | 2028 Initial | 700 | 505 | 0 | 442 | No
2028-05-26 07:00 | 2028 Initial | 700 | 505 | 0 | 442 | No
2028-05-26 08:00 | 2028 Initial | 700 | 505 | 0 | 442 | No
2028-05-26 09:00 | 2028 Initial | 700 | 333.29 | 0 | 442 | No
2028-05-26 10:00 | 2028 Initial | 700 | 500.83 | 0 | 442 | No
2028-05-26 11:00 | 2028 Initial | 700 | 200.83 | 0 | 442 | No
2028-05-26 12:00 | 2028 Initial | 700 | 186.62 | 300 | 442 | No
2028-05-26 13:00 | 2028 Initial | 700 | 156.71 | 510 | 442 | No
2028-05-26 14:00 | 2028 Initial | 700 | 0 | 510 | 442 | No
2028-05-26 15:00 | 2028 Initial | 700 | 0 | 444.81 | 408.14 | No
2028-05-26 16:00 | 2028 Initial | 700 | 0 | 144.81 | 369.85 | No
2028-05-26 17:00 | 2028 Initial | 700 | 0 | 438.68 | 442 | No
2028-05-26 18:00 | 2028 Initial | 700 | 225.85 | 510 | 442 | No
2028-05-26 19:00 | 2028 Initial | 700 | 440.78 | 510 | 442 | No
2028-05-26 20:00 | 2028 Initial | 700 | 413.02 | 510 | 442 | No
2028-05-26 21:00 | 2028 Initial | 700 | 505 | 510 | 442 | No
2028-05-26 22:00 | 2028 Initial | 700 | 505 | 510 | 442 | No
2028-05-26 23:00 | 2028 Initial | 700 | 505 | 510 | 442 | No
2028-05-27 | 2028 Initial | 700 | 505 | 510 | 442 | No
2028-05-27 01:00 | 2028 Initial | 700 | 505 | 510 | 442 | No
2028-05-27 02:00 | 2028 Initial | 700 | 400.44 | 510 | 442 | No
2028-05-27 03:00 | 2028 Initial | 700 | 366.59 | 510 | 442 | No
2028-05-27 04:00 | 2028 Initial | 700 | 505 | 510 | 442 | No
2028-05-27 05:00 | 2028 Initial | 700 | 424.91 | 510 | 442 | No
2028-05-27 06:00 | 2028 Initial | 700 | 505 | 510 | 442 | No
2028-05-27 07:00 | 2028 Initial | 700 | 369.14 | 510 | 442 | No
2028-05-27 08:00 | 2028 Initial | 700 | 119.88 | 510 | 442 | No
2028-05-27 09:00 | 2028 Initial | 700 | 101.28 | 510 | 442 | No
2028-05-27 10:00 | 2028 Initial | 700 | 0 | 445.76 | 442 | No
2028-05-27 11:00 | 2028 Initial | 700 | 0 | 343.42 | 372.01 | No
2028-05-27 12:00 | 2028 Initial | 700 | 0 | 56.09 | 439.15 | No
2028-05-27 13:00 | 2028 Initial | 624.36 | 0 | 0 | 413.08 | No
2028-05-27 14:00 | 2028 Initial | 624.44 | 0 | 0 | 336.97 | No
2028-05-27 15:00 | 2028 Initial | 641.68 | 0 | 126.45 | 317.35 | No
2028-05-27 16:00 | 2028 Initial | 700 | 0 | 426.45 | 442 | No
2028-05-27 17:00 | 2028 Initial | 700 | 141.46 | 510 | 442 | No
2028-05-27 18:00 | 2028 Initial | 700 | 113.75 | 510 | 442 | No
2028-05-27 19:00 | 2028 Initial | 700 | 382.98 | 510 | 442 | No
2028-05-27 20:00 | 2028 Initial | 700 | 505 | 510 | 442 | No
2028-05-27 21:00 | 2028 Initial | 700 | 505 | 510 | 442 | No
2028-05-27 22:00 | 2028 Initial | 700 | 292.85 | 510 | 442 | No
2028-05-27 23:00 | 2028 Initial | 700 | 329.94 | 510 | 442 | No
2028-05-28 | 2028 Initial | 700 | 355.13 | 510 | 442 | No
2028-05-28 01:00 | 2028 Initial | 700 | 339.69 | 510 | 442 | No
2028-05-28 02:00 | 2028 Initial | 700 | 339.69 | 510 | 442 | No
2028-05-28 03:00 | 2028 Initial | 700 | 363.14 | 510 | 442 | No
2028-05-28 04:00 | 2028 Initial | 700 | 505 | 510 | 442 | No
2028-05-28 05:00 | 2028 Initial | 700 | 327.12 | 510 | 442 | No
2028-05-28 06:00 | 2028 Initial | 700 | 178.21 | 510 | 442 | No
2028-05-28 07:00 | 2028 Initial | 700 | 0 | 503.92 | 442 | No
2028-05-28 08:00 | 2028 Initial | 578.89 | 0 | 203.92 | 424.43 | No
2028-05-28 09:00 | 2028 Initial | 182.43 | 0 | 0 | 361.23 | No
2028-05-28 10:00 | 2028 Initial | -96.39 | 0 | 0 | 384.48 | No
2028-05-28 11:00 | 2028 Initial | -352.13 | 0 | 0 | 427.65 | No
2028-05-28 12:00 | 2028 Initial | -478.78 | 0 | 0 | 442 | No
2028-05-28 13:00 | 2028 Initial | -366.9 | 0 | 0 | 378.49 | No
2028-05-28 14:00 | 2028 Initial | -483.55 | 0 | 0 | 332.05 | No
2028-05-28 15:00 | 2028 Initial | -363.68 | 0 | 0 | 442 | No
2028-05-28 16:00 | 2028 Initial | -38.25 | 0 | 0 | 442 | No
2028-05-28 17:00 | 2028 Initial | 323.11 | 0 | 191.43 | 442 | No
2028-05-28 18:00 | 2028 Initial | 700 | 0 | 491.43 | 442 | No
2028-05-28 19:00 | 2028 Initial | 700 | 0 | 494.16 | 442 | No
2028-05-28 20:00 | 2028 Initial | 700 | 72.17 | 510 | 442 | No
2028-05-28 21:00 | 2028 Initial | 700 | 205.29 | 510 | 442 | No
2028-05-28 22:00 | 2028 Initial | 700 | 0 | 396.79 | 442 | No
2028-05-28 23:00 | 2028 Initial | 700 | 124.95 | 510 | 442 | No
2028-05-29 | 2028 Initial | 700 | 238.86 | 510 | 442 | No
2028-05-29 01:00 | 2028 Initial | 700 | 0 | 300 | 409.22 | No
2028-05-29 02:00 | 2028 Initial | 696.23 | 0 | 0 | 280.6 | No
2028-05-29 03:00 | 2028 Initial | 166.05 | 0 | 233.85 | 317.95 | No
2028-05-29 04:00 | 2028 Initial | 342.57 | 0 | 0 | 250.17 | No
2028-05-29 05:00 | 2028 Initial | 449.44 | 0 | 0 | 253.5 | No
2028-05-29 06:00 | 2028 Initial | 0 | 0 | 0 | 257.6 | No
2028-05-29 07:00 | 2028 Initial | 0 | 0 | 0 | 239.21 | No
2028-05-29 08:00 | 2028 Initial | -600 | 0 | -72.35 | 187.05 | No
2028-05-29 09:00 | 2028 Initial | -209.95 | 300 | 227.65 | 302.51 | Yes
2028-05-29 10:00 | 2028 Initial | -100 | 0 | -72.35 | 2.51 | Yes
2028-05-29 11:00 | 2028 Initial | -700 | -300 | -372.35 | -297.49 | Yes
2028-05-29 12:00 | 2028 Initial | -700 | -424.27 | -510 | -320.5 | No
2028-05-29 13:00 | 2028 Initial | -700 | -124.27 | -210 | -20.5 | No
2028-05-29 14:00 | 2028 Initial | -700 | 0 | -510 | -189.58 | No
2028-05-29 15:00 | 2028 Initial | -700 | 0 | -390 | -236.97 | No
2028-05-29 16:00 | 2028 Initial | -110.55 | -154.72 | -90 | -39.7 | No
2028-05-29 17:00 | 2028 Initial | 489.45 | 0 | 210 | 260.3 | No
2028-05-29 18:00 | 2028 Initial | 700 | 244.65 | 510 | 442 | No
2028-05-29 19:00 | 2028 Initial | 700 | 168.13 | 510 | 442 | No
2028-05-29 20:00 | 2028 Initial | 700 | 315.99 | 510 | 442 | No
2028-05-29 21:00 | 2028 Initial | 700 | 15.99 | 210 | 315.05 | No
2028-05-29 22:00 | 2028 Initial | 700 | 315.99 | 510 | 442 | No
2028-05-29 23:00 | 2028 Initial | 700 | 150.09 | 510 | 442 | No
2028-05-30 | 2028 Initial | 700 | 412.43 | 510 | 442 | No
2028-05-30 01:00 | 2028 Initial | 700 | 138.63 | 510 | 442 | No
2028-05-30 02:00 | 2028 Initial | 700 | 52.42 | 510 | 442 | No
2028-05-30 03:00 | 2028 Initial | 700 | 285.01 | 510 | 442 | No
2028-05-30 04:00 | 2028 Initial | 700 | 245.31 | 510 | 442 | No
2028-05-30 05:00 | 2028 Initial | 700 | 0 | 510 | 442 | No
2028-05-30 06:00 | 2028 Initial | 700 | 0 | 367.97 | 395.35 | No
2028-05-30 07:00 | 2028 Initial | 700 | 23.06 | 510 | 442 | No
2028-05-30 08:00 | 2028 Initial | 700 | 0 | 376.06 | 442 | No
2028-05-30 09:00 | 2028 Initial | 639.67 | 0 | 76.06 | 426.45 | No
2028-05-30 10:00 | 2028 Initial | 110.95 | 0 | 0 | 390.65 | No
2028-05-30 11:00 | 2028 Initial | 66.24 | 0 | 0 | 337.66 | No
2028-05-30 12:00 | 2028 Initial | 0 | 0 | 0 | 267.97 | No
2028-05-30 13:00 | 2028 Initial | 180.64 | 0 | 0 | 272.82 | No
2028-05-30 14:00 | 2028 Initial | 175.84 | 0 | 0 | 228.37 | No
2028-05-30 15:00 | 2028 Initial | 289.59 | 0 | 0 | 325.63 | No
2028-05-30 16:00 | 2028 Initial | 700 | 0 | 115.02 | 431.13 | No
2028-05-30 17:00 | 2028 Initial | 700 | 0 | 415.02 | 442 | No
2028-05-30 18:00 | 2028 Initial | 700 | 0 | 510 | 319.62 | No
2028-05-30 19:00 | 2028 Initial | 700 | 197.41 | 510 | 442 | No
2028-05-30 20:00 | 2028 Initial | 700 | 255.17 | 510 | 442 | No
2028-05-30 21:00 | 2028 Initial | 700 | 505 | 510 | 442 | No
2028-05-30 22:00 | 2028 Initial | 700 | 247.2 | 510 | 442 | No
2028-05-30 23:00 | 2028 Initial | 700 | 84.51 | 510 | 387.93 | No
2028-05-31 | 2028 Initial | 700 | 98.15 | 510 | 191.92 | No
2028-05-31 01:00 | 2028 Initial | 700 | 135.85 | 510 | 80.81 | No
2028-05-31 02:00 | 2028 Initial | 700 | 324.28 | 510 | 0 | No
2028-05-31 03:00 | 2028 Initial | 700 | 290.96 | 510 | 91.5 | No
2028-05-31 04:00 | 2028 Initial | 587.23 | 505 | 510 | 311.02 | No
2028-05-31 05:00 | 2028 Initial | 700 | 251.6 | 510 | 305.57 | No
2028-05-31 06:00 | 2028 Initial | 700 | 251.6 | 510 | 442 | No
2028-05-31 07:00 | 2028 Initial | 700 | 286.93 | 510 | 390.98 | No
2028-05-31 08:00 | 2028 Initial | 700 | 0 | 425.49 | 427.95 | No
2028-05-31 09:00 | 2028 Initial | 700 | 0 | 125.49 | 127.95 | No
2028-05-31 10:00 | 2028 Initial | 446.72 | 0 | 0 | 0 | No
2028-05-31 11:00 | 2028 Initial | 230.59 | 0 | 0 | 50.63 | No
2028-05-31 12:00 | 2028 Initial | 478.88 | 0 | 0 | 285.71 | No
2028-05-31 13:00 | 2028 Initial | 510.54 | 0 | 0 | 221.87 | No
2028-05-31 14:00 | 2028 Initial | 510.54 | 0 | 0 | 302.37 | No
2028-05-31 15:00 | 2028 Initial | 700 | 0 | 0 | 230.96 | No
2028-05-31 16:00 | 2028 Initial | 700 | 0 | 19.23 | 379.4 | No
2028-05-31 17:00 | 2028 Initial | 700 | -67.85 | 0 | 442 | No
2028-05-31 18:00 | 2028 Initial | 700 | 128.99 | 300 | 442 | No
2028-05-31 19:00 | 2028 Initial | 700 | 238.1 | 510 | 442 | No
2028-05-31 20:00 | 2028 Initial | 700 | 505 | 510 | 442 | No
2028-05-31 21:00 | 2028 Initial | 700 | 505 | 510 | 442 | No
2028-05-31 22:00 | 2028 Initial | 700 | 505 | 510 | 442 | No
2028-05-31 23:00 | 2028 Initial | 700 | 466.68 | 510 | 442 | No
2028-06-01 | 2028 Initial | 700 | 400.55 | 510 | 442 | No
2028-06-01 01:00 | 2028 Initial | 700 | 251.52 | 510 | 442 | No
2028-06-01 02:00 | 2028 Initial | 700 | 505 | 510 | 442 | No
2028-06-01 03:00 | 2028 Initial | 700 | 369.24 | 510 | 442 | No
2028-06-01 04:00 | 2028 Initial | 700 | 497.34 | 510 | 442 | No
2028-06-01 05:00 | 2028 Initial | 700 | 366.6 | 510 | 442 | No
2028-06-01 06:00 | 2028 Initial | 700 | 77.49 | 510 | 442 | No
2028-06-01 07:00 | 2028 Initial | 700 | 377.49 | 510 | 442 | No
2028-06-01 08:00 | 2028 Initial | 700 | 163.23 | 510 | 442 | No
2028-06-01 09:00 | 2028 Initial | 700 | 0 | 264.56 | 442 | No
2028-06-01 10:00 | 2028 Initial | 700 | 0 | 168.46 | 442 | No
2028-06-01 11:00 | 2028 Initial | 700 | 0 | 0 | 401.5 | No
2028-06-01 12:00 | 2028 Initial | 700 | 0 | 176.82 | 442 | No
2028-06-01 13:00 | 2028 Initial | 700 | 0 | 0 | 442 | No
2028-06-01 14:00 | 2028 Initial | 700 | 0 | 0 | 442 | No
2028-06-01 15:00 | 2028 Initial | 700 | 0 | 0 | 391.96 | No
2028-06-01 16:00 | 2028 Initial | 700 | 29.45 | 191.32 | 442 | No
2028-06-01 17:00 | 2028 Initial | 700 | 0 | -108.68 | 434.33 | No
2028-06-01 18:00 | 2028 Initial | 700 | 0 | 0 | 427.43 | No
2028-06-01 19:00 | 2028 Initial | 700 | 0 | 44.76 | 442 | No
2028-06-01 20:00 | 2028 Initial | 700 | 0 | 344.76 | 442 | No
2028-06-01 21:00 | 2028 Initial | 700 | 0 | 344.76 | 442 | No
2028-06-01 22:00 | 2028 Initial | 700 | 0 | 210 | 442 | No
2028-06-01 23:00 | 2028 Initial | 700 | 32.56 | 510 | 442 | No
2028-06-02 | 2028 Initial | 700 | 122.77 | 510 | 442 | No
2028-06-02 01:00 | 2028 Initial | 700 | 304.46 | 510 | 442 | No
2028-06-02 02:00 | 2028 Initial | 700 | 289.68 | 510 | 442 | No
2028-06-02 03:00 | 2028 Initial | 700 | 459.52 | 510 | 442 | No
2028-06-02 04:00 | 2028 Initial | 700 | 372.94 | 510 | 442 | No
2028-06-02 05:00 | 2028 Initial | 700 | 372.94 | 510 | 442 | No
2028-06-02 06:00 | 2028 Initial | 700 | 265.04 | 510 | 442 | No
2028-06-02 07:00 | 2028 Initial | 700 | 117.49 | 510 | 442 | No
2028-06-02 08:00 | 2028 Initial | 700 | 384.25 | 510 | 442 | No
2028-06-02 09:00 | 2028 Initial | 678.91 | 84.25 | 210 | 442 | No
2028-06-02 10:00 | 2028 Initial | 700 | 0 | 23.05 | 442 | No
2028-06-02 11:00 | 2028 Initial | 426.59 | 0 | 0 | 442 | No
2028-06-02 12:00 | 2028 Initial | 338.28 | 0 | 0 | 442 | No
2028-06-02 13:00 | 2028 Initial | 553.73 | 0 | 0 | 442 | No
2028-06-02 14:00 | 2028 Initial | 696.4 | 0 | 0 | 442 | No
2028-06-02 15:00 | 2028 Initial | 301.1 | 0 | 0 | 418.91 | No
2028-06-02 16:00 | 2028 Initial | 390.94 | 0 | 210 | 442 | No
2028-06-02 17:00 | 2028 Initial | 700 | 0 | 510 | 442 | No
2028-06-02 18:00 | 2028 Initial | 700 | 168.51 | 510 | 442 | No
2028-06-02 19:00 | 2028 Initial | 700 | 114.29 | 510 | 442 | No
2028-06-02 20:00 | 2028 Initial | 700 | 235.26 | 510 | 442 | No
2028-06-02 21:00 | 2028 Initial | 700 | 240.36 | 510 | 442 | No
2028-06-02 22:00 | 2028 Initial | 700 | 182.47 | 510 | 442 | No
2028-06-02 23:00 | 2028 Initial | 700 | 365.8 | 510 | 442 | No
2028-06-03 | 2028 Initial | 700 | 399.32 | 510 | 442 | No
2028-06-03 01:00 | 2028 Initial | 700 | 201.46 | 510 | 442 | No
2028-06-03 02:00 | 2028 Initial | 700 | 467.41 | 510 | 442 | No
2028-06-03 03:00 | 2028 Initial | 438.88 | 167.41 | 510 | 188.98 | No
2028-06-03 04:00 | 2028 Initial | -161.12 | 440.6 | 510 | -111.02 | No
2028-06-03 05:00 | 2028 Initial | -700 | 505 | 510 | 188.98 | No
2028-06-03 06:00 | 2028 Initial | -700 | 505 | 510 | 442 | No
2028-06-03 07:00 | 2028 Initial | -700 | 505 | 510 | 442 | Yes
2028-06-03 08:00 | 2028 Initial | -700 | 505 | 510 | 442 | Yes
2028-06-03 09:00 | 2028 Initial | -114.6 | 505 | 510 | 442 | Yes
2028-06-03 10:00 | 2028 Initial | -100 | 505 | 510 | 442 | Yes
2028-06-03 11:00 | 2028 Initial | -700 | 505 | 510 | 442 | Yes
2028-06-03 12:00 | 2028 Initial | -434.27 | 505 | 510 | 442 | Yes
2028-06-03 13:00 | 2028 Initial | 0 | 205 | 432.6 | 442 | Yes
2028-06-03 14:00 | 2028 Initial | 0 | 270.23 | 510 | 142 | Yes
2028-06-03 15:00 | 2028 Initial | 0 | 285.42 | 510 | -158 | Yes
2028-06-03 16:00 | 2028 Initial | -479.17 | 505 | 510 | 29.45 | Yes
2028-06-03 17:00 | 2028 Initial | -700 | 505 | 510 | 329.45 | Yes
2028-06-03 18:00 | 2028 Initial | -700 | 213.97 | 510 | 185.55 | Yes
2028-06-03 19:00 | 2028 Initial | -100 | 0 | 510 | 285.27 | No
2028-06-03 20:00 | 2028 Initial | 500 | 235.45 | 510 | 442 | No
2028-06-03 21:00 | 2028 Initial | 700 | 213.54 | 510 | 442 | No
2028-06-03 22:00 | 2028 Initial | 700 | 240.58 | 510 | 351.18 | No
2028-06-03 23:00 | 2028 Initial | 700 | 505 | 510 | 442 | No
2028-06-04 | 2028 Initial | 700 | 505 | 510 | 442 | No
2028-06-04 01:00 | 2028 Initial | 700 | 505 | 510 | 442 | No
2028-06-04 02:00 | 2028 Initial | 687.03 | 505 | 510 | 442 | No
2028-06-04 03:00 | 2028 Initial | 700 | 505 | 510 | 442 | No
2028-06-04 04:00 | 2028 Initial | 700 | 291.85 | 510 | 442 | No
2028-06-04 05:00 | 2028 Initial | 700 | 505 | 510 | 442 | No
2028-06-04 06:00 | 2028 Initial | 700 | 364.21 | 510 | 442 | No
2028-06-04 07:00 | 2028 Initial | 700 | 64.21 | 510 | 442 | No
2028-06-04 08:00 | 2028 Initial | 700 | 0 | 291.07 | 200.76 | No
2028-06-04 09:00 | 2028 Initial | 700 | 0 | 429.83 | 298.82 | No
2028-06-04 10:00 | 2028 Initial | 700 | 0 | 436.67 | 364.18 | No
2028-06-04 11:00 | 2028 Initial | 700 | 0 | 367.77 | 359.46 | No
2028-06-04 12:00 | 2028 Initial | 700 | 0 | 164.12 | 255.63 | No
2028-06-04 13:00 | 2028 Initial | 579.9 | 0 | 0 | 264.07 | No
2028-06-04 14:00 | 2028 Initial | 394.3 | 0 | 0 | 49.69 | No
2028-06-04 15:00 | 2028 Initial | 75.47 | 0 | 0 | 0 | No
2028-06-04 16:00 | 2028 Initial | 215.05 | 0 | 0 | 69.72 | No
2028-06-04 17:00 | 2028 Initial | 448.69 | 0 | 0 | 75.93 | No
2028-06-04 18:00 | 2028 Initial | 700 | 0 | 252.8 | 127.77 | No
2028-06-04 19:00 | 2028 Initial | 700 | 0 | 218.01 | 142 | No
2028-06-04 20:00 | 2028 Initial | 700 | 0 | 510 | 442 | No
2028-06-04 21:00 | 2028 Initial | 700 | 170.04 | 510 | 442 | No
2028-06-04 22:00 | 2028 Initial | 700 | 199.56 | 510 | 442 | No
2028-06-04 23:00 | 2028 Initial | 147.47 | 499.56 | 510 | 442 | No
2028-06-05 | 2028 Initial | 700 | 205 | 388.26 | 181.34 | No
2028-06-05 01:00 | 2028 Initial | 315.55 | 505 | 510 | 442 | No
2028-06-05 02:00 | 2028 Initial | 700 | 300 | 510 | 442 | No
2028-06-05 03:00 | 2028 Initial | 700 | 0 | 510 | 371.89 | No
2028-06-05 04:00 | 2028 Initial | 700 | 0 | 449.06 | 132.91 | No
2028-06-05 05:00 | 2028 Initial | 700 | 0 | 510 | 0 | No
2028-06-05 06:00 | 2028 Initial | 700 | 0 | 510 | 0 | No
2028-06-05 07:00 | 2028 Initial | 583.2 | 0 | 356.03 | 0 | No
2028-06-05 08:00 | 2028 Initial | -16.8 | 0 | 159.37 | 0 | No
2028-06-05 09:00 | 2028 Initial | -616.8 | 0 | 0 | 0 | No
2028-06-05 10:00 | 2028 Initial | -700 | 74 | -8.47 | 0 | No
2028-06-05 11:00 | 2028 Initial | -700 | -226 | -308.47 | -300 | No
2028-06-05 12:00 | 2028 Initial | -700 | -526 | -510 | -510 | No
2028-06-05 13:00 | 2028 Initial | -700 | -226 | -210 | -210 | Yes
2028-06-05 14:00 | 2028 Initial | -100 | 74 | 90 | 90 | Yes
2028-06-05 15:00 | 2028 Initial | -700 | 0 | -125.7 | 0 | Yes
2028-06-05 16:00 | 2028 Initial | -700 | -300 | -425.7 | -300 | Yes
2028-06-05 17:00 | 2028 Initial | -700 | 0 | -125.7 | 0 | Yes
2028-06-05 18:00 | 2028 Initial | -700 | 0 | -162.91 | -247.42 | Yes
2028-06-05 19:00 | 2028 Initial | -700 | 300 | 137.09 | 52.58 | Yes
2028-06-05 20:00 | 2028 Initial | -700 | 0 | -69.17 | -247.42 | No
2028-06-05 21:00 | 2028 Initial | -700 | 300 | 230.83 | 52.58 | No
2028-06-05 22:00 | 2028 Initial | -700 | 505 | 510 | 67.44 | Yes
2028-06-05 23:00 | 2028 Initial | -700 | 505 | 510 | -12.54 | Yes
2028-06-06 | 2028 Initial | -700 | 505 | 510 | -86.12 | Yes
2028-06-06 01:00 | 2028 Initial | -700 | 505 | 510 | -89.64 | Yes
2028-06-06 02:00 | 2028 Initial | -700 | 505 | 510 | 0 | Yes
2028-06-06 03:00 | 2028 Initial | -700 | 505 | 510 | -137.24 | Yes
2028-06-06 04:00 | 2028 Initial | -700 | 505 | 510 | -68 | Yes
2028-06-06 05:00 | 2028 Initial | -700 | 505 | 510 | -31.48 | Yes
2028-06-06 06:00 | 2028 Initial | -700 | 505 | 510 | 39.83 | Yes
2028-06-06 07:00 | 2028 Initial | -700 | 505 | 510 | 144.99 | Yes
2028-06-06 08:00 | 2028 Initial | -700 | 505 | 510 | 245.27 | Yes
2028-06-06 09:00 | 2028 Initial | -700 | 505 | 510 | 271.35 | Yes
2028-06-06 10:00 | 2028 Initial | -700 | 505 | 510 | 287.64 | Yes
2028-06-06 11:00 | 2028 Initial | -700 | 505 | 510 | 338.28 | Yes
2028-06-06 12:00 | 2028 Initial | -700 | 505 | 510 | 442 | Yes
2028-06-06 13:00 | 2028 Initial | -700 | 505 | 510 | 442 | Yes
2028-06-06 14:00 | 2028 Initial | -700 | 505 | 510 | 442 | Yes
2028-06-06 15:00 | 2028 Initial | -700 | 300 | 300 | 348.37 | Yes
2028-06-06 16:00 | 2028 Initial | -421.58 | 0 | 0 | 50.8 | No
2028-06-06 17:00 | 2028 Initial | 178.42 | 0 | 0 | 350.8 | No
2028-06-06 18:00 | 2028 Initial | 700 | 0 | 21.69 | 382.06 | No
2028-06-06 19:00 | 2028 Initial | 700 | 0 | 0 | 220.46 | No
2028-06-06 20:00 | 2028 Initial | 700 | 0 | 160.27 | 0 | No
2028-06-06 21:00 | 2028 Initial | 700 | 0 | 28.8 | 0 | No
2028-06-06 22:00 | 2028 Initial | 522.22 | 0 | 328.8 | 0 | No
2028-06-06 23:00 | 2028 Initial | -77.78 | 300 | 510 | 94.33 | No
2028-06-07 | 2028 Initial | 5.76 | 505 | 510 | -44.73 | No
2028-06-07 01:00 | 2028 Initial | 134.36 | 505 | 510 | -159.81 | No
2028-06-07 02:00 | 2028 Initial | 48.52 | 505 | 510 | -77.78 | No
2028-06-07 03:00 | 2028 Initial | 0 | 505 | 510 | -105.35 | No
2028-06-07 04:00 | 2028 Initial | 0 | 505 | 510 | 177.9 | No
2028-06-07 05:00 | 2028 Initial | 487.47 | 205 | 210 | 142 | No
2028-06-07 06:00 | 2028 Initial | 700 | 4.69 | 510 | 442 | No
2028-06-07 07:00 | 2028 Initial | 700 | 0 | 427.69 | 217.61 | No
2028-06-07 08:00 | 2028 Initial | 700 | 0 | 127.69 | 0 | No
2028-06-07 09:00 | 2028 Initial | 700 | 0 | 147.33 | 0 | No
2028-06-07 10:00 | 2028 Initial | 441.92 | 0 | 0 | 0 | No
2028-06-07 11:00 | 2028 Initial | 465.58 | 0 | 0 | 0 | No
2028-06-07 12:00 | 2028 Initial | 228.99 | 0 | 0 | 0 | No
2028-06-07 13:00 | 2028 Initial | 356.89 | 0 | 0 | 0 | No
2028-06-07 14:00 | 2028 Initial | 655.63 | 0 | 0 | 0 | No
2028-06-07 15:00 | 2028 Initial | 591.72 | 0 | 142.35 | 0 | No
2028-06-07 16:00 | 2028 Initial | 700 | 0 | 442.35 | 57.46 | No
2028-06-07 17:00 | 2028 Initial | 700 | 168.36 | 510 | 61.36 | No
2028-06-07 18:00 | 2028 Initial | 700 | 468.36 | 510 | 105.81 | No
2028-06-07 19:00 | 2028 Initial | 700 | 168.36 | 510 | 129.34 | No
2028-06-07 20:00 | 2028 Initial | 700 | 0 | 510 | 3.74 | No
2028-06-07 21:00 | 2028 Initial | 700 | 113.83 | 510 | 241.17 | No
2028-06-07 22:00 | 2028 Initial | 700 | 413.83 | 510 | 442 | No
2028-06-07 23:00 | 2028 Initial | 700 | 505 | 510 | 442 | No
2028-06-08 | 2028 Initial | 700 | 205 | 510 | 442 | No
2028-06-08 01:00 | 2028 Initial | 700 | 443.18 | 510 | 442 | No
2028-06-08 02:00 | 2028 Initial | 700 | 505 | 510 | 442 | No
2028-06-08 03:00 | 2028 Initial | 700 | 355.73 | 510 | 442 | No
2028-06-08 04:00 | 2028 Initial | 700 | 462.22 | 510 | 442 | No
2028-06-08 05:00 | 2028 Initial | 700 | 300 | 510 | 442 | No
2028-06-08 06:00 | 2028 Initial | 700 | 0 | 231.94 | 442 | No
2028-06-08 07:00 | 2028 Initial | 700 | 0 | -68.06 | 310.06 | No
2028-06-08 08:00 | 2028 Initial | 700 | 300 | 231.94 | 442 | No
2028-06-08 09:00 | 2028 Initial | 700 | 0 | 479.06 | 442 | No
2028-06-08 10:00 | 2028 Initial | 700 | 0 | 510 | 442 | No
2028-06-08 11:00 | 2028 Initial | 700 | 0 | 293.5 | 442 | No
2028-06-08 12:00 | 2028 Initial | 700 | 0 | 72.31 | 442 | No
2028-06-08 13:00 | 2028 Initial | 700 | 0 | 275.18 | 442 | No
2028-06-08 14:00 | 2028 Initial | 700 | 0 | 66.9 | 442 | No
2028-06-08 15:00 | 2028 Initial | 700 | 0 | -191.92 | 442 | No
2028-06-08 16:00 | 2028 Initial | 700 | -300 | -491.92 | 442 | No
2028-06-08 17:00 | 2028 Initial | 700 | -260.96 | -427.01 | 442 | No
2028-06-08 18:00 | 2028 Initial | 700 | 0 | -127.01 | 413.7 | No
2028-06-08 19:00 | 2028 Initial | 700 | 0 | 105.69 | 356.88 | No
2028-06-08 20:00 | 2028 Initial | 700 | 0 | 308.6 | 411.16 | No
2028-06-08 21:00 | 2028 Initial | 700 | 0 | 300 | 428.63 | No
2028-06-08 22:00 | 2028 Initial | 700 | 0 | 0 | 387.47 | No
2028-06-08 23:00 | 2028 Initial | 700 | 0 | 210 | 241.36 | No
2028-06-09 | 2028 Initial | 700 | 200.38 | 510 | 442 | No
2028-06-09 01:00 | 2028 Initial | 700 | 500.38 | 510 | 442 | No
2028-06-09 02:00 | 2028 Initial | 700 | 505 | 510 | 442 | No
2028-06-09 03:00 | 2028 Initial | 700 | 454.46 | 510 | 442 | No
2028-06-09 04:00 | 2028 Initial | 700 | 454.46 | 510 | 442 | No
2028-06-09 05:00 | 2028 Initial | 700 | 300 | 300 | 442 | No
2028-06-09 06:00 | 2028 Initial | 700 | 0 | 0 | 275.33 | No
2028-06-09 07:00 | 2028 Initial | 700 | 0 | 9.18 | 442 | No
2028-06-09 08:00 | 2028 Initial | 700 | 300 | 309.18 | 442 | No
2028-06-09 09:00 | 2028 Initial | 700 | 0 | 411.61 | 442 | No
2028-06-09 10:00 | 2028 Initial | 700 | 60.66 | 510 | 442 | No
2028-06-09 11:00 | 2028 Initial | 700 | 0 | 510 | 442 | No
2028-06-09 12:00 | 2028 Initial | 700 | 0 | 440.08 | 442 | No
2028-06-09 13:00 | 2028 Initial | 700 | 0 | 510 | 442 | No
2028-06-09 14:00 | 2028 Initial | 700 | 0 | 307.74 | 442 | No
2028-06-09 15:00 | 2028 Initial | 700 | 0 | 286.89 | 442 | No
2028-06-09 16:00 | 2028 Initial | 700 | 0 | -13.11 | 440 | No
2028-06-09 17:00 | 2028 Initial | 700 | 0 | 211.75 | 442 | No
2028-06-09 18:00 | 2028 Initial | 700 | 0 | 381.86 | 388.02 | No
2028-06-09 19:00 | 2028 Initial | 700 | 0 | 359.29 | 380.09 | No
2028-06-09 20:00 | 2028 Initial | 700 | 0 | 510 | 287.21 | No
2028-06-09 21:00 | 2028 Initial | 700 | 0 | 510 | 322.72 | No
2028-06-09 22:00 | 2028 Initial | 700 | 221.65 | 510 | 442 | No
2028-06-09 23:00 | 2028 Initial | 700 | 236.33 | 510 | 442 | No
2028-06-10 | 2028 Initial | 700 | 385.11 | 510 | 442 | No
2028-06-10 01:00 | 2028 Initial | 700 | 232.31 | 510 | 442 | No
2028-06-10 02:00 | 2028 Initial | 700 | 362.91 | 510 | 442 | No
2028-06-10 03:00 | 2028 Initial | 700 | 505 | 510 | 442 | No
2028-06-10 04:00 | 2028 Initial | 700 | 327.5 | 510 | 442 | No
2028-06-10 05:00 | 2028 Initial | 700 | 27.5 | 510 | 442 | No
2028-06-10 06:00 | 2028 Initial | 700 | 71.34 | 510 | 442 | No
2028-06-10 07:00 | 2028 Initial | 700 | 48.77 | 510 | 442 | No
2028-06-10 08:00 | 2028 Initial | 700 | 171.2 | 510 | 442 | No
2028-06-10 09:00 | 2028 Initial | 700 | 0 | 210 | 442 | No
2028-06-10 10:00 | 2028 Initial | 350.44 | 0 | 0 | 442 | No
2028-06-10 11:00 | 2028 Initial | 234.41 | 0 | 0 | 442 | No
2028-06-10 12:00 | 2028 Initial | 479.75 | 0 | 0 | 442 | No
2028-06-10 13:00 | 2028 Initial | 483.48 | 0 | 0 | 442 | No
2028-06-10 14:00 | 2028 Initial | 483.48 | 0 | 0 | 442 | No
2028-06-10 15:00 | 2028 Initial | 471.04 | 0 | 0 | 442 | No
2028-06-10 16:00 | 2028 Initial | 700 | -226 | -244 | 442 | No
2028-06-10 17:00 | 2028 Initial | 700 | -526 | -510 | 442 | No
2028-06-10 18:00 | 2028 Initial | 700 | -526 | -510 | 358.61 | No
2028-06-10 19:00 | 2028 Initial | 700 | -526 | -510 | 277.01 | No
2028-06-10 20:00 | 2028 Initial | 700 | -300 | -354.22 | 212.78 | No
2028-06-10 21:00 | 2028 Initial | 700 | 0 | -54.22 | 424.39 | No
2028-06-10 22:00 | 2028 Initial | 698.75 | 0 | 121.45 | 124.39 | No
2028-06-10 23:00 | 2028 Initial | 168.64 | 205 | 421.45 | -70.36 | No
2028-06-11 | 2028 Initial | -255.32 | 505 | 510 | -103.03 | No
2028-06-11 01:00 | 2028 Initial | -674.84 | 505 | 510 | 34.06 | No
2028-06-11 02:00 | 2028 Initial | -700 | 505 | 510 | -120.68 | Yes
2028-06-11 03:00 | 2028 Initial | -700 | 505 | 510 | -203.92 | Yes
2028-06-11 04:00 | 2028 Initial | -700 | 505 | 510 | -162.41 | Yes
2028-06-11 05:00 | 2028 Initial | -700 | 505 | 510 | -184.37 | Yes
2028-06-11 06:00 | 2028 Initial | -700 | 505 | 510 | -68 | Yes
2028-06-11 07:00 | 2028 Initial | -700 | 505 | 510 | -68 | Yes
2028-06-11 08:00 | 2028 Initial | -700 | 505 | 510 | -176.79 | Yes
2028-06-11 09:00 | 2028 Initial | -700 | 505 | 510 | -222.09 | Yes
2028-06-11 10:00 | 2028 Initial | -700 | 505 | 510 | -208.9 | Yes
2028-06-11 11:00 | 2028 Initial | -700 | 505 | 510 | -172.65 | Yes
2028-06-11 12:00 | 2028 Initial | -700 | 505 | 510 | 49.16 | Yes
2028-06-11 13:00 | 2028 Initial | -700 | 505 | 510 | 81.8 | Yes
2028-06-11 14:00 | 2028 Initial | -700 | 505 | 510 | 172.95 | Yes
2028-06-11 15:00 | 2028 Initial | -700 | 505 | 510 | 442 | Yes
2028-06-11 16:00 | 2028 Initial | -700 | 505 | 510 | 442 | Yes
2028-06-11 17:00 | 2028 Initial | -700 | 505 | 510 | 442 | No
2028-06-11 18:00 | 2028 Initial | -100 | 505 | 510 | 442 | No
2028-06-11 19:00 | 2028 Initial | 0 | 315.14 | 510 | 442 | No
2028-06-11 20:00 | 2028 Initial | 483.62 | 205 | 210 | 142 | No
2028-06-11 21:00 | 2028 Initial | 362.53 | 505 | 510 | 249.85 | No
2028-06-11 22:00 | 2028 Initial | 147.31 | 505 | 510 | 396.5 | No
2028-06-11 23:00 | 2028 Initial | 0 | 505 | 510 | 305.97 | No
2028-06-12 | 2028 Initial | 554.15 | 505 | 510 | 305.29 | No
2028-06-12 01:00 | 2028 Initial | 171.55 | 505 | 510 | 5.29 | No
2028-06-12 02:00 | 2028 Initial | -251.31 | 505 | 510 | -51.49 | No
2028-06-12 03:00 | 2028 Initial | -337.45 | 505 | 510 | -59.89 | No
2028-06-12 04:00 | 2028 Initial | -369.3 | 505 | 510 | -64.43 | No
2028-06-12 05:00 | 2028 Initial | -700 | 505 | 510 | -96.19 | No
2028-06-12 06:00 | 2028 Initial | -671.28 | 505 | 510 | 65.38 | No
2028-06-12 07:00 | 2028 Initial | -160.11 | 300 | 510 | 5.45 | No
2028-06-12 08:00 | 2028 Initial | 439.89 | 0 | 346.74 | 0 | No
2028-06-12 09:00 | 2028 Initial | 0 | 0 | 383.13 | 0 | No
2028-06-12 10:00 | 2028 Initial | 0 | 0 | 195.09 | 0 | No
2028-06-12 11:00 | 2028 Initial | -68.51 | 205 | 332.94 | 3.56 | No
2028-06-12 12:00 | 2028 Initial | -668.51 | 505 | 510 | 303.56 | No
2028-06-12 13:00 | 2028 Initial | -566.7 | 505 | 510 | 414.22 | No
2028-06-12 14:00 | 2028 Initial | -450.46 | 505 | 510 | 442 | No
2028-06-12 15:00 | 2028 Initial | -242.48 | 505 | 510 | 442 | No
2028-06-12 16:00 | 2028 Initial | -65.36 | 384.59 | 510 | 271.22 | No
2028-06-12 17:00 | 2028 Initial | 534.64 | 84.59 | 510 | 442 | No
2028-06-12 18:00 | 2028 Initial | 700 | 180.61 | 510 | 442 | No
2028-06-12 19:00 | 2028 Initial | 511.3 | 473.91 | 510 | 421.05 | No
2028-06-12 20:00 | 2028 Initial | 700 | 205 | 510 | 367.78 | No
2028-06-12 21:00 | 2028 Initial | 700 | 505 | 510 | 306.75 | No
2028-06-12 22:00 | 2028 Initial | 700 | 505 | 510 | 6.75 | No
2028-06-12 23:00 | 2028 Initial | 528.59 | 505 | 510 | -107.11 | No
2028-06-13 | 2028 Initial | 700 | 205 | 510 | -31.37 | No
2028-06-13 01:00 | 2028 Initial | 700 | 70.32 | 510 | 268.63 | No
2028-06-13 02:00 | 2028 Initial | 700 | 97.57 | 510 | 442 | No
2028-06-13 03:00 | 2028 Initial | 700 | 371.65 | 510 | 442 | No
2028-06-13 04:00 | 2028 Initial | 700 | 239.14 | 510 | 442 | No
2028-06-13 05:00 | 2028 Initial | 700 | 226.07 | 510 | 442 | No
2028-06-13 06:00 | 2028 Initial | 700 | 78.17 | 510 | 442 | No
2028-06-13 07:00 | 2028 Initial | 700 | 115.81 | 510 | 442 | No
2028-06-13 08:00 | 2028 Initial | 700 | 292.45 | 510 | 442 | No
2028-06-13 09:00 | 2028 Initial | 700 | 0 | 510 | 439.87 | No
2028-06-13 10:00 | 2028 Initial | 700 | 0 | 510 | 442 | No
2028-06-13 11:00 | 2028 Initial | 700 | 0 | 510 | 374.18 | No
2028-06-13 12:00 | 2028 Initial | 700 | 0 | 500.15 | 325.34 | No
2028-06-13 13:00 | 2028 Initial | 700 | 0 | 509.31 | 438.51 | No
2028-06-13 14:00 | 2028 Initial | 700 | 0 | 209.31 | 138.51 | No
2028-06-13 15:00 | 2028 Initial | 700 | 0 | 87.19 | 358.01 | No
2028-06-13 16:00 | 2028 Initial | 700 | 0 | -212.81 | 161.91 | No
2028-06-13 17:00 | 2028 Initial | 700 | 0 | -94.87 | 442 | No
2028-06-13 18:00 | 2028 Initial | 700 | 0 | 9.11 | 442 | No
2028-06-13 19:00 | 2028 Initial | 700 | 0 | 309.11 | 295.95 | No
2028-06-13 20:00 | 2028 Initial | 700 | 0 | 510 | 105.41 | No
2028-06-13 21:00 | 2028 Initial | 700 | 103.24 | 510 | 405.41 | No
2028-06-13 22:00 | 2028 Initial | 700 | 403.24 | 510 | 442 | No
2028-06-13 23:00 | 2028 Initial | 700 | 505 | 510 | 442 | No
2028-06-14 | 2028 Initial | 700 | 214.81 | 510 | 442 | No
2028-06-14 01:00 | 2028 Initial | 700 | 104.69 | 510 | 223.3 | No
2028-06-14 02:00 | 2028 Initial | 700 | 0 | 510 | 442 | No
2028-06-14 03:00 | 2028 Initial | 700 | 144.17 | 510 | 442 | No
2028-06-14 04:00 | 2028 Initial | 700 | 0 | 510 | 442 | No
2028-06-14 05:00 | 2028 Initial | 700 | 0 | 210 | 154.11 | No
2028-06-14 06:00 | 2028 Initial | 700 | 0 | -90 | -145.89 | No
2028-06-14 07:00 | 2028 Initial | 700 | -41.82 | -390 | 57.07 | No
2028-06-14 08:00 | 2028 Initial | 700 | -108.97 | -510 | 357.07 | No
2028-06-14 09:00 | 2028 Initial | 700 | -408.97 | -510 | 442 | No
2028-06-14 10:00 | 2028 Initial | 700 | -526 | -510 | 442 | No
2028-06-14 11:00 | 2028 Initial | 477.98 | -275.52 | -510 | 442 | No
2028-06-14 12:00 | 2028 Initial | 700 | -526 | -510 | 442 | No
2028-06-14 13:00 | 2028 Initial | 125.62 | -226 | -210 | 442 | No
2028-06-14 14:00 | 2028 Initial | 444.29 | -236.24 | -510 | 442 | No
2028-06-14 15:00 | 2028 Initial | 700 | -526 | -510 | 142 | No
2028-06-14 16:00 | 2028 Initial | 700 | -379.35 | -510 | 221.47 | No
2028-06-14 17:00 | 2028 Initial | 700 | -79.35 | -210 | 355.87 | No
2028-06-14 18:00 | 2028 Initial | 700 | 0 | 90 | 351.9 | No
2028-06-14 19:00 | 2028 Initial | 700 | 0 | 390 | 202.45 | No
2028-06-14 20:00 | 2028 Initial | 700 | 0 | 510 | 328.72 | No
2028-06-14 21:00 | 2028 Initial | 700 | 0 | 510 | 294.6 | No
2028-06-14 22:00 | 2028 Initial | 700 | 0 | 510 | 239.18 | No
2028-06-14 23:00 | 2028 Initial | 700 | 0 | 510 | 159.49 | No
2028-06-15 | 2028 Initial | 700 | 85.04 | 510 | 442 | No
2028-06-15 01:00 | 2028 Initial | 700 | 343.59 | 510 | 442 | No
2028-06-15 02:00 | 2028 Initial | 700 | 303.69 | 510 | 442 | No
2028-06-15 03:00 | 2028 Initial | 700 | 3.69 | 510 | 442 | No
2028-06-15 04:00 | 2028 Initial | 700 | 300 | 510 | 442 | No
2028-06-15 05:00 | 2028 Initial | 700 | 0 | 210 | 394.28 | No
2028-06-15 06:00 | 2028 Initial | 700 | 0 | -11.68 | 286.33 | No
2028-06-15 07:00 | 2028 Initial | 700 | 0 | -133.99 | 442 | No
2028-06-15 08:00 | 2028 Initial | 700 | 0 | -300 | 442 | No
2028-06-15 09:00 | 2028 Initial | 486.8 | 0 | 0 | 442 | No
2028-06-15 10:00 | 2028 Initial | 459.79 | 0 | 0 | 442 | No
2028-06-15 11:00 | 2028 Initial | 381.06 | 0 | 0 | 442 | No
2028-06-15 12:00 | 2028 Initial | 316.94 | 0 | 0 | 442 | No
2028-06-15 13:00 | 2028 Initial | 691.24 | 0 | 0 | 442 | No
2028-06-15 14:00 | 2028 Initial | 434.58 | 0 | 0 | 442 | No
2028-06-15 15:00 | 2028 Initial | 700 | 0 | -22.36 | 442 | No
2028-06-15 16:00 | 2028 Initial | 700 | 0 | -322.36 | 369.59 | No
2028-06-15 17:00 | 2028 Initial | 700 | 0 | -169.93 | 442 | No
2028-06-15 18:00 | 2028 Initial | 700 | 0 | 0 | 442 | No
2028-06-15 19:00 | 2028 Initial | 700 | 0 | 30.33 | 430.5 | No
2028-06-15 20:00 | 2028 Initial | 700 | 41.07 | 330.33 | 380.08 | No
2028-06-15 21:00 | 2028 Initial | 700 | 341.07 | 510 | 442 | No
2028-06-15 22:00 | 2028 Initial | 700 | 458.27 | 510 | 442 | No
2028-06-15 23:00 | 2028 Initial | 700 | 277.13 | 510 | 442 | No
2028-06-16 | 2028 Initial | 700 | 383.64 | 510 | 442 | No
2028-06-16 01:00 | 2028 Initial | 700 | 473.15 | 510 | 442 | No
2028-06-16 02:00 | 2028 Initial | 700 | 505 | 510 | 442 | No
2028-06-16 03:00 | 2028 Initial | 700 | 505 | 510 | 442 | No
2028-06-16 04:00 | 2028 Initial | 700 | 439.91 | 510 | 442 | No
2028-06-16 05:00 | 2028 Initial | 700 | 139.91 | 510 | 442 | No
2028-06-16 06:00 | 2028 Initial | 700 | 19.45 | 510 | 442 | No
2028-06-16 07:00 | 2028 Initial | 700 | 63.18 | 510 | 442 | No
2028-06-16 08:00 | 2028 Initial | 700 | 363.18 | 510 | 442 | No
2028-06-16 09:00 | 2028 Initial | 700 | 63.18 | 505.02 | 442 | No
2028-06-16 10:00 | 2028 Initial | 700 | 0 | 452.14 | 442 | No
2028-06-16 11:00 | 2028 Initial | 700 | 0 | 427.95 | 442 | No
2028-06-16 12:00 | 2028 Initial | 700 | 0 | 367.24 | 442 | No
2028-06-16 13:00 | 2028 Initial | 700 | 0 | 510 | 442 | No
2028-06-16 14:00 | 2028 Initial | 700 | 0 | 263.65 | 442 | No
2028-06-16 15:00 | 2028 Initial | 700 | 0 | 128.48 | 442 | No
2028-06-16 16:00 | 2028 Initial | 700 | 123.4 | 161.52 | 442 | No
2028-06-16 17:00 | 2028 Initial | 700 | 0 | -138.48 | 442 | No
2028-06-16 18:00 | 2028 Initial | 700 | 0 | 74.87 | 442 | No
2028-06-16 19:00 | 2028 Initial | 700 | 0 | 263.87 | 442 | No
2028-06-16 20:00 | 2028 Initial | 700 | 0 | 307.07 | 305.15 | No
2028-06-16 21:00 | 2028 Initial | 700 | 0 | 307.07 | 244.32 | No
2028-06-16 22:00 | 2028 Initial | 700 | 167.68 | 510 | 442 | No
2028-06-16 23:00 | 2028 Initial | 700 | 365.59 | 510 | 442 | No
2028-06-17 | 2028 Initial | 700 | 343.11 | 510 | 442 | No
2028-06-17 01:00 | 2028 Initial | 700 | 505 | 510 | 442 | No
2028-06-17 02:00 | 2028 Initial | 700 | 503.56 | 510 | 442 | No
2028-06-17 03:00 | 2028 Initial | 700 | 265.75 | 510 | 442 | No
2028-06-17 04:00 | 2028 Initial | 700 | 60.98 | 510 | 442 | No
2028-06-17 05:00 | 2028 Initial | 700 | 188.56 | 510 | 442 | No
2028-06-17 06:00 | 2028 Initial | 700 | 196.69 | 510 | 442 | No
2028-06-17 07:00 | 2028 Initial | 700 | 196.69 | 510 | 442 | No
2028-06-17 08:00 | 2028 Initial | 700 | 298.12 | 510 | 442 | No
2028-06-17 09:00 | 2028 Initial | 700 | 0 | 510 | 442 | No
2028-06-17 10:00 | 2028 Initial | 700 | 0 | 510 | 442 | No
2028-06-17 11:00 | 2028 Initial | 700 | 114.63 | 510 | 442 | No
2028-06-17 12:00 | 2028 Initial | 700 | 0 | 510 | 442 | No
2028-06-17 13:00 | 2028 Initial | 700 | 0 | 510 | 442 | No
2028-06-17 14:00 | 2028 Initial | 700 | 0 | 510 | 442 | No
2028-06-17 15:00 | 2028 Initial | 700 | 52.8 | 485.83 | 442 | No
2028-06-17 16:00 | 2028 Initial | 700 | 0 | 185.83 | 442 | No
2028-06-17 17:00 | 2028 Initial | 700 | -13.38 | -114.17 | 442 | No
2028-06-17 18:00 | 2028 Initial | 700 | 0 | 0 | 442 | No
2028-06-17 19:00 | 2028 Initial | 700 | 0 | 179.4 | 442 | No
2028-06-17 20:00 | 2028 Initial | 700 | 0 | 468.04 | 409.46 | No
2028-06-17 21:00 | 2028 Initial | 700 | 0 | 256.53 | 378.69 | No
2028-06-17 22:00 | 2028 Initial | 700 | 205 | 256.53 | 363.09 | No
2028-06-17 23:00 | 2028 Initial | 700 | 505 | 510 | 442 | No
2028-06-18 | 2028 Initial | 700 | 472.2 | 510 | 442 | No
2028-06-18 01:00 | 2028 Initial | 700 | 505 | 510 | 442 | No
2028-06-18 02:00 | 2028 Initial | 700 | 505 | 510 | 442 | No
2028-06-18 03:00 | 2028 Initial | 700 | 505 | 510 | 442 | No
2028-06-18 04:00 | 2028 Initial | 700 | 496.55 | 510 | 442 | No
2028-06-18 05:00 | 2028 Initial | 700 | 196.55 | 300 | 355.34 | No
2028-06-18 06:00 | 2028 Initial | 700 | 0 | 0 | 380.87 | No
2028-06-18 07:00 | 2028 Initial | 700 | 0 | -16.27 | 442 | No
2028-06-18 08:00 | 2028 Initial | 700 | 0 | -276.69 | 430.07 | No
2028-06-18 09:00 | 2028 Initial | 700 | -142.14 | -312.56 | 442 | No
2028-06-18 10:00 | 2028 Initial | 700 | 0 | -12.56 | 442 | No
2028-06-18 11:00 | 2028 Initial | 700 | 0 | 0 | 442 | No
2028-06-18 12:00 | 2028 Initial | 700 | 0 | 0 | 442 | No
2028-06-18 13:00 | 2028 Initial | 700 | 0 | 0 | 442 | No
2028-06-18 14:00 | 2028 Initial | 700 | 0 | -25.77 | 442 | No
2028-06-18 15:00 | 2028 Initial | 700 | 0 | -325.77 | 442 | No
2028-06-18 16:00 | 2028 Initial | 700 | 0 | -121.7 | 442 | No
2028-06-18 17:00 | 2028 Initial | 700 | 0 | 0 | 428.3 | No
2028-06-18 18:00 | 2028 Initial | 700 | 0 | -22.37 | 442 | No
2028-06-18 19:00 | 2028 Initial | 700 | 0 | 0 | 237.71 | No
2028-06-18 20:00 | 2028 Initial | 700 | 0 | 0 | 0 | No
2028-06-18 21:00 | 2028 Initial | 700 | 0 | -7.38 | 0 | No
2028-06-18 22:00 | 2028 Initial | 700 | 0 | -58.91 | 61.39 | No
2028-06-18 23:00 | 2028 Initial | 700 | 0 | 64.42 | 263.14 | No
2028-06-19 | 2028 Initial | 700 | 161.78 | 364.42 | 442 | No
2028-06-19 01:00 | 2028 Initial | 700 | 5.78 | 510 | 442 | No
2028-06-19 02:00 | 2028 Initial | 700 | 0 | 510 | 442 | No
2028-06-19 03:00 | 2028 Initial | 700 | 0 | 510 | 442 | No
2028-06-19 04:00 | 2028 Initial | 700 | 90.01 | 510 | 442 | No
2028-06-19 05:00 | 2028 Initial | 700 | 0 | 510 | 442 | No
2028-06-19 06:00 | 2028 Initial | 700 | 68 | 298.49 | 247.76 | No
2028-06-19 07:00 | 2028 Initial | 700 | 368 | 510 | 442 | No
2028-06-19 08:00 | 2028 Initial | 700 | 505 | 510 | 442 | No
2028-06-19 09:00 | 2028 Initial | 700 | 385.39 | 510 | 442 | No
2028-06-19 10:00 | 2028 Initial | 700 | 317.07 | 510 | 442 | No
2028-06-19 11:00 | 2028 Initial | 700 | 17.07 | 397.94 | 442 | No
2028-06-19 12:00 | 2028 Initial | 700 | 0 | 215.61 | 442 | No
2028-06-19 13:00 | 2028 Initial | 478.59 | 0 | 0 | 442 | No
2028-06-19 14:00 | 2028 Initial | 321.27 | 0 | 0 | 442 | No
2028-06-19 15:00 | 2028 Initial | 593.95 | 0 | 0 | 442 | No
2028-06-19 16:00 | 2028 Initial | 700 | 0 | 300 | 344.74 | No
2028-06-19 17:00 | 2028 Initial | 700 | 0 | 204.08 | 306.6 | No
2028-06-19 18:00 | 2028 Initial | 700 | 294.28 | 504.08 | 442 | No
2028-06-19 19:00 | 2028 Initial | 700 | 393.97 | 510 | 442 | No
2028-06-19 20:00 | 2028 Initial | 700 | 505 | 510 | 442 | No
2028-06-19 21:00 | 2028 Initial | 700 | 505 | 510 | 442 | No
2028-06-19 22:00 | 2028 Initial | 700 | 505 | 510 | 442 | No
2028-06-19 23:00 | 2028 Initial | 700 | 336.79 | 510 | 442 | No
2028-06-20 | 2028 Initial | 700 | 465.93 | 510 | 442 | No
2028-06-20 01:00 | 2028 Initial | 700 | 465.93 | 510 | 442 | No
2028-06-20 02:00 | 2028 Initial | 700 | 438.92 | 510 | 442 | No
2028-06-20 03:00 | 2028 Initial | 700 | 192.07 | 506.3 | 442 | No
2028-06-20 04:00 | 2028 Initial | 700 | 234 | 206.3 | 442 | No
2028-06-20 05:00 | 2028 Initial | 700 | 0 | -93.7 | 324.54 | No
2028-06-20 06:00 | 2028 Initial | 700 | -300 | -393.7 | 356.9 | No
2028-06-20 07:00 | 2028 Initial | 500 | -345.15 | -510 | 442 | No
2028-06-20 08:00 | 2028 Initial | -100 | -183.35 | -354.23 | 442 | No
2028-06-20 09:00 | 2028 Initial | -700 | -483.35 | -510 | 380.57 | No
2028-06-20 10:00 | 2028 Initial | -700 | -526 | -510 | 193.21 | No
2028-06-20 11:00 | 2028 Initial | -700 | -290.73 | -390 | 17.91 | Yes
2028-06-20 12:00 | 2028 Initial | -700 | 9.27 | -90 | 317.91 | Yes
2028-06-20 13:00 | 2028 Initial | -700 | 309.27 | 210 | 442 | Yes
2028-06-20 14:00 | 2028 Initial | -700 | 505 | 510 | 442 | Yes
2028-06-20 15:00 | 2028 Initial | -700 | 505 | 510 | 427.14 | Yes
2028-06-20 16:00 | 2028 Initial | -700 | 505 | 510 | 442 | Yes
2028-06-20 17:00 | 2028 Initial | -700 | 505 | 510 | 442 | Yes
2028-06-20 18:00 | 2028 Initial | -700 | 505 | 510 | 425.47 | Yes
2028-06-20 19:00 | 2028 Initial | -700 | 505 | 510 | 292.62 | Yes
2028-06-20 20:00 | 2028 Initial | -700 | 505 | 510 | 224.01 | Yes
2028-06-20 21:00 | 2028 Initial | -700 | 505 | 510 | 229.96 | No
2028-06-20 22:00 | 2028 Initial | -700 | 505 | 510 | 153.68 | No
2028-06-20 23:00 | 2028 Initial | -700 | 505 | 510 | 26.96 | No
2028-06-21 | 2028 Initial | -296.25 | 505 | 510 | 111.02 | No
2028-06-21 01:00 | 2028 Initial | -700 | 505 | 510 | 6.89 | No
2028-06-21 02:00 | 2028 Initial | -605.62 | 505 | 510 | 271.07 | No
2028-06-21 03:00 | 2028 Initial | -374.15 | 505 | 510 | 442 | No
2028-06-21 04:00 | 2028 Initial | -429.7 | 505 | 510 | 442 | No
2028-06-21 05:00 | 2028 Initial | -593.22 | 505 | 510 | 442 | No
2028-06-21 06:00 | 2028 Initial | 0 | 205 | 210 | 142 | No
2028-06-21 07:00 | 2028 Initial | 476.38 | 0 | 164.25 | 391.49 | No
2028-06-21 08:00 | 2028 Initial | 0 | 0 | 464.25 | 442 | No
2028-06-21 09:00 | 2028 Initial | -142.39 | 143.95 | 210 | 316.44 | No
2028-06-21 10:00 | 2028 Initial | -700 | 443.95 | 510 | 442 | No
2028-06-21 11:00 | 2028 Initial | -700 | 143.95 | 210 | 442 | No
2028-06-21 12:00 | 2028 Initial | -700 | -156.05 | -90 | 442 | No
2028-06-21 13:00 | 2028 Initial | -700 | -293.08 | -390 | 244.09 | No
2028-06-21 14:00 | 2028 Initial | -700 | 6.92 | -90 | 442 | No
2028-06-21 15:00 | 2028 Initial | -389 | 0 | 0 | 145.1 | No
2028-06-21 16:00 | 2028 Initial | -199.49 | 0 | 0 | 442 | No
2028-06-21 17:00 | 2028 Initial | 184.07 | 0 | 210 | 264.07 | No
2028-06-21 18:00 | 2028 Initial | 700 | 294.1 | 510 | 442 | No
2028-06-21 19:00 | 2028 Initial | 700 | 19.54 | 510 | 442 | No
2028-06-21 20:00 | 2028 Initial | 700 | 271.33 | 510 | 442 | No
2028-06-21 21:00 | 2028 Initial | 700 | 505 | 510 | 442 | No
2028-06-21 22:00 | 2028 Initial | 700 | 505 | 510 | 442 | No
2028-06-21 23:00 | 2028 Initial | 700 | 391.84 | 510 | 442 | No
2028-06-22 | 2028 Initial | 700 | 91.84 | 508.54 | 366.96 | No
2028-06-22 01:00 | 2028 Initial | 619.11 | 0 | 208.54 | 268.1 | No
2028-06-22 02:00 | 2028 Initial | 111.14 | 0 | 508.54 | 274.54 | No
2028-06-22 03:00 | 2028 Initial | -488.86 | 0 | 317.08 | 276.5 | No
2028-06-22 04:00 | 2028 Initial | -700 | 300 | 510 | 442 | Yes
2028-06-22 05:00 | 2028 Initial | -700 | 505 | 510 | 442 | Yes
2028-06-22 06:00 | 2028 Initial | -700 | 505 | 510 | 442 | Yes
2028-06-22 07:00 | 2028 Initial | -700 | 505 | 510 | 442 | Yes
2028-06-22 08:00 | 2028 Initial | -700 | 505 | 510 | 442 | No
2028-06-22 09:00 | 2028 Initial | -700 | 505 | 510 | 442 | No
2028-06-22 10:00 | 2028 Initial | -700 | 505 | 510 | 434.62 | No
2028-06-22 11:00 | 2028 Initial | -584.5 | 505 | 510 | 442 | No
2028-06-22 12:00 | 2028 Initial | -296.59 | 505 | 510 | 442 | No
2028-06-22 13:00 | 2028 Initial | -452.84 | 505 | 510 | 442 | No
2028-06-22 14:00 | 2028 Initial | -700 | 505 | 510 | 442 | No
2028-06-22 15:00 | 2028 Initial | -700 | 505 | 510 | 442 | No
2028-06-22 16:00 | 2028 Initial | -700 | 505 | 510 | 442 | No
2028-06-22 17:00 | 2028 Initial | -700 | 505 | 510 | 442 | No
2028-06-22 18:00 | 2028 Initial | -583.74 | 505 | 510 | 333.07 | No
2028-06-22 19:00 | 2028 Initial | -192.72 | 505 | 510 | 281.4 | No
2028-06-22 20:00 | 2028 Initial | 298.02 | 505 | 510 | 320.8 | No
2028-06-22 21:00 | 2028 Initial | 375.96 | 505 | 510 | 442 | No
2028-06-22 22:00 | 2028 Initial | 375.96 | 505 | 510 | 442 | No
2028-06-22 23:00 | 2028 Initial | 375.96 | 505 | 510 | 442 | No
2028-06-23 | 2028 Initial | 700 | 505 | 510 | 442 | No
2028-06-23 01:00 | 2028 Initial | 457.15 | 505 | 510 | 442 | No
2028-06-23 02:00 | 2028 Initial | 332.39 | 505 | 510 | 442 | No
2028-06-23 03:00 | 2028 Initial | 581.65 | 505 | 510 | 442 | No
2028-06-23 04:00 | 2028 Initial | 421.72 | 505 | 510 | 442 | No
2028-06-23 05:00 | 2028 Initial | 362.96 | 353.43 | 510 | 442 | No
2028-06-23 06:00 | 2028 Initial | 614.32 | 505 | 510 | 442 | No
2028-06-23 07:00 | 2028 Initial | 622.7 | 217.79 | 510 | 442 | No
2028-06-23 08:00 | 2028 Initial | 700 | 302.48 | 510 | 442 | No
2028-06-23 09:00 | 2028 Initial | 700 | 343.72 | 510 | 442 | No
2028-06-23 10:00 | 2028 Initial | 477.67 | 505 | 510 | 442 | No
2028-06-23 11:00 | 2028 Initial | 700 | 243.04 | 510 | 442 | No
2028-06-23 12:00 | 2028 Initial | 144.41 | 505 | 510 | 442 | No
2028-06-23 13:00 | 2028 Initial | -137.13 | 505 | 510 | 442 | No
2028-06-23 14:00 | 2028 Initial | 36.41 | 505 | 510 | 442 | No
2028-06-23 15:00 | 2028 Initial | -74.41 | 505 | 510 | 442 | No
2028-06-23 16:00 | 2028 Initial | -112.78 | 505 | 510 | 442 | No
2028-06-23 17:00 | 2028 Initial | 487.22 | 263.58 | 510 | 442 | No
2028-06-23 18:00 | 2028 Initial | 466.04 | 505 | 510 | 442 | No
2028-06-23 19:00 | 2028 Initial | 700 | 442.04 | 510 | 442 | No
2028-06-23 20:00 | 2028 Initial | 700 | 505 | 510 | 442 | No
2028-06-23 21:00 | 2028 Initial | 700 | 505 | 510 | 442 | No
2028-06-23 22:00 | 2028 Initial | 700 | 505 | 510 | 442 | No
2028-06-23 23:00 | 2028 Initial | 700 | 300 | 510 | 442 | No
2028-06-24 | 2028 Initial | 700 | 69.37 | 510 | 442 | No
2028-06-24 01:00 | 2028 Initial | 700 | 369.37 | 510 | 442 | No
2028-06-24 02:00 | 2028 Initial | 700 | 422.37 | 510 | 442 | No
2028-06-24 03:00 | 2028 Initial | 700 | 505 | 510 | 442 | No
2028-06-24 04:00 | 2028 Initial | 700 | 233.97 | 510 | 442 | No
2028-06-24 05:00 | 2028 Initial | 700 | 392.74 | 510 | 442 | No
2028-06-24 06:00 | 2028 Initial | 700 | 219.71 | 510 | 442 | No
2028-06-24 07:00 | 2028 Initial | 700 | 305.81 | 510 | 442 | No
2028-06-24 08:00 | 2028 Initial | 700 | 34.25 | 510 | 442 | No
2028-06-24 09:00 | 2028 Initial | 700 | 0 | 210 | 442 | No
2028-06-24 10:00 | 2028 Initial | 378.95 | 0 | 0 | 442 | No
2028-06-24 11:00 | 2028 Initial | 348.82 | 0 | 0 | 442 | No
2028-06-24 12:00 | 2028 Initial | 341.4 | 0 | 0 | 442 | No
2028-06-24 13:00 | 2028 Initial | 449.74 | 0 | 0 | 442 | No
2028-06-24 14:00 | 2028 Initial | 652.75 | 0 | 0 | 442 | No
2028-06-24 15:00 | 2028 Initial | 684.83 | 0 | 63.18 | 442 | No
2028-06-24 16:00 | 2028 Initial | 700 | 94.95 | 363.18 | 442 | No
2028-06-24 17:00 | 2028 Initial | 700 | 394.95 | 510 | 442 | No
2028-06-24 18:00 | 2028 Initial | 700 | 360.47 | 510 | 442 | No
2028-06-24 19:00 | 2028 Initial | 700 | 505 | 510 | 442 | No
2028-06-24 20:00 | 2028 Initial | 700 | 505 | 510 | 442 | No
2028-06-24 21:00 | 2028 Initial | 700 | 505 | 510 | 442 | No
2028-06-24 22:00 | 2028 Initial | 700 | 505 | 510 | 442 | No
2028-06-24 23:00 | 2028 Initial | 700 | 505 | 510 | 442 | No
2028-06-25 | 2028 Initial | 700 | 242.9 | 510 | 442 | No
2028-06-25 01:00 | 2028 Initial | 700 | 258.5 | 510 | 442 | No
2028-06-25 02:00 | 2028 Initial | 700 | 188.63 | 510 | 442 | No
2028-06-25 03:00 | 2028 Initial | 700 | 353.54 | 510 | 442 | No
2028-06-25 04:00 | 2028 Initial | 700 | 503.29 | 510 | 442 | No
2028-06-25 05:00 | 2028 Initial | 700 | 203.29 | 510 | 442 | No
2028-06-25 06:00 | 2028 Initial | 700 | 275.47 | 510 | 442 | No
2028-06-25 07:00 | 2028 Initial | 700 | 0 | 300 | 420.67 | No
2028-06-25 08:00 | 2028 Initial | 700 | 0 | 0 | 379.17 | No
2028-06-25 09:00 | 2028 Initial | 471.16 | 0 | 0 | 423.73 | No
2028-06-25 10:00 | 2028 Initial | 219.12 | 0 | 0 | 393.42 | No
2028-06-25 11:00 | 2028 Initial | 336.55 | 0 | 0 | 442 | No
2028-06-25 12:00 | 2028 Initial | 589.63 | 0 | 0 | 153.3 | No
2028-06-25 13:00 | 2028 Initial | 621.92 | 0 | 0 | 434.63 | No
2028-06-25 14:00 | 2028 Initial | 700 | -13.53 | -210 | 442 | No
2028-06-25 15:00 | 2028 Initial | 700 | -313.53 | -510 | 142 | No
2028-06-25 16:00 | 2028 Initial | 700 | -272.89 | -510 | 114.36 | No
2028-06-25 17:00 | 2028 Initial | 700 | 0 | -213.56 | 297.29 | No
2028-06-25 18:00 | 2028 Initial | 700 | 0 | 0 | 380 | No
2028-06-25 19:00 | 2028 Initial | 700 | 0 | 77.29 | 325.16 | No
2028-06-25 20:00 | 2028 Initial | 700 | 0 | 41.82 | 335.42 | No
2028-06-25 21:00 | 2028 Initial | 700 | 0 | 129.16 | 329.57 | No
2028-06-25 22:00 | 2028 Initial | 700 | 0 | 0 | 306.18 | No
2028-06-25 23:00 | 2028 Initial | 700 | 0 | 242.92 | 154.81 | No
2028-06-26 | 2028 Initial | 700 | 11.63 | 510 | 442 | No
2028-06-26 01:00 | 2028 Initial | 700 | 311.63 | 510 | 442 | No
2028-06-26 02:00 | 2028 Initial | 700 | 211.43 | 510 | 442 | No
2028-06-26 03:00 | 2028 Initial | 700 | 390.99 | 510 | 442 | No
2028-06-26 04:00 | 2028 Initial | 700 | 96.19 | 510 | 442 | No
2028-06-26 05:00 | 2028 Initial | 700 | 21.07 | 510 | 442 | No
2028-06-26 06:00 | 2028 Initial | 700 | 0 | 455.67 | 339.49 | No
2028-06-26 07:00 | 2028 Initial | 700 | 0 | 155.67 | 442 | No
2028-06-26 08:00 | 2028 Initial | 700 | 21.32 | 455.67 | 442 | No
2028-06-26 09:00 | 2028 Initial | 700 | 0 | 245.51 | 442 | No
2028-06-26 10:00 | 2028 Initial | 700 | 0 | 355.96 | 407.67 | No
2028-06-26 11:00 | 2028 Initial | 700 | 0 | 376.06 | 297.71 | No
2028-06-26 12:00 | 2028 Initial | 700 | 0 | 384.81 | 442 | No
2028-06-26 13:00 | 2028 Initial | 384.39 | 300 | 510 | 442 | No
2028-06-26 14:00 | 2028 Initial | 445.66 | 300 | 510 | 442 | No
2028-06-26 15:00 | 2028 Initial | 700 | 0 | 330.5 | 395.2 | No
2028-06-26 16:00 | 2028 Initial | 700 | 205 | 331.58 | 327.82 | No
2028-06-26 17:00 | 2028 Initial | 159.77 | 505 | 510 | 442 | No
2028-06-26 18:00 | 2028 Initial | 700 | 268.39 | 510 | 442 | No
2028-06-26 19:00 | 2028 Initial | 700 | 248.83 | 510 | 442 | No
2028-06-26 20:00 | 2028 Initial | 700 | 394.9 | 510 | 442 | No
2028-06-26 21:00 | 2028 Initial | 700 | 505 | 510 | 442 | No
2028-06-26 22:00 | 2028 Initial | 700 | 468.79 | 510 | 442 | No
2028-06-26 23:00 | 2028 Initial | 700 | 400.86 | 510 | 442 | No
2028-06-27 | 2028 Initial | 700 | 505 | 510 | 442 | No
2028-06-27 01:00 | 2028 Initial | 700 | 505 | 510 | 442 | No
2028-06-27 02:00 | 2028 Initial | 700 | 505 | 510 | 442 | No
2028-06-27 03:00 | 2028 Initial | 700 | 286.2 | 510 | 442 | No
2028-06-27 04:00 | 2028 Initial | 700 | 78.67 | 510 | 442 | No
2028-06-27 05:00 | 2028 Initial | 700 | 206.92 | 510 | 442 | No
2028-06-27 06:00 | 2028 Initial | 700 | 0 | 510 | 332.39 | No
2028-06-27 07:00 | 2028 Initial | 700 | 0 | 510 | 425.3 | No
2028-06-27 08:00 | 2028 Initial | 700 | 227.68 | 510 | 442 | No
2028-06-27 09:00 | 2028 Initial | 700 | 299.03 | 510 | 442 | No
2028-06-27 10:00 | 2028 Initial | 700 | 102.7 | 510 | 442 | No
2028-06-27 11:00 | 2028 Initial | 500 | 325 | 510 | 442 | No
2028-06-27 12:00 | 2028 Initial | -100 | 505 | 510 | 442 | No
2028-06-27 13:00 | 2028 Initial | -700 | 505 | 510 | 442 | No
2028-06-27 14:00 | 2028 Initial | -700 | 505 | 510 | 442 | No
2028-06-27 15:00 | 2028 Initial | -700 | 505 | 510 | 442 | No
2028-06-27 16:00 | 2028 Initial | -700 | 505 | 510 | 442 | No
2028-06-27 17:00 | 2028 Initial | -394.56 | 505 | 510 | 442 | No
2028-06-27 18:00 | 2028 Initial | 205.44 | 205 | 210 | 171.41 | No
2028-06-27 19:00 | 2028 Initial | 337.7 | 0 | 0 | 115.94 | No
2028-06-27 20:00 | 2028 Initial | 362.51 | 0 | 0 | 0 | No
2028-06-27 21:00 | 2028 Initial | -100 | 205 | 210 | 142 | No
2028-06-27 22:00 | 2028 Initial | -700 | 505 | 510 | 442 | No
2028-06-27 23:00 | 2028 Initial | -700 | 505 | 510 | 442 | Yes
2028-06-28 | 2028 Initial | -700 | 505 | 510 | 442 | Yes
2028-06-28 01:00 | 2028 Initial | -700 | 505 | 510 | 442 | Yes
2028-06-28 02:00 | 2028 Initial | -700 | 505 | 510 | 351.63 | Yes
2028-06-28 03:00 | 2028 Initial | -700 | 505 | 510 | 331.67 | Yes
2028-06-28 04:00 | 2028 Initial | -700 | 505 | 510 | 92.14 | Yes
2028-06-28 05:00 | 2028 Initial | -700 | 505 | 510 | 80.81 | Yes
2028-06-28 06:00 | 2028 Initial | -700 | 505 | 510 | 189.73 | Yes
2028-06-28 07:00 | 2028 Initial | -700 | 505 | 510 | 442 | Yes
2028-06-28 08:00 | 2028 Initial | -700 | 505 | 510 | 442 | Yes
2028-06-28 09:00 | 2028 Initial | -700 | 505 | 510 | 442 | Yes
2028-06-28 10:00 | 2028 Initial | -700 | 505 | 510 | 442 | Yes
2028-06-28 11:00 | 2028 Initial | -700 | 505 | 510 | 442 | Yes
2028-06-28 12:00 | 2028 Initial | -700 | 505 | 510 | 442 | Yes
2028-06-28 13:00 | 2028 Initial | -700 | 505 | 510 | 421.57 | Yes
2028-06-28 14:00 | 2028 Initial | -700 | 505 | 510 | 410.3 | Yes
2028-06-28 15:00 | 2028 Initial | -700 | 505 | 510 | 348.53 | Yes
2028-06-28 16:00 | 2028 Initial | -700 | 505 | 510 | 423.78 | Yes
2028-06-28 17:00 | 2028 Initial | -700 | 505 | 510 | 442 | Yes
2028-06-28 18:00 | 2028 Initial | -700 | 505 | 510 | 442 | Yes
2028-06-28 19:00 | 2028 Initial | -700 | 505 | 510 | 442 | Yes
2028-06-28 20:00 | 2028 Initial | -700 | 505 | 510 | 442 | Yes
2028-06-28 21:00 | 2028 Initial | -700 | 505 | 510 | 442 | Yes
2028-06-28 22:00 | 2028 Initial | -700 | 505 | 510 | 442 | Yes
2028-06-28 23:00 | 2028 Initial | -700 | 505 | 510 | 440.23 | Yes
2028-06-29 | 2028 Initial | -700 | 505 | 510 | 426.15 | Yes
2028-06-29 01:00 | 2028 Initial | -700 | 505 | 510 | 442 | Yes
2028-06-29 02:00 | 2028 Initial | -700 | 505 | 510 | 442 | Yes
2028-06-29 03:00 | 2028 Initial | -700 | 505 | 510 | 442 | Yes
2028-06-29 04:00 | 2028 Initial | -700 | 505 | 510 | 442 | Yes
2028-06-29 05:00 | 2028 Initial | -700 | 505 | 510 | 327.07 | Yes
2028-06-29 06:00 | 2028 Initial | -700 | 505 | 510 | 442 | Yes
2028-06-29 07:00 | 2028 Initial | -700 | 505 | 510 | 442 | Yes
2028-06-29 08:00 | 2028 Initial | -700 | 505 | 510 | 442 | Yes
2028-06-29 09:00 | 2028 Initial | -700 | 505 | 510 | 442 | Yes
2028-06-29 10:00 | 2028 Initial | -700 | 505 | 510 | 442 | Yes
2028-06-29 11:00 | 2028 Initial | -700 | 505 | 510 | 442 | Yes
2028-06-29 12:00 | 2028 Initial | -700 | 505 | 510 | 442 | Yes
2028-06-29 13:00 | 2028 Initial | -700 | 505 | 510 | 442 | Yes
2028-06-29 14:00 | 2028 Initial | -700 | 505 | 510 | 442 | Yes
2028-06-29 15:00 | 2028 Initial | -700 | 505 | 510 | 442 | Yes
2028-06-29 16:00 | 2028 Initial | -303.3 | 505 | 510 | 442 | No
2028-06-29 17:00 | 2028 Initial | 80.08 | 420.83 | 510 | 442 | No
2028-06-29 18:00 | 2028 Initial | 680.08 | 312.02 | 510 | 442 | No
2028-06-29 19:00 | 2028 Initial | 700 | 12.02 | 510 | 442 | No
2028-06-29 20:00 | 2028 Initial | 700 | 71.01 | 510 | 442 | No
2028-06-29 21:00 | 2028 Initial | 700 | 304.41 | 510 | 442 | No
2028-06-29 22:00 | 2028 Initial | 700 | 469.22 | 510 | 442 | No
2028-06-29 23:00 | 2028 Initial | 700 | 378.14 | 510 | 442 | No
2028-06-30 | 2028 Initial | 700 | 456.96 | 510 | 442 | No
2028-06-30 01:00 | 2028 Initial | 700 | 505 | 510 | 442 | No
2028-06-30 02:00 | 2028 Initial | 700 | 505 | 510 | 442 | No
2028-06-30 03:00 | 2028 Initial | 700 | 505 | 510 | 442 | No
2028-06-30 04:00 | 2028 Initial | 700 | 505 | 510 | 442 | No
2028-06-30 05:00 | 2028 Initial | 700 | 456.44 | 510 | 442 | No
2028-06-30 06:00 | 2028 Initial | 700 | 320.73 | 510 | 442 | No
2028-06-30 07:00 | 2028 Initial | 700 | 484.21 | 510 | 442 | No
2028-06-30 08:00 | 2028 Initial | 700 | 441.46 | 510 | 442 | No
2028-06-30 09:00 | 2028 Initial | 700 | 383.37 | 510 | 442 | No
2028-06-30 10:00 | 2028 Initial | 700 | 355.96 | 510 | 442 | No
2028-06-30 11:00 | 2028 Initial | 700 | 138.88 | 510 | 442 | No
2028-06-30 12:00 | 2028 Initial | 700 | 0 | 402.23 | 442 | No
2028-06-30 13:00 | 2028 Initial | 700 | 0 | 415.22 | 442 | No
2028-06-30 14:00 | 2028 Initial | 700 | 0 | 381.18 | 442 | No
2028-06-30 15:00 | 2028 Initial | 700 | 0 | 510 | 442 | No
2028-06-30 16:00 | 2028 Initial | 700 | 211.73 | 510 | 442 | No
2028-06-30 17:00 | 2028 Initial | 700 | 281.82 | 510 | 442 | No
2028-06-30 18:00 | 2028 Initial | 700 | 120.8 | 438.2 | 442 | No
2028-06-30 19:00 | 2028 Initial | 700 | 0 | 138.2 | 442 | No
2028-06-30 20:00 | 2028 Initial | 700 | 274.67 | 438.2 | 442 | No
2028-06-30 21:00 | 2028 Initial | 700 | 422.13 | 510 | 442 | No
2028-06-30 22:00 | 2028 Initial | 700 | 416.68 | 510 | 442 | No
2028-06-30 23:00 | 2028 Initial | 700 | 400.72 | 510 | 442 | No
2028-07-01 | 2028 Initial | 700 | 132.06 | 397.54 | 354.23 | No
2028-07-01 01:00 | 2028 Initial | 700 | 432.06 | 510 | 442 | No
2028-07-01 02:00 | 2028 Initial | 700 | 229.12 | 510 | 442 | No
2028-07-01 03:00 | 2028 Initial | 700 | 126.11 | 510 | 442 | No
2028-07-01 04:00 | 2028 Initial | 700 | 256.94 | 510 | 442 | No
2028-07-01 05:00 | 2028 Initial | 700 | 0 | 510 | 442 | No
2028-07-01 06:00 | 2028 Initial | 700 | 272.84 | 510 | 442 | No
2028-07-01 07:00 | 2028 Initial | 700 | 357.75 | 510 | 442 | No
2028-07-01 08:00 | 2028 Initial | 700 | 202.21 | 510 | 442 | No
2028-07-01 09:00 | 2028 Initial | 700 | 430.3 | 510 | 442 | No
2028-07-01 10:00 | 2028 Initial | 700 | 397.61 | 510 | 442 | No
2028-07-01 11:00 | 2028 Initial | 700 | 486 | 510 | 442 | No
2028-07-01 12:00 | 2028 Initial | 700 | 205 | 510 | 442 | No
2028-07-01 13:00 | 2028 Initial | 700 | 505 | 510 | 442 | No
2028-07-01 14:00 | 2028 Initial | 700 | 205 | 390 | 442 | No
2028-07-01 15:00 | 2028 Initial | 700 | 62.77 | 90 | 442 | No
2028-07-01 16:00 | 2028 Initial | 700 | -237.23 | -210 | 389.45 | No
2028-07-01 17:00 | 2028 Initial | 700 | -362.66 | -510 | 442 | No
2028-07-01 18:00 | 2028 Initial | 700 | -62.66 | -510 | 442 | No
2028-07-01 19:00 | 2028 Initial | 700 | 0 | -244.98 | 442 | No
2028-07-01 20:00 | 2028 Initial | 700 | 0 | 0 | 442 | No
2028-07-01 21:00 | 2028 Initial | 700 | 23.51 | 210 | 442 | No
2028-07-01 22:00 | 2028 Initial | 700 | 323.51 | 510 | 442 | No
2028-07-01 23:00 | 2028 Initial | 700 | 225.76 | 510 | 442 | No
2028-07-02 | 2028 Initial | 700 | 505 | 510 | 442 | No
2028-07-02 01:00 | 2028 Initial | 700 | 348.51 | 510 | 442 | No
2028-07-02 02:00 | 2028 Initial | 700 | 48.51 | 510 | 442 | No
2028-07-02 03:00 | 2028 Initial | 700 | 278.65 | 510 | 442 | No
2028-07-02 04:00 | 2028 Initial | 700 | 84.81 | 510 | 442 | No
2028-07-02 05:00 | 2028 Initial | 700 | 128.18 | 510 | 442 | No
2028-07-02 06:00 | 2028 Initial | 700 | 0 | 510 | 415.97 | No
2028-07-02 07:00 | 2028 Initial | 700 | 0 | 248.85 | 217.02 | No
2028-07-02 08:00 | 2028 Initial | 700 | 0 | 510 | 297.75 | No
2028-07-02 09:00 | 2028 Initial | 700 | 0 | 259.68 | 215.96 | No
2028-07-02 10:00 | 2028 Initial | 700 | 0 | 0 | 33.11 | No
2028-07-02 11:00 | 2028 Initial | 700 | 0 | 95.45 | 123.26 | No
2028-07-02 12:00 | 2028 Initial | 700 | 0 | 0 | 357.57 | No
2028-07-02 13:00 | 2028 Initial | 700 | 0 | 128.83 | 329.53 | No
2028-07-02 14:00 | 2028 Initial | 700 | 0 | 20.76 | 377.49 | No
2028-07-02 15:00 | 2028 Initial | 700 | 0 | -14.47 | 413.85 | No
2028-07-02 16:00 | 2028 Initial | 700 | -300 | -314.47 | 224.1 | No
2028-07-02 17:00 | 2028 Initial | 700 | 0 | -14.47 | 352.48 | No
2028-07-02 18:00 | 2028 Initial | 700 | 0 | 285.53 | 410.33 | No
2028-07-02 19:00 | 2028 Initial | 700 | 0 | 88.2 | 351.17 | No
2028-07-02 20:00 | 2028 Initial | 700 | 0 | 388.2 | 305.54 | No
2028-07-02 21:00 | 2028 Initial | 700 | 0 | 246.72 | 269.33 | No
2028-07-02 22:00 | 2028 Initial | 700 | 279.19 | 510 | 442 | No
2028-07-02 23:00 | 2028 Initial | 700 | 0 | 452.76 | 438.93 | No
2028-07-03 | 2028 Initial | 500 | 0 | 306.86 | 298.46 | No
2028-07-03 01:00 | 2028 Initial | -100 | 0 | 77.16 | 0 | No
2028-07-03 02:00 | 2028 Initial | -700 | 300 | 377.16 | 300 | Yes
2028-07-03 03:00 | 2028 Initial | -700 | 505 | 510 | 442 | Yes
2028-07-03 04:00 | 2028 Initial | -700 | 505 | 510 | 391.15 | Yes
2028-07-03 05:00 | 2028 Initial | -700 | 505 | 510 | 384.5 | Yes
2028-07-03 06:00 | 2028 Initial | -700 | 505 | 510 | 408.53 | Yes
2028-07-03 07:00 | 2028 Initial | -700 | 505 | 510 | 442 | Yes
2028-07-03 08:00 | 2028 Initial | -483.66 | 505 | 510 | 442 | No
2028-07-03 09:00 | 2028 Initial | -328.03 | 505 | 510 | 442 | No
2028-07-03 10:00 | 2028 Initial | -222.6 | 505 | 510 | 442 | No
2028-07-03 11:00 | 2028 Initial | 120.59 | 505 | 510 | 442 | No
2028-07-03 12:00 | 2028 Initial | 415.89 | 505 | 510 | 442 | No
2028-07-03 13:00 | 2028 Initial | 522.83 | 505 | 510 | 442 | No
2028-07-03 14:00 | 2028 Initial | 584.82 | 505 | 510 | 442 | No
2028-07-03 15:00 | 2028 Initial | 692.56 | 505 | 510 | 442 | No
2028-07-03 16:00 | 2028 Initial | 700 | 419.03 | 510 | 442 | No
2028-07-03 17:00 | 2028 Initial | 700 | 119.03 | 482.92 | 442 | No
2028-07-03 18:00 | 2028 Initial | 700 | 419.03 | 510 | 442 | No
2028-07-03 19:00 | 2028 Initial | 700 | 468.52 | 510 | 442 | No
2028-07-03 20:00 | 2028 Initial | 700 | 284.6 | 510 | 442 | No
2028-07-03 21:00 | 2028 Initial | 700 | 505 | 510 | 442 | No
2028-07-03 22:00 | 2028 Initial | 700 | 505 | 510 | 442 | No
2028-07-03 23:00 | 2028 Initial | 700 | 505 | 510 | 442 | No
2028-07-04 | 2028 Initial | 700 | 505 | 510 | 442 | No
2028-07-04 01:00 | 2028 Initial | 700 | 505 | 510 | 442 | No
2028-07-04 02:00 | 2028 Initial | 700 | 403.15 | 510 | 442 | No
2028-07-04 03:00 | 2028 Initial | 700 | 327.31 | 510 | 442 | No
2028-07-04 04:00 | 2028 Initial | 700 | 352.91 | 510 | 442 | No
2028-07-04 05:00 | 2028 Initial | 700 | 463.94 | 510 | 442 | No
2028-07-04 06:00 | 2028 Initial | 700 | 231.12 | 510 | 442 | No
2028-07-04 07:00 | 2028 Initial | 700 | 0 | 210 | 442 | No
2028-07-04 08:00 | 2028 Initial | 700 | 221.47 | 510 | 442 | No
2028-07-04 09:00 | 2028 Initial | 700 | 505 | 510 | 442 | No
2028-07-04 10:00 | 2028 Initial | 700 | 332.06 | 510 | 442 | No
2028-07-04 11:00 | 2028 Initial | 700 | 151.84 | 510 | 442 | No
2028-07-04 12:00 | 2028 Initial | 700 | 338.54 | 510 | 442 | No
2028-07-04 13:00 | 2028 Initial | 700 | 300 | 510 | 442 | No
2028-07-04 14:00 | 2028 Initial | 700 | 0 | 452.55 | 442 | No
2028-07-04 15:00 | 2028 Initial | 700 | 0 | 467.26 | 442 | No
2028-07-04 16:00 | 2028 Initial | 700 | 0 | 462.33 | 442 | No
2028-07-04 17:00 | 2028 Initial | 700 | 0 | 510 | 442 | No
2028-07-04 18:00 | 2028 Initial | 321.55 | 0 | 210 | 432.73 | No
2028-07-04 19:00 | 2028 Initial | -100 | 0 | 234.4 | 132.73 | No
2028-07-04 20:00 | 2028 Initial | -700 | 300 | 510 | 262.58 | Yes
2028-07-04 21:00 | 2028 Initial | -700 | 505 | 510 | 353.63 | Yes
2028-07-04 22:00 | 2028 Initial | -700 | 505 | 510 | 366 | Yes
2028-07-04 23:00 | 2028 Initial | -700 | 505 | 510 | 140.19 | Yes
2028-07-05 | 2028 Initial | -700 | 505 | 510 | 15.49 | Yes
2028-07-05 01:00 | 2028 Initial | -700 | 505 | 510 | -34.08 | Yes
2028-07-05 02:00 | 2028 Initial | -700 | 505 | 510 | -107 | Yes
2028-07-05 03:00 | 2028 Initial | -700 | 505 | 510 | 131.39 | Yes
2028-07-05 04:00 | 2028 Initial | -700 | 505 | 510 | 431.39 | Yes
2028-07-05 05:00 | 2028 Initial | -700 | 505 | 510 | 199.96 | Yes
2028-07-05 06:00 | 2028 Initial | -700 | 505 | 510 | 442 | Yes
2028-07-05 07:00 | 2028 Initial | -700 | 205 | 510 | 366.8 | Yes
2028-07-05 08:00 | 2028 Initial | -700 | 505 | 510 | 442 | Yes
2028-07-05 09:00 | 2028 Initial | -584.12 | 505 | 510 | 442 | Yes
2028-07-05 10:00 | 2028 Initial | -700 | 475.21 | 510 | 442 | Yes
2028-07-05 11:00 | 2028 Initial | -700 | 490.75 | 210 | 442 | Yes
2028-07-05 12:00 | 2028 Initial | -700 | 190.75 | 510 | 220.96 | Yes
2028-07-05 13:00 | 2028 Initial | -700 | 461.78 | 210 | 416.45 | Yes
2028-07-05 14:00 | 2028 Initial | -700 | 505 | 107.2 | 294.54 | Yes
2028-07-05 15:00 | 2028 Initial | -700 | 505 | 222.13 | 291.68 | Yes
2028-07-05 16:00 | 2028 Initial | -700 | 505 | 363.69 | 261.71 | Yes
2028-07-05 17:00 | 2028 Initial | -700 | 505 | 510 | 428.48 | Yes
2028-07-05 18:00 | 2028 Initial | -700 | 505 | 510 | 338.55 | Yes
2028-07-05 19:00 | 2028 Initial | -700 | 505 | 510 | 392 | Yes
2028-07-05 20:00 | 2028 Initial | -700 | 505 | 510 | 442 | Yes
2028-07-05 21:00 | 2028 Initial | -700 | 505 | 510 | 442 | Yes
2028-07-05 22:00 | 2028 Initial | -700 | 205 | 510 | 278.19 | Yes
2028-07-05 23:00 | 2028 Initial | -700 | 505 | 510 | 442 | Yes
2028-07-06 | 2028 Initial | -700 | 505 | 510 | 442 | No
2028-07-06 01:00 | 2028 Initial | -700 | 505 | 510 | 230.44 | No
2028-07-06 02:00 | 2028 Initial | -700 | 505 | 510 | 110.27 | No
2028-07-06 03:00 | 2028 Initial | -700 | 505 | 510 | 202.45 | No
2028-07-06 04:00 | 2028 Initial | -700 | 505 | 510 | 103.89 | No
2028-07-06 05:00 | 2028 Initial | -432.36 | 505 | 510 | 138.57 | No
2028-07-06 06:00 | 2028 Initial | -435.81 | 505 | 510 | 307.16 | No
2028-07-06 07:00 | 2028 Initial | 24.93 | 505 | 510 | 442 | No
2028-07-06 08:00 | 2028 Initial | -59.42 | 205 | 510 | 442 | No
2028-07-06 09:00 | 2028 Initial | 334.47 | 39.8 | 510 | 442 | No
2028-07-06 10:00 | 2028 Initial | -265.53 | 250 | 510 | 442 | No
2028-07-06 11:00 | 2028 Initial | 334.47 | 0 | 510 | 149.62 | No
2028-07-06 12:00 | 2028 Initial | 700 | 0 | 456.19 | 123.89 | No
2028-07-06 13:00 | 2028 Initial | 700 | 0 | 433.98 | 132.55 | No
2028-07-06 14:00 | 2028 Initial | 700 | 0 | 510 | 177.35 | No
2028-07-06 15:00 | 2028 Initial | 700 | 0 | 510 | 402.74 | No
2028-07-06 16:00 | 2028 Initial | 700 | 0 | 420.39 | 428.48 | No
2028-07-06 17:00 | 2028 Initial | 700 | 0 | 125.81 | 442 | No
2028-07-06 18:00 | 2028 Initial | 700 | 0 | -87.34 | 356.9 | No
2028-07-06 19:00 | 2028 Initial | 700 | 0 | 171.66 | 442 | No
2028-07-06 20:00 | 2028 Initial | 700 | 0 | 471.66 | 442 | No
2028-07-06 21:00 | 2028 Initial | 700 | 0 | 471.66 | 442 | No
2028-07-06 22:00 | 2028 Initial | 700 | 116.37 | 347.31 | 442 | No
2028-07-06 23:00 | 2028 Initial | 700 | 416.37 | 510 | 442 | No
2028-07-07 | 2028 Initial | 700 | 180.3 | 510 | 437.84 | No
2028-07-07 01:00 | 2028 Initial | 700 | 480.3 | 510 | 442 | No
2028-07-07 02:00 | 2028 Initial | 700 | 505 | 510 | 442 | No
2028-07-07 03:00 | 2028 Initial | 700 | 505 | 510 | 442 | No
2028-07-07 04:00 | 2028 Initial | 700 | 373.69 | 510 | 442 | No
2028-07-07 05:00 | 2028 Initial | 700 | 341.81 | 510 | 442 | No
2028-07-07 06:00 | 2028 Initial | 700 | 41.81 | 510 | 442 | No
2028-07-07 07:00 | 2028 Initial | 700 | 0 | 372.76 | 442 | No
2028-07-07 08:00 | 2028 Initial | 700 | 0 | 85.44 | 442 | No
2028-07-07 09:00 | 2028 Initial | 678.69 | 0 | 0 | 442 | No
2028-07-07 10:00 | 2028 Initial | 469.22 | 0 | 0 | 442 | No
2028-07-07 11:00 | 2028 Initial | 11.68 | 0 | 0 | 442 | No
2028-07-07 12:00 | 2028 Initial | 572.85 | 0 | 0 | 442 | No
2028-07-07 13:00 | 2028 Initial | 650.03 | 0 | 0 | 442 | No
2028-07-07 14:00 | 2028 Initial | 700 | 0 | 175.72 | 442 | No
2028-07-07 15:00 | 2028 Initial | 700 | 0 | 89.64 | 442 | No
2028-07-07 16:00 | 2028 Initial | 690.03 | 0 | 210 | 442 | No
2028-07-07 17:00 | 2028 Initial | 700 | 213.6 | 510 | 442 | No
2028-07-07 18:00 | 2028 Initial | 700 | 301.32 | 510 | 442 | No
2028-07-07 19:00 | 2028 Initial | 700 | 374.51 | 510 | 442 | No
2028-07-07 20:00 | 2028 Initial | 700 | 448.29 | 510 | 442 | No
2028-07-07 21:00 | 2028 Initial | 700 | 317.93 | 510 | 442 | No
2028-07-07 22:00 | 2028 Initial | 700 | 461.06 | 510 | 442 | No
2028-07-07 23:00 | 2028 Initial | 700 | 505 | 510 | 442 | No
2028-07-08 | 2028 Initial | 700 | 505 | 510 | 442 | No
2028-07-08 01:00 | 2028 Initial | 700 | 505 | 510 | 442 | No
2028-07-08 02:00 | 2028 Initial | 700 | 505 | 510 | 442 | No
2028-07-08 03:00 | 2028 Initial | 700 | 505 | 510 | 442 | No
2028-07-08 04:00 | 2028 Initial | 700 | 505 | 510 | 442 | No
2028-07-08 05:00 | 2028 Initial | 700 | 505 | 510 | 442 | No
2028-07-08 06:00 | 2028 Initial | 700 | 505 | 510 | 442 | No
2028-07-08 07:00 | 2028 Initial | 700 | 300 | 510 | 442 | No
2028-07-08 08:00 | 2028 Initial | 700 | 0 | 312.98 | 390.29 | No
2028-07-08 09:00 | 2028 Initial | 700 | 0 | 214.97 | 423.14 | No
2028-07-08 10:00 | 2028 Initial | 700 | 208.41 | 0 | 442 | No
2028-07-08 11:00 | 2028 Initial | 700 | 0 | -300 | 367.4 | No
2028-07-08 12:00 | 2028 Initial | 700 | 0 | 0 | 442 | No
2028-07-08 13:00 | 2028 Initial | 700 | 0 | -92.21 | 442 | No
2028-07-08 14:00 | 2028 Initial | 700 | 0 | -392.21 | 416.72 | No
2028-07-08 15:00 | 2028 Initial | 700 | -85.56 | -510 | 442 | No
2028-07-08 16:00 | 2028 Initial | 700 | 0 | -510 | 442 | No
2028-07-08 17:00 | 2028 Initial | 700 | 0 | -300 | 442 | No
2028-07-08 18:00 | 2028 Initial | 700 | 275.56 | 0 | 442 | No
2028-07-08 19:00 | 2028 Initial | 700 | 0 | -90 | 442 | No
2028-07-08 20:00 | 2028 Initial | 700 | 56.62 | 210 | 442 | No
2028-07-08 21:00 | 2028 Initial | 700 | 307.36 | 510 | 442 | No
2028-07-08 22:00 | 2028 Initial | 700 | 142 | 510 | 442 | No
2028-07-08 23:00 | 2028 Initial | 700 | 391.45 | 510 | 442 | No
2028-07-09 | 2028 Initial | 700 | 143.59 | 510 | 442 | No
2028-07-09 01:00 | 2028 Initial | 700 | 181.71 | 510 | 442 | No
2028-07-09 02:00 | 2028 Initial | 700 | 269.27 | 510 | 442 | No
2028-07-09 03:00 | 2028 Initial | 700 | 498.06 | 510 | 442 | No
2028-07-09 04:00 | 2028 Initial | 700 | 483.67 | 510 | 442 | No
2028-07-09 05:00 | 2028 Initial | 700 | 183.67 | 510 | 442 | No
2028-07-09 06:00 | 2028 Initial | 700 | 140.56 | 510 | 442 | No
2028-07-09 07:00 | 2028 Initial | 700 | 0 | 510 | 442 | No
2028-07-09 08:00 | 2028 Initial | 578.51 | 0 | 210 | 194.81 | No
2028-07-09 09:00 | 2028 Initial | 198.83 | 0 | 0 | 149.24 | No
2028-07-09 10:00 | 2028 Initial | 162.87 | 0 | 0 | 48.07 | No
2028-07-09 11:00 | 2028 Initial | 184.84 | 0 | 0 | 0 | No
2028-07-09 12:00 | 2028 Initial | 240.06 | 0 | 0 | 0 | No
2028-07-09 13:00 | 2028 Initial | 332.34 | 0 | 0 | 0 | No
2028-07-09 14:00 | 2028 Initial | 290.56 | 0 | 0 | 0 | No
2028-07-09 15:00 | 2028 Initial | 291.05 | 0 | 0 | 0 | No
2028-07-09 16:00 | 2028 Initial | 161.61 | 0 | 0 | 0 | No
2028-07-09 17:00 | 2028 Initial | 379.76 | 0 | 0 | 0 | No
2028-07-09 18:00 | 2028 Initial | 700 | 0 | 0 | 0 | No
2028-07-09 19:00 | 2028 Initial | 700 | 0 | 69.26 | 157.21 | No
2028-07-09 20:00 | 2028 Initial | 700 | 0 | 42.98 | 186.85 | No
2028-07-09 21:00 | 2028 Initial | 700 | 0 | 332.7 | 282.06 | No
2028-07-09 22:00 | 2028 Initial | 700 | 93.53 | 474.94 | 418.49 | No
2028-07-09 23:00 | 2028 Initial | 700 | 393.53 | 510 | 442 | No
2028-07-10 | 2028 Initial | 700 | 256.14 | 510 | 442 | No
2028-07-10 01:00 | 2028 Initial | 700 | 221.21 | 510 | 442 | No
2028-07-10 02:00 | 2028 Initial | 700 | 447.76 | 510 | 442 | No
2028-07-10 03:00 | 2028 Initial | 700 | 403.6 | 510 | 442 | No
2028-07-10 04:00 | 2028 Initial | 690.45 | 505 | 510 | 442 | No
2028-07-10 05:00 | 2028 Initial | 700 | 300.7 | 510 | 442 | No
2028-07-10 06:00 | 2028 Initial | 700 | 485.7 | 510 | 442 | No
2028-07-10 07:00 | 2028 Initial | 700 | 300 | 510 | 442 | No
2028-07-10 08:00 | 2028 Initial | 602.61 | 0 | 210 | 369.17 | No
2028-07-10 09:00 | 2028 Initial | 439.56 | 0 | 0 | 192.5 | No
2028-07-10 10:00 | 2028 Initial | 252.49 | 0 | 0 | 216.78 | No
2028-07-10 11:00 | 2028 Initial | 174.32 | 0 | 0 | 0 | No
2028-07-10 12:00 | 2028 Initial | 0 | 0 | 0 | 33.52 | No
2028-07-10 13:00 | 2028 Initial | 0 | 0 | 0 | 39.88 | No
2028-07-10 14:00 | 2028 Initial | 513.51 | 0 | 0 | 0 | No
2028-07-10 15:00 | 2028 Initial | 693.91 | 0 | 0 | 0 | No
2028-07-10 16:00 | 2028 Initial | 700 | 0 | 243.94 | 0 | No
2028-07-10 17:00 | 2028 Initial | 700 | 0 | 510 | 290.13 | No
2028-07-10 18:00 | 2028 Initial | 700 | 235.99 | 210 | 442 | No
2028-07-10 19:00 | 2028 Initial | 700 | -64.01 | -90 | 146.55 | No
2028-07-10 20:00 | 2028 Initial | 700 | 0 | 210 | 142.85 | No
2028-07-10 21:00 | 2028 Initial | 700 | 300 | 510 | 442 | No
2028-07-10 22:00 | 2028 Initial | 700 | 409.89 | 510 | 442 | No
2028-07-10 23:00 | 2028 Initial | 700 | 505 | 510 | 442 | No
2028-07-11 | 2028 Initial | 700 | 505 | 510 | 442 | No
2028-07-11 01:00 | 2028 Initial | 700 | 505 | 510 | 442 | No
2028-07-11 02:00 | 2028 Initial | 700 | 505 | 510 | 442 | No
2028-07-11 03:00 | 2028 Initial | 700 | 505 | 510 | 442 | No
2028-07-11 04:00 | 2028 Initial | 700 | 505 | 510 | 442 | No
2028-07-11 05:00 | 2028 Initial | 700 | 324.71 | 510 | 442 | No
2028-07-11 06:00 | 2028 Initial | 700 | 32.74 | 510 | 442 | No
2028-07-11 07:00 | 2028 Initial | 700 | 0 | 421.75 | 414.25 | No
2028-07-11 08:00 | 2028 Initial | 700 | 293.93 | 510 | 442 | No
2028-07-11 09:00 | 2028 Initial | 700 | 0 | 380.18 | 442 | No
2028-07-11 10:00 | 2028 Initial | 700 | 0 | 244.61 | 442 | No
2028-07-11 11:00 | 2028 Initial | 700 | 0 | 339.27 | 442 | No
2028-07-11 12:00 | 2028 Initial | 700 | 0 | 309.2 | 442 | No
2028-07-11 13:00 | 2028 Initial | 700 | 0 | 397.56 | 442 | No
2028-07-11 14:00 | 2028 Initial | 700 | 0 | 470.44 | 442 | No
2028-07-11 15:00 | 2028 Initial | 700 | 19.2 | 470.44 | 442 | No
2028-07-11 16:00 | 2028 Initial | 700 | 319.2 | 510 | 442 | No
2028-07-11 17:00 | 2028 Initial | 700 | 208.07 | 510 | 442 | No
2028-07-11 18:00 | 2028 Initial | 700 | 0 | 510 | 398.03 | No
2028-07-11 19:00 | 2028 Initial | 700 | 0 | 510 | 384.77 | No
2028-07-11 20:00 | 2028 Initial | 700 | 0 | 510 | 363.88 | No
2028-07-11 21:00 | 2028 Initial | 700 | 205 | 510 | 338.03 | No
2028-07-11 22:00 | 2028 Initial | 700 | 505 | 510 | 442 | No
2028-07-11 23:00 | 2028 Initial | 700 | 501.19 | 510 | 442 | No
2028-07-12 | 2028 Initial | 700 | 470.89 | 510 | 442 | No
2028-07-12 01:00 | 2028 Initial | 700 | 505 | 510 | 442 | No
2028-07-12 02:00 | 2028 Initial | 700 | 505 | 510 | 442 | No
2028-07-12 03:00 | 2028 Initial | 700 | 417.2 | 510 | 442 | No
2028-07-12 04:00 | 2028 Initial | 700 | 196.61 | 510 | 442 | No
2028-07-12 05:00 | 2028 Initial | 700 | 54.41 | 510 | 442 | No
2028-07-12 06:00 | 2028 Initial | 700 | 121.68 | 510 | 442 | No
2028-07-12 07:00 | 2028 Initial | 700 | 0 | 266.35 | 442 | No
2028-07-12 08:00 | 2028 Initial | 689.14 | 0 | 0 | 442 | No
2028-07-12 09:00 | 2028 Initial | 89.14 | 0 | 0 | 442 | No
2028-07-12 10:00 | 2028 Initial | 0 | 0 | 0 | 442 | No
2028-07-12 11:00 | 2028 Initial | -252.08 | 0 | 0 | 403.75 | No
2028-07-12 12:00 | 2028 Initial | -169.08 | 0 | 0 | 366.94 | No
2028-07-12 13:00 | 2028 Initial | -200.43 | 0 | 0 | 174.01 | No
2028-07-12 14:00 | 2028 Initial | -27.73 | 0 | 0 | 251.78 | No
2028-07-12 15:00 | 2028 Initial | 448.98 | 0 | 0 | 180.3 | No
2028-07-12 16:00 | 2028 Initial | 698.45 | 0 | 210 | 263.27 | No
2028-07-12 17:00 | 2028 Initial | 700 | 271.74 | 510 | 442 | No
2028-07-12 18:00 | 2028 Initial | 700 | 505 | 510 | 442 | No
2028-07-12 19:00 | 2028 Initial | 700 | 505 | 510 | 442 | No
2028-07-12 20:00 | 2028 Initial | 700 | 505 | 510 | 442 | No
2028-07-12 21:00 | 2028 Initial | 700 | 427.12 | 510 | 442 | No
2028-07-12 22:00 | 2028 Initial | 700 | 283.33 | 510 | 442 | No
2028-07-12 23:00 | 2028 Initial | 271.5 | 505 | 510 | 442 | No
2028-07-13 | 2028 Initial | 569.06 | 505 | 510 | 442 | No
2028-07-13 01:00 | 2028 Initial | 443.26 | 505 | 510 | 442 | No
2028-07-13 02:00 | 2028 Initial | 266.94 | 505 | 510 | 442 | No
2028-07-13 03:00 | 2028 Initial | 700 | 505 | 510 | 442 | No
2028-07-13 04:00 | 2028 Initial | 700 | 256.91 | 510 | 442 | No
2028-07-13 05:00 | 2028 Initial | 700 | 0 | 510 | 412.43 | No
2028-07-13 06:00 | 2028 Initial | 700 | 156.22 | 510 | 442 | No
2028-07-13 07:00 | 2028 Initial | 700 | 386.47 | 510 | 442 | No
2028-07-13 08:00 | 2028 Initial | 700 | 401.69 | 510 | 442 | No
2028-07-13 09:00 | 2028 Initial | 700 | 500.1 | 510 | 442 | No
2028-07-13 10:00 | 2028 Initial | 700 | 396.9 | 510 | 442 | No
2028-07-13 11:00 | 2028 Initial | 700 | 96.9 | 505.13 | 401.32 | No
2028-07-13 12:00 | 2028 Initial | 700 | 0 | 493.63 | 275.91 | No
2028-07-13 13:00 | 2028 Initial | 700 | 0 | 510 | 237.58 | No
2028-07-13 14:00 | 2028 Initial | 700 | 0 | 510 | 229.81 | No
2028-07-13 15:00 | 2028 Initial | 700 | 141.81 | 510 | 442 | No
2028-07-13 16:00 | 2028 Initial | 700 | 42.82 | 210 | 442 | No
2028-07-13 17:00 | 2028 Initial | 700 | -5.42 | -90 | 286.12 | No
2028-07-13 18:00 | 2028 Initial | 700 | 0 | 0 | 408.02 | No
2028-07-13 19:00 | 2028 Initial | 700 | 0 | 20.1 | 378.59 | No
2028-07-13 20:00 | 2028 Initial | 700 | 49.52 | 320.1 | 414.7 | No
2028-07-13 21:00 | 2028 Initial | 700 | 349.52 | 510 | 442 | No
2028-07-13 22:00 | 2028 Initial | 700 | 106.84 | 510 | 442 | No
2028-07-13 23:00 | 2028 Initial | 700 | 379.52 | 510 | 442 | No
2028-07-14 | 2028 Initial | 700 | 446.24 | 510 | 442 | No
2028-07-14 01:00 | 2028 Initial | 700 | 446.24 | 510 | 442 | No
2028-07-14 02:00 | 2028 Initial | 700 | 466.56 | 510 | 442 | No
2028-07-14 03:00 | 2028 Initial | 700 | 259.92 | 510 | 442 | No
2028-07-14 04:00 | 2028 Initial | 700 | 0 | 510 | 442 | No
2028-07-14 05:00 | 2028 Initial | 700 | 106.68 | 510 | 442 | No
2028-07-14 06:00 | 2028 Initial | 700 | 196.45 | 510 | 442 | No
2028-07-14 07:00 | 2028 Initial | 700 | 36.41 | 510 | 442 | No
2028-07-14 08:00 | 2028 Initial | 700 | 297.57 | 510 | 442 | No
2028-07-14 09:00 | 2028 Initial | 700 | 0 | 457.97 | 442 | No
2028-07-14 10:00 | 2028 Initial | 700 | 0 | 442.14 | 442 | No
2028-07-14 11:00 | 2028 Initial | 700 | 0 | 408.2 | 442 | No
2028-07-14 12:00 | 2028 Initial | 693.51 | 0 | 167.89 | 442 | No
2028-07-14 13:00 | 2028 Initial | 700 | 0 | 467.89 | 442 | No
2028-07-14 14:00 | 2028 Initial | 672.21 | 0 | 167.89 | 442 | No
2028-07-14 15:00 | 2028 Initial | 382.1 | 0 | 0 | 442 | No
2028-07-14 16:00 | 2028 Initial | 361.98 | 0 | 190.5 | 442 | No
2028-07-14 17:00 | 2028 Initial | 700 | 0 | 490.5 | 442 | No
2028-07-14 18:00 | 2028 Initial | 700 | 106.01 | 510 | 442 | No
2028-07-14 19:00 | 2028 Initial | 700 | 398.75 | 510 | 442 | No
2028-07-14 20:00 | 2028 Initial | 700 | 105.83 | 510 | 442 | No
2028-07-14 21:00 | 2028 Initial | 700 | 405.83 | 510 | 442 | No
2028-07-14 22:00 | 2028 Initial | 700 | 168.15 | 510 | 442 | No
2028-07-14 23:00 | 2028 Initial | 700 | 151.51 | 510 | 442 | No
2028-07-15 | 2028 Initial | 700 | 0 | 510 | 422.96 | No
2028-07-15 01:00 | 2028 Initial | 700 | 114.77 | 510 | 442 | No
2028-07-15 02:00 | 2028 Initial | 700 | 0 | 510 | 212.09 | No
2028-07-15 03:00 | 2028 Initial | 700 | 0 | 510 | 138.05 | No
2028-07-15 04:00 | 2028 Initial | 700 | 0 | 443.93 | 31.55 | No
2028-07-15 05:00 | 2028 Initial | 700 | 0 | 398.84 | 184.59 | No
2028-07-15 06:00 | 2028 Initial | 700 | 0 | 412.77 | 60.88 | No
2028-07-15 07:00 | 2028 Initial | 700 | 0 | 177.94 | 178.84 | No
2028-07-15 08:00 | 2028 Initial | 645.68 | 0 | 0 | 141.86 | No
2028-07-15 09:00 | 2028 Initial | 344.7 | 0 | 0 | 111.92 | No
2028-07-15 10:00 | 2028 Initial | 301.39 | 0 | 0 | 30.24 | No
2028-07-15 11:00 | 2028 Initial | 145.19 | 0 | 0 | 77.76 | No
2028-07-15 12:00 | 2028 Initial | -54.66 | 0 | 0 | 36.48 | No
2028-07-15 13:00 | 2028 Initial | -201.57 | 0 | 0 | 0 | No
2028-07-15 14:00 | 2028 Initial | -326.46 | 0 | 0 | 0 | No
2028-07-15 15:00 | 2028 Initial | -0.65 | 0 | 0 | 162.44 | No
2028-07-15 16:00 | 2028 Initial | -48.57 | 0 | -59.64 | 34.94 | No
2028-07-15 17:00 | 2028 Initial | 551.43 | 0 | 10.5 | 91.06 | No
2028-07-15 18:00 | 2028 Initial | 700 | 0 | 310.5 | 142 | No
2028-07-15 19:00 | 2028 Initial | 700 | 44.29 | 510 | 442 | No
2028-07-15 20:00 | 2028 Initial | 700 | 344.29 | 510 | 442 | No
2028-07-15 21:00 | 2028 Initial | 700 | 417.76 | 510 | 442 | No
2028-07-15 22:00 | 2028 Initial | 700 | 505 | 510 | 442 | No
2028-07-15 23:00 | 2028 Initial | 700 | 396.03 | 510 | 442 | No
2028-07-16 | 2028 Initial | 700 | 505 | 510 | 442 | No
2028-07-16 01:00 | 2028 Initial | 700 | 505 | 510 | 442 | No
2028-07-16 02:00 | 2028 Initial | 700 | 505 | 510 | 442 | No
2028-07-16 03:00 | 2028 Initial | 700 | 505 | 510 | 442 | No
2028-07-16 04:00 | 2028 Initial | 700 | 505 | 510 | 442 | No
2028-07-16 05:00 | 2028 Initial | 700 | 505 | 510 | 442 | No
2028-07-16 06:00 | 2028 Initial | 700 | 374.2 | 510 | 442 | No
2028-07-16 07:00 | 2028 Initial | 700 | 74.2 | 491.49 | 306.51 | No
2028-07-16 08:00 | 2028 Initial | 700 | 0 | 275.36 | 267.5 | No
2028-07-16 09:00 | 2028 Initial | 700 | 73.59 | 510 | 442 | No
2028-07-16 10:00 | 2028 Initial | 700 | 0 | 222.61 | 289.73 | No
2028-07-16 11:00 | 2028 Initial | 547.75 | 0 | 0 | 253.02 | No
2028-07-16 12:00 | 2028 Initial | 0 | 0 | 0 | 117.26 | No
2028-07-16 13:00 | 2028 Initial | 0 | 0 | 0 | 15.8 | No
2028-07-16 14:00 | 2028 Initial | -189.92 | 0 | 0 | 0 | No
2028-07-16 15:00 | 2028 Initial | -68.22 | 0 | 0 | 0 | No
2028-07-16 16:00 | 2028 Initial | 143.84 | 0 | 0 | 37.69 | No
2028-07-16 17:00 | 2028 Initial | 700 | 0 | 17.29 | 201.01 | No
2028-07-16 18:00 | 2028 Initial | 700 | 0 | 317.29 | 260.37 | No
2028-07-16 19:00 | 2028 Initial | 700 | 0 | 234.65 | 261.91 | No
2028-07-16 20:00 | 2028 Initial | 700 | 5.08 | 210 | 217.68 | No
2028-07-16 21:00 | 2028 Initial | 700 | 305.08 | 510 | 442 | No
2028-07-16 22:00 | 2028 Initial | 700 | 197.96 | 510 | 442 | No
2028-07-16 23:00 | 2028 Initial | 700 | 181.63 | 510 | 442 | No
2028-07-17 | 2028 Initial | 700 | 479.66 | 510 | 442 | No
2028-07-17 01:00 | 2028 Initial | 700 | 217.06 | 510 | 442 | No
2028-07-17 02:00 | 2028 Initial | 700 | 459.91 | 510 | 442 | No
2028-07-17 03:00 | 2028 Initial | 700 | 233.59 | 510 | 442 | No
2028-07-17 04:00 | 2028 Initial | 700 | 90.02 | 510 | 442 | No
2028-07-17 05:00 | 2028 Initial | 700 | 0 | 510 | 442 | No
2028-07-17 06:00 | 2028 Initial | 700 | 184.04 | 510 | 442 | No
2028-07-17 07:00 | 2028 Initial | 700 | 484.04 | 510 | 442 | No
2028-07-17 08:00 | 2028 Initial | 700 | 312.72 | 510 | 442 | No
2028-07-17 09:00 | 2028 Initial | 700 | 12.72 | 510 | 442 | No
2028-07-17 10:00 | 2028 Initial | 700 | 0 | 493.67 | 288.82 | No
2028-07-17 11:00 | 2028 Initial | 700 | 0 | 402.22 | 348.56 | No
2028-07-17 12:00 | 2028 Initial | 700 | 0 | 291.19 | 334.42 | No
2028-07-17 13:00 | 2028 Initial | 700 | 0 | 351.22 | 275.24 | No
2028-07-17 14:00 | 2028 Initial | 700 | 0 | 322.29 | 442 | No
2028-07-17 15:00 | 2028 Initial | 700 | 180.61 | 510 | 442 | No
2028-07-17 16:00 | 2028 Initial | 700 | 73.59 | 510 | 442 | No
2028-07-17 17:00 | 2028 Initial | 700 | 139.36 | 435.75 | 442 | No
2028-07-17 18:00 | 2028 Initial | 700 | 439.36 | 510 | 442 | No
2028-07-17 19:00 | 2028 Initial | 700 | 202.39 | 510 | 442 | No
2028-07-17 20:00 | 2028 Initial | 700 | 392.25 | 510 | 442 | No
2028-07-17 21:00 | 2028 Initial | 700 | 388.06 | 510 | 442 | No
2028-07-17 22:00 | 2028 Initial | 700 | 505 | 510 | 442 | No
2028-07-17 23:00 | 2028 Initial | 700 | 393.26 | 510 | 442 | No
2028-07-18 | 2028 Initial | 700 | 393.11 | 510 | 442 | No
2028-07-18 01:00 | 2028 Initial | 700 | 371.88 | 510 | 442 | No
2028-07-18 02:00 | 2028 Initial | 700 | 116.49 | 510 | 442 | No
2028-07-18 03:00 | 2028 Initial | 700 | 132.81 | 510 | 442 | No
2028-07-18 04:00 | 2028 Initial | 700 | 432.81 | 510 | 442 | No
2028-07-18 05:00 | 2028 Initial | 700 | 261.55 | 510 | 442 | No
2028-07-18 06:00 | 2028 Initial | 700 | 128.2 | 467.27 | 442 | No
2028-07-18 07:00 | 2028 Initial | 700 | 0 | 167.27 | 442 | No
2028-07-18 08:00 | 2028 Initial | 700 | 0 | -132.73 | 400.65 | No
2028-07-18 09:00 | 2028 Initial | 700 | 99.34 | 167.27 | 442 | No
2028-07-18 10:00 | 2028 Initial | 700 | 0 | 379.61 | 442 | No
2028-07-18 11:00 | 2028 Initial | 700 | 0 | 79.61 | 366.76 | No
2028-07-18 12:00 | 2028 Initial | 468.77 | 0 | 0 | 115.99 | No
2028-07-18 13:00 | 2028 Initial | 700 | 0 | 0 | 139.53 | No
2028-07-18 14:00 | 2028 Initial | 700 | 0 | 0 | 252.52 | No
2028-07-18 15:00 | 2028 Initial | 700 | 0 | 210 | 218.23 | No
2028-07-18 16:00 | 2028 Initial | 700 | 70.68 | 510 | 442 | No
2028-07-18 17:00 | 2028 Initial | 700 | 343.17 | 510 | 442 | No
2028-07-18 18:00 | 2028 Initial | 700 | 43.17 | 210.44 | 420.49 | No
2028-07-18 19:00 | 2028 Initial | 700 | 0 | 317.65 | 442 | No
2028-07-18 20:00 | 2028 Initial | 700 | 0 | 243.41 | 442 | No
2028-07-18 21:00 | 2028 Initial | 700 | 0 | 163.24 | 442 | No
2028-07-18 22:00 | 2028 Initial | 700 | 33.29 | 210 | 442 | No
2028-07-18 23:00 | 2028 Initial | 700 | 333.29 | 510 | 442 | No
2028-07-19 | 2028 Initial | 700 | 211.75 | 510 | 442 | No
2028-07-19 01:00 | 2028 Initial | 700 | 476.9 | 510 | 442 | No
2028-07-19 02:00 | 2028 Initial | 700 | 259.68 | 510 | 442 | No
2028-07-19 03:00 | 2028 Initial | 700 | 317.89 | 510 | 442 | No
2028-07-19 04:00 | 2028 Initial | 700 | 331.23 | 510 | 442 | No
2028-07-19 05:00 | 2028 Initial | 700 | 263.77 | 510 | 442 | No
2028-07-19 06:00 | 2028 Initial | 700 | 174.95 | 510 | 442 | No
2028-07-19 07:00 | 2028 Initial | 700 | 0 | 482.54 | 423.98 | No
2028-07-19 08:00 | 2028 Initial | 582.44 | 0 | 182.54 | 123.98 | No
2028-07-19 09:00 | 2028 Initial | 30.25 | 0 | 0 | 174.71 | No
2028-07-19 10:00 | 2028 Initial | 0 | 0 | 0 | 389.92 | No
2028-07-19 11:00 | 2028 Initial | 0 | 0 | 0 | 89.92 | No
2028-07-19 12:00 | 2028 Initial | 0 | 0 | 0 | 88.11 | No
2028-07-19 13:00 | 2028 Initial | 0 | 0 | 0 | 0 | No
2028-07-19 14:00 | 2028 Initial | 0 | 0 | 0 | 0 | No
2028-07-19 15:00 | 2028 Initial | 173.48 | 0 | 0 | 0 | No
2028-07-19 16:00 | 2028 Initial | 459.04 | 0 | 146.02 | 133.11 | No
2028-07-19 17:00 | 2028 Initial | 700 | 0 | 446.02 | 300 | No
2028-07-19 18:00 | 2028 Initial | 700 | 0 | 146.02 | 0 | No
2028-07-19 19:00 | 2028 Initial | 700 | 0 | 348.51 | 220.62 | No
2028-07-19 20:00 | 2028 Initial | 700 | 0 | 510 | 266.7 | No
2028-07-19 21:00 | 2028 Initial | 700 | 0 | 510 | 348.42 | No
2028-07-19 22:00 | 2028 Initial | 700 | 0 | 397.07 | 382.64 | No
2028-07-19 23:00 | 2028 Initial | 700 | 216.13 | 510 | 442 | No
2028-07-20 | 2028 Initial | 700 | 427.07 | 510 | 442 | No
2028-07-20 01:00 | 2028 Initial | 700 | 505 | 510 | 442 | No
2028-07-20 02:00 | 2028 Initial | 700 | 505 | 510 | 442 | No
2028-07-20 03:00 | 2028 Initial | 700 | 505 | 510 | 442 | No
2028-07-20 04:00 | 2028 Initial | 700 | 483.06 | 510 | 442 | No
2028-07-20 05:00 | 2028 Initial | 700 | 241.61 | 510 | 442 | No
2028-07-20 06:00 | 2028 Initial | 700 | 0 | 510 | 442 | No
2028-07-20 07:00 | 2028 Initial | 700 | 0 | 288.04 | 442 | No
2028-07-20 08:00 | 2028 Initial | 700 | 0 | 271.5 | 442 | No
2028-07-20 09:00 | 2028 Initial | 690.9 | 0 | 0 | 442 | No
2028-07-20 10:00 | 2028 Initial | 587.63 | 0 | 0 | 408.53 | No
2028-07-20 11:00 | 2028 Initial | 403.53 | 0 | 0 | 373.27 | No
2028-07-20 12:00 | 2028 Initial | 700 | 0 | 0 | 437.89 | No
2028-07-20 13:00 | 2028 Initial | 442.9 | 0 | 0 | 442 | No
2028-07-20 14:00 | 2028 Initial | 506.1 | 0 | 0 | 397.54 | No
2028-07-20 15:00 | 2028 Initial | 700 | 0 | -62.71 | 372.28 | No
2028-07-20 16:00 | 2028 Initial | 700 | -300 | -362.71 | 339.09 | No
2028-07-20 17:00 | 2028 Initial | 700 | 0 | -128.2 | 395.51 | No
2028-07-20 18:00 | 2028 Initial | 700 | 0 | 171.8 | 442 | No
2028-07-20 19:00 | 2028 Initial | 700 | 0 | 471.8 | 421.14 | No
2028-07-20 20:00 | 2028 Initial | 700 | 0 | 410.9 | 442 | No
2028-07-20 21:00 | 2028 Initial | 700 | 0 | 410.9 | 442 | No
2028-07-20 22:00 | 2028 Initial | 700 | 0 | 268.39 | 442 | No
2028-07-20 23:00 | 2028 Initial | 700 | 190.99 | 473.64 | 442 | No
2028-07-21 | 2028 Initial | 700 | 355.61 | 510 | 442 | No
2028-07-21 01:00 | 2028 Initial | 700 | 494.71 | 510 | 442 | No
2028-07-21 02:00 | 2028 Initial | 700 | 493.5 | 510 | 442 | No
2028-07-21 03:00 | 2028 Initial | 700 | 366.59 | 510 | 442 | No
2028-07-21 04:00 | 2028 Initial | 700 | 430.8 | 510 | 442 | No
2028-07-21 05:00 | 2028 Initial | 700 | 372.67 | 510 | 442 | No
2028-07-21 06:00 | 2028 Initial | 700 | 263.88 | 510 | 442 | No
2028-07-21 07:00 | 2028 Initial | 700 | 301.62 | 510 | 442 | No
2028-07-21 08:00 | 2028 Initial | 700 | 1.62 | 439.38 | 442 | No
2028-07-21 09:00 | 2028 Initial | 700 | 0 | 139.38 | 442 | No
2028-07-21 10:00 | 2028 Initial | 700 | 0 | 0 | 442 | No
2028-07-21 11:00 | 2028 Initial | 355.86 | 0 | 0 | 442 | No
2028-07-21 12:00 | 2028 Initial | 700 | 0 | 0 | 442 | No
2028-07-21 13:00 | 2028 Initial | 379.71 | 0 | 0 | 442 | No
2028-07-21 14:00 | 2028 Initial | 300.62 | 0 | 0 | 442 | No
2028-07-21 15:00 | 2028 Initial | 654.88 | 0 | 62.23 | 431.95 | No
2028-07-21 16:00 | 2028 Initial | 700 | 0 | 362.23 | 442 | No
2028-07-21 17:00 | 2028 Initial | 700 | 0 | 79.99 | 442 | No
2028-07-21 18:00 | 2028 Initial | 700 | 0 | 216.68 | 442 | No
2028-07-21 19:00 | 2028 Initial | 700 | 0 | 117.2 | 442 | No
2028-07-21 20:00 | 2028 Initial | 700 | 33.23 | 417.2 | 399 | No
2028-07-21 21:00 | 2028 Initial | 700 | 333.23 | 510 | 442 | No
2028-07-21 22:00 | 2028 Initial | 700 | 410.15 | 510 | 442 | No
2028-07-21 23:00 | 2028 Initial | 700 | 418.18 | 510 | 442 | No
2028-07-22 | 2028 Initial | 700 | 154.43 | 510 | 422.1 | No
2028-07-22 01:00 | 2028 Initial | 700 | 454.43 | 510 | 442 | No
2028-07-22 02:00 | 2028 Initial | 700 | 228.58 | 510 | 442 | No
2028-07-22 03:00 | 2028 Initial | 700 | 0 | 510 | 155.74 | No
2028-07-22 04:00 | 2028 Initial | 700 | 0 | 510 | 166.07 | No
2028-07-22 05:00 | 2028 Initial | 700 | 0 | 484.48 | 0 | No
2028-07-22 06:00 | 2028 Initial | 700 | 0 | 238.25 | 0 | No
2028-07-22 07:00 | 2028 Initial | 700 | 0 | 462.94 | 143.97 | No
2028-07-22 08:00 | 2028 Initial | 700 | 0 | 228 | 0 | No
2028-07-22 09:00 | 2028 Initial | 700 | 0 | 109.02 | 178.13 | No
2028-07-22 10:00 | 2028 Initial | 464.24 | 0 | 0 | 354.96 | No
2028-07-22 11:00 | 2028 Initial | 559.79 | 0 | 0 | 359.54 | No
2028-07-22 12:00 | 2028 Initial | 399.76 | 0 | 0 | 231.17 | No
2028-07-22 13:00 | 2028 Initial | 480.7 | 0 | 0 | 413.6 | No
2028-07-22 14:00 | 2028 Initial | 482.04 | 0 | 0 | 162.87 | No
2028-07-22 15:00 | 2028 Initial | 436.51 | 0 | 0 | 233.03 | No
2028-07-22 16:00 | 2028 Initial | 494.34 | 0 | 210 | 427.61 | No
2028-07-22 17:00 | 2028 Initial | 700 | 110.58 | 510 | 442 | No
2028-07-22 18:00 | 2028 Initial | 700 | 179.41 | 510 | 442 | No
2028-07-22 19:00 | 2028 Initial | 700 | 269.39 | 510 | 442 | No
2028-07-22 20:00 | 2028 Initial | 700 | 184.48 | 510 | 442 | No
2028-07-22 21:00 | 2028 Initial | 700 | 165.94 | 510 | 442 | No
2028-07-22 22:00 | 2028 Initial | 700 | 297.11 | 510 | 442 | No
2028-07-22 23:00 | 2028 Initial | 700 | 246.3 | 510 | 442 | No
2028-07-23 | 2028 Initial | 700 | 245.37 | 510 | 442 | No
2028-07-23 01:00 | 2028 Initial | 700 | 422.2 | 510 | 442 | No
2028-07-23 02:00 | 2028 Initial | 700 | 277.28 | 510 | 442 | No
2028-07-23 03:00 | 2028 Initial | 700 | 259.93 | 510 | 442 | No
2028-07-23 04:00 | 2028 Initial | 700 | 281.9 | 510 | 442 | No
2028-07-23 05:00 | 2028 Initial | 700 | 187.42 | 510 | 442 | No
2028-07-23 06:00 | 2028 Initial | 700 | 454.1 | 510 | 442 | No
2028-07-23 07:00 | 2028 Initial | 700 | 154.1 | 510 | 442 | No
2028-07-23 08:00 | 2028 Initial | 700 | 199.19 | 510 | 442 | No
2028-07-23 09:00 | 2028 Initial | 700 | 258.07 | 510 | 442 | No
2028-07-23 10:00 | 2028 Initial | 700 | 0 | 510 | 351.81 | No
2028-07-23 11:00 | 2028 Initial | 700 | 0 | 510 | 330.39 | No
2028-07-23 12:00 | 2028 Initial | 700 | 0 | 510 | 374.33 | No
2028-07-23 13:00 | 2028 Initial | 700 | 0 | 421.64 | 423.72 | No
2028-07-23 14:00 | 2028 Initial | 700 | 0 | 421.64 | 353.83 | No
2028-07-23 15:00 | 2028 Initial | 700 | 0 | 211.81 | 266.22 | No
2028-07-23 16:00 | 2028 Initial | 700 | 0 | -88.19 | 230.76 | No
2028-07-23 17:00 | 2028 Initial | 700 | -10.75 | -300 | 253.73 | No
2028-07-23 18:00 | 2028 Initial | 700 | 0 | 0 | 361.81 | No
2028-07-23 19:00 | 2028 Initial | 700 | 0 | 300 | 194.02 | No
2028-07-23 20:00 | 2028 Initial | 700 | 0 | 510 | 419.62 | No
2028-07-23 21:00 | 2028 Initial | 700 | 0 | 510 | 442 | No
2028-07-23 22:00 | 2028 Initial | 700 | 0 | 510 | 442 | No
2028-07-23 23:00 | 2028 Initial | 700 | 74.88 | 510 | 442 | No
2028-07-24 | 2028 Initial | 700 | 374.88 | 510 | 442 | No
2028-07-24 01:00 | 2028 Initial | 700 | 505 | 510 | 442 | No
2028-07-24 02:00 | 2028 Initial | 700 | 505 | 510 | 442 | No
2028-07-24 03:00 | 2028 Initial | 700 | 505 | 510 | 442 | No
2028-07-24 04:00 | 2028 Initial | 700 | 505 | 510 | 442 | No
2028-07-24 05:00 | 2028 Initial | 700 | 205 | 350.15 | 142 | No
2028-07-24 06:00 | 2028 Initial | 700 | 0 | 415.98 | 206.54 | No
2028-07-24 07:00 | 2028 Initial | 700 | 0 | 341.4 | 311.67 | No
2028-07-24 08:00 | 2028 Initial | 700 | 0 | 86.6 | 361.73 | No
2028-07-24 09:00 | 2028 Initial | 700 | 197.7 | 386.6 | 442 | No
2028-07-24 10:00 | 2028 Initial | 700 | 35.21 | 510 | 442 | No
2028-07-24 11:00 | 2028 Initial | 700 | 0 | 502.13 | 442 | No
2028-07-24 12:00 | 2028 Initial | 700 | 0 | 487.98 | 442 | No
2028-07-24 13:00 | 2028 Initial | 700 | 0 | 405.38 | 310.39 | No
2028-07-24 14:00 | 2028 Initial | 700 | 33.74 | 510 | 142 | No
2028-07-24 15:00 | 2028 Initial | 700 | 333.74 | 510 | 442 | No
2028-07-24 16:00 | 2028 Initial | 700 | 205 | 510 | 392.17 | No
2028-07-24 17:00 | 2028 Initial | 700 | 505 | 510 | 442 | No
2028-07-24 18:00 | 2028 Initial | 700 | 505 | 510 | 442 | No
2028-07-24 19:00 | 2028 Initial | 700 | 505 | 510 | 442 | No
2028-07-24 20:00 | 2028 Initial | 700 | 205 | 510 | 429.05 | No
2028-07-24 21:00 | 2028 Initial | 700 | 505 | 510 | 442 | No
2028-07-24 22:00 | 2028 Initial | 700 | 499.03 | 510 | 442 | No
2028-07-24 23:00 | 2028 Initial | 700 | 505 | 510 | 442 | No
2028-07-25 | 2028 Initial | 696.46 | 505 | 510 | 442 | No
2028-07-25 01:00 | 2028 Initial | 700 | 505 | 510 | 442 | No
2028-07-25 02:00 | 2028 Initial | 686.75 | 505 | 510 | 442 | No
2028-07-25 03:00 | 2028 Initial | 559.73 | 505 | 510 | 442 | No
2028-07-25 04:00 | 2028 Initial | 700 | 212.79 | 510 | 442 | No
2028-07-25 05:00 | 2028 Initial | 700 | 0 | 510 | 442 | No
2028-07-25 06:00 | 2028 Initial | 700 | 118.85 | 510 | 442 | No
2028-07-25 07:00 | 2028 Initial | 700 | 204.65 | 510 | 442 | No
2028-07-25 08:00 | 2028 Initial | 700 | 504.65 | 510 | 442 | No
2028-07-25 09:00 | 2028 Initial | 700 | 275.91 | 510 | 442 | No
2028-07-25 10:00 | 2028 Initial | 700 | 249.73 | 510 | 442 | No
2028-07-25 11:00 | 2028 Initial | 700 | 401.34 | 510 | 442 | No
2028-07-25 12:00 | 2028 Initial | 700 | 359.95 | 510 | 442 | No
2028-07-25 13:00 | 2028 Initial | 700 | 396.76 | 510 | 442 | No
2028-07-25 14:00 | 2028 Initial | 700 | 345.33 | 510 | 442 | No
2028-07-25 15:00 | 2028 Initial | 700 | 79.92 | 510 | 442 | No
2028-07-25 16:00 | 2028 Initial | 700 | 186.49 | 510 | 442 | No
2028-07-25 17:00 | 2028 Initial | 700 | 364.06 | 510 | 442 | No
2028-07-25 18:00 | 2028 Initial | 677.49 | 64.06 | 210 | 170.23 | No
2028-07-25 19:00 | 2028 Initial | 700 | 205 | 210 | 442 | No
2028-07-25 20:00 | 2028 Initial | 700 | 505 | 510 | 442 | No
2028-07-25 21:00 | 2028 Initial | 700 | 505 | 510 | 442 | No
2028-07-25 22:00 | 2028 Initial | 700 | 332.96 | 510 | 442 | No
2028-07-25 23:00 | 2028 Initial | 700 | 404.09 | 510 | 442 | No
2028-07-26 | 2028 Initial | 700 | 204.99 | 510 | 442 | No
2028-07-26 01:00 | 2028 Initial | 700 | 257.32 | 510 | 442 | No
2028-07-26 02:00 | 2028 Initial | 700 | 77.13 | 510 | 442 | No
2028-07-26 03:00 | 2028 Initial | 700 | 24.36 | 510 | 442 | No
2028-07-26 04:00 | 2028 Initial | 700 | 223.05 | 510 | 442 | No
2028-07-26 05:00 | 2028 Initial | 700 | 157.1 | 510 | 442 | No
2028-07-26 06:00 | 2028 Initial | 700 | 457.1 | 510 | 442 | No
2028-07-26 07:00 | 2028 Initial | 700 | 505 | 510 | 442 | No
2028-07-26 08:00 | 2028 Initial | 700 | 278.02 | 510 | 442 | No
2028-07-26 09:00 | 2028 Initial | 700 | 168.08 | 510 | 442 | No
2028-07-26 10:00 | 2028 Initial | 700 | 135.75 | 510 | 442 | No
2028-07-26 11:00 | 2028 Initial | 599.59 | 0 | 210 | 397.53 | No
2028-07-26 12:00 | 2028 Initial | 574.18 | 0 | 0 | 399.49 | No
2028-07-26 13:00 | 2028 Initial | 387.15 | 0 | 0 | 366.33 | No
2028-07-26 14:00 | 2028 Initial | 259.46 | 0 | 0 | 66.33 | No
2028-07-26 15:00 | 2028 Initial | 524.83 | 0 | 0 | 208.32 | No
2028-07-26 16:00 | 2028 Initial | 700 | 0 | 289.04 | 366.89 | No
2028-07-26 17:00 | 2028 Initial | 700 | 107.65 | 510 | 442 | No
2028-07-26 18:00 | 2028 Initial | 700 | 255.29 | 510 | 442 | No
2028-07-26 19:00 | 2028 Initial | 700 | 505 | 510 | 442 | No
2028-07-26 20:00 | 2028 Initial | 700 | 505 | 510 | 442 | No
2028-07-26 21:00 | 2028 Initial | 700 | 205 | 510 | 442 | No
2028-07-26 22:00 | 2028 Initial | 700 | 297.79 | 510 | 442 | No
2028-07-26 23:00 | 2028 Initial | 670.34 | 388.62 | 510 | 442 | No
2028-07-27 | 2028 Initial | 295.78 | 505 | 510 | 442 | No
2028-07-27 01:00 | 2028 Initial | -155.95 | 505 | 510 | 442 | No
2028-07-27 02:00 | 2028 Initial | 170.32 | 505 | 510 | 442 | No
2028-07-27 03:00 | 2028 Initial | 337.23 | 505 | 510 | 442 | No
2028-07-27 04:00 | 2028 Initial | 694.08 | 505 | 510 | 442 | No
2028-07-27 05:00 | 2028 Initial | 650.38 | 505 | 510 | 442 | No
2028-07-27 06:00 | 2028 Initial | 692.67 | 505 | 510 | 442 | No
2028-07-27 07:00 | 2028 Initial | 700 | 205 | 424.2 | 442 | No
2028-07-27 08:00 | 2028 Initial | 500 | 0 | 487.89 | 442 | No
2028-07-27 09:00 | 2028 Initial | -100 | 0 | 474.03 | 442 | No
2028-07-27 10:00 | 2028 Initial | -700 | 300 | 510 | 442 | Yes
2028-07-27 11:00 | 2028 Initial | -700 | 505 | 510 | 389.48 | Yes
2028-07-27 12:00 | 2028 Initial | -700 | 505 | 510 | 271.7 | Yes
2028-07-27 13:00 | 2028 Initial | -700 | 505 | 510 | 202.15 | Yes
2028-07-27 14:00 | 2028 Initial | -700 | 505 | 510 | 376.94 | Yes
2028-07-27 15:00 | 2028 Initial | -700 | 300 | 210 | 175.06 | Yes
2028-07-27 16:00 | 2028 Initial | -700 | 0 | -90 | -124.94 | No
2028-07-27 17:00 | 2028 Initial | -100 | 0 | 203.74 | 128.11 | No
2028-07-27 18:00 | 2028 Initial | 337.44 | 0 | 210 | 142 | No
2028-07-27 19:00 | 2028 Initial | 700 | 101.47 | 510 | 442 | No
2028-07-27 20:00 | 2028 Initial | 700 | 401.47 | 510 | 442 | No
2028-07-27 21:00 | 2028 Initial | 700 | 505 | 510 | 442 | No
2028-07-27 22:00 | 2028 Initial | 700 | 505 | 510 | 442 | No
2028-07-27 23:00 | 2028 Initial | 700 | 480.34 | 510 | 315.37 | No
2028-07-28 | 2028 Initial | 700 | 497.48 | 510 | 150.85 | No
2028-07-28 01:00 | 2028 Initial | 700 | 505 | 510 | 361.76 | No
2028-07-28 02:00 | 2028 Initial | 700 | 505 | 510 | 419.2 | No
2028-07-28 03:00 | 2028 Initial | 700 | 505 | 510 | 338.15 | No
2028-07-28 04:00 | 2028 Initial | 700 | 484.56 | 510 | 236.34 | No
2028-07-28 05:00 | 2028 Initial | 700 | 277.8 | 510 | 172.4 | No
2028-07-28 06:00 | 2028 Initial | 700 | 361.39 | 510 | 191.48 | No
2028-07-28 07:00 | 2028 Initial | 338.19 | 505 | 510 | 287.23 | No
2028-07-28 08:00 | 2028 Initial | -261.81 | 316.66 | 510 | 247.74 | No
2028-07-28 09:00 | 2028 Initial | -700 | 505 | 510 | 442 | No
2028-07-28 10:00 | 2028 Initial | -700 | 505 | 510 | 431.69 | No
2028-07-28 11:00 | 2028 Initial | -700 | 505 | 510 | 295.11 | No
2028-07-28 12:00 | 2028 Initial | -100 | 205 | 275.3 | 0 | No
2028-07-28 13:00 | 2028 Initial | 0 | 0 | 510 | 34.77 | No
2028-07-28 14:00 | 2028 Initial | 0 | 0 | 510 | 186.92 | No
2028-07-28 15:00 | 2028 Initial | 0 | 124.33 | 510 | 442 | No
2028-07-28 16:00 | 2028 Initial | 600 | 0 | 510 | 371.14 | No
2028-07-28 17:00 | 2028 Initial | 700 | 165.08 | 510 | 442 | No
2028-07-28 18:00 | 2028 Initial | 700 | 394.03 | 510 | 442 | No
2028-07-28 19:00 | 2028 Initial | 700 | 503.24 | 510 | 442 | No
2028-07-28 20:00 | 2028 Initial | 700 | 273.71 | 510 | 442 | No
2028-07-28 21:00 | 2028 Initial | 700 | 505 | 510 | 442 | No
2028-07-28 22:00 | 2028 Initial | 700 | 505 | 510 | 442 | No
2028-07-28 23:00 | 2028 Initial | 700 | 505 | 510 | 442 | No
2028-07-29 | 2028 Initial | 700 | 505 | 510 | 442 | No
2028-07-29 01:00 | 2028 Initial | 700 | 505 | 510 | 442 | No
2028-07-29 02:00 | 2028 Initial | 700 | 505 | 510 | 442 | No
2028-07-29 03:00 | 2028 Initial | 700 | 505 | 510 | 442 | No
2028-07-29 04:00 | 2028 Initial | 700 | 505 | 510 | 442 | No
2028-07-29 05:00 | 2028 Initial | 700 | 505 | 510 | 442 | No
2028-07-29 06:00 | 2028 Initial | 700 | 335.99 | 510 | 442 | No
2028-07-29 07:00 | 2028 Initial | 700 | 459.62 | 510 | 442 | No
2028-07-29 08:00 | 2028 Initial | 700 | 159.62 | 411.44 | 442 | No
2028-07-29 09:00 | 2028 Initial | 700 | 0 | 111.44 | 442 | No
2028-07-29 10:00 | 2028 Initial | 700 | 0 | 50.96 | 354.8 | No
2028-07-29 11:00 | 2028 Initial | 700 | 0 | -249.04 | 328.76 | No
2028-07-29 12:00 | 2028 Initial | 700 | 0 | -30.26 | 344.92 | No
2028-07-29 13:00 | 2028 Initial | 700 | 0 | 269.74 | 353.86 | No
2028-07-29 14:00 | 2028 Initial | 700 | 0 | 367.05 | 332.41 | No
2028-07-29 15:00 | 2028 Initial | 700 | 0 | 370.24 | 357.92 | No
2028-07-29 16:00 | 2028 Initial | 700 | 0 | 434.91 | 375.98 | No
2028-07-29 17:00 | 2028 Initial | 700 | 0 | 491.08 | 432.24 | No
2028-07-29 18:00 | 2028 Initial | 700 | 180.11 | 510 | 442 | No
2028-07-29 19:00 | 2028 Initial | 700 | 113.44 | 510 | 442 | No
2028-07-29 20:00 | 2028 Initial | 700 | 202.44 | 510 | 442 | No
2028-07-29 21:00 | 2028 Initial | 700 | 493.78 | 510 | 442 | No
2028-07-29 22:00 | 2028 Initial | 700 | 205 | 510 | 336.22 | No
2028-07-29 23:00 | 2028 Initial | 384.29 | 505 | 510 | 442 | No
2028-07-30 | 2028 Initial | 700 | 505 | 510 | 442 | No
2028-07-30 01:00 | 2028 Initial | 700 | 505 | 510 | 442 | No
2028-07-30 02:00 | 2028 Initial | 696.69 | 505 | 510 | 442 | No
2028-07-30 03:00 | 2028 Initial | 700 | 505 | 510 | 442 | No
2028-07-30 04:00 | 2028 Initial | 163.7 | 505 | 510 | 442 | No
2028-07-30 05:00 | 2028 Initial | 377.05 | 505 | 510 | 442 | No
2028-07-30 06:00 | 2028 Initial | 491.59 | 505 | 510 | 442 | No
2028-07-30 07:00 | 2028 Initial | 348.56 | 505 | 510 | 442 | No
2028-07-30 08:00 | 2028 Initial | 37.38 | 505 | 510 | 442 | No
2028-07-30 09:00 | 2028 Initial | -488.19 | 505 | 510 | 442 | No
2028-07-30 10:00 | 2028 Initial | -700 | 505 | 510 | 442 | No
2028-07-30 11:00 | 2028 Initial | -700 | 505 | 510 | 442 | No
2028-07-30 12:00 | 2028 Initial | -700 | 505 | 510 | 442 | No
2028-07-30 13:00 | 2028 Initial | -700 | 505 | 510 | 442 | No
2028-07-30 14:00 | 2028 Initial | -700 | 505 | 510 | 442 | No
2028-07-30 15:00 | 2028 Initial | -700 | 505 | 510 | 442 | No
2028-07-30 16:00 | 2028 Initial | -700 | 505 | 510 | 442 | No
2028-07-30 17:00 | 2028 Initial | -700 | 505 | 510 | 442 | No
2028-07-30 18:00 | 2028 Initial | -100 | 393.75 | 510 | 295.74 | No
2028-07-30 19:00 | 2028 Initial | 500 | 93.75 | 443.78 | 0 | No
2028-07-30 20:00 | 2028 Initial | 700 | 0 | 210 | 122.22 | No
2028-07-30 21:00 | 2028 Initial | 100 | 300 | 510 | 422.22 | No
2028-07-30 22:00 | 2028 Initial | -50.17 | 505 | 510 | 442 | No
2028-07-30 23:00 | 2028 Initial | -220.28 | 505 | 510 | 442 | No
2028-07-31 | 2028 Initial | 224.75 | 505 | 510 | 442 | No
2028-07-31 01:00 | 2028 Initial | 0 | 505 | 510 | 442 | No
2028-07-31 02:00 | 2028 Initial | 160.76 | 505 | 510 | 442 | No
2028-07-31 03:00 | 2028 Initial | 418.65 | 505 | 510 | 442 | No
2028-07-31 04:00 | 2028 Initial | 541.98 | 505 | 510 | 442 | No
2028-07-31 05:00 | 2028 Initial | 658.79 | 505 | 510 | 442 | No
2028-07-31 06:00 | 2028 Initial | 700 | 258.58 | 510 | 442 | No
2028-07-31 07:00 | 2028 Initial | 700 | 236.28 | 510 | 442 | No
2028-07-31 08:00 | 2028 Initial | 700 | 210.87 | 510 | 442 | No
2028-07-31 09:00 | 2028 Initial | 700 | 129.2 | 510 | 442 | No
2028-07-31 10:00 | 2028 Initial | 700 | 343.52 | 510 | 442 | No
2028-07-31 11:00 | 2028 Initial | 700 | 362.5 | 510 | 442 | No
2028-07-31 12:00 | 2028 Initial | 558.7 | 505 | 510 | 442 | No
2028-07-31 13:00 | 2028 Initial | 667.29 | 208.12 | 510 | 442 | No
2028-07-31 14:00 | 2028 Initial | 326.28 | 307.34 | 510 | 442 | No
2028-07-31 15:00 | 2028 Initial | 700 | 7.34 | 510 | 408.97 | No
2028-07-31 16:00 | 2028 Initial | 700 | 307.34 | 510 | 442 | No
2028-07-31 17:00 | 2028 Initial | 700 | 149.15 | 510 | 442 | No
2028-07-31 18:00 | 2028 Initial | 700 | 365.92 | 510 | 442 | No
2028-07-31 19:00 | 2028 Initial | 700 | 505 | 510 | 442 | No
2028-07-31 20:00 | 2028 Initial | 700 | 505 | 510 | 442 | No
2028-07-31 21:00 | 2028 Initial | 700 | 505 | 510 | 442 | No
2028-07-31 22:00 | 2028 Initial | 700 | 505 | 510 | 442 | No
2028-07-31 23:00 | 2028 Initial | 700 | 505 | 510 | 442 | No
2028-08-01 | 2028 Initial | 700 | 442.54 | 510 | 442 | No
2028-08-01 01:00 | 2028 Initial | 700 | 436.37 | 510 | 442 | No
2028-08-01 02:00 | 2028 Initial | 700 | 280.32 | 510 | 442 | No
2028-08-01 03:00 | 2028 Initial | 700 | 484.99 | 510 | 442 | No
2028-08-01 04:00 | 2028 Initial | 700 | 247.65 | 510 | 442 | No
2028-08-01 05:00 | 2028 Initial | 700 | 325.62 | 510 | 442 | No
2028-08-01 06:00 | 2028 Initial | 700 | 300 | 210 | 442 | No
2028-08-01 07:00 | 2028 Initial | 700 | 0 | -90 | 387.19 | No
2028-08-01 08:00 | 2028 Initial | 700 | 0 | -300 | 371.32 | No
2028-08-01 09:00 | 2028 Initial | 700 | 199.85 | 0 | 442 | No
2028-08-01 10:00 | 2028 Initial | 700 | 0 | 0 | 442 | No
2028-08-01 11:00 | 2028 Initial | 700 | 0 | 0 | 442 | No
2028-08-01 12:00 | 2028 Initial | 700 | 0 | -56.24 | 442 | No
2028-08-01 13:00 | 2028 Initial | 700 | 0 | 0 | 442 | No
2028-08-01 14:00 | 2028 Initial | 700 | 24.89 | 0 | 442 | No
2028-08-01 15:00 | 2028 Initial | 700 | -249.16 | -300 | 332.54 | No
2028-08-01 16:00 | 2028 Initial | 700 | -121.78 | -510 | 253.1 | No
2028-08-01 17:00 | 2028 Initial | 700 | 0 | -499.42 | 442 | No
2028-08-01 18:00 | 2028 Initial | 700 | 0 | -499.42 | 442 | No
2028-08-01 19:00 | 2028 Initial | 700 | 0 | -199.42 | 442 | No
2028-08-01 20:00 | 2028 Initial | 700 | 0 | 0 | 442 | No
2028-08-01 21:00 | 2028 Initial | 700 | 58.85 | 210 | 442 | No
2028-08-01 22:00 | 2028 Initial | 700 | 358.85 | 510 | 442 | No
2028-08-01 23:00 | 2028 Initial | 700 | 291.02 | 510 | 442 | No
2028-08-02 | 2028 Initial | 700 | 116.54 | 510 | 442 | No
2028-08-02 01:00 | 2028 Initial | 700 | 0 | 510 | 442 | No
2028-08-02 02:00 | 2028 Initial | 700 | 0 | 510 | 442 | No
2028-08-02 03:00 | 2028 Initial | 700 | 0 | 510 | 442 | No
2028-08-02 04:00 | 2028 Initial | 700 | 0 | 510 | 442 | No
2028-08-02 05:00 | 2028 Initial | 700 | 0 | 510 | 442 | No
2028-08-02 06:00 | 2028 Initial | 700 | 1.24 | 470.01 | 442 | No
2028-08-02 07:00 | 2028 Initial | 700 | 0 | 170.01 | 387.18 | No
2028-08-02 08:00 | 2028 Initial | 700 | 300 | 470.01 | 442 | No
2028-08-02 09:00 | 2028 Initial | 700 | 0 | 378.52 | 442 | No
2028-08-02 10:00 | 2028 Initial | 700 | 0 | 361.89 | 442 | No
2028-08-02 11:00 | 2028 Initial | 700 | 0 | 61.89 | 442 | No
2028-08-02 12:00 | 2028 Initial | 700 | 0 | 0 | 442 | No
2028-08-02 13:00 | 2028 Initial | 700 | 0 | 52.1 | 442 | No
2028-08-02 14:00 | 2028 Initial | 700 | 0 | -140.48 | 211.64 | No
2028-08-02 15:00 | 2028 Initial | 700 | 0 | 72.24 | 364.18 | No
2028-08-02 16:00 | 2028 Initial | 700 | 0 | -9.96 | 382.66 | No
2028-08-02 17:00 | 2028 Initial | 700 | 0 | -309.96 | 365.85 | No
2028-08-02 18:00 | 2028 Initial | 700 | 0 | -149.28 | 368.52 | No
2028-08-02 19:00 | 2028 Initial | 700 | 0 | 150.72 | 392.41 | No
2028-08-02 20:00 | 2028 Initial | 700 | 0 | 299.6 | 336.29 | No
2028-08-02 21:00 | 2028 Initial | 700 | 124.88 | 510 | 334.72 | No
2028-08-02 22:00 | 2028 Initial | 700 | 424.88 | 510 | 442 | No
2028-08-02 23:00 | 2028 Initial | 700 | 495.05 | 510 | 442 | No
2028-08-03 | 2028 Initial | 700 | 505 | 510 | 442 | No
2028-08-03 01:00 | 2028 Initial | 700 | 430.65 | 510 | 442 | No
2028-08-03 02:00 | 2028 Initial | 700 | 255.8 | 510 | 442 | No
2028-08-03 03:00 | 2028 Initial | 700 | 440.37 | 510 | 442 | No
2028-08-03 04:00 | 2028 Initial | 700 | 440.58 | 510 | 442 | No
2028-08-03 05:00 | 2028 Initial | 700 | 295.19 | 510 | 442 | No
2028-08-03 06:00 | 2028 Initial | 700 | 99.48 | 510 | 442 | No
2028-08-03 07:00 | 2028 Initial | 700 | 105.22 | 510 | 442 | No
2028-08-03 08:00 | 2028 Initial | 700 | 242.15 | 510 | 442 | No
2028-08-03 09:00 | 2028 Initial | 700 | 0 | 510 | 442 | No
2028-08-03 10:00 | 2028 Initial | 700 | 0 | 236.48 | 442 | No
2028-08-03 11:00 | 2028 Initial | 700 | 0 | 398.65 | 442 | No
2028-08-03 12:00 | 2028 Initial | 700 | 0 | 398.65 | 442 | No
2028-08-03 13:00 | 2028 Initial | 700 | 0 | 494.47 | 442 | No
2028-08-03 14:00 | 2028 Initial | 700 | 0 | 415.87 | 442 | No
2028-08-03 15:00 | 2028 Initial | 700 | 0 | 491.9 | 442 | No
2028-08-03 16:00 | 2028 Initial | 700 | 0 | 247.63 | 403.73 | No
2028-08-03 17:00 | 2028 Initial | 700 | 0 | 479.76 | 291.55 | No
2028-08-03 18:00 | 2028 Initial | 700 | 79.76 | 510 | 442 | No
2028-08-03 19:00 | 2028 Initial | 700 | 358.64 | 510 | 442 | No
2028-08-03 20:00 | 2028 Initial | 700 | 286.42 | 510 | 442 | No
2028-08-03 21:00 | 2028 Initial | 700 | 281.4 | 510 | 442 | No
2028-08-03 22:00 | 2028 Initial | 700 | 490.89 | 510 | 442 | No
2028-08-03 23:00 | 2028 Initial | 700 | 502.17 | 510 | 442 | No
2028-08-04 | 2028 Initial | 700 | 328.12 | 510 | 442 | No
2028-08-04 01:00 | 2028 Initial | 500 | 53.2 | 510 | 442 | No
2028-08-04 02:00 | 2028 Initial | -100 | 0 | 510 | 403.66 | No
2028-08-04 03:00 | 2028 Initial | -700 | 300 | 510 | 442 | Yes
2028-08-04 04:00 | 2028 Initial | -700 | 505 | 510 | 442 | Yes
2028-08-04 05:00 | 2028 Initial | -700 | 505 | 510 | 429.75 | Yes
2028-08-04 06:00 | 2028 Initial | -700 | 505 | 510 | 285.24 | Yes
2028-08-04 07:00 | 2028 Initial | -700 | 505 | 510 | 442 | Yes
2028-08-04 08:00 | 2028 Initial | -700 | 505 | 510 | 442 | Yes
2028-08-04 09:00 | 2028 Initial | -700 | 505 | 510 | 442 | Yes
2028-08-04 10:00 | 2028 Initial | -700 | 505 | 510 | 442 | Yes
2028-08-04 11:00 | 2028 Initial | -222.47 | 505 | 510 | 442 | Yes
2028-08-04 12:00 | 2028 Initial | 377.53 | 505 | 510 | 442 | Yes
2028-08-04 13:00 | 2028 Initial | 700 | 205 | 455.38 | 426.87 | Yes
2028-08-04 14:00 | 2028 Initial | 500 | 205 | 299.1 | 442 | Yes
2028-08-04 15:00 | 2028 Initial | -100 | 505 | 510 | 279.51 | Yes
2028-08-04 16:00 | 2028 Initial | -700 | 505 | 510 | 329.3 | Yes
2028-08-04 17:00 | 2028 Initial | -700 | 505 | 510 | 296.28 | Yes
2028-08-04 18:00 | 2028 Initial | -700 | 505 | 510 | 442 | Yes
2028-08-04 19:00 | 2028 Initial | -700 | 505 | 510 | 442 | Yes
2028-08-04 20:00 | 2028 Initial | -700 | 505 | 510 | 442 | Yes
2028-08-04 21:00 | 2028 Initial | -700 | 505 | 510 | 257.04 | Yes
2028-08-04 22:00 | 2028 Initial | -329.77 | 505 | 510 | 442 | No
2028-08-04 23:00 | 2028 Initial | -514.6 | 505 | 510 | 442 | No
2028-08-05 | 2028 Initial | 0 | 505 | 510 | 442 | No
2028-08-05 01:00 | 2028 Initial | 515.43 | 505 | 510 | 442 | No
2028-08-05 02:00 | 2028 Initial | 41.44 | 505 | 510 | 442 | No
2028-08-05 03:00 | 2028 Initial | 1.61 | 505 | 510 | 442 | No
2028-08-05 04:00 | 2028 Initial | 521.28 | 505 | 510 | 442 | No
2028-08-05 05:00 | 2028 Initial | -16.28 | 505 | 510 | 442 | No
2028-08-05 06:00 | 2028 Initial | 142.35 | 505 | 510 | 442 | No
2028-08-05 07:00 | 2028 Initial | 50.71 | 505 | 510 | 442 | No
2028-08-05 08:00 | 2028 Initial | 580.58 | 505 | 510 | 442 | No
2028-08-05 09:00 | 2028 Initial | 700 | 505 | 510 | 442 | No
2028-08-05 10:00 | 2028 Initial | 700 | 505 | 510 | 442 | No
2028-08-05 11:00 | 2028 Initial | 385.32 | 505 | 510 | 442 | No
2028-08-05 12:00 | 2028 Initial | 354.74 | 505 | 510 | 442 | No
2028-08-05 13:00 | 2028 Initial | -245.26 | 505 | 510 | 442 | No
2028-08-05 14:00 | 2028 Initial | -67.72 | 300 | 510 | 442 | No
2028-08-05 15:00 | 2028 Initial | 532.28 | 0 | 477.15 | 442 | No
2028-08-05 16:00 | 2028 Initial | 700 | 186.45 | 510 | 442 | No
2028-08-05 17:00 | 2028 Initial | 700 | 106.75 | 510 | 442 | No
2028-08-05 18:00 | 2028 Initial | 700 | 0 | 225.39 | 442 | No
2028-08-05 19:00 | 2028 Initial | 700 | -76.48 | -74.61 | 442 | No
2028-08-05 20:00 | 2028 Initial | 700 | 223.52 | 225.39 | 442 | No
2028-08-05 21:00 | 2028 Initial | 700 | 84.77 | 469.79 | 442 | No
2028-08-05 22:00 | 2028 Initial | 700 | 384.77 | 510 | 442 | No
2028-08-05 23:00 | 2028 Initial | 700 | 324.08 | 510 | 442 | No
2028-08-06 | 2028 Initial | 700 | 419.48 | 510 | 442 | No
2028-08-06 01:00 | 2028 Initial | 700 | 490.42 | 510 | 442 | No
2028-08-06 02:00 | 2028 Initial | 700 | 388.42 | 510 | 442 | No
2028-08-06 03:00 | 2028 Initial | 700 | 417.28 | 510 | 442 | No
2028-08-06 04:00 | 2028 Initial | 700 | 223.59 | 510 | 442 | No
2028-08-06 05:00 | 2028 Initial | 700 | 151.87 | 510 | 442 | No
2028-08-06 06:00 | 2028 Initial | 700 | 0 | 451.35 | 317.79 | No
2028-08-06 07:00 | 2028 Initial | 700 | 0 | 510 | 351.63 | No
2028-08-06 08:00 | 2028 Initial | 700 | 0 | 239.18 | 208.55 | No
2028-08-06 09:00 | 2028 Initial | 211.78 | 0 | 0 | 164.74 | No
2028-08-06 10:00 | 2028 Initial | -388.22 | 0 | -252.28 | 174.17 | No
2028-08-06 11:00 | 2028 Initial | -700 | 0 | -2.42 | 0 | No
2028-08-06 12:00 | 2028 Initial | -700 | 0 | -79.36 | 0 | No
2028-08-06 13:00 | 2028 Initial | -414.66 | 0 | 0 | 0 | No
2028-08-06 14:00 | 2028 Initial | 0 | 0 | 300 | 21.51 | No
2028-08-06 15:00 | 2028 Initial | 0 | 0 | 59.5 | 112.55 | No
2028-08-06 16:00 | 2028 Initial | 145.85 | 0 | 106.16 | 387.43 | No
2028-08-06 17:00 | 2028 Initial | 700 | 0 | 406.16 | 442 | No
2028-08-06 18:00 | 2028 Initial | 700 | 62.58 | 510 | 442 | No
2028-08-06 19:00 | 2028 Initial | 700 | 188.55 | 510 | 442 | No
2028-08-06 20:00 | 2028 Initial | 700 | 488.55 | 510 | 442 | No
2028-08-06 21:00 | 2028 Initial | 700 | 505 | 510 | 442 | No
2028-08-06 22:00 | 2028 Initial | 700 | 334.32 | 510 | 442 | No
2028-08-06 23:00 | 2028 Initial | 700 | 41.99 | 510 | 442 | No
2028-08-07 | 2028 Initial | 700 | 0 | 510 | 250.34 | No
2028-08-07 01:00 | 2028 Initial | 700 | 0 | 510 | 442 | No
2028-08-07 02:00 | 2028 Initial | 700 | 0 | 510 | 442 | No
2028-08-07 03:00 | 2028 Initial | 700 | 0 | 510 | 165.32 | No
2028-08-07 04:00 | 2028 Initial | 700 | 0 | 510 | 266.36 | No
2028-08-07 05:00 | 2028 Initial | 700 | 0 | 510 | 352.96 | No
2028-08-07 06:00 | 2028 Initial | 700 | 2.71 | 510 | 204.4 | No
2028-08-07 07:00 | 2028 Initial | 700 | 302.71 | 510 | 442 | No
2028-08-07 08:00 | 2028 Initial | 700 | 307.65 | 510 | 442 | No
2028-08-07 09:00 | 2028 Initial | 700 | 7.65 | 510 | 419.25 | No
2028-08-07 10:00 | 2028 Initial | 700 | 0 | 510 | 400.26 | No
2028-08-07 11:00 | 2028 Initial | 700 | 39.63 | 510 | 422.43 | No
2028-08-07 12:00 | 2028 Initial | 700 | 339.63 | 510 | 442 | No
2028-08-07 13:00 | 2028 Initial | 700 | 502.86 | 510 | 442 | No
2028-08-07 14:00 | 2028 Initial | 700 | 304.94 | 510 | 442 | No
2028-08-07 15:00 | 2028 Initial | 700 | 184.9 | 510 | 442 | No
2028-08-07 16:00 | 2028 Initial | 700 | 484.9 | 510 | 442 | No
2028-08-07 17:00 | 2028 Initial | 700 | 323.01 | 510 | 442 | No
2028-08-07 18:00 | 2028 Initial | 700 | 23.01 | 210 | 409.3 | No
2028-08-07 19:00 | 2028 Initial | 700 | 0 | 0 | 442 | No
2028-08-07 20:00 | 2028 Initial | 700 | 0 | 149.12 | 438.99 | No
2028-08-07 21:00 | 2028 Initial | 700 | 133.89 | 351.05 | 442 | No
2028-08-07 22:00 | 2028 Initial | 700 | 433.89 | 510 | 442 | No
2028-08-07 23:00 | 2028 Initial | 700 | 355.69 | 510 | 442 | No
2028-08-08 | 2028 Initial | 700 | 315.16 | 510 | 442 | No
2028-08-08 01:00 | 2028 Initial | 700 | 442.87 | 510 | 442 | No
2028-08-08 02:00 | 2028 Initial | 700 | 166.93 | 510 | 442 | No
2028-08-08 03:00 | 2028 Initial | 700 | 304.37 | 510 | 442 | No
2028-08-08 04:00 | 2028 Initial | 700 | 4.37 | 510 | 442 | No
2028-08-08 05:00 | 2028 Initial | 700 | 0 | 510 | 442 | No
2028-08-08 06:00 | 2028 Initial | 700 | 0 | 433.23 | 420.61 | No
2028-08-08 07:00 | 2028 Initial | 700 | 99.92 | 510 | 442 | No
2028-08-08 08:00 | 2028 Initial | 700 | 275.81 | 510 | 442 | No
2028-08-08 09:00 | 2028 Initial | 625.65 | 0 | 210 | 442 | No
2028-08-08 10:00 | 2028 Initial | 625.65 | 0 | 0 | 442 | No
2028-08-08 11:00 | 2028 Initial | 700 | 0 | 0 | 442 | No
2028-08-08 12:00 | 2028 Initial | 700 | 0 | 0 | 442 | No
2028-08-08 13:00 | 2028 Initial | 700 | 0 | 0 | 442 | No
2028-08-08 14:00 | 2028 Initial | 642.99 | 0 | 0 | 442 | No
2028-08-08 15:00 | 2028 Initial | 700 | 0 | 201.27 | 442 | No
2028-08-08 16:00 | 2028 Initial | 700 | 0 | 501.27 | 442 | No
2028-08-08 17:00 | 2028 Initial | 700 | 0 | 338.41 | 442 | No
2028-08-08 18:00 | 2028 Initial | 700 | 0 | 306.33 | 442 | No
2028-08-08 19:00 | 2028 Initial | 700 | 0 | 510 | 442 | No
2028-08-08 20:00 | 2028 Initial | 700 | 0 | 510 | 442 | No
2028-08-08 21:00 | 2028 Initial | 700 | 132.69 | 498.44 | 386.33 | No
2028-08-08 22:00 | 2028 Initial | 700 | 432.69 | 510 | 442 | No
2028-08-08 23:00 | 2028 Initial | 700 | 436.35 | 510 | 442 | No
2028-08-09 | 2028 Initial | 700 | 505 | 510 | 442 | No
2028-08-09 01:00 | 2028 Initial | 700 | 419.39 | 510 | 442 | No
2028-08-09 02:00 | 2028 Initial | 700 | 458.94 | 510 | 442 | No
2028-08-09 03:00 | 2028 Initial | 700 | 458.94 | 510 | 442 | No
2028-08-09 04:00 | 2028 Initial | 700 | 300 | 507.28 | 405.95 | No
2028-08-09 05:00 | 2028 Initial | 700 | 0 | 207.28 | 105.95 | No
2028-08-09 06:00 | 2028 Initial | 700 | 0 | -92.72 | -194.05 | No
2028-08-09 07:00 | 2028 Initial | 700 | 0 | -300 | 105.95 | No
2028-08-09 08:00 | 2028 Initial | 700 | 76.7 | 0 | 405.95 | No
2028-08-09 09:00 | 2028 Initial | 700 | 0 | 271.56 | 442 | No
2028-08-09 10:00 | 2028 Initial | 700 | 0 | 230.42 | 442 | No
2028-08-09 11:00 | 2028 Initial | 700 | 0 | 161.71 | 442 | No
2028-08-09 12:00 | 2028 Initial | 700 | 0 | 0 | 442 | No
2028-08-09 13:00 | 2028 Initial | 700 | 0 | 28.97 | 442 | No
2028-08-09 14:00 | 2028 Initial | 700 | 0 | 55.2 | 442 | No
2028-08-09 15:00 | 2028 Initial | 700 | 0 | 213.68 | 442 | No
2028-08-09 16:00 | 2028 Initial | 700 | -300 | -61.02 | 385.1 | No
2028-08-09 17:00 | 2028 Initial | 700 | 0 | 238.98 | 442 | No
2028-08-09 18:00 | 2028 Initial | 700 | 0 | 510 | 442 | No
2028-08-09 19:00 | 2028 Initial | 700 | 300 | 510 | 442 | No
2028-08-09 20:00 | 2028 Initial | 700 | 471.29 | 510 | 442 | No
2028-08-09 21:00 | 2028 Initial | 700 | 282.01 | 510 | 442 | No
2028-08-09 22:00 | 2028 Initial | 700 | 245.78 | 510 | 442 | No
2028-08-09 23:00 | 2028 Initial | 700 | 343.35 | 510 | 442 | No
2028-08-10 | 2028 Initial | 700 | 285.44 | 510 | 442 | No
2028-08-10 01:00 | 2028 Initial | 700 | 0 | 510 | 442 | No
2028-08-10 02:00 | 2028 Initial | 700 | 0 | 510 | 442 | No
2028-08-10 03:00 | 2028 Initial | 700 | 0 | 510 | 442 | No
2028-08-10 04:00 | 2028 Initial | 700 | 0 | 510 | 442 | No
2028-08-10 05:00 | 2028 Initial | 700 | 0 | 510 | 442 | No
2028-08-10 06:00 | 2028 Initial | 700 | 0 | 510 | 288.21 | No
2028-08-10 07:00 | 2028 Initial | 700 | 79.31 | 510 | 442 | No
2028-08-10 08:00 | 2028 Initial | 700 | 96.96 | 510 | 442 | No
2028-08-10 09:00 | 2028 Initial | 700 | 0 | 450.85 | 442 | No
2028-08-10 10:00 | 2028 Initial | 700 | 0 | 449.54 | 442 | No
2028-08-10 11:00 | 2028 Initial | 700 | 0 | 308.82 | 442 | No
2028-08-10 12:00 | 2028 Initial | 700 | 0 | 396.39 | 442 | No
2028-08-10 13:00 | 2028 Initial | 700 | 0 | 485.86 | 442 | No
2028-08-10 14:00 | 2028 Initial | 700 | 0 | 422.95 | 442 | No
2028-08-10 15:00 | 2028 Initial | 700 | 0 | 510 | 442 | No
2028-08-10 16:00 | 2028 Initial | 700 | 284.19 | 510 | 442 | No
2028-08-10 17:00 | 2028 Initial | 700 | 143.16 | 510 | 442 | No
2028-08-10 18:00 | 2028 Initial | 700 | 443.16 | 510 | 442 | No
2028-08-10 19:00 | 2028 Initial | 700 | 283.53 | 510 | 442 | No
2028-08-10 20:00 | 2028 Initial | 700 | 505 | 510 | 442 | No
2028-08-10 21:00 | 2028 Initial | 700 | 462.82 | 510 | 442 | No
2028-08-10 22:00 | 2028 Initial | 700 | 329.48 | 510 | 442 | No
2028-08-10 23:00 | 2028 Initial | 700 | 252.55 | 510 | 442 | No
2028-08-11 | 2028 Initial | 700 | 433.66 | 510 | 442 | No
2028-08-11 01:00 | 2028 Initial | 700 | 433.66 | 510 | 442 | No
2028-08-11 02:00 | 2028 Initial | 700 | 493.33 | 510 | 442 | No
2028-08-11 03:00 | 2028 Initial | 700 | 505 | 510 | 442 | No
2028-08-11 04:00 | 2028 Initial | 700 | 505 | 510 | 442 | No
2028-08-11 05:00 | 2028 Initial | 700 | 498.68 | 510 | 442 | No
2028-08-11 06:00 | 2028 Initial | 700 | 355.23 | 510 | 442 | No
2028-08-11 07:00 | 2028 Initial | 700 | 288.22 | 510 | 442 | No
2028-08-11 08:00 | 2028 Initial | 700 | 37.42 | 510 | 442 | No
2028-08-11 09:00 | 2028 Initial | 700 | 0 | 483.99 | 442 | No
2028-08-11 10:00 | 2028 Initial | 700 | 0 | 259.08 | 442 | No
2028-08-11 11:00 | 2028 Initial | 700 | 0 | 69.95 | 442 | No
2028-08-11 12:00 | 2028 Initial | 700 | 0 | 70.49 | 442 | No
2028-08-11 13:00 | 2028 Initial | 700 | 0 | 117.22 | 442 | No
2028-08-11 14:00 | 2028 Initial | 700 | 0 | 160.14 | 442 | No
2028-08-11 15:00 | 2028 Initial | 700 | 0 | 429.5 | 442 | No
2028-08-11 16:00 | 2028 Initial | 700 | 277.99 | 510 | 442 | No
2028-08-11 17:00 | 2028 Initial | 700 | 12.86 | 510 | 442 | No
2028-08-11 18:00 | 2028 Initial | 700 | 0 | 403.55 | 370.62 | No
2028-08-11 19:00 | 2028 Initial | 700 | 0 | 510 | 442 | No
2028-08-11 20:00 | 2028 Initial | 700 | 0 | 417.64 | 442 | No
2028-08-11 21:00 | 2028 Initial | 700 | 0 | 267.9 | 442 | No
2028-08-11 22:00 | 2028 Initial | 700 | 149.9 | 385.55 | 396.93 | No
2028-08-11 23:00 | 2028 Initial | 700 | 449.9 | 510 | 442 | No
2028-08-12 | 2028 Initial | 700 | 465.78 | 510 | 442 | No
2028-08-12 01:00 | 2028 Initial | 700 | 353.39 | 510 | 442 | No
2028-08-12 02:00 | 2028 Initial | 700 | 279.88 | 510 | 442 | No
2028-08-12 03:00 | 2028 Initial | 700 | 182.53 | 510 | 442 | No
2028-08-12 04:00 | 2028 Initial | 700 | 482.53 | 510 | 442 | No
2028-08-12 05:00 | 2028 Initial | 700 | 307.49 | 510 | 442 | No
2028-08-12 06:00 | 2028 Initial | 700 | 468.33 | 510 | 442 | No
2028-08-12 07:00 | 2028 Initial | 700 | 324.84 | 510 | 442 | No
2028-08-12 08:00 | 2028 Initial | 700 | 218.66 | 510 | 442 | No
2028-08-12 09:00 | 2028 Initial | 700 | 0 | 375.42 | 442 | No
2028-08-12 10:00 | 2028 Initial | 219.08 | 0 | 461.37 | 442 | No
2028-08-12 11:00 | 2028 Initial | 540.69 | 0 | 161.37 | 370.22 | No
2028-08-12 12:00 | 2028 Initial | 700 | 0 | 0 | 361.81 | No
2028-08-12 13:00 | 2028 Initial | 700 | 0 | 49.97 | 352.08 | No
2028-08-12 14:00 | 2028 Initial | 700 | 0 | 137.7 | 332.19 | No
2028-08-12 15:00 | 2028 Initial | 700 | 0 | 437.7 | 310.8 | No
2028-08-12 16:00 | 2028 Initial | 700 | 277.24 | 510 | 442 | No
2028-08-12 17:00 | 2028 Initial | 700 | 404.23 | 510 | 442 | No
2028-08-12 18:00 | 2028 Initial | 700 | 505 | 510 | 442 | No
2028-08-12 19:00 | 2028 Initial | 700 | 505 | 510 | 442 | No
2028-08-12 20:00 | 2028 Initial | 700 | 429.26 | 510 | 442 | No
2028-08-12 21:00 | 2028 Initial | 700 | 418.72 | 510 | 442 | No
2028-08-12 22:00 | 2028 Initial | 678.17 | 505 | 510 | 442 | No
2028-08-12 23:00 | 2028 Initial | 584.66 | 505 | 510 | 442 | No
2028-08-13 | 2028 Initial | 700 | 505 | 510 | 442 | No
2028-08-13 01:00 | 2028 Initial | 700 | 505 | 510 | 442 | No
2028-08-13 02:00 | 2028 Initial | 700 | 505 | 510 | 442 | No
2028-08-13 03:00 | 2028 Initial | 700 | 505 | 510 | 442 | No
2028-08-13 04:00 | 2028 Initial | 700 | 505 | 510 | 442 | No
2028-08-13 05:00 | 2028 Initial | 700 | 205.47 | 510 | 442 | No
2028-08-13 06:00 | 2028 Initial | 700 | 505 | 510 | 442 | No
2028-08-13 07:00 | 2028 Initial | 700 | 420.06 | 510 | 442 | No
2028-08-13 08:00 | 2028 Initial | 700 | 203.98 | 510 | 442 | No
2028-08-13 09:00 | 2028 Initial | 700 | 0 | 510 | 357.28 | No
2028-08-13 10:00 | 2028 Initial | 700 | 267.52 | 510 | 442 | No
2028-08-13 11:00 | 2028 Initial | 700 | 0 | 510 | 429.13 | No
2028-08-13 12:00 | 2028 Initial | 700 | 50.22 | 510 | 442 | No
2028-08-13 13:00 | 2028 Initial | 700 | 195.12 | 510 | 442 | No
2028-08-13 14:00 | 2028 Initial | 700 | 0 | 510 | 172.38 | No
2028-08-13 15:00 | 2028 Initial | 700 | 0 | 510 | 76.34 | No
2028-08-13 16:00 | 2028 Initial | 700 | 87.9 | 510 | 362.27 | No
2028-08-13 17:00 | 2028 Initial | 700 | 387.9 | 510 | 442 | No
2028-08-13 18:00 | 2028 Initial | 700 | 87.9 | 429.57 | 396.49 | No
2028-08-13 19:00 | 2028 Initial | 700 | 205 | 510 | 331.36 | No
2028-08-13 20:00 | 2028 Initial | 700 | 505 | 510 | 442 | No
2028-08-13 21:00 | 2028 Initial | 700 | 505 | 510 | 442 | No
2028-08-13 22:00 | 2028 Initial | 700 | 505 | 510 | 442 | No
2028-08-13 23:00 | 2028 Initial | 700 | 430.02 | 510 | 442 | No
2028-08-14 | 2028 Initial | 700 | 505 | 510 | 442 | No
2028-08-14 01:00 | 2028 Initial | 700 | 505 | 510 | 442 | No
2028-08-14 02:00 | 2028 Initial | 700 | 505 | 510 | 442 | No
2028-08-14 03:00 | 2028 Initial | 700 | 505 | 510 | 442 | No
2028-08-14 04:00 | 2028 Initial | 700 | 505 | 510 | 442 | No
2028-08-14 05:00 | 2028 Initial | 700 | 505 | 510 | 442 | No
2028-08-14 06:00 | 2028 Initial | 700 | 205 | 510 | 385.22 | No
2028-08-14 07:00 | 2028 Initial | 700 | 0 | 210 | 85.22 | No
2028-08-14 08:00 | 2028 Initial | 700 | 175.35 | 510 | 385.22 | No
2028-08-14 09:00 | 2028 Initial | 700 | 0 | 443.9 | 442 | No
2028-08-14 10:00 | 2028 Initial | 700 | 0 | 143.9 | 442 | No
2028-08-14 11:00 | 2028 Initial | 700 | 0 | 0 | 442 | No
2028-08-14 12:00 | 2028 Initial | 700 | 0 | 57.96 | 442 | No
2028-08-14 13:00 | 2028 Initial | 700 | 0 | 241.98 | 442 | No
2028-08-14 14:00 | 2028 Initial | 700 | 0 | 448.37 | 442 | No
2028-08-14 15:00 | 2028 Initial | 700 | 0 | 510 | 442 | No
2028-08-14 16:00 | 2028 Initial | 700 | 0 | 407.57 | 147.69 | No
2028-08-14 17:00 | 2028 Initial | 700 | 205 | 510 | 225.4 | No
2028-08-14 18:00 | 2028 Initial | 700 | 505 | 510 | 442 | No
2028-08-14 19:00 | 2028 Initial | 700 | 505 | 510 | 442 | No
2028-08-14 20:00 | 2028 Initial | 700 | 505 | 510 | 442 | No
2028-08-14 21:00 | 2028 Initial | 700 | 505 | 510 | 442 | No
2028-08-14 22:00 | 2028 Initial | 700 | 505 | 510 | 438.76 | No
2028-08-14 23:00 | 2028 Initial | 700 | 485.61 | 510 | 441.48 | No
2028-08-15 | 2028 Initial | 700 | 505 | 510 | 442 | No
2028-08-15 01:00 | 2028 Initial | 700 | 505 | 510 | 442 | No
2028-08-15 02:00 | 2028 Initial | 700 | 505 | 510 | 442 | No
2028-08-15 03:00 | 2028 Initial | 700 | 505 | 510 | 442 | No
2028-08-15 04:00 | 2028 Initial | 700 | 505 | 510 | 442 | No
2028-08-15 05:00 | 2028 Initial | 700 | 294.98 | 510 | 442 | No
2028-08-15 06:00 | 2028 Initial | 700 | 0 | 492.19 | 142 | No
2028-08-15 07:00 | 2028 Initial | 700 | 51.2 | 510 | 200.46 | No
2028-08-15 08:00 | 2028 Initial | 700 | 0 | 510 | 335.91 | No
2028-08-15 09:00 | 2028 Initial | 700 | 0 | 343.79 | 35.91 | No
2028-08-15 10:00 | 2028 Initial | 700 | 0 | 148.47 | 0 | No
2028-08-15 11:00 | 2028 Initial | 700 | 0 | 72.98 | 0 | No
2028-08-15 12:00 | 2028 Initial | 700 | 0 | 73.5 | 0 | No
2028-08-15 13:00 | 2028 Initial | 700 | 0 | 189.3 | 0 | No
2028-08-15 14:00 | 2028 Initial | 700 | 0 | 409.05 | 0 | No
2028-08-15 15:00 | 2028 Initial | 700 | 0 | 510 | 153.33 | No
2028-08-15 16:00 | 2028 Initial | 700 | 231.09 | 510 | 442 | No
2028-08-15 17:00 | 2028 Initial | 700 | 505 | 510 | 442 | No
2028-08-15 18:00 | 2028 Initial | 700 | 505 | 510 | 442 | No
2028-08-15 19:00 | 2028 Initial | 700 | 505 | 510 | 442 | No
2028-08-15 20:00 | 2028 Initial | 700 | 505 | 510 | 442 | No
2028-08-15 21:00 | 2028 Initial | 700 | 505 | 510 | 374.6 | No
2028-08-15 22:00 | 2028 Initial | 700 | 505 | 510 | 362.61 | No
2028-08-15 23:00 | 2028 Initial | 700 | 505 | 510 | 442 | No
2028-08-16 | 2028 Initial | 700 | 505 | 510 | 442 | No
2028-08-16 01:00 | 2028 Initial | 700 | 505 | 510 | 442 | No
2028-08-16 02:00 | 2028 Initial | 700 | 505 | 510 | 442 | No
2028-08-16 03:00 | 2028 Initial | 700 | 505 | 510 | 442 | No
2028-08-16 04:00 | 2028 Initial | 700 | 505 | 510 | 442 | No
2028-08-16 05:00 | 2028 Initial | 700 | 374.54 | 510 | 442 | No
2028-08-16 06:00 | 2028 Initial | 700 | 505 | 510 | 442 | No
2028-08-16 07:00 | 2028 Initial | 700 | 362.88 | 510 | 442 | No
2028-08-16 08:00 | 2028 Initial | 700 | 497.09 | 510 | 442 | No
2028-08-16 09:00 | 2028 Initial | 700 | 499.89 | 510 | 442 | No
2028-08-16 10:00 | 2028 Initial | 700 | 466.93 | 510 | 442 | No
2028-08-16 11:00 | 2028 Initial | 700 | 166.93 | 510 | 442 | No
2028-08-16 12:00 | 2028 Initial | 700 | 189.33 | 510 | 442 | No
2028-08-16 13:00 | 2028 Initial | 700 | 0 | 510 | 197.86 | No
2028-08-16 14:00 | 2028 Initial | 700 | 0 | 482.6 | 138.03 | No
2028-08-16 15:00 | 2028 Initial | 700 | 0 | 510 | 169.86 | No
2028-08-16 16:00 | 2028 Initial | 700 | 123.29 | 510 | 442 | No
2028-08-16 17:00 | 2028 Initial | 700 | 423.29 | 510 | 442 | No
2028-08-16 18:00 | 2028 Initial | 700 | 505 | 510 | 442 | No
2028-08-16 19:00 | 2028 Initial | 700 | 505 | 510 | 442 | No
2028-08-16 20:00 | 2028 Initial | 700 | 505 | 510 | 442 | No
2028-08-16 21:00 | 2028 Initial | 700 | 505 | 510 | 442 | No
2028-08-16 22:00 | 2028 Initial | 700 | 505 | 510 | 442 | No
2028-08-16 23:00 | 2028 Initial | 700 | 505 | 510 | 442 | No
2028-08-17 | 2028 Initial | 700 | 505 | 510 | 442 | No
2028-08-17 01:00 | 2028 Initial | 700 | 505 | 510 | 442 | No
2028-08-17 02:00 | 2028 Initial | 700 | 505 | 510 | 442 | No
2028-08-17 03:00 | 2028 Initial | 700 | 505 | 510 | 442 | No
2028-08-17 04:00 | 2028 Initial | 700 | 505 | 510 | 442 | No
2028-08-17 05:00 | 2028 Initial | 700 | 300 | 419.68 | 300 | No
2028-08-17 06:00 | 2028 Initial | 700 | 0 | 119.68 | 0 | No
2028-08-17 07:00 | 2028 Initial | 700 | 0 | 419.68 | 231.59 | No
2028-08-17 08:00 | 2028 Initial | 700 | 0 | 510 | 442 | No
2028-08-17 09:00 | 2028 Initial | 700 | 177.42 | 510 | 442 | No
2028-08-17 10:00 | 2028 Initial | 700 | 91.59 | 510 | 442 | No
2028-08-17 11:00 | 2028 Initial | 700 | 264.33 | 510 | 442 | No
2028-08-17 12:00 | 2028 Initial | 700 | 259.46 | 510 | 442 | No
2028-08-17 13:00 | 2028 Initial | 700 | 122.19 | 510 | 442 | No
2028-08-17 14:00 | 2028 Initial | 700 | 156.43 | 510 | 442 | No
2028-08-17 15:00 | 2028 Initial | 700 | 0 | 510 | 144.81 | No
2028-08-17 16:00 | 2028 Initial | 700 | 0 | 510 | 315.46 | No
2028-08-17 17:00 | 2028 Initial | 700 | 222.2 | 510 | 442 | No
2028-08-17 18:00 | 2028 Initial | 700 | 261.56 | 510 | 442 | No
2028-08-17 19:00 | 2028 Initial | 700 | 326.67 | 510 | 442 | No
2028-08-17 20:00 | 2028 Initial | 700 | 305.13 | 510 | 442 | No
2028-08-17 21:00 | 2028 Initial | 700 | 105.34 | 510 | 442 | No
2028-08-17 22:00 | 2028 Initial | 700 | 405.34 | 510 | 442 | No
2028-08-17 23:00 | 2028 Initial | 700 | 505 | 510 | 442 | No
2028-08-18 | 2028 Initial | 700 | 317.22 | 510 | 442 | No
2028-08-18 01:00 | 2028 Initial | 700 | 24.9 | 510 | 442 | No
2028-08-18 02:00 | 2028 Initial | 700 | 140.43 | 510 | 442 | No
2028-08-18 03:00 | 2028 Initial | 700 | 224.84 | 510 | 442 | No
2028-08-18 04:00 | 2028 Initial | 700 | 158.28 | 510 | 442 | No
2028-08-18 05:00 | 2028 Initial | 700 | 228.45 | 510 | 442 | No
2028-08-18 06:00 | 2028 Initial | 700 | 96.62 | 510 | 442 | No
2028-08-18 07:00 | 2028 Initial | 700 | 295.84 | 510 | 442 | No
2028-08-18 08:00 | 2028 Initial | 700 | 499.67 | 510 | 442 | No
2028-08-18 09:00 | 2028 Initial | 700 | 348.34 | 510 | 442 | No
2028-08-18 10:00 | 2028 Initial | 700 | 74.85 | 510 | 442 | No
2028-08-18 11:00 | 2028 Initial | 700 | 0 | 375.98 | 442 | No
2028-08-18 12:00 | 2028 Initial | 700 | 0 | 75.98 | 442 | No
2028-08-18 13:00 | 2028 Initial | 700 | 0 | 0 | 442 | No
2028-08-18 14:00 | 2028 Initial | 700 | 0 | 14.88 | 442 | No
2028-08-18 15:00 | 2028 Initial | 700 | 0 | 15.43 | 442 | No
2028-08-18 16:00 | 2028 Initial | 700 | 0 | 289.94 | 442 | No
2028-08-18 17:00 | 2028 Initial | 700 | 281.65 | 510 | 442 | No
2028-08-18 18:00 | 2028 Initial | 700 | 505 | 510 | 442 | No
2028-08-18 19:00 | 2028 Initial | 700 | 505 | 510 | 442 | No
2028-08-18 20:00 | 2028 Initial | 700 | 505 | 510 | 442 | No
2028-08-18 21:00 | 2028 Initial | 700 | 505 | 510 | 442 | No
2028-08-18 22:00 | 2028 Initial | 700 | 505 | 510 | 442 | No
2028-08-18 23:00 | 2028 Initial | 700 | 428.71 | 510 | 442 | No
2028-08-19 | 2028 Initial | 700 | 505 | 510 | 442 | No
2028-08-19 01:00 | 2028 Initial | 700 | 371.51 | 510 | 442 | No
2028-08-19 02:00 | 2028 Initial | 700 | 201.69 | 510 | 442 | No
2028-08-19 03:00 | 2028 Initial | 700 | 416.36 | 510 | 442 | No
2028-08-19 04:00 | 2028 Initial | 700 | 505 | 510 | 442 | No
2028-08-19 05:00 | 2028 Initial | 700 | 256.87 | 510 | 442 | No
2028-08-19 06:00 | 2028 Initial | 700 | 212.18 | 510 | 442 | No
2028-08-19 07:00 | 2028 Initial | 700 | 154.57 | 510 | 442 | No
2028-08-19 08:00 | 2028 Initial | 700 | 407.26 | 510 | 442 | No
2028-08-19 09:00 | 2028 Initial | 700 | 387.91 | 510 | 442 | No
2028-08-19 10:00 | 2028 Initial | 662.85 | 505 | 510 | 442 | No
2028-08-19 11:00 | 2028 Initial | 700 | 505 | 510 | 442 | No
2028-08-19 12:00 | 2028 Initial | 478.79 | 505 | 510 | 442 | No
2028-08-19 13:00 | 2028 Initial | 55.87 | 505 | 510 | 342.76 | No
2028-08-19 14:00 | 2028 Initial | 284.55 | 505 | 510 | 160.38 | No
2028-08-19 15:00 | 2028 Initial | 300.27 | 505 | 510 | 421.24 | No
2028-08-19 16:00 | 2028 Initial | 360.46 | 505 | 510 | 275.63 | No
2028-08-19 17:00 | 2028 Initial | 406.01 | 505 | 510 | 184.83 | No
2028-08-19 18:00 | 2028 Initial | 361.97 | 505 | 510 | 86.23 | No
2028-08-19 19:00 | 2028 Initial | -100 | 505 | 510 | 86.81 | No
2028-08-19 20:00 | 2028 Initial | -700 | 505 | 510 | 46.35 | Yes
2028-08-19 21:00 | 2028 Initial | -700 | 505 | 510 | 152.65 | Yes
2028-08-19 22:00 | 2028 Initial | -700 | 505 | 510 | 421.35 | Yes
2028-08-19 23:00 | 2028 Initial | -700 | 505 | 510 | 129.83 | Yes
2028-08-20 | 2028 Initial | -700 | 505 | 510 | -170.17 | Yes
2028-08-20 01:00 | 2028 Initial | -700 | 505 | 510 | -194.6 | Yes
2028-08-20 02:00 | 2028 Initial | -700 | 505 | 510 | -231.07 | Yes
2028-08-20 03:00 | 2028 Initial | -700 | 505 | 496.89 | -253.63 | Yes
2028-08-20 04:00 | 2028 Initial | -700 | 505 | 510 | -510 | Yes
2028-08-20 05:00 | 2028 Initial | -700 | 505 | 210 | -301.92 | Yes
2028-08-20 06:00 | 2028 Initial | -700 | 505 | 510 | -485.08 | Yes
2028-08-20 07:00 | 2028 Initial | -700 | 505 | 210 | -224.61 | Yes
2028-08-20 08:00 | 2028 Initial | -700 | 505 | -69.48 | -103.84 | Yes
2028-08-20 09:00 | 2028 Initial | -700 | 505 | -140.45 | -88.72 | Yes
2028-08-20 10:00 | 2028 Initial | -700 | 505 | -18.76 | -68 | Yes
2028-08-20 11:00 | 2028 Initial | -700 | 505 | 210 | -205.26 | Yes
2028-08-20 12:00 | 2028 Initial | -700 | 419.14 | 510 | -68 | Yes
2028-08-20 13:00 | 2028 Initial | -700 | 505 | 487.47 | 232 | Yes
2028-08-20 14:00 | 2028 Initial | -700 | 505 | 194.03 | -68 | Yes
2028-08-20 15:00 | 2028 Initial | -700 | 461.32 | 153.93 | -68 | Yes
2028-08-20 16:00 | 2028 Initial | -700 | 505 | 453.93 | 83.81 | Yes
2028-08-20 17:00 | 2028 Initial | -700 | 505 | 510 | 98.64 | Yes
2028-08-20 18:00 | 2028 Initial | -700 | 505 | 510 | 139.29 | Yes
2028-08-20 19:00 | 2028 Initial | -700 | 505 | 510 | 95.04 | Yes
2028-08-20 20:00 | 2028 Initial | -700 | 505 | 510 | 63.23 | Yes
2028-08-20 21:00 | 2028 Initial | -700 | 505 | 510 | 32.86 | Yes
2028-08-20 22:00 | 2028 Initial | -700 | 505 | 510 | -53.41 | Yes
2028-08-20 23:00 | 2028 Initial | -700 | 505 | 510 | -146.96 | Yes
2028-08-21 | 2028 Initial | -700 | 505 | 510 | -142.11 | Yes
2028-08-21 01:00 | 2028 Initial | -700 | 505 | 510 | -130.02 | Yes
2028-08-21 02:00 | 2028 Initial | -700 | 505 | 510 | -158.93 | Yes
2028-08-21 03:00 | 2028 Initial | -700 | 505 | 510 | -151.33 | Yes
2028-08-21 04:00 | 2028 Initial | -700 | 505 | 510 | 102.16 | Yes
2028-08-21 05:00 | 2028 Initial | -700 | 505 | 510 | 402.16 | Yes
2028-08-21 06:00 | 2028 Initial | -700 | 505 | 510 | 442 | Yes
2028-08-21 07:00 | 2028 Initial | -700 | 505 | 510 | 442 | Yes
2028-08-21 08:00 | 2028 Initial | -700 | 505 | 510 | 442 | Yes
2028-08-21 09:00 | 2028 Initial | -700 | 505 | 510 | 442 | Yes
2028-08-21 10:00 | 2028 Initial | -700 | 505 | 510 | 442 | Yes
2028-08-21 11:00 | 2028 Initial | -700 | 505 | 510 | 442 | Yes
2028-08-21 12:00 | 2028 Initial | -700 | 505 | 510 | 442 | Yes
2028-08-21 13:00 | 2028 Initial | -700 | 505 | 510 | 442 | Yes
2028-08-21 14:00 | 2028 Initial | -700 | 505 | 510 | 442 | Yes
2028-08-21 15:00 | 2028 Initial | -700 | 505 | 510 | 442 | No
2028-08-21 16:00 | 2028 Initial | -100 | 505 | 510 | 442 | No
2028-08-21 17:00 | 2028 Initial | 500 | 505 | 510 | 442 | No
2028-08-21 18:00 | 2028 Initial | 587.49 | 505 | 510 | 442 | No
2028-08-21 19:00 | 2028 Initial | 700 | 505 | 510 | 442 | No
2028-08-21 20:00 | 2028 Initial | 700 | 505 | 510 | 442 | No
2028-08-21 21:00 | 2028 Initial | 700 | 492.25 | 510 | 442 | No
2028-08-21 22:00 | 2028 Initial | 700 | 505 | 510 | 442 | No
2028-08-21 23:00 | 2028 Initial | 263.27 | 505 | 510 | 442 | No
2028-08-22 | 2028 Initial | 500.19 | 505 | 510 | 442 | No
2028-08-22 01:00 | 2028 Initial | 530.05 | 505 | 510 | 442 | No
2028-08-22 02:00 | 2028 Initial | 296.89 | 505 | 510 | 442 | No
2028-08-22 03:00 | 2028 Initial | 236.8 | 505 | 510 | 442 | No
2028-08-22 04:00 | 2028 Initial | 364.33 | 505 | 510 | 442 | No
2028-08-22 05:00 | 2028 Initial | 110.48 | 505 | 510 | 442 | No
2028-08-22 06:00 | 2028 Initial | 700 | 205 | 272.8 | 361.1 | No
2028-08-22 07:00 | 2028 Initial | 700 | 0 | 284.85 | 429.15 | No
2028-08-22 08:00 | 2028 Initial | 545.12 | 205 | 254.53 | 370.35 | No
2028-08-22 09:00 | 2028 Initial | -54.88 | 505 | 510 | 442 | No
2028-08-22 10:00 | 2028 Initial | -615.86 | 505 | 510 | 442 | No
2028-08-22 11:00 | 2028 Initial | -461.09 | 505 | 510 | 442 | No
2028-08-22 12:00 | 2028 Initial | -523.34 | 505 | 510 | 442 | No
2028-08-22 13:00 | 2028 Initial | -214.65 | 505 | 510 | 442 | No
2028-08-22 14:00 | 2028 Initial | -630.36 | 505 | 510 | 442 | No
2028-08-22 15:00 | 2028 Initial | -407.02 | 505 | 510 | 442 | No
2028-08-22 16:00 | 2028 Initial | 0 | 212.23 | 510 | 442 | No
2028-08-22 17:00 | 2028 Initial | 600 | 205 | 510 | 442 | No
2028-08-22 18:00 | 2028 Initial | 350.96 | 505 | 510 | 442 | No
2028-08-22 19:00 | 2028 Initial | 700 | 205 | 389.24 | 383.99 | No
2028-08-22 20:00 | 2028 Initial | 700 | 505 | 510 | 442 | No
2028-08-22 21:00 | 2028 Initial | 700 | 505 | 510 | 442 | No
2028-08-22 22:00 | 2028 Initial | 700 | 505 | 510 | 442 | No
2028-08-22 23:00 | 2028 Initial | 700 | 505 | 510 | 442 | No
2028-08-23 | 2028 Initial | 700 | 205 | 510 | 412.16 | No
2028-08-23 01:00 | 2028 Initial | 700 | 0 | 510 | 348.53 | No
2028-08-23 02:00 | 2028 Initial | 700 | 82.75 | 510 | 442 | No
2028-08-23 03:00 | 2028 Initial | 700 | 0 | 389.78 | 442 | No
2028-08-23 04:00 | 2028 Initial | 700 | 0 | 184.63 | 442 | No
2028-08-23 05:00 | 2028 Initial | 700 | 0 | 484.63 | 442 | No
2028-08-23 06:00 | 2028 Initial | 700 | 6.61 | 510 | 442 | No
2028-08-23 07:00 | 2028 Initial | 700 | 306.61 | 510 | 442 | No
2028-08-23 08:00 | 2028 Initial | 700 | 303.94 | 510 | 442 | No
2028-08-23 09:00 | 2028 Initial | 700 | 437.91 | 510 | 442 | No
2028-08-23 10:00 | 2028 Initial | 700 | 137.91 | 210 | 442 | No
2028-08-23 11:00 | 2028 Initial | 700 | 0 | 36.23 | 442 | No
2028-08-23 12:00 | 2028 Initial | 700 | 0 | 0 | 442 | No
2028-08-23 13:00 | 2028 Initial | 700 | 0 | 163.08 | 442 | No
2028-08-23 14:00 | 2028 Initial | 700 | 0 | 463.08 | 442 | No
2028-08-23 15:00 | 2028 Initial | 700 | 59.84 | 510 | 442 | No
2028-08-23 16:00 | 2028 Initial | 700 | 353.32 | 510 | 442 | No
2028-08-23 17:00 | 2028 Initial | 700 | 324.9 | 510 | 442 | No
2028-08-23 18:00 | 2028 Initial | 700 | 505 | 510 | 442 | No
2028-08-23 19:00 | 2028 Initial | 700 | 505 | 510 | 442 | No
2028-08-23 20:00 | 2028 Initial | 700 | 505 | 510 | 442 | No
2028-08-23 21:00 | 2028 Initial | 700 | 505 | 510 | 442 | No
2028-08-23 22:00 | 2028 Initial | 700 | 505 | 510 | 442 | No
2028-08-23 23:00 | 2028 Initial | 700 | 505 | 510 | 442 | No
2028-08-24 | 2028 Initial | 700 | 505 | 510 | 442 | No
2028-08-24 01:00 | 2028 Initial | 700 | 505 | 510 | 442 | No
2028-08-24 02:00 | 2028 Initial | 700 | 505 | 510 | 442 | No
2028-08-24 03:00 | 2028 Initial | 700 | 505 | 510 | 442 | No
2028-08-24 04:00 | 2028 Initial | 700 | 505 | 510 | 442 | No
2028-08-24 05:00 | 2028 Initial | 700 | 268.13 | 510 | 442 | No
2028-08-24 06:00 | 2028 Initial | 700 | 164.33 | 510 | 442 | No
2028-08-24 07:00 | 2028 Initial | 700 | 408.76 | 510 | 442 | No
2028-08-24 08:00 | 2028 Initial | 700 | 321.91 | 510 | 442 | No
2028-08-24 09:00 | 2028 Initial | 700 | 21.91 | 510 | 391.69 | No
2028-08-24 10:00 | 2028 Initial | 700 | 0 | 251.61 | 332.32 | No
2028-08-24 11:00 | 2028 Initial | 700 | 0 | 88.19 | 216.82 | No
2028-08-24 12:00 | 2028 Initial | 700 | 0 | 64.12 | 210.52 | No
2028-08-24 13:00 | 2028 Initial | 700 | 0 | 23.48 | 168.98 | No
2028-08-24 14:00 | 2028 Initial | 700 | 0 | -51.77 | 161.97 | No
2028-08-24 15:00 | 2028 Initial | 700 | 0 | 0.99 | 101.5 | No
2028-08-24 16:00 | 2028 Initial | 700 | 0 | 206.88 | 194.76 | No
2028-08-24 17:00 | 2028 Initial | 700 | 0 | 506.88 | 316.8 | No
2028-08-24 18:00 | 2028 Initial | 700 | 300 | 510 | 442 | No
2028-08-24 19:00 | 2028 Initial | 700 | 489.79 | 510 | 442 | No
2028-08-24 20:00 | 2028 Initial | 700 | 405.52 | 510 | 442 | No
2028-08-24 21:00 | 2028 Initial | 700 | 286.2 | 510 | 442 | No
2028-08-24 22:00 | 2028 Initial | 500 | 66.45 | 356.47 | 300 | No
2028-08-24 23:00 | 2028 Initial | -100 | 0 | 56.47 | 0 | No
2028-08-25 | 2028 Initial | -700 | 300 | 356.47 | 259.97 | Yes
2028-08-25 01:00 | 2028 Initial | -700 | 505 | 510 | 281.54 | Yes
2028-08-25 02:00 | 2028 Initial | -700 | 505 | 510 | 165.72 | Yes
2028-08-25 03:00 | 2028 Initial | -700 | 505 | 510 | 16.22 | Yes
2028-08-25 04:00 | 2028 Initial | -700 | 505 | 510 | -162.02 | Yes
2028-08-25 05:00 | 2028 Initial | -700 | 505 | 510 | -166 | Yes
2028-08-25 06:00 | 2028 Initial | -700 | 505 | 510 | -95.83 | Yes
2028-08-25 07:00 | 2028 Initial | -700 | 505 | 510 | 50.86 | Yes
2028-08-25 08:00 | 2028 Initial | -700 | 505 | 510 | 167.36 | Yes
2028-08-25 09:00 | 2028 Initial | -700 | 505 | 510 | 201.95 | Yes
2028-08-25 10:00 | 2028 Initial | -700 | 315.06 | 510 | 171.94 | Yes
2028-08-25 11:00 | 2028 Initial | -700 | 505 | 510 | 134.26 | Yes
2028-08-25 12:00 | 2028 Initial | -700 | 505 | 510 | 122.38 | Yes
2028-08-25 13:00 | 2028 Initial | -700 | 505 | 510 | 70.81 | Yes
2028-08-25 14:00 | 2028 Initial | -700 | 505 | 510 | 59.41 | Yes
2028-08-25 15:00 | 2028 Initial | -700 | 505 | 510 | 142 | Yes
2028-08-25 16:00 | 2028 Initial | -700 | 505 | 510 | 442 | Yes
2028-08-25 17:00 | 2028 Initial | -700 | 505 | 510 | 442 | Yes
2028-08-25 18:00 | 2028 Initial | -700 | 505 | 510 | 442 | Yes
2028-08-25 19:00 | 2028 Initial | -700 | 505 | 510 | 353.41 | No
2028-08-25 20:00 | 2028 Initial | -475.36 | 505 | 510 | 442 | No
2028-08-25 21:00 | 2028 Initial | -155.1 | 505 | 510 | 442 | No
2028-08-25 22:00 | 2028 Initial | -129.71 | 505 | 510 | 442 | No
2028-08-25 23:00 | 2028 Initial | -313.37 | 505 | 510 | 442 | No
2028-08-26 | 2028 Initial | 180.25 | 505 | 510 | 442 | No
2028-08-26 01:00 | 2028 Initial | 419.48 | 505 | 510 | 442 | No
2028-08-26 02:00 | 2028 Initial | 362.97 | 505 | 510 | 442 | No
2028-08-26 03:00 | 2028 Initial | 149.17 | 505 | 510 | 442 | No
2028-08-26 04:00 | 2028 Initial | 350.49 | 505 | 510 | 442 | No
2028-08-26 05:00 | 2028 Initial | 318.25 | 505 | 510 | 442 | No
2028-08-26 06:00 | 2028 Initial | 700 | 205 | 342.29 | 418.69 | No
2028-08-26 07:00 | 2028 Initial | 700 | 356.16 | 510 | 442 | No
2028-08-26 08:00 | 2028 Initial | 700 | 206.43 | 510 | 442 | No
2028-08-26 09:00 | 2028 Initial | 700 | 81.98 | 510 | 442 | No
2028-08-26 10:00 | 2028 Initial | 700 | 0 | 416.64 | 442 | No
2028-08-26 11:00 | 2028 Initial | 700 | 0 | 162.08 | 442 | No
2028-08-26 12:00 | 2028 Initial | 648.47 | 0 | 0 | 435.85 | No
2028-08-26 13:00 | 2028 Initial | 700 | 0 | 129.97 | 442 | No
2028-08-26 14:00 | 2028 Initial | 700 | 0 | 106.53 | 435.09 | No
2028-08-26 15:00 | 2028 Initial | 691.11 | 0 | 210 | 442 | No
2028-08-26 16:00 | 2028 Initial | 700 | 111.57 | 510 | 442 | No
2028-08-26 17:00 | 2028 Initial | 700 | 406.42 | 510 | 442 | No
2028-08-26 18:00 | 2028 Initial | 700 | 106.42 | 386.44 | 349.31 | No
2028-08-26 19:00 | 2028 Initial | 700 | 0 | 306.92 | 380.89 | No
2028-08-26 20:00 | 2028 Initial | 700 | 176.86 | 306.92 | 287.56 | No
2028-08-26 21:00 | 2028 Initial | 700 | 476.86 | 510 | 442 | No
2028-08-26 22:00 | 2028 Initial | 700 | 450.83 | 510 | 442 | No
2028-08-26 23:00 | 2028 Initial | 700 | 299.94 | 510 | 442 | No
2028-08-27 | 2028 Initial | 700 | 451.41 | 510 | 442 | No
2028-08-27 01:00 | 2028 Initial | 700 | 211.52 | 510 | 442 | No
2028-08-27 02:00 | 2028 Initial | 700 | 103.28 | 510 | 442 | No
2028-08-27 03:00 | 2028 Initial | 700 | 0 | 510 | 442 | No
2028-08-27 04:00 | 2028 Initial | 700 | 0 | 431.95 | 326.42 | No
2028-08-27 05:00 | 2028 Initial | 700 | 0 | 131.95 | 442 | No
2028-08-27 06:00 | 2028 Initial | 700 | 0 | -168.05 | 286.8 | No
2028-08-27 07:00 | 2028 Initial | 700 | 0 | 0 | 367.61 | No
2028-08-27 08:00 | 2028 Initial | 700 | 0 | -72.61 | 271.34 | No
2028-08-27 09:00 | 2028 Initial | 700 | 300 | 227.39 | 442 | No
2028-08-27 10:00 | 2028 Initial | 700 | 35.84 | 510 | 442 | No
2028-08-27 11:00 | 2028 Initial | 700 | 109.81 | 510 | 442 | No
2028-08-27 12:00 | 2028 Initial | 700 | 188.4 | 510 | 442 | No
2028-08-27 13:00 | 2028 Initial | 700 | 295 | 510 | 442 | No
2028-08-27 14:00 | 2028 Initial | 700 | 0 | 510 | 442 | No
2028-08-27 15:00 | 2028 Initial | 700 | 164.22 | 510 | 442 | No
2028-08-27 16:00 | 2028 Initial | 700 | 164.22 | 510 | 442 | No
2028-08-27 17:00 | 2028 Initial | 700 | 0 | 242.17 | 442 | No
2028-08-27 18:00 | 2028 Initial | 700 | 0 | 0 | 442 | No
2028-08-27 19:00 | 2028 Initial | 700 | 0 | 37 | 393.41 | No
2028-08-27 20:00 | 2028 Initial | 700 | 0 | 210 | 269.81 | No
2028-08-27 21:00 | 2028 Initial | 700 | 151.41 | 510 | 142 | No
2028-08-27 22:00 | 2028 Initial | 700 | 451.41 | 510 | 442 | No
2028-08-27 23:00 | 2028 Initial | 700 | 203.57 | 510 | 408.78 | No
2028-08-28 | 2028 Initial | 700 | 186.62 | 510 | 442 | No
2028-08-28 01:00 | 2028 Initial | 700 | 211.18 | 510 | 143.74 | No
2028-08-28 02:00 | 2028 Initial | 700 | 58.9 | 510 | -156.26 | No
2028-08-28 03:00 | 2028 Initial | 700 | 0 | 502.2 | -362.94 | No
2028-08-28 04:00 | 2028 Initial | 218.43 | 300 | 510 | -424.48 | No
2028-08-28 05:00 | 2028 Initial | 269.46 | 300 | 510 | -400.85 | No
2028-08-28 06:00 | 2028 Initial | 686.09 | 0 | 210 | -194.41 | No
2028-08-28 07:00 | 2028 Initial | 700 | 197.42 | 398.02 | 24.82 | No
2028-08-28 08:00 | 2028 Initial | 286.66 | 497.42 | 510 | 324.82 | No
2028-08-28 09:00 | 2028 Initial | -313.34 | 505 | 510 | 442 | No
2028-08-28 10:00 | 2028 Initial | -370.87 | 505 | 510 | 442 | No
2028-08-28 11:00 | 2028 Initial | -700 | 505 | 510 | 442 | No
2028-08-28 12:00 | 2028 Initial | -700 | 505 | 510 | 442 | Yes
2028-08-28 13:00 | 2028 Initial | -700 | 505 | 510 | 442 | Yes
2028-08-28 14:00 | 2028 Initial | -700 | 505 | 510 | 442 | Yes
2028-08-28 15:00 | 2028 Initial | -700 | 505 | 510 | 442 | No
2028-08-28 16:00 | 2028 Initial | -585.17 | 505 | 510 | 442 | No
2028-08-28 17:00 | 2028 Initial | 0 | 315.14 | 510 | 442 | No
2028-08-28 18:00 | 2028 Initial | 593.08 | 473.26 | 510 | 442 | No
2028-08-28 19:00 | 2028 Initial | 700 | 329.41 | 510 | 442 | No
2028-08-28 20:00 | 2028 Initial | 700 | 329.41 | 510 | 442 | No
2028-08-28 21:00 | 2028 Initial | 700 | 442.93 | 510 | 442 | No
2028-08-28 22:00 | 2028 Initial | 700 | 142.93 | 510 | 442 | No
2028-08-28 23:00 | 2028 Initial | 700 | 205 | 510 | 442 | No
2028-08-29 | 2028 Initial | 700 | 505 | 510 | 442 | No
2028-08-29 01:00 | 2028 Initial | 598.21 | 505 | 510 | 442 | No
2028-08-29 02:00 | 2028 Initial | 559.16 | 505 | 510 | 442 | No
2028-08-29 03:00 | 2028 Initial | 700 | 505 | 510 | 442 | No
2028-08-29 04:00 | 2028 Initial | 492.77 | 505 | 510 | 442 | No
2028-08-29 05:00 | 2028 Initial | 700 | 205 | 232.14 | 142 | No
2028-08-29 06:00 | 2028 Initial | 700 | 332.98 | 510 | 442 | No
2028-08-29 07:00 | 2028 Initial | 421.29 | 505 | 510 | 442 | No
2028-08-29 08:00 | 2028 Initial | 176.01 | 505 | 510 | 442 | No
2028-08-29 09:00 | 2028 Initial | -423.99 | 505 | 510 | 442 | No
2028-08-29 10:00 | 2028 Initial | -700 | 505 | 510 | 442 | No
2028-08-29 11:00 | 2028 Initial | -636.03 | 505 | 510 | 442 | No
2028-08-29 12:00 | 2028 Initial | -700 | 505 | 510 | 442 | Yes
2028-08-29 13:00 | 2028 Initial | -700 | 505 | 510 | 442 | Yes
2028-08-29 14:00 | 2028 Initial | -700 | 300 | 510 | 338.18 | Yes
2028-08-29 15:00 | 2028 Initial | -100 | 0 | 210 | 38.18 | No
2028-08-29 16:00 | 2028 Initial | 500 | 97.4 | 510 | 338.18 | No
2028-08-29 17:00 | 2028 Initial | 700 | 0 | 510 | 348.22 | No
2028-08-29 18:00 | 2028 Initial | 700 | 286.85 | 510 | 442 | No
2028-08-29 19:00 | 2028 Initial | 700 | 240.41 | 510 | 442 | No
2028-08-29 20:00 | 2028 Initial | 700 | 505 | 510 | 442 | No
2028-08-29 21:00 | 2028 Initial | 700 | 505 | 510 | 442 | No
2028-08-29 22:00 | 2028 Initial | 700 | 505 | 510 | 442 | No
2028-08-29 23:00 | 2028 Initial | 700 | 443.19 | 510 | 442 | No
2028-08-30 | 2028 Initial | 700 | 505 | 510 | 442 | No
2028-08-30 01:00 | 2028 Initial | 700 | 505 | 510 | 442 | No
2028-08-30 02:00 | 2028 Initial | 700 | 505 | 510 | 442 | No
2028-08-30 03:00 | 2028 Initial | 700 | 505 | 510 | 442 | No
2028-08-30 04:00 | 2028 Initial | 700 | 505 | 510 | 442 | No
2028-08-30 05:00 | 2028 Initial | 700 | 505 | 510 | 442 | No
2028-08-30 06:00 | 2028 Initial | 700 | 276.43 | 510 | 442 | No
2028-08-30 07:00 | 2028 Initial | 700 | 0 | 510 | 377.86 | No
2028-08-30 08:00 | 2028 Initial | 700 | 0 | 336.55 | 442 | No
2028-08-30 09:00 | 2028 Initial | 700 | 0 | 510 | 442 | No
2028-08-30 10:00 | 2028 Initial | 700 | 0 | 510 | 411.59 | No
2028-08-30 11:00 | 2028 Initial | 700 | 0 | 507.94 | 442 | No
2028-08-30 12:00 | 2028 Initial | 700 | 0 | 472.65 | 442 | No
2028-08-30 13:00 | 2028 Initial | 700 | 0 | 453.04 | 442 | No
2028-08-30 14:00 | 2028 Initial | 700 | 185.39 | 510 | 442 | No
2028-08-30 15:00 | 2028 Initial | 700 | 0 | 510 | 150.5 | No
2028-08-30 16:00 | 2028 Initial | 700 | 214.21 | 510 | 442 | No
2028-08-30 17:00 | 2028 Initial | 700 | 293.78 | 510 | 442 | No
2028-08-30 18:00 | 2028 Initial | 700 | 505 | 510 | 442 | No
2028-08-30 19:00 | 2028 Initial | 700 | 471.77 | 510 | 442 | No
2028-08-30 20:00 | 2028 Initial | 700 | 479.3 | 510 | 442 | No
2028-08-30 21:00 | 2028 Initial | 700 | 505 | 510 | 442 | No
2028-08-30 22:00 | 2028 Initial | 700 | 424.27 | 510 | 442 | No
2028-08-30 23:00 | 2028 Initial | 700 | 505 | 510 | 442 | No
2028-08-31 | 2028 Initial | 700 | 505 | 510 | 442 | No
2028-08-31 01:00 | 2028 Initial | 700 | 505 | 510 | 442 | No
2028-08-31 02:00 | 2028 Initial | 700 | 505 | 510 | 442 | No
2028-08-31 03:00 | 2028 Initial | 700 | 505 | 510 | 442 | No
2028-08-31 04:00 | 2028 Initial | 700 | 342.32 | 510 | 442 | No
2028-08-31 05:00 | 2028 Initial | 700 | 42.32 | 510 | 442 | No
2028-08-31 06:00 | 2028 Initial | 700 | 173.13 | 510 | 442 | No
2028-08-31 07:00 | 2028 Initial | 700 | 298.55 | 510 | 442 | No
2028-08-31 08:00 | 2028 Initial | 700 | 150.5 | 510 | 442 | No
2028-08-31 09:00 | 2028 Initial | 700 | 28.37 | 510 | 442 | No
2028-08-31 10:00 | 2028 Initial | 666.63 | 0 | 210 | 324.18 | No
2028-08-31 11:00 | 2028 Initial | 411.32 | 0 | 0 | 296.56 | No
2028-08-31 12:00 | 2028 Initial | 697.49 | 0 | 0 | 0 | No
2028-08-31 13:00 | 2028 Initial | 625.71 | 0 | 0 | 124.68 | No
2028-08-31 14:00 | 2028 Initial | 693.7 | 0 | 113.72 | 274 | No
2028-08-31 15:00 | 2028 Initial | 700 | 35.55 | 413.72 | 442 | No
2028-08-31 16:00 | 2028 Initial | 700 | 335.55 | 510 | 442 | No
2028-08-31 17:00 | 2028 Initial | 700 | 465.99 | 510 | 442 | No
2028-08-31 18:00 | 2028 Initial | 700 | 505 | 510 | 442 | No
2028-08-31 19:00 | 2028 Initial | 700 | 505 | 510 | 442 | No
2028-08-31 20:00 | 2028 Initial | 700 | 437.88 | 510 | 442 | No
2028-08-31 21:00 | 2028 Initial | 700 | 505 | 510 | 442 | No
2028-08-31 22:00 | 2028 Initial | 700 | 505 | 510 | 442 | No
2028-08-31 23:00 | 2028 Initial | 700 | 217.23 | 510 | 442 | No
2028-09-01 | 2028 Initial | 700 | 38.24 | 510 | 442 | No
2028-09-01 01:00 | 2028 Initial | 700 | 0 | 510 | 442 | No
2028-09-01 02:00 | 2028 Initial | 700 | 0 | 510 | 442 | No
2028-09-01 03:00 | 2028 Initial | 600.18 | 0 | 210 | 442 | No
2028-09-01 04:00 | 2028 Initial | 700 | 71.03 | 510 | 442 | No
2028-09-01 05:00 | 2028 Initial | 700 | 0 | 510 | 442 | No
2028-09-01 06:00 | 2028 Initial | 700 | 130.15 | 510 | 442 | No
2028-09-01 07:00 | 2028 Initial | 700 | 162.66 | 510 | 442 | No
2028-09-01 08:00 | 2028 Initial | 700 | 394.34 | 510 | 442 | No
2028-09-01 09:00 | 2028 Initial | 700 | 388.61 | 510 | 442 | No
2028-09-01 10:00 | 2028 Initial | 437.83 | 505 | 510 | 442 | No
2028-09-01 11:00 | 2028 Initial | 107.53 | 505 | 510 | 442 | No
2028-09-01 12:00 | 2028 Initial | -306.37 | 505 | 510 | 442 | No
2028-09-01 13:00 | 2028 Initial | -299.3 | 505 | 510 | 442 | No
2028-09-01 14:00 | 2028 Initial | -399.56 | 505 | 510 | 442 | No
2028-09-01 15:00 | 2028 Initial | -183.19 | 505 | 510 | 442 | No
2028-09-01 16:00 | 2028 Initial | 416.81 | 448.64 | 510 | 442 | No
2028-09-01 17:00 | 2028 Initial | 700 | 319.94 | 510 | 442 | No
2028-09-01 18:00 | 2028 Initial | 700 | 454.15 | 510 | 442 | No
2028-09-01 19:00 | 2028 Initial | 544.37 | 497.9 | 510 | 442 | No
2028-09-01 20:00 | 2028 Initial | 610.78 | 205 | 510 | 442 | No
2028-09-01 21:00 | 2028 Initial | 10.78 | 505 | 510 | 442 | No
2028-09-01 22:00 | 2028 Initial | -448.75 | 505 | 510 | 442 | No
2028-09-01 23:00 | 2028 Initial | -700 | 505 | 510 | 442 | Yes
2028-09-02 | 2028 Initial | -700 | 505 | 510 | 421.64 | Yes
2028-09-02 01:00 | 2028 Initial | -700 | 505 | 510 | 440.06 | Yes
2028-09-02 02:00 | 2028 Initial | -700 | 505 | 510 | 442 | Yes
2028-09-02 03:00 | 2028 Initial | -700 | 505 | 510 | 442 | Yes
2028-09-02 04:00 | 2028 Initial | -700 | 505 | 510 | 228.02 | Yes
2028-09-02 05:00 | 2028 Initial | -700 | 505 | 510 | 255.65 | Yes
2028-09-02 06:00 | 2028 Initial | -700 | 505 | 510 | 305.19 | Yes
2028-09-02 07:00 | 2028 Initial | -700 | 505 | 510 | 428.36 | Yes
2028-09-02 08:00 | 2028 Initial | -700 | 505 | 510 | 334.71 | Yes
2028-09-02 09:00 | 2028 Initial | -700 | 505 | 510 | 442 | No
2028-09-02 10:00 | 2028 Initial | -637.3 | 505 | 510 | 442 | No
2028-09-02 11:00 | 2028 Initial | -683.4 | 505 | 510 | 442 | No
2028-09-02 12:00 | 2028 Initial | -679.9 | 505 | 510 | 442 | No
2028-09-02 13:00 | 2028 Initial | -491.13 | 505 | 510 | 442 | No
2028-09-02 14:00 | 2028 Initial | -700 | 505 | 510 | 442 | No
2028-09-02 15:00 | 2028 Initial | -700 | 505 | 510 | 442 | No
2028-09-02 16:00 | 2028 Initial | -700 | 505 | 510 | 442 | No
2028-09-02 17:00 | 2028 Initial | -629.34 | 505 | 510 | 442 | No
2028-09-02 18:00 | 2028 Initial | -29.34 | 205 | 510 | 301.81 | No
2028-09-02 19:00 | 2028 Initial | 0 | 505 | 510 | 442 | No
2028-09-02 20:00 | 2028 Initial | -404.33 | 505 | 510 | 442 | No
2028-09-02 21:00 | 2028 Initial | -609.1 | 505 | 510 | 442 | No
2028-09-02 22:00 | 2028 Initial | -9.1 | 505 | 510 | 442 | No
2028-09-02 23:00 | 2028 Initial | -126.6 | 505 | 510 | 442 | No
2028-09-03 | 2028 Initial | -191.51 | 505 | 510 | 442 | No
2028-09-03 01:00 | 2028 Initial | 209.33 | 505 | 510 | 442 | No
2028-09-03 02:00 | 2028 Initial | -390.67 | 505 | 510 | 442 | No
2028-09-03 03:00 | 2028 Initial | 209.33 | 205 | 510 | 442 | No
2028-09-03 04:00 | 2028 Initial | 700 | 442.63 | 510 | 442 | No
2028-09-03 05:00 | 2028 Initial | 700 | 225.51 | 510 | 442 | No
2028-09-03 06:00 | 2028 Initial | 700 | 505 | 510 | 442 | No
2028-09-03 07:00 | 2028 Initial | 700 | 228.86 | 510 | 442 | No
2028-09-03 08:00 | 2028 Initial | 700 | 0 | 508.19 | 442 | No
2028-09-03 09:00 | 2028 Initial | 246.6 | 0 | 208.19 | 149.1 | No
2028-09-03 10:00 | 2028 Initial | -304.01 | 0 | 0 | 0 | No
2028-09-03 11:00 | 2028 Initial | -700 | 0 | -53.4 | 0 | No
2028-09-03 12:00 | 2028 Initial | -700 | 300 | 246.6 | 300 | Yes
2028-09-03 13:00 | 2028 Initial | -690.41 | 0 | 0 | 0 | No
2028-09-03 14:00 | 2028 Initial | -700 | 0 | -175.03 | 0 | No
2028-09-03 15:00 | 2028 Initial | -613.44 | 0 | -171.48 | 0 | No
2028-09-03 16:00 | 2028 Initial | -13.44 | 0 | 0 | 0 | No
2028-09-03 17:00 | 2028 Initial | 545.56 | 0 | 210 | 75.83 | No
2028-09-03 18:00 | 2028 Initial | 700 | 77.37 | 510 | 375.83 | No
2028-09-03 19:00 | 2028 Initial | 700 | 0 | 210 | 75.83 | No
2028-09-03 20:00 | 2028 Initial | 700 | 300 | 510 | 375.83 | No
2028-09-03 21:00 | 2028 Initial | 700 | 505 | 510 | 406.57 | No
2028-09-03 22:00 | 2028 Initial | 700 | 504.16 | 510 | 442 | No
2028-09-03 23:00 | 2028 Initial | 700 | 204.16 | 510 | 292.72 | No
2028-09-04 | 2028 Initial | 700 | 182.9 | 510 | 201.08 | No
2028-09-04 01:00 | 2028 Initial | 700 | 0 | 510 | 252.16 | No
2028-09-04 02:00 | 2028 Initial | 700 | 0 | 510 | 63.76 | No
2028-09-04 03:00 | 2028 Initial | 700 | 0 | 510 | 276.02 | No
2028-09-04 04:00 | 2028 Initial | 700 | 0 | 510 | 142 | No
2028-09-04 05:00 | 2028 Initial | 700 | 291.18 | 510 | 442 | No
2028-09-04 06:00 | 2028 Initial | 700 | 94.14 | 510 | 396.23 | No
2028-09-04 07:00 | 2028 Initial | 700 | 271.92 | 510 | 442 | No
2028-09-04 08:00 | 2028 Initial | 700 | 210.22 | 510 | 442 | No
2028-09-04 09:00 | 2028 Initial | 700 | 505 | 510 | 442 | No
2028-09-04 10:00 | 2028 Initial | 700 | 205 | 510 | 425.92 | No
2028-09-04 11:00 | 2028 Initial | 700 | 0 | 510 | 125.92 | No
2028-09-04 12:00 | 2028 Initial | 700 | 0 | 446.82 | 68.6 | No
2028-09-04 13:00 | 2028 Initial | 700 | 0 | 166.78 | 368.6 | No
2028-09-04 14:00 | 2028 Initial | 700 | 0 | 137.07 | 68.6 | No
2028-09-04 15:00 | 2028 Initial | 700 | 0 | 437.07 | 0 | No
2028-09-04 16:00 | 2028 Initial | 700 | 0 | 510 | 198.96 | No
2028-09-04 17:00 | 2028 Initial | 700 | 271.66 | 510 | 343.28 | No
2028-09-04 18:00 | 2028 Initial | 700 | 402.2 | 510 | 442 | No
2028-09-04 19:00 | 2028 Initial | 700 | 505 | 510 | 442 | No
2028-09-04 20:00 | 2028 Initial | 700 | 205 | 510 | 189.54 | No
2028-09-04 21:00 | 2028 Initial | 700 | 505 | 510 | 442 | No
2028-09-04 22:00 | 2028 Initial | 700 | 211.46 | 510 | 442 | No
2028-09-04 23:00 | 2028 Initial | 700 | 235.08 | 510 | 442 | No
2028-09-05 | 2028 Initial | 700 | 258.63 | 510 | 442 | No
2028-09-05 01:00 | 2028 Initial | 700 | 156.44 | 510 | 442 | No
2028-09-05 02:00 | 2028 Initial | 700 | 216.19 | 510 | 442 | No
2028-09-05 03:00 | 2028 Initial | 700 | 187.81 | 510 | 437.96 | No
2028-09-05 04:00 | 2028 Initial | 700 | 242.54 | 510 | 442 | No
2028-09-05 05:00 | 2028 Initial | 700 | 0 | 510 | 421.93 | No
2028-09-05 06:00 | 2028 Initial | 700 | 205 | 510 | 381.66 | No
2028-09-05 07:00 | 2028 Initial | 700 | 505 | 510 | 442 | No
2028-09-05 08:00 | 2028 Initial | 700 | 505 | 510 | 442 | No
2028-09-05 09:00 | 2028 Initial | 700 | 205 | 386 | 442 | No
2028-09-05 10:00 | 2028 Initial | 700 | 0 | 86 | 320.6 | No
2028-09-05 11:00 | 2028 Initial | 269.35 | 0 | 0 | 224.4 | No
2028-09-05 12:00 | 2028 Initial | 520.04 | 0 | 0 | 310.26 | No
2028-09-05 13:00 | 2028 Initial | 574.47 | 0 | 0 | 125.86 | No
2028-09-05 14:00 | 2028 Initial | 521.22 | 0 | 0 | 266.98 | No
2028-09-05 15:00 | 2028 Initial | 700 | 0 | -73.96 | 442 | No
2028-09-05 16:00 | 2028 Initial | 700 | -80.81 | -329.19 | 427.59 | No
2028-09-05 17:00 | 2028 Initial | 700 | 0 | -29.19 | 442 | No
2028-09-05 18:00 | 2028 Initial | 700 | 0 | 245.5 | 396.97 | No
2028-09-05 19:00 | 2028 Initial | 700 | 0 | 255.13 | 326.61 | No
2028-09-05 20:00 | 2028 Initial | 700 | 205 | 255.13 | 442 | No
2028-09-05 21:00 | 2028 Initial | 700 | 505 | 510 | 442 | No
2028-09-05 22:00 | 2028 Initial | 700 | 378.47 | 510 | 442 | No
2028-09-05 23:00 | 2028 Initial | 700 | 327.99 | 510 | 442 | No
2028-09-06 | 2028 Initial | 700 | 184.58 | 510 | 442 | No
2028-09-06 01:00 | 2028 Initial | 700 | 389.41 | 510 | 442 | No
2028-09-06 02:00 | 2028 Initial | 700 | 261.26 | 510 | 442 | No
2028-09-06 03:00 | 2028 Initial | 700 | 261.26 | 510 | 442 | No
2028-09-06 04:00 | 2028 Initial | 700 | 255.63 | 510 | 442 | No
2028-09-06 05:00 | 2028 Initial | 700 | 353.85 | 510 | 442 | No
2028-09-06 06:00 | 2028 Initial | 700 | 94.25 | 510 | 442 | No
2028-09-06 07:00 | 2028 Initial | 700 | 0 | 510 | 401.34 | No
2028-09-06 08:00 | 2028 Initial | 700 | 0 | 281.71 | 412.2 | No
2028-09-06 09:00 | 2028 Initial | 700 | 0 | 210 | 395.44 | No
2028-09-06 10:00 | 2028 Initial | 700 | 292.49 | 510 | 442 | No
2028-09-06 11:00 | 2028 Initial | 700 | 0 | 510 | 442 | No
2028-09-06 12:00 | 2028 Initial | 700 | 0 | 210 | 312.09 | No
2028-09-06 13:00 | 2028 Initial | 700 | 0 | 0 | 236.94 | No
2028-09-06 14:00 | 2028 Initial | 700 | 0 | -210 | 225.62 | No
2028-09-06 15:00 | 2028 Initial | 700 | -300 | -510 | -74.38 | No
2028-09-06 16:00 | 2028 Initial | 700 | 0 | -210 | 38.14 | No
2028-09-06 17:00 | 2028 Initial | 700 | 67.62 | 90 | 338.14 | No
2028-09-06 18:00 | 2028 Initial | 700 | 0 | 111.83 | 67.66 | No
2028-09-06 19:00 | 2028 Initial | 700 | 0 | 411.83 | 142.44 | No
2028-09-06 20:00 | 2028 Initial | 700 | 37.39 | 510 | 442 | No
2028-09-06 21:00 | 2028 Initial | 700 | 0 | 488.08 | 326.25 | No
2028-09-06 22:00 | 2028 Initial | 700 | 0 | 188.08 | 142 | No
2028-09-06 23:00 | 2028 Initial | 700 | 300 | 488.08 | 442 | No
2028-09-07 | 2028 Initial | 700 | 318.09 | 510 | 442 | No
2028-09-07 01:00 | 2028 Initial | 700 | 423.71 | 510 | 442 | No
2028-09-07 02:00 | 2028 Initial | 700 | 243.04 | 510 | 442 | No
2028-09-07 03:00 | 2028 Initial | 700 | 0 | 510 | 308.45 | No
2028-09-07 04:00 | 2028 Initial | 700 | 0 | 378.2 | 183.26 | No
2028-09-07 05:00 | 2028 Initial | 700 | 0 | 418.1 | 163.67 | No
2028-09-07 06:00 | 2028 Initial | 700 | 0 | 379.02 | 270.33 | No
2028-09-07 07:00 | 2028 Initial | 700 | 0 | 510 | 442 | No
2028-09-07 08:00 | 2028 Initial | 700 | 280.87 | 510 | 442 | No
2028-09-07 09:00 | 2028 Initial | 700 | 134.71 | 510 | 442 | No
2028-09-07 10:00 | 2028 Initial | 129.46 | 0 | 263.48 | 346.29 | No
2028-09-07 11:00 | 2028 Initial | 0 | 300 | 510 | 442 | No
2028-09-07 12:00 | 2028 Initial | 0 | 0 | 510 | 442 | No
2028-09-07 13:00 | 2028 Initial | 0 | 0 | 383.69 | 442 | No
2028-09-07 14:00 | 2028 Initial | 144.22 | 0 | 83.69 | 413.54 | No
2028-09-07 15:00 | 2028 Initial | 553.1 | 0 | 210 | 442 | No
2028-09-07 16:00 | 2028 Initial | 700 | 0 | 510 | 442 | No
2028-09-07 17:00 | 2028 Initial | 700 | 178.28 | 486.79 | 369.15 | No
2028-09-07 18:00 | 2028 Initial | 700 | 478.28 | 510 | 442 | No
2028-09-07 19:00 | 2028 Initial | 700 | 494.15 | 510 | 442 | No
2028-09-07 20:00 | 2028 Initial | 700 | 505 | 510 | 442 | No
2028-09-07 21:00 | 2028 Initial | 700 | 505 | 510 | 442 | No
2028-09-07 22:00 | 2028 Initial | 700 | 505 | 510 | 442 | No
2028-09-07 23:00 | 2028 Initial | 700 | 205 | 510 | 244.47 | No
2028-09-08 | 2028 Initial | 700 | 0 | 510 | 442 | No
2028-09-08 01:00 | 2028 Initial | 700 | 222.16 | 510 | 442 | No
2028-09-08 02:00 | 2028 Initial | 700 | 491.34 | 510 | 442 | No
2028-09-08 03:00 | 2028 Initial | 700 | 505 | 510 | 442 | No
2028-09-08 04:00 | 2028 Initial | 700 | 346.45 | 510 | 442 | No
2028-09-08 05:00 | 2028 Initial | 700 | 46.45 | 510 | 298.57 | No
2028-09-08 06:00 | 2028 Initial | 700 | 50.36 | 448.17 | 442 | No
2028-09-08 07:00 | 2028 Initial | 700 | 350.36 | 510 | 442 | No
2028-09-08 08:00 | 2028 Initial | 700 | 341.46 | 510 | 442 | No
2028-09-08 09:00 | 2028 Initial | 700 | 233.96 | 510 | 442 | No
2028-09-08 10:00 | 2028 Initial | 700 | 311.02 | 510 | 442 | No
2028-09-08 11:00 | 2028 Initial | 700 | 336.8 | 510 | 442 | No
2028-09-08 12:00 | 2028 Initial | 700 | 36.8 | 439.14 | 442 | No
2028-09-08 13:00 | 2028 Initial | 423.43 | 300 | 510 | 442 | No
2028-09-08 14:00 | 2028 Initial | 700 | 0 | 263.84 | 442 | No
2028-09-08 15:00 | 2028 Initial | 700 | 0 | 460.14 | 381.07 | No
2028-09-08 16:00 | 2028 Initial | 700 | 104.44 | 510 | 442 | No
2028-09-08 17:00 | 2028 Initial | 700 | 292.79 | 510 | 442 | No
2028-09-08 18:00 | 2028 Initial | 700 | 189.31 | 431.01 | 222.39 | No
2028-09-08 19:00 | 2028 Initial | 700 | 489.31 | 510 | 442 | No
2028-09-08 20:00 | 2028 Initial | 700 | 205 | 438.78 | 365.56 | No
2028-09-08 21:00 | 2028 Initial | 700 | 505 | 510 | 442 | No
2028-09-08 22:00 | 2028 Initial | 700 | 505 | 510 | 442 | No
2028-09-08 23:00 | 2028 Initial | 598.88 | 505 | 510 | 442 | No
2028-09-09 | 2028 Initial | 540.92 | 505 | 510 | 203.93 | No
2028-09-09 01:00 | 2028 Initial | 700 | 505 | 510 | 442 | No
2028-09-09 02:00 | 2028 Initial | 700 | 487.37 | 510 | 442 | No
2028-09-09 03:00 | 2028 Initial | 700 | 347.28 | 510 | 442 | No
2028-09-09 04:00 | 2028 Initial | 700 | 47.28 | 510 | 442 | No
2028-09-09 05:00 | 2028 Initial | 700 | 326.84 | 510 | 317.6 | No
2028-09-09 06:00 | 2028 Initial | 700 | 324.23 | 510 | 442 | No
2028-09-09 07:00 | 2028 Initial | 700 | 424.39 | 510 | 442 | No
2028-09-09 08:00 | 2028 Initial | 700 | 224.52 | 510 | 442 | No
2028-09-09 09:00 | 2028 Initial | 272.64 | 0 | 210 | 142 | No
2028-09-09 10:00 | 2028 Initial | 0 | 0 | 0 | 0 | No
2028-09-09 11:00 | 2028 Initial | 0 | 0 | 0 | 0 | No
2028-09-09 12:00 | 2028 Initial | 0 | 0 | 156.4 | 0 | No
2028-09-09 13:00 | 2028 Initial | 0 | 0 | 0 | 0 | No
2028-09-09 14:00 | 2028 Initial | 0 | 0 | 0 | 0 | No
2028-09-09 15:00 | 2028 Initial | 140.66 | 0 | 0 | 142 | No
2028-09-09 16:00 | 2028 Initial | 700 | 0 | 152.72 | 442 | No
2028-09-09 17:00 | 2028 Initial | 700 | -300 | -147.28 | 173.66 | No
2028-09-09 18:00 | 2028 Initial | 700 | 0 | 152.72 | 386.19 | No
2028-09-09 19:00 | 2028 Initial | 700 | 0 | 452.72 | 442 | No
2028-09-09 20:00 | 2028 Initial | 700 | 0 | 510 | 442 | No
2028-09-09 21:00 | 2028 Initial | 700 | 285.4 | 510 | 442 | No
2028-09-09 22:00 | 2028 Initial | 700 | 492.95 | 510 | 442 | No
2028-09-09 23:00 | 2028 Initial | 700 | 316.83 | 510 | 442 | No
2028-09-10 | 2028 Initial | 700 | 505 | 510 | 442 | No
2028-09-10 01:00 | 2028 Initial | 700 | 505 | 510 | 442 | No
2028-09-10 02:00 | 2028 Initial | 700 | 505 | 510 | 442 | No
2028-09-10 03:00 | 2028 Initial | 700 | 505 | 510 | 442 | No
2028-09-10 04:00 | 2028 Initial | 700 | 358.71 | 510 | 442 | No
2028-09-10 05:00 | 2028 Initial | 700 | 58.71 | 210 | 359.13 | No
2028-09-10 06:00 | 2028 Initial | 700 | 0 | 0 | 441.33 | No
2028-09-10 07:00 | 2028 Initial | 700 | 0 | 0 | 410.4 | No
2028-09-10 08:00 | 2028 Initial | 700 | 0 | -250.13 | 442 | No
2028-09-10 09:00 | 2028 Initial | 700 | 0 | -65.13 | 442 | No
2028-09-10 10:00 | 2028 Initial | 618.55 | 0 | 0 | 423.03 | No
2028-09-10 11:00 | 2028 Initial | 487.04 | 0 | 0 | 442 | No
2028-09-10 12:00 | 2028 Initial | 333.52 | 0 | 0 | 236.87 | No
2028-09-10 13:00 | 2028 Initial | 563.77 | 0 | 0 | 270.82 | No
2028-09-10 14:00 | 2028 Initial | 18 | 0 | 0 | 314.72 | No
2028-09-10 15:00 | 2028 Initial | 349.87 | 0 | 0 | 364.46 | No
2028-09-10 16:00 | 2028 Initial | 652.93 | 0 | 0 | 327.98 | No
2028-09-10 17:00 | 2028 Initial | 700 | 0 | 0 | 310.93 | No
2028-09-10 18:00 | 2028 Initial | 700 | 0 | -159.44 | 400.88 | No
2028-09-10 19:00 | 2028 Initial | 700 | 0 | -319.73 | 418.49 | No
2028-09-10 20:00 | 2028 Initial | 700 | 0 | -90 | 173.28 | No
2028-09-10 21:00 | 2028 Initial | 639.22 | 38.91 | 210 | 415.23 | No
2028-09-10 22:00 | 2028 Initial | 700 | 338.91 | 510 | 442 | No
2028-09-10 23:00 | 2028 Initial | 700 | 188 | 510 | 442 | No
2028-09-11 | 2028 Initial | 700 | 9.25 | 510 | 442 | No
2028-09-11 01:00 | 2028 Initial | 254.94 | 0 | 510 | 186.9 | No
2028-09-11 02:00 | 2028 Initial | -345.06 | 300 | 510 | 442 | No
2028-09-11 03:00 | 2028 Initial | -700 | 505 | 510 | 442 | No
2028-09-11 04:00 | 2028 Initial | -700 | 505 | 510 | 442 | Yes
2028-09-11 05:00 | 2028 Initial | -700 | 505 | 510 | 397.96 | Yes
2028-09-11 06:00 | 2028 Initial | -700 | 205 | 210 | 142 | No
2028-09-11 07:00 | 2028 Initial | -472.62 | 505 | 510 | 442 | No
2028-09-11 08:00 | 2028 Initial | -100.29 | 505 | 510 | 442 | No
2028-09-11 09:00 | 2028 Initial | -308.44 | 505 | 510 | 442 | No
2028-09-11 10:00 | 2028 Initial | -365.79 | 505 | 510 | 442 | No
2028-09-11 11:00 | 2028 Initial | 0 | 205 | 356.49 | 432.3 | No
2028-09-11 12:00 | 2028 Initial | 0 | 241.19 | 510 | 442 | No
2028-09-11 13:00 | 2028 Initial | -331.72 | 505 | 510 | 442 | No
2028-09-11 14:00 | 2028 Initial | 106.15 | 205 | 210 | 345.12 | No
2028-09-11 15:00 | 2028 Initial | 700 | 0 | 309.84 | 190.13 | No
2028-09-11 16:00 | 2028 Initial | 618.54 | 180.52 | 210 | 442 | No
2028-09-11 17:00 | 2028 Initial | 700 | 480.52 | 510 | 442 | No
2028-09-11 18:00 | 2028 Initial | 700 | 180.52 | 394.45 | 424.03 | No
2028-09-11 19:00 | 2028 Initial | 700 | 205 | 358.74 | 234.98 | No
2028-09-11 20:00 | 2028 Initial | 700 | 505 | 510 | 442 | No
2028-09-11 21:00 | 2028 Initial | 700 | 462.98 | 510 | 442 | No
2028-09-11 22:00 | 2028 Initial | 700 | 287.37 | 510 | 442 | No
2028-09-11 23:00 | 2028 Initial | 700 | 207.24 | 510 | 442 | No
2028-09-12 | 2028 Initial | 700 | 0 | 510 | 382.66 | No
2028-09-12 01:00 | 2028 Initial | 700 | 0 | 454.91 | 205.25 | No
2028-09-12 02:00 | 2028 Initial | 700 | 0 | 230.35 | 243.14 | No
2028-09-12 03:00 | 2028 Initial | 700 | 0 | 80.7 | 262.65 | No
2028-09-12 04:00 | 2028 Initial | 700 | 0 | 380.7 | 233.11 | No
2028-09-12 05:00 | 2028 Initial | 700 | 0 | 360.64 | 264.78 | No
2028-09-12 06:00 | 2028 Initial | 700 | 145.73 | 388.64 | 442 | No
2028-09-12 07:00 | 2028 Initial | 700 | 445.73 | 510 | 442 | No
2028-09-12 08:00 | 2028 Initial | 700 | 505 | 510 | 442 | No
2028-09-12 09:00 | 2028 Initial | 700 | 205 | 498.44 | 442 | No
2028-09-12 10:00 | 2028 Initial | 700 | 0 | 198.44 | 327.2 | No
2028-09-12 11:00 | 2028 Initial | 476.68 | 0 | 0 | 196 | No
2028-09-12 12:00 | 2028 Initial | 443.34 | 0 | 0 | 152.68 | No
2028-09-12 13:00 | 2028 Initial | 600 | 0 | 49.88 | 155.58 | No
2028-09-12 14:00 | 2028 Initial | 0 | 0 | -70.87 | 175.97 | No
2028-09-12 15:00 | 2028 Initial | -285.43 | 0 | 0 | 363.83 | No
2028-09-12 16:00 | 2028 Initial | -193.15 | 0 | 0 | 274.4 | No
2028-09-12 17:00 | 2028 Initial | 383.48 | 0 | 0 | 442 | No
2028-09-12 18:00 | 2028 Initial | 163.36 | 205 | 0 | 196.6 | No
2028-09-12 19:00 | 2028 Initial | -436.49 | 505 | 0 | 442 | No
2028-09-12 20:00 | 2028 Initial | -643.32 | 505 | 0 | 442 | No
2028-09-12 21:00 | 2028 Initial | -700 | 505 | 0 | 442 | Yes
2028-09-12 22:00 | 2028 Initial | -700 | 505 | 0 | 442 | Yes
2028-09-12 23:00 | 2028 Initial | -700 | 505 | 0 | 355.35 | Yes
2028-09-13 | 2028 Initial | -700 | 505 | 0 | 354.58 | No
2028-09-13 01:00 | 2028 Initial | -700 | 505 | 0 | 264.87 | No
2028-09-13 02:00 | 2028 Initial | -700 | 505 | 0 | 435.06 | No
2028-09-13 03:00 | 2028 Initial | -700 | 505 | 0 | 442 | No
2028-09-13 04:00 | 2028 Initial | -700 | 505 | 0 | 442 | No
2028-09-13 05:00 | 2028 Initial | -426.61 | 218.34 | 0 | 312.52 | No
2028-09-13 06:00 | 2028 Initial | -136.25 | 205 | 0 | 142 | No
2028-09-13 07:00 | 2028 Initial | -136.25 | 505 | 0 | 442 | No
2028-09-13 08:00 | 2028 Initial | -700 | 505 | 0 | 442 | No
2028-09-13 09:00 | 2028 Initial | -700 | 505 | 0 | 442 | No
2028-09-13 10:00 | 2028 Initial | -700 | 505 | 0 | 442 | Yes
2028-09-13 11:00 | 2028 Initial | -700 | 505 | 0 | 442 | Yes
2028-09-13 12:00 | 2028 Initial | -100 | 505 | 0 | 442 | Yes
2028-09-13 13:00 | 2028 Initial | -546.12 | 505 | 0 | 442 | Yes
2028-09-13 14:00 | 2028 Initial | -700 | 505 | 0 | 442 | Yes
2028-09-13 15:00 | 2028 Initial | -700 | 505 | 0 | 442 | Yes
2028-09-13 16:00 | 2028 Initial | -249.44 | 505 | 0 | 442 | No
2028-09-13 17:00 | 2028 Initial | 350.56 | 245.79 | 0 | 442 | No
2028-09-13 18:00 | 2028 Initial | 700 | 140.17 | 0 | 442 | No
2028-09-13 19:00 | 2028 Initial | 700 | 351.62 | 0 | 442 | No
2028-09-13 20:00 | 2028 Initial | 700 | 505 | 0 | 442 | No
2028-09-13 21:00 | 2028 Initial | 700 | 505 | 0 | 442 | No
2028-09-13 22:00 | 2028 Initial | 700 | 505 | 0 | 442 | No
2028-09-13 23:00 | 2028 Initial | 700 | 304.95 | 0 | 442 | No
2028-09-14 | 2028 Initial | 700 | 505 | 0 | 442 | No
2028-09-14 01:00 | 2028 Initial | 700 | 505 | 0 | 442 | No
2028-09-14 02:00 | 2028 Initial | 700 | 237.8 | 0 | 442 | No
2028-09-14 03:00 | 2028 Initial | 700 | 310.34 | 0 | 442 | No
2028-09-14 04:00 | 2028 Initial | 700 | 283.95 | 0 | 442 | No
2028-09-14 05:00 | 2028 Initial | 700 | -16.05 | 0 | 442 | No
2028-09-14 06:00 | 2028 Initial | 700 | -316.05 | 0 | 221.31 | No
2028-09-14 07:00 | 2028 Initial | 700 | -85.55 | 0 | 425.29 | No
2028-09-14 08:00 | 2028 Initial | 700 | -126.1 | 0 | 442 | No
2028-09-14 09:00 | 2028 Initial | 700 | 0 | 0 | 442 | No
2028-09-14 10:00 | 2028 Initial | 700 | -126.94 | 0 | 442 | No
2028-09-14 11:00 | 2028 Initial | 700 | -127.74 | 0 | 442 | No
2028-09-14 12:00 | 2028 Initial | 700 | -427.74 | 0 | 442 | No
2028-09-14 13:00 | 2028 Initial | 700 | -353.32 | 0 | 442 | No
2028-09-14 14:00 | 2028 Initial | 700 | -526 | 0 | 434.7 | No
2028-09-14 15:00 | 2028 Initial | 700 | -502.02 | 0 | 442 | No
2028-09-14 16:00 | 2028 Initial | 700 | -298.31 | 0 | 442 | No
2028-09-14 17:00 | 2028 Initial | 700 | -121.34 | 0 | 442 | No
2028-09-14 18:00 | 2028 Initial | 700 | 0 | 0 | 442 | No
2028-09-14 19:00 | 2028 Initial | 700 | 0 | -510 | 442 | No
2028-09-14 20:00 | 2028 Initial | 700 | 0 | -210 | 442 | No
2028-09-14 21:00 | 2028 Initial | 674.29 | 134.84 | 90 | 442 | No
2028-09-14 22:00 | 2028 Initial | 700 | 434.84 | 390 | 442 | No
2028-09-14 23:00 | 2028 Initial | 700 | 341.16 | 510 | 442 | No
2028-09-15 | 2028 Initial | 700 | 505 | 510 | 442 | No
2028-09-15 01:00 | 2028 Initial | 700 | 505 | 510 | 442 | No
2028-09-15 02:00 | 2028 Initial | 700 | 505 | 510 | 442 | No
2028-09-15 03:00 | 2028 Initial | 700 | 505 | 510 | 442 | No
2028-09-15 04:00 | 2028 Initial | 700 | 267.52 | 510 | 442 | No
2028-09-15 05:00 | 2028 Initial | 700 | 505 | 510 | 442 | No
2028-09-15 06:00 | 2028 Initial | 700 | 505 | 510 | 442 | No
2028-09-15 07:00 | 2028 Initial | 700 | 505 | 510 | 442 | No
2028-09-15 08:00 | 2028 Initial | 700 | 505 | 510 | 442 | No
2028-09-15 09:00 | 2028 Initial | 700 | 205 | 490.1 | 442 | No
2028-09-15 10:00 | 2028 Initial | 700 | 0 | 190.1 | 344.6 | No
2028-09-15 11:00 | 2028 Initial | 700 | 0 | 0 | 442 | No
2028-09-15 12:00 | 2028 Initial | 700 | 0 | 0 | 442 | No
2028-09-15 13:00 | 2028 Initial | 700 | 0 | 0 | 442 | No
2028-09-15 14:00 | 2028 Initial | 700 | 44.04 | 0 | 442 | No
2028-09-15 15:00 | 2028 Initial | 700 | -255.96 | -300 | 316.59 | No
2028-09-15 16:00 | 2028 Initial | 700 | -33.6 | 0 | 372.68 | No
2028-09-15 17:00 | 2028 Initial | 700 | 0 | 300 | 442 | No
2028-09-15 18:00 | 2028 Initial | 700 | 146.43 | 510 | 442 | No
2028-09-15 19:00 | 2028 Initial | 700 | 146.43 | 510 | 442 | No
2028-09-15 20:00 | 2028 Initial | 700 | 446.43 | 510 | 442 | No
2028-09-15 21:00 | 2028 Initial | 700 | 417.74 | 510 | 442 | No
2028-09-15 22:00 | 2028 Initial | 700 | 117.74 | 510 | 442 | No
2028-09-15 23:00 | 2028 Initial | 700 | 0 | 510 | 294.81 | No
2028-09-16 | 2028 Initial | 700 | 300 | 510 | 442 | No
2028-09-16 01:00 | 2028 Initial | 700 | 407.57 | 510 | 442 | No
2028-09-16 02:00 | 2028 Initial | 700 | 288.98 | 510 | 442 | No
2028-09-16 03:00 | 2028 Initial | 700 | 505 | 510 | 442 | No
2028-09-16 04:00 | 2028 Initial | 700 | 487.26 | 510 | 442 | No
2028-09-16 05:00 | 2028 Initial | 700 | 369.21 | 510 | 442 | No
2028-09-16 06:00 | 2028 Initial | 700 | 294.23 | 510 | 442 | No
2028-09-16 07:00 | 2028 Initial | 700 | 366.33 | 510 | 442 | No
2028-09-16 08:00 | 2028 Initial | 700 | 264.73 | 510 | 442 | No
2028-09-16 09:00 | 2028 Initial | 700 | 462.91 | 510 | 442 | No
2028-09-16 10:00 | 2028 Initial | 700 | 262.59 | 510 | 442 | No
2028-09-16 11:00 | 2028 Initial | 700 | 156.49 | 510 | 442 | No
2028-09-16 12:00 | 2028 Initial | 700 | 97.4 | 510 | 442 | No
2028-09-16 13:00 | 2028 Initial | 700 | 97.4 | 510 | 442 | No
2028-09-16 14:00 | 2028 Initial | 700 | 317.58 | 510 | 442 | No
2028-09-16 15:00 | 2028 Initial | 700 | 505 | 510 | 442 | No
2028-09-16 16:00 | 2028 Initial | 700 | 402.26 | 510 | 442 | No
2028-09-16 17:00 | 2028 Initial | 700 | 505 | 510 | 442 | No
2028-09-16 18:00 | 2028 Initial | 700 | 205 | 215.31 | 442 | No
2028-09-16 19:00 | 2028 Initial | 700 | 368.46 | 510 | 442 | No
2028-09-16 20:00 | 2028 Initial | 700 | 505 | 510 | 442 | No
2028-09-16 21:00 | 2028 Initial | 700 | 488.34 | 510 | 442 | No
2028-09-16 22:00 | 2028 Initial | 700 | 493.13 | 510 | 442 | No
2028-09-16 23:00 | 2028 Initial | 700 | 193.13 | 510 | 400.62 | No
2028-09-17 | 2028 Initial | 700 | 18.23 | 510 | 442 | No
2028-09-17 01:00 | 2028 Initial | 700 | 242.37 | 510 | 442 | No
2028-09-17 02:00 | 2028 Initial | 700 | 505 | 510 | 442 | No
2028-09-17 03:00 | 2028 Initial | 700 | 505 | 510 | 442 | No
2028-09-17 04:00 | 2028 Initial | 700 | 474.02 | 510 | 442 | No
2028-09-17 05:00 | 2028 Initial | 700 | 174.02 | 510 | 442 | No
2028-09-17 06:00 | 2028 Initial | 700 | 161.73 | 510 | 442 | No
2028-09-17 07:00 | 2028 Initial | 700 | 93.43 | 510 | 442 | No
2028-09-17 08:00 | 2028 Initial | 700 | 0 | 300 | 442 | No
2028-09-17 09:00 | 2028 Initial | 700 | 0 | 0 | 408.77 | No
2028-09-17 10:00 | 2028 Initial | 700 | 0 | 0 | 408.77 | No
2028-09-17 11:00 | 2028 Initial | 352.5 | 0 | 0 | 442 | No
2028-09-17 12:00 | 2028 Initial | 610.94 | 0 | 0 | 442 | No
2028-09-17 13:00 | 2028 Initial | 193.95 | 0 | 0 | 438.24 | No
2028-09-17 14:00 | 2028 Initial | 700 | -177.21 | -210 | 442 | No
2028-09-17 15:00 | 2028 Initial | 700 | -477.21 | -510 | 319.04 | No
2028-09-17 16:00 | 2028 Initial | 700 | -300 | -312.96 | 377.31 | No
2028-09-17 17:00 | 2028 Initial | 700 | 0 | -12.96 | 442 | No
2028-09-17 18:00 | 2028 Initial | 700 | 0 | 120.96 | 379.79 | No
2028-09-17 19:00 | 2028 Initial | 700 | 0 | 336.83 | 371.37 | No
2028-09-17 20:00 | 2028 Initial | 700 | 0 | 510 | 442 | No
2028-09-17 21:00 | 2028 Initial | 700 | 294.76 | 510 | 442 | No
2028-09-17 22:00 | 2028 Initial | 700 | 424.08 | 510 | 442 | No
2028-09-17 23:00 | 2028 Initial | 700 | 226.77 | 510 | 442 | No
2028-09-18 | 2028 Initial | 700 | 224.04 | 510 | 442 | No
2028-09-18 01:00 | 2028 Initial | 700 | 281.72 | 510 | 442 | No
2028-09-18 02:00 | 2028 Initial | 700 | 274.05 | 510 | 442 | No
2028-09-18 03:00 | 2028 Initial | 700 | 274.05 | 510 | 442 | No
2028-09-18 04:00 | 2028 Initial | 700 | 76.34 | 510 | 442 | No
2028-09-18 05:00 | 2028 Initial | 700 | 71.18 | 510 | 442 | No
2028-09-18 06:00 | 2028 Initial | 700 | 301.75 | 510 | 442 | No
2028-09-18 07:00 | 2028 Initial | 700 | 326.56 | 510 | 442 | No
2028-09-18 08:00 | 2028 Initial | 700 | 389.7 | 510 | 442 | No
2028-09-18 09:00 | 2028 Initial | 700 | 144.05 | 510 | 442 | No
2028-09-18 10:00 | 2028 Initial | 543.04 | 0 | 210 | 442 | No
2028-09-18 11:00 | 2028 Initial | 350.82 | 0 | 0 | 442 | No
2028-09-18 12:00 | 2028 Initial | 76.15 | 0 | 0 | 442 | No
2028-09-18 13:00 | 2028 Initial | 155.51 | 0 | 0 | 442 | No
2028-09-18 14:00 | 2028 Initial | 108.53 | 0 | 0 | 442 | No
2028-09-18 15:00 | 2028 Initial | 205.8 | 0 | 0 | 442 | No
2028-09-18 16:00 | 2028 Initial | 354.79 | 0 | 159.28 | 442 | No
2028-09-18 17:00 | 2028 Initial | 700 | 102.94 | 459.28 | 442 | No
2028-09-18 18:00 | 2028 Initial | 700 | 402.94 | 510 | 442 | No
2028-09-18 19:00 | 2028 Initial | 700 | 505 | 510 | 442 | No
2028-09-18 20:00 | 2028 Initial | 700 | 505 | 510 | 442 | No
2028-09-18 21:00 | 2028 Initial | 700 | 505 | 510 | 442 | No
2028-09-18 22:00 | 2028 Initial | 700 | 505 | 510 | 442 | No
2028-09-18 23:00 | 2028 Initial | 700 | 362.14 | 510 | 442 | No
2028-09-19 | 2028 Initial | 700 | 62.14 | 510 | 442 | No
2028-09-19 01:00 | 2028 Initial | 700 | 205 | 510 | 411.52 | No
2028-09-19 02:00 | 2028 Initial | 700 | 505 | 510 | 442 | No
2028-09-19 03:00 | 2028 Initial | 700 | 205 | 510 | 442 | No
2028-09-19 04:00 | 2028 Initial | 700 | 0 | 510 | 387.58 | No
2028-09-19 05:00 | 2028 Initial | 700 | 96.57 | 510 | 442 | No
2028-09-19 06:00 | 2028 Initial | 700 | 396.57 | 510 | 442 | No
2028-09-19 07:00 | 2028 Initial | 700 | 505 | 510 | 442 | No
2028-09-19 08:00 | 2028 Initial | 700 | 505 | 510 | 442 | No
2028-09-19 09:00 | 2028 Initial | 700 | 215.49 | 510 | 442 | No
2028-09-19 10:00 | 2028 Initial | 700 | 0 | 211.61 | 442 | No
2028-09-19 11:00 | 2028 Initial | 536.1 | 0 | 0 | 442 | No
2028-09-19 12:00 | 2028 Initial | 313.17 | 0 | 0 | 442 | No
2028-09-19 13:00 | 2028 Initial | 420.63 | 0 | 0 | 442 | No
2028-09-19 14:00 | 2028 Initial | 514.17 | 0 | 0 | 442 | No
2028-09-19 15:00 | 2028 Initial | 700 | 0 | 67.51 | 442 | No
2028-09-19 16:00 | 2028 Initial | 700 | 177.05 | 210 | 442 | No
2028-09-19 17:00 | 2028 Initial | 700 | 477.05 | 510 | 442 | No
2028-09-19 18:00 | 2028 Initial | 700 | 505 | 510 | 442 | No
2028-09-19 19:00 | 2028 Initial | 700 | 505 | 510 | 442 | No
2028-09-19 20:00 | 2028 Initial | 700 | 505 | 510 | 442 | No
2028-09-19 21:00 | 2028 Initial | 700 | 505 | 510 | 442 | No
2028-09-19 22:00 | 2028 Initial | 700 | 505 | 510 | 442 | No
2028-09-19 23:00 | 2028 Initial | 700 | 489.68 | 510 | 442 | No
2028-09-20 | 2028 Initial | 700 | 505 | 510 | 442 | No
2028-09-20 01:00 | 2028 Initial | 700 | 505 | 510 | 442 | No
2028-09-20 02:00 | 2028 Initial | 700 | 505 | 510 | 442 | No
2028-09-20 03:00 | 2028 Initial | 700 | 505 | 510 | 442 | No
2028-09-20 04:00 | 2028 Initial | 700 | 505 | 510 | 442 | No
2028-09-20 05:00 | 2028 Initial | 700 | 505 | 510 | 442 | No
2028-09-20 06:00 | 2028 Initial | 700 | 505 | 510 | 442 | No
2028-09-20 07:00 | 2028 Initial | 700 | 205 | 510 | 442 | No
2028-09-20 08:00 | 2028 Initial | 700 | 505 | 510 | 442 | No
2028-09-20 09:00 | 2028 Initial | 700 | 473.81 | 510 | 442 | No
2028-09-20 10:00 | 2028 Initial | 700 | 386.61 | 510 | 442 | No
2028-09-20 11:00 | 2028 Initial | 700 | 86.61 | 510 | 442 | No
2028-09-20 12:00 | 2028 Initial | 700 | 0 | 510 | 442 | No
2028-09-20 13:00 | 2028 Initial | 700 | 0 | 510 | 442 | No
2028-09-20 14:00 | 2028 Initial | 700 | 0 | 510 | 442 | No
2028-09-20 15:00 | 2028 Initial | 700 | 224.88 | 510 | 442 | No
2028-09-20 16:00 | 2028 Initial | 700 | 365.52 | 510 | 442 | No
2028-09-20 17:00 | 2028 Initial | 700 | 375.38 | 510 | 442 | No
2028-09-20 18:00 | 2028 Initial | 700 | 505 | 510 | 442 | No
2028-09-20 19:00 | 2028 Initial | 700 | 505 | 510 | 442 | No
2028-09-20 20:00 | 2028 Initial | 700 | 505 | 510 | 442 | No
2028-09-20 21:00 | 2028 Initial | 700 | 505 | 510 | 442 | No
2028-09-20 22:00 | 2028 Initial | 700 | 505 | 510 | 442 | No
2028-09-20 23:00 | 2028 Initial | 700 | 205 | 510 | 397.32 | No
2028-09-21 | 2028 Initial | 700 | 505 | 510 | 442 | No
2028-09-21 01:00 | 2028 Initial | 700 | 505 | 510 | 442 | No
2028-09-21 02:00 | 2028 Initial | 700 | 505 | 510 | 442 | No
2028-09-21 03:00 | 2028 Initial | 700 | 505 | 510 | 442 | No
2028-09-21 04:00 | 2028 Initial | 700 | 505 | 510 | 442 | No
2028-09-21 05:00 | 2028 Initial | 700 | 300 | 510 | 442 | No
2028-09-21 06:00 | 2028 Initial | 700 | 0 | 210 | 142 | No
2028-09-21 07:00 | 2028 Initial | 700 | 0 | 0 | 312.55 | No
2028-09-21 08:00 | 2028 Initial | 700 | 0 | 145.94 | 375.35 | No
2028-09-21 09:00 | 2028 Initial | 700 | 0 | 0 | 313.8 | No
2028-09-21 10:00 | 2028 Initial | 700 | 0 | 242.51 | 317.69 | No
2028-09-21 11:00 | 2028 Initial | 700 | 0 | 0 | 441.36 | No
2028-09-21 12:00 | 2028 Initial | 700 | 0 | 0 | 374.46 | No
2028-09-21 13:00 | 2028 Initial | 700 | 0 | 0 | 442 | No
2028-09-21 14:00 | 2028 Initial | 700 | 0 | 168.27 | 442 | No
2028-09-21 15:00 | 2028 Initial | 700 | 0 | 166.79 | 351.41 | No
2028-09-21 16:00 | 2028 Initial | 700 | 91.23 | 466.79 | 442 | No
2028-09-21 17:00 | 2028 Initial | 700 | 0 | 501.58 | 399.48 | No
2028-09-21 18:00 | 2028 Initial | 700 | 151.83 | 510 | 442 | No
2028-09-21 19:00 | 2028 Initial | 700 | 187.69 | 510 | 442 | No
2028-09-21 20:00 | 2028 Initial | 700 | 487.69 | 510 | 442 | No
2028-09-21 21:00 | 2028 Initial | 700 | 505 | 510 | 442 | No
2028-09-21 22:00 | 2028 Initial | 700 | 505 | 510 | 442 | No
2028-09-21 23:00 | 2028 Initial | 700 | 460.02 | 510 | 442 | No
2028-09-22 | 2028 Initial | 700 | 187.02 | 510 | 442 | No
2028-09-22 01:00 | 2028 Initial | 700 | 397.44 | 510 | 442 | No
2028-09-22 02:00 | 2028 Initial | 700 | 114.99 | 510 | 442 | No
2028-09-22 03:00 | 2028 Initial | 700 | 19.14 | 510 | 442 | No
2028-09-22 04:00 | 2028 Initial | 680.51 | 0 | 510 | 221.31 | No
2028-09-22 05:00 | 2028 Initial | 80.51 | 247.27 | 510 | 442 | No
2028-09-22 06:00 | 2028 Initial | 438.04 | 0 | 210 | 142 | No
2028-09-22 07:00 | 2028 Initial | 700 | 0 | 478.82 | 142 | No
2028-09-22 08:00 | 2028 Initial | 500 | 283.9 | 510 | 442 | No
2028-09-22 09:00 | 2028 Initial | -100 | 205 | 510 | 271.6 | No
2028-09-22 10:00 | 2028 Initial | -700 | 505 | 510 | 442 | No
2028-09-22 11:00 | 2028 Initial | -700 | 505 | 510 | 442 | No
2028-09-22 12:00 | 2028 Initial | -700 | 505 | 510 | 442 | No
2028-09-22 13:00 | 2028 Initial | -700 | 505 | 510 | 442 | No
2028-09-22 14:00 | 2028 Initial | -700 | 505 | 510 | 442 | No
2028-09-22 15:00 | 2028 Initial | -416.76 | 505 | 510 | 442 | No
2028-09-22 16:00 | 2028 Initial | 15.52 | 505 | 510 | 442 | No
2028-09-22 17:00 | 2028 Initial | 615.52 | 353.18 | 510 | 442 | No
2028-09-22 18:00 | 2028 Initial | 700 | 149.81 | 510 | 442 | No
2028-09-22 19:00 | 2028 Initial | 700 | 449.81 | 510 | 442 | No
2028-09-22 20:00 | 2028 Initial | 700 | 353.21 | 510 | 442 | No
2028-09-22 21:00 | 2028 Initial | 700 | 316.63 | 510 | 442 | No
2028-09-22 22:00 | 2028 Initial | 700 | 93.01 | 510 | 442 | No
2028-09-22 23:00 | 2028 Initial | 700 | 0 | 510 | 442 | No
2028-09-23 | 2028 Initial | 700 | 300 | 510 | 442 | No
2028-09-23 01:00 | 2028 Initial | 700 | 505 | 510 | 442 | No
2028-09-23 02:00 | 2028 Initial | 700 | 505 | 510 | 442 | No
2028-09-23 03:00 | 2028 Initial | 700 | 505 | 510 | 442 | No
2028-09-23 04:00 | 2028 Initial | 700 | 505 | 510 | 442 | No
2028-09-23 05:00 | 2028 Initial | 700 | 505 | 510 | 442 | No
2028-09-23 06:00 | 2028 Initial | 700 | 505 | 510 | 442 | No
2028-09-23 07:00 | 2028 Initial | 700 | 505 | 510 | 442 | No
2028-09-23 08:00 | 2028 Initial | 700 | 505 | 510 | 442 | No
2028-09-23 09:00 | 2028 Initial | 700 | 505 | 510 | 442 | No
2028-09-23 10:00 | 2028 Initial | 700 | 505 | 510 | 442 | No
2028-09-23 11:00 | 2028 Initial | 700 | 505 | 510 | 442 | No
2028-09-23 12:00 | 2028 Initial | 700 | 205 | 510 | 442 | No
2028-09-23 13:00 | 2028 Initial | 700 | 139.91 | 510 | 442 | No
2028-09-23 14:00 | 2028 Initial | 700 | 0 | 510 | 442 | No
2028-09-23 15:00 | 2028 Initial | 700 | 0 | 497.02 | 295.96 | No
2028-09-23 16:00 | 2028 Initial | 700 | 0 | 204.47 | 200.09 | No
2028-09-23 17:00 | 2028 Initial | 700 | 0 | 504.47 | 229.61 | No
2028-09-23 18:00 | 2028 Initial | 700 | 0 | 510 | 315.95 | No
2028-09-23 19:00 | 2028 Initial | 700 | 0 | 430 | 326.07 | No
2028-09-23 20:00 | 2028 Initial | 700 | 0 | 262.3 | 356.91 | No
2028-09-23 21:00 | 2028 Initial | 700 | 0 | 237.46 | 222.54 | No
2028-09-23 22:00 | 2028 Initial | 700 | 261.28 | 510 | 442 | No
2028-09-23 23:00 | 2028 Initial | 700 | 422.58 | 510 | 442 | No
2028-09-24 | 2028 Initial | 700 | 290.99 | 510 | 442 | No
2028-09-24 01:00 | 2028 Initial | 387.33 | 55.9 | 510 | 442 | No
2028-09-24 02:00 | 2028 Initial | -212.67 | 205 | 510 | 442 | No
2028-09-24 03:00 | 2028 Initial | -371.11 | 505 | 510 | 442 | No
2028-09-24 04:00 | 2028 Initial | 0 | 205 | 218.16 | 142 | No
2028-09-24 05:00 | 2028 Initial | 600 | 0 | 94.51 | 0 | No
2028-09-24 06:00 | 2028 Initial | 400.83 | 0 | 210 | 142 | No
2028-09-24 07:00 | 2028 Initial | 0 | 48.33 | 510 | 442 | No
2028-09-24 08:00 | 2028 Initial | 600 | 19.26 | 510 | 442 | No
2028-09-24 09:00 | 2028 Initial | 0 | 273.23 | 510 | 408.87 | No
2028-09-24 10:00 | 2028 Initial | -600 | 398.56 | 510 | 164.55 | No
2028-09-24 11:00 | 2028 Initial | -700 | 505 | 510 | 335.84 | No
2028-09-24 12:00 | 2028 Initial | -700 | 205 | 210 | 35.84 | No
2028-09-24 13:00 | 2028 Initial | -646.94 | 0 | 0 | 0 | No
2028-09-24 14:00 | 2028 Initial | -700 | 0 | -149.6 | 0 | No
2028-09-24 15:00 | 2028 Initial | -700 | 0 | -125.38 | 0 | No
2028-09-24 16:00 | 2028 Initial | -100 | -5.33 | -153.44 | 108.93 | No
2028-09-24 17:00 | 2028 Initial | 500 | 0 | 146.56 | 408.93 | No
2028-09-24 18:00 | 2028 Initial | 700 | -228.81 | -90 | 442 | No
2028-09-24 19:00 | 2028 Initial | 700 | 71.19 | 210 | 442 | No
2028-09-24 20:00 | 2028 Initial | 700 | 371.19 | 510 | 442 | No
2028-09-24 21:00 | 2028 Initial | 700 | 259.07 | 510 | 442 | No
2028-09-24 22:00 | 2028 Initial | 700 | 505 | 510 | 442 | No
2028-09-24 23:00 | 2028 Initial | 224.47 | 505 | 510 | 442 | No
2028-09-25 | 2028 Initial | 91.71 | 505 | 510 | 442 | No
2028-09-25 01:00 | 2028 Initial | -242.64 | 505 | 510 | 442 | No
2028-09-25 02:00 | 2028 Initial | -333.13 | 505 | 510 | 442 | No
2028-09-25 03:00 | 2028 Initial | -430.24 | 505 | 510 | 442 | No
2028-09-25 04:00 | 2028 Initial | -700 | 505 | 510 | 442 | No
2028-09-25 05:00 | 2028 Initial | -100 | 205 | 212.66 | 142 | No
2028-09-25 06:00 | 2028 Initial | 130.19 | 0 | 0 | 224.81 | No
2028-09-25 07:00 | 2028 Initial | 700 | 0 | 295.62 | 442 | No
2028-09-25 08:00 | 2028 Initial | 500 | 0 | 391.9 | 442 | No
2028-09-25 09:00 | 2028 Initial | -100 | 300 | 510 | 442 | No
2028-09-25 10:00 | 2028 Initial | -700 | 505 | 510 | 442 | Yes
2028-09-25 11:00 | 2028 Initial | -700 | 505 | 510 | 305.66 | Yes
2028-09-25 12:00 | 2028 Initial | -700 | 505 | 510 | 212.68 | Yes
2028-09-25 13:00 | 2028 Initial | -700 | 505 | 510 | 259.81 | Yes
2028-09-25 14:00 | 2028 Initial | -700 | 505 | 510 | 198.67 | Yes
2028-09-25 15:00 | 2028 Initial | -700 | 505 | 510 | 298.23 | No
2028-09-25 16:00 | 2028 Initial | -100 | 332.53 | 510 | 442 | No
2028-09-25 17:00 | 2028 Initial | 500 | 32.53 | 510 | 414.6 | No
2028-09-25 18:00 | 2028 Initial | 700 | 268.03 | 510 | 442 | No
2028-09-25 19:00 | 2028 Initial | 700 | 477.49 | 510 | 367.05 | No
2028-09-25 20:00 | 2028 Initial | 700 | 505 | 510 | 442 | No
2028-09-25 21:00 | 2028 Initial | 700 | 505 | 510 | 442 | No
2028-09-25 22:00 | 2028 Initial | 700 | 505 | 510 | 442 | No
2028-09-25 23:00 | 2028 Initial | 700 | 245.74 | 510 | 442 | No
2028-09-26 | 2028 Initial | 700 | 459.19 | 510 | 442 | No
2028-09-26 01:00 | 2028 Initial | 700 | 239.16 | 510 | 442 | No
2028-09-26 02:00 | 2028 Initial | 700 | 147.71 | 510 | 442 | No
2028-09-26 03:00 | 2028 Initial | 700 | 0 | 510 | 442 | No
2028-09-26 04:00 | 2028 Initial | 700 | 0 | 510 | 339.47 | No
2028-09-26 05:00 | 2028 Initial | 700 | 0 | 478.43 | 142 | No
2028-09-26 06:00 | 2028 Initial | 700 | 21.17 | 510 | 442 | No
2028-09-26 07:00 | 2028 Initial | 700 | 321.17 | 510 | 442 | No
2028-09-26 08:00 | 2028 Initial | 700 | 505 | 510 | 442 | No
2028-09-26 09:00 | 2028 Initial | 700 | 332.25 | 510 | 442 | No
2028-09-26 10:00 | 2028 Initial | 700 | 205 | 210 | 142 | No
2028-09-26 11:00 | 2028 Initial | 100 | 505 | 510 | 442 | No
2028-09-26 12:00 | 2028 Initial | 338.15 | 505 | 510 | 442 | No
2028-09-26 13:00 | 2028 Initial | 413.87 | 229.91 | 510 | 442 | No
2028-09-26 14:00 | 2028 Initial | 700 | 0 | 424.16 | 392.9 | No
2028-09-26 15:00 | 2028 Initial | 700 | 93.47 | 510 | 442 | No
2028-09-26 16:00 | 2028 Initial | 700 | 359.86 | 510 | 442 | No
2028-09-26 17:00 | 2028 Initial | 700 | 505 | 510 | 442 | No
2028-09-26 18:00 | 2028 Initial | 700 | 361.74 | 510 | 442 | No
2028-09-26 19:00 | 2028 Initial | 700 | 436.58 | 510 | 442 | No
2028-09-26 20:00 | 2028 Initial | 700 | 505 | 510 | 442 | No
2028-09-26 21:00 | 2028 Initial | 700 | 505 | 510 | 442 | No
2028-09-26 22:00 | 2028 Initial | 700 | 505 | 510 | 442 | No
2028-09-26 23:00 | 2028 Initial | 700 | 505 | 510 | 442 | No
2028-09-27 | 2028 Initial | 700 | 505 | 510 | 442 | No
2028-09-27 01:00 | 2028 Initial | 700 | 505 | 510 | 442 | No
2028-09-27 02:00 | 2028 Initial | 700 | 505 | 510 | 442 | No
2028-09-27 03:00 | 2028 Initial | 700 | 505 | 510 | 442 | No
2028-09-27 04:00 | 2028 Initial | 700 | 505 | 510 | 442 | No
2028-09-27 05:00 | 2028 Initial | 700 | 205 | 510 | 442 | No
2028-09-27 06:00 | 2028 Initial | 700 | 0 | 210 | 220.8 | No
2028-09-27 07:00 | 2028 Initial | 700 | 0 | 215.76 | 419.89 | No
2028-09-27 08:00 | 2028 Initial | 700 | 0 | 431.95 | 442 | No
2028-09-27 09:00 | 2028 Initial | 700 | 0 | 290.51 | 442 | No
2028-09-27 10:00 | 2028 Initial | 700 | 0 | 133.37 | 442 | No
2028-09-27 11:00 | 2028 Initial | 638.14 | 0 | 0 | 442 | No
2028-09-27 12:00 | 2028 Initial | 700 | 0 | 0 | 442 | No
2028-09-27 13:00 | 2028 Initial | 583.84 | 0 | 0 | 442 | No
2028-09-27 14:00 | 2028 Initial | 700 | 0 | 0 | 442 | No
2028-09-27 15:00 | 2028 Initial | 700 | -118.25 | -273.32 | 441.37 | No
2028-09-27 16:00 | 2028 Initial | 700 | 0 | 26.68 | 442 | No
2028-09-27 17:00 | 2028 Initial | 700 | 0 | 326.68 | 442 | No
2028-09-27 18:00 | 2028 Initial | 700 | 0 | 510 | 442 | No
2028-09-27 19:00 | 2028 Initial | 700 | 16.9 | 510 | 442 | No
2028-09-27 20:00 | 2028 Initial | 700 | 0 | 510 | 442 | No
2028-09-27 21:00 | 2028 Initial | 700 | 168.53 | 510 | 442 | No
2028-09-27 22:00 | 2028 Initial | 700 | 420.12 | 510 | 442 | No
2028-09-27 23:00 | 2028 Initial | 700 | 266 | 510 | 442 | No
2028-09-28 | 2028 Initial | 700 | 0 | 510 | 411.22 | No
2028-09-28 01:00 | 2028 Initial | 700 | 0 | 255.86 | 304.43 | No
2028-09-28 02:00 | 2028 Initial | 700 | 0 | 0 | 314.07 | No
2028-09-28 03:00 | 2028 Initial | 700 | 0 | 115.02 | 347.16 | No
2028-09-28 04:00 | 2028 Initial | 700 | 0 | 415.02 | 289.73 | No
2028-09-28 05:00 | 2028 Initial | 700 | 0 | 493.87 | 334.4 | No
2028-09-28 06:00 | 2028 Initial | 700 | 144.7 | 468.82 | 355.49 | No
2028-09-28 07:00 | 2028 Initial | 700 | 444.7 | 510 | 442 | No
2028-09-28 08:00 | 2028 Initial | 700 | 423.86 | 510 | 442 | No
2028-09-28 09:00 | 2028 Initial | 700 | 421.95 | 510 | 442 | No
2028-09-28 10:00 | 2028 Initial | 700 | 199.33 | 510 | 442 | No
2028-09-28 11:00 | 2028 Initial | 700 | 0 | 323.53 | 442 | No
2028-09-28 12:00 | 2028 Initial | 700 | 0 | 23.53 | 442 | No
2028-09-28 13:00 | 2028 Initial | 633.18 | 0 | 0 | 442 | No
2028-09-28 14:00 | 2028 Initial | 428.7 | 0 | 0 | 142 | No
2028-09-28 15:00 | 2028 Initial | 686.67 | 0 | 210 | 208.17 | No
2028-09-28 16:00 | 2028 Initial | 700 | 208.88 | 510 | 442 | No
2028-09-28 17:00 | 2028 Initial | 700 | 205 | 322.13 | 142 | No
2028-09-28 18:00 | 2028 Initial | 700 | 505 | 510 | 442 | No
2028-09-28 19:00 | 2028 Initial | 700 | 505 | 510 | 442 | No
2028-09-28 20:00 | 2028 Initial | 700 | 505 | 510 | 442 | No
2028-09-28 21:00 | 2028 Initial | 700 | 505 | 510 | 442 | No
2028-09-28 22:00 | 2028 Initial | 700 | 505 | 510 | 442 | No
2028-09-28 23:00 | 2028 Initial | 700 | 348.37 | 510 | 442 | No
2028-09-29 | 2028 Initial | 700 | 505 | 510 | 442 | No
2028-09-29 01:00 | 2028 Initial | 700 | 505 | 510 | 442 | No
2028-09-29 02:00 | 2028 Initial | 700 | 505 | 510 | 442 | No
2028-09-29 03:00 | 2028 Initial | 700 | 505 | 510 | 442 | No
2028-09-29 04:00 | 2028 Initial | 700 | 375.31 | 510 | 442 | No
2028-09-29 05:00 | 2028 Initial | 700 | 75.31 | 510 | 442 | No
2028-09-29 06:00 | 2028 Initial | 700 | 0.57 | 210 | 142 | No
2028-09-29 07:00 | 2028 Initial | 700 | 300.57 | 510 | 442 | No
2028-09-29 08:00 | 2028 Initial | 700 | 505 | 510 | 442 | No
2028-09-29 09:00 | 2028 Initial | 700 | 488.95 | 510 | 442 | No
2028-09-29 10:00 | 2028 Initial | 700 | 188.95 | 510 | 442 | No
2028-09-29 11:00 | 2028 Initial | 700 | 290.72 | 510 | 442 | No
2028-09-29 12:00 | 2028 Initial | 700 | 416.23 | 510 | 442 | No
2028-09-29 13:00 | 2028 Initial | 700 | 180.26 | 510 | 442 | No
2028-09-29 14:00 | 2028 Initial | 700 | 0 | 510 | 442 | No
2028-09-29 15:00 | 2028 Initial | 700 | 0 | 510 | 393.83 | No
2028-09-29 16:00 | 2028 Initial | 700 | 0 | 483.8 | 442 | No
2028-09-29 17:00 | 2028 Initial | 700 | 264.65 | 510 | 442 | No
2028-09-29 18:00 | 2028 Initial | 581.51 | 0 | 443.78 | 442 | No
2028-09-29 19:00 | 2028 Initial | -18.49 | 300 | 510 | 442 | No
2028-09-29 20:00 | 2028 Initial | -618.49 | 505 | 510 | 442 | No
2028-09-29 21:00 | 2028 Initial | -700 | 505 | 510 | 442 | Yes
2028-09-29 22:00 | 2028 Initial | -700 | 505 | 510 | 442 | Yes
2028-09-29 23:00 | 2028 Initial | -700 | 505 | 510 | 442 | Yes
2028-09-30 | 2028 Initial | -700 | 505 | 510 | 442 | Yes
2028-09-30 01:00 | 2028 Initial | -700 | 505 | 510 | 269.91 | Yes
2028-09-30 02:00 | 2028 Initial | -161.73 | 505 | 510 | 170.04 | No
2028-09-30 03:00 | 2028 Initial | 391.97 | 505 | 510 | 222.78 | No
2028-09-30 04:00 | 2028 Initial | 646.02 | 505 | 510 | 432.35 | No
2028-09-30 05:00 | 2028 Initial | 376.89 | 505 | 510 | 442 | No
2028-09-30 06:00 | 2028 Initial | 563.29 | 505 | 510 | 442 | No
2028-09-30 07:00 | 2028 Initial | 700 | 505 | 510 | 442 | No
2028-09-30 08:00 | 2028 Initial | 617.98 | 278.67 | 510 | 442 | No
2028-09-30 09:00 | 2028 Initial | 700 | 316 | 510 | 442 | No
2028-09-30 10:00 | 2028 Initial | 700 | 431.27 | 510 | 442 | No
2028-09-30 11:00 | 2028 Initial | 619.23 | 131.27 | 210 | 442 | No
2028-09-30 12:00 | 2028 Initial | 700 | 0 | 510 | 211.09 | No
2028-09-30 13:00 | 2028 Initial | 700 | 0 | 510 | 305.96 | No
2028-09-30 14:00 | 2028 Initial | 700 | 0 | 510 | 438.84 | No
2028-09-30 15:00 | 2028 Initial | 700 | 0 | 510 | 395.24 | No
2028-09-30 16:00 | 2028 Initial | 700 | 0 | 407.79 | 442 | No
2028-09-30 17:00 | 2028 Initial | 700 | 208.57 | 510 | 442 | No
2028-09-30 18:00 | 2028 Initial | 700 | 84.36 | 510 | 442 | No
2028-09-30 19:00 | 2028 Initial | 700 | 84.05 | 510 | 442 | No
2028-09-30 20:00 | 2028 Initial | 700 | 384.05 | 510 | 442 | No
2028-09-30 21:00 | 2028 Initial | 700 | 505 | 510 | 442 | No
2028-09-30 22:00 | 2028 Initial | 700 | 504.99 | 510 | 442 | No
2028-09-30 23:00 | 2028 Initial | 700 | 428.64 | 510 | 442 | No
2028-10-01 | 2028 Initial | 700 | 505 | 510 | 442 | No
2028-10-01 01:00 | 2028 Initial | 700 | 505 | 510 | 442 | No
2028-10-01 02:00 | 2028 Initial | 700 | 505 | 510 | 442 | No
2028-10-01 03:00 | 2028 Initial | 700 | 505 | 510 | 442 | No
2028-10-01 04:00 | 2028 Initial | 700 | 505 | 510 | 442 | No
2028-10-01 05:00 | 2028 Initial | 700 | 300 | 329.09 | 410.37 | No
2028-10-01 06:00 | 2028 Initial | 700 | 0 | 29.09 | 110.37 | No
2028-10-01 07:00 | 2028 Initial | 700 | 0 | -78.66 | 259.04 | No
2028-10-01 08:00 | 2028 Initial | 700 | 0 | -268.46 | 264.76 | No
2028-10-01 09:00 | 2028 Initial | 700 | 0 | -416.81 | 247.26 | No
2028-10-01 10:00 | 2028 Initial | 700 | -11.25 | -510 | 249.27 | No
2028-10-01 11:00 | 2028 Initial | 700 | 0 | -510 | 179.32 | No
2028-10-01 12:00 | 2028 Initial | 700 | 0 | -408.82 | 194.36 | No
2028-10-01 13:00 | 2028 Initial | 700 | 0 | -227.26 | 189.13 | No
2028-10-01 14:00 | 2028 Initial | 700 | 0 | -128.26 | 175.51 | No
2028-10-01 15:00 | 2028 Initial | 700 | 0 | 171.74 | 191.48 | No
2028-10-01 16:00 | 2028 Initial | 700 | 0 | 366.65 | 214.03 | No
2028-10-01 17:00 | 2028 Initial | 700 | 0 | 510 | 320.33 | No
2028-10-01 18:00 | 2028 Initial | 700 | 0 | 510 | 316.53 | No
2028-10-01 19:00 | 2028 Initial | 700 | 0 | 510 | 386.18 | No
2028-10-01 20:00 | 2028 Initial | 700 | 39.81 | 510 | 442 | No
2028-10-01 21:00 | 2028 Initial | 700 | 339.81 | 510 | 442 | No
2028-10-01 22:00 | 2028 Initial | 700 | 310.91 | 510 | 442 | No
2028-10-01 23:00 | 2028 Initial | 700 | 329.96 | 510 | 442 | No
2028-10-02 | 2028 Initial | 700 | 471.44 | 510 | 442 | No
2028-10-02 01:00 | 2028 Initial | 566.6 | 505 | 510 | 442 | No
2028-10-02 02:00 | 2028 Initial | -22.52 | 505 | 510 | 442 | No
2028-10-02 03:00 | 2028 Initial | -237.74 | 505 | 510 | 442 | No
2028-10-02 04:00 | 2028 Initial | -429.67 | 505 | 510 | 442 | No
2028-10-02 05:00 | 2028 Initial | -61.08 | 505 | 510 | 442 | No
2028-10-02 06:00 | 2028 Initial | 452.64 | 205 | 210 | 442 | No
2028-10-02 07:00 | 2028 Initial | 700 | 0 | 502.65 | 442 | No
2028-10-02 08:00 | 2028 Initial | 700 | 170.16 | 510 | 442 | No
2028-10-02 09:00 | 2028 Initial | 471.98 | 0 | 210 | 442 | No
2028-10-02 10:00 | 2028 Initial | 0 | 122.66 | 510 | 442 | No
2028-10-02 11:00 | 2028 Initial | -582.5 | 275.31 | 300 | 442 | No
2028-10-02 12:00 | 2028 Initial | -243.49 | 0 | 0 | 442 | No
2028-10-02 13:00 | 2028 Initial | -243.49 | 0 | 0 | 442 | No
2028-10-02 14:00 | 2028 Initial | -97.33 | 0 | 0 | 442 | No
2028-10-02 15:00 | 2028 Initial | 111.7 | 0 | 0 | 442 | No
2028-10-02 16:00 | 2028 Initial | 254.89 | 0 | 210 | 442 | No
2028-10-02 17:00 | 2028 Initial | 700 | 229.06 | 510 | 442 | No
2028-10-02 18:00 | 2028 Initial | 700 | 503.63 | 510 | 442 | No
2028-10-02 19:00 | 2028 Initial | 700 | 505 | 510 | 442 | No
2028-10-02 20:00 | 2028 Initial | 700 | 505 | 510 | 442 | No
2028-10-02 21:00 | 2028 Initial | 700 | 505 | 510 | 442 | No
2028-10-02 22:00 | 2028 Initial | 700 | 444.61 | 510 | 442 | No
2028-10-02 23:00 | 2028 Initial | 312.85 | 505 | 510 | 442 | No
2028-10-03 | 2028 Initial | 700 | 505 | 510 | 442 | No
2028-10-03 01:00 | 2028 Initial | 445.29 | 505 | 510 | 442 | No
2028-10-03 02:00 | 2028 Initial | 667.05 | 505 | 510 | 442 | No
2028-10-03 03:00 | 2028 Initial | 166.35 | 505 | 510 | 442 | No
2028-10-03 04:00 | 2028 Initial | 317.56 | 505 | 510 | 442 | No
2028-10-03 05:00 | 2028 Initial | 173.99 | 300 | 510 | 442 | No
2028-10-03 06:00 | 2028 Initial | 700 | 0 | 477.84 | 442 | No
2028-10-03 07:00 | 2028 Initial | 700 | 205 | 485.34 | 442 | No
2028-10-03 08:00 | 2028 Initial | 700 | 505 | 510 | 442 | No
2028-10-03 09:00 | 2028 Initial | 700 | 505 | 510 | 442 | No
2028-10-03 10:00 | 2028 Initial | 529.24 | 505 | 510 | 442 | No
2028-10-03 11:00 | 2028 Initial | 0 | 505 | 510 | 442 | No
2028-10-03 12:00 | 2028 Initial | 0 | 505 | 510 | 442 | No
2028-10-03 13:00 | 2028 Initial | 243.38 | 505 | 510 | 442 | No
2028-10-03 14:00 | 2028 Initial | 646.98 | 505 | 510 | 442 | No
2028-10-03 15:00 | 2028 Initial | 700 | 432.22 | 510 | 442 | No
2028-10-03 16:00 | 2028 Initial | 700 | 293.03 | 510 | 442 | No
2028-10-03 17:00 | 2028 Initial | 700 | 505 | 510 | 442 | No
2028-10-03 18:00 | 2028 Initial | 700 | 505 | 510 | 442 | No
2028-10-03 19:00 | 2028 Initial | 700 | 505 | 510 | 442 | No
2028-10-03 20:00 | 2028 Initial | 700 | 505 | 510 | 442 | No
2028-10-03 21:00 | 2028 Initial | 700 | 395.95 | 510 | 442 | No
2028-10-03 22:00 | 2028 Initial | 160.86 | 505 | 510 | 255.68 | No
2028-10-03 23:00 | 2028 Initial | -98.85 | 505 | 510 | 79.11 | No
2028-10-04 | 2028 Initial | -404.64 | 505 | 510 | -106.41 | No
2028-10-04 01:00 | 2028 Initial | -700 | 505 | 510 | -13.71 | No
2028-10-04 02:00 | 2028 Initial | -700 | 505 | 510 | -27 | No
2028-10-04 03:00 | 2028 Initial | -700 | 505 | 510 | -123.07 | Yes
2028-10-04 04:00 | 2028 Initial | -700 | 505 | 510 | -149.27 | Yes
2028-10-04 05:00 | 2028 Initial | -700 | 505 | 510 | -69.9 | Yes
2028-10-04 06:00 | 2028 Initial | -700 | 505 | 510 | 38.55 | Yes
2028-10-04 07:00 | 2028 Initial | -700 | 505 | 510 | 324.82 | Yes
2028-10-04 08:00 | 2028 Initial | -700 | 505 | 510 | 442 | Yes
2028-10-04 09:00 | 2028 Initial | -700 | 505 | 510 | 442 | Yes
2028-10-04 10:00 | 2028 Initial | -700 | 505 | 510 | 442 | Yes
2028-10-04 11:00 | 2028 Initial | -700 | 505 | 510 | 442 | Yes
2028-10-04 12:00 | 2028 Initial | -700 | 300 | 300 | 442 | Yes
2028-10-04 13:00 | 2028 Initial | -246.56 | 0 | 0 | 442 | No
2028-10-04 14:00 | 2028 Initial | -489.01 | 0 | 0 | 442 | No
2028-10-04 15:00 | 2028 Initial | 0 | -226 | -210 | 442 | No
2028-10-04 16:00 | 2028 Initial | 536.27 | -526 | -510 | 442 | No
2028-10-04 17:00 | 2028 Initial | 700 | -226 | -510 | 442 | No
2028-10-04 18:00 | 2028 Initial | 700 | 0 | -379.71 | 442 | No
2028-10-04 19:00 | 2028 Initial | 700 | 0 | -79.71 | 442 | No
2028-10-04 20:00 | 2028 Initial | 700 | 0 | -300 | 354.29 | No
2028-10-04 21:00 | 2028 Initial | 700 | 0 | 0 | 376.31 | No
2028-10-04 22:00 | 2028 Initial | 700 | 184.14 | 300 | 442 | No
2028-10-04 23:00 | 2028 Initial | 700 | 0 | 28.75 | 402.78 | No
2028-10-05 | 2028 Initial | 700 | 0 | 0 | 228.23 | No
2028-10-05 01:00 | 2028 Initial | 284.42 | 0 | 0 | 179.97 | No
2028-10-05 02:00 | 2028 Initial | 259.64 | 0 | 0 | 237.85 | No
2028-10-05 03:00 | 2028 Initial | 0 | 0 | 135.54 | 208.82 | No
2028-10-05 04:00 | 2028 Initial | 0 | 0 | 435.54 | 408.03 | No
2028-10-05 05:00 | 2028 Initial | 176.95 | 0 | 409.13 | 108.03 | No
2028-10-05 06:00 | 2028 Initial | 324.69 | 0 | 255.55 | 341.71 | No
2028-10-05 07:00 | 2028 Initial | 700 | 6.85 | 332.8 | 318.27 | No
2028-10-05 08:00 | 2028 Initial | 700 | 306.85 | 510 | 442 | No
2028-10-05 09:00 | 2028 Initial | 700 | 397.69 | 510 | 442 | No
2028-10-05 10:00 | 2028 Initial | 392.7 | 505 | 510 | 442 | No
2028-10-05 11:00 | 2028 Initial | 523.14 | 205 | 210 | 442 | No
2028-10-05 12:00 | 2028 Initial | 221.49 | 505 | 510 | 442 | No
2028-10-05 13:00 | 2028 Initial | 700 | 205 | 487.85 | 330.91 | No
2028-10-05 14:00 | 2028 Initial | 700 | 91.23 | 510 | 442 | No
2028-10-05 15:00 | 2028 Initial | 700 | 391.23 | 510 | 442 | No
2028-10-05 16:00 | 2028 Initial | 700 | 292.94 | 510 | 442 | No
2028-10-05 17:00 | 2028 Initial | 700 | 0 | 397.53 | 358.53 | No
2028-10-05 18:00 | 2028 Initial | 700 | 0 | 510 | 264.27 | No
2028-10-05 19:00 | 2028 Initial | 700 | 28.06 | 510 | 442 | No
2028-10-05 20:00 | 2028 Initial | 700 | 0 | 510 | 442 | No
2028-10-05 21:00 | 2028 Initial | 700 | 271.29 | 510 | 442 | No
2028-10-05 22:00 | 2028 Initial | 700 | 256.88 | 510 | 442 | No
2028-10-05 23:00 | 2028 Initial | 700 | 90.04 | 510 | 442 | No
2028-10-06 | 2028 Initial | 700 | 0 | 458.96 | 442 | No
2028-10-06 01:00 | 2028 Initial | 700 | 0 | 362.4 | 442 | No
2028-10-06 02:00 | 2028 Initial | 115.59 | 300 | 510 | 442 | No
2028-10-06 03:00 | 2028 Initial | -28.51 | 505 | 510 | 442 | No
2028-10-06 04:00 | 2028 Initial | 0 | 505 | 510 | 442 | No
2028-10-06 05:00 | 2028 Initial | 0 | 205 | 410.08 | 442 | No
2028-10-06 06:00 | 2028 Initial | 495.69 | 0 | 110.08 | 442 | No
2028-10-06 07:00 | 2028 Initial | 700 | 45.62 | 273.34 | 442 | No
2028-10-06 08:00 | 2028 Initial | 700 | 345.62 | 510 | 442 | No
2028-10-06 09:00 | 2028 Initial | 699.43 | 219.99 | 510 | 442 | No
2028-10-06 10:00 | 2028 Initial | 500 | 205 | 509.76 | 442 | No
2028-10-06 11:00 | 2028 Initial | -100 | 505 | 510 | 442 | No
2028-10-06 12:00 | 2028 Initial | -700 | 505 | 510 | 442 | No
2028-10-06 13:00 | 2028 Initial | -700 | 356.71 | 510 | 442 | No
2028-10-06 14:00 | 2028 Initial | -700 | 56.71 | 210 | 368.81 | No
2028-10-06 15:00 | 2028 Initial | -700 | 356.71 | 510 | 442 | No
2028-10-06 16:00 | 2028 Initial | -489.65 | 56.71 | 510 | 442 | No
2028-10-06 17:00 | 2028 Initial | 110.35 | 207.23 | 510 | 442 | No
2028-10-06 18:00 | 2028 Initial | 700 | 0 | 510 | 437.84 | No
2028-10-06 19:00 | 2028 Initial | 700 | 300 | 510 | 442 | No
2028-10-06 20:00 | 2028 Initial | 700 | 505 | 510 | 442 | No
2028-10-06 21:00 | 2028 Initial | 700 | 505 | 510 | 442 | No
2028-10-06 22:00 | 2028 Initial | 460.88 | 505 | 510 | 442 | No
2028-10-06 23:00 | 2028 Initial | 332.5 | 505 | 510 | 442 | No
2028-10-07 | 2028 Initial | 700 | 413.28 | 510 | 344.03 | No
2028-10-07 01:00 | 2028 Initial | 630.83 | 505 | 510 | 442 | No
2028-10-07 02:00 | 2028 Initial | 662.28 | 505 | 510 | 442 | No
2028-10-07 03:00 | 2028 Initial | 700 | 233.86 | 510 | 442 | No
2028-10-07 04:00 | 2028 Initial | 700 | 95.73 | 510 | 442 | No
2028-10-07 05:00 | 2028 Initial | 700 | 0.87 | 510 | 442 | No
2028-10-07 06:00 | 2028 Initial | 700 | 212.47 | 510 | 442 | No
2028-10-07 07:00 | 2028 Initial | 700 | 205 | 510 | 442 | No
2028-10-07 08:00 | 2028 Initial | 700 | 505 | 510 | 442 | No
2028-10-07 09:00 | 2028 Initial | 700 | 492.98 | 510 | 442 | No
2028-10-07 10:00 | 2028 Initial | 700 | 482.74 | 510 | 442 | No
2028-10-07 11:00 | 2028 Initial | 700 | 182.74 | 231.09 | 442 | No
2028-10-07 12:00 | 2028 Initial | 700 | 0 | 510 | 442 | No
2028-10-07 13:00 | 2028 Initial | 700 | 83.44 | 394.59 | 442 | No
2028-10-07 14:00 | 2028 Initial | 700 | 0 | 94.59 | 374.95 | No
2028-10-07 15:00 | 2028 Initial | 700 | 0 | 276.92 | 304.08 | No
2028-10-07 16:00 | 2028 Initial | 700 | 0 | 83.65 | 374.33 | No
2028-10-07 17:00 | 2028 Initial | 700 | 92.4 | 383.65 | 442 | No
2028-10-07 18:00 | 2028 Initial | 700 | 0 | 510 | 442 | No
2028-10-07 19:00 | 2028 Initial | 700 | 0 | 510 | 442 | No
2028-10-07 20:00 | 2028 Initial | 700 | 294.49 | 510 | 442 | No
2028-10-07 21:00 | 2028 Initial | 700 | 0 | 490.14 | 442 | No
2028-10-07 22:00 | 2028 Initial | 700 | 0.93 | 510 | 442 | No
2028-10-07 23:00 | 2028 Initial | 700 | 91.65 | 510 | 442 | No
2028-10-08 | 2028 Initial | 700 | 0 | 510 | 442 | No
2028-10-08 01:00 | 2028 Initial | 700 | 0 | 510 | 442 | No
2028-10-08 02:00 | 2028 Initial | 700 | 0 | 510 | 442 | No
2028-10-08 03:00 | 2028 Initial | 700 | 0 | 301.16 | 247.01 | No
2028-10-08 04:00 | 2028 Initial | 700 | 0 | 191.76 | 352.85 | No
2028-10-08 05:00 | 2028 Initial | 700 | 0 | 409.26 | 400.87 | No
2028-10-08 06:00 | 2028 Initial | 700 | 135.26 | 510 | 442 | No
2028-10-08 07:00 | 2028 Initial | 700 | 435.26 | 510 | 442 | No
2028-10-08 08:00 | 2028 Initial | 700 | 505 | 510 | 442 | No
2028-10-08 09:00 | 2028 Initial | 700 | 301.08 | 510 | 442 | No
2028-10-08 10:00 | 2028 Initial | 700 | 1.08 | 461.65 | 442 | No
2028-10-08 11:00 | 2028 Initial | 700 | 0 | 161.65 | 442 | No
2028-10-08 12:00 | 2028 Initial | 700 | 0 | 0 | 281.02 | No
2028-10-08 13:00 | 2028 Initial | 653.88 | 0 | 0 | 350.92 | No
2028-10-08 14:00 | 2028 Initial | 516.8 | 0 | 0 | 235.39 | No
2028-10-08 15:00 | 2028 Initial | 624.52 | 0 | 0 | 110.59 | No
2028-10-08 16:00 | 2028 Initial | 700 | 0 | -151.55 | 213.46 | No
2028-10-08 17:00 | 2028 Initial | 700 | 0 | 0 | 442 | No
2028-10-08 18:00 | 2028 Initial | 700 | 0 | 0 | 442 | No
2028-10-08 19:00 | 2028 Initial | 700 | 0 | -202.3 | 417.68 | No
2028-10-08 20:00 | 2028 Initial | 700 | 0 | 0 | 358.09 | No
2028-10-08 21:00 | 2028 Initial | 700 | 0 | 300 | 342.5 | No
2028-10-08 22:00 | 2028 Initial | 700 | 0 | 510 | 430.96 | No
2028-10-08 23:00 | 2028 Initial | 700 | 223.42 | 510 | 442 | No
2028-10-09 | 2028 Initial | 700 | 0 | 510 | 275.35 | No
2028-10-09 01:00 | 2028 Initial | 700 | 0 | 510 | 224.74 | No
2028-10-09 02:00 | 2028 Initial | 700 | 0 | 510 | 261.32 | No
2028-10-09 03:00 | 2028 Initial | 700 | 300 | 510 | 442 | No
2028-10-09 04:00 | 2028 Initial | 700 | 15.67 | 510 | 442 | No
2028-10-09 05:00 | 2028 Initial | 700 | 0 | 510 | 407.98 | No
2028-10-09 06:00 | 2028 Initial | 700 | 151 | 510 | 442 | No
2028-10-09 07:00 | 2028 Initial | 700 | 5.52 | 510 | 378.74 | No
2028-10-09 08:00 | 2028 Initial | 700 | 305.52 | 510 | 442 | No
2028-10-09 09:00 | 2028 Initial | 700 | 505 | 510 | 442 | No
2028-10-09 10:00 | 2028 Initial | 700 | 205 | 412.25 | 442 | No
2028-10-09 11:00 | 2028 Initial | 209.47 | 0 | 112.25 | 313.93 | No
2028-10-09 12:00 | 2028 Initial | 383.92 | 0 | 0 | 13.93 | No
2028-10-09 13:00 | 2028 Initial | 700 | 0 | 0 | 0 | No
2028-10-09 14:00 | 2028 Initial | 343.69 | 0 | 0 | 89.97 | No
2028-10-09 15:00 | 2028 Initial | 700 | 0 | 8.39 | 0.71 | No
2028-10-09 16:00 | 2028 Initial | 700 | 0 | 282.87 | 300.71 | No
2028-10-09 17:00 | 2028 Initial | 700 | 0 | 210 | 403.79 | No
2028-10-09 18:00 | 2028 Initial | 700 | 300 | 510 | 442 | No
2028-10-09 19:00 | 2028 Initial | 700 | 505 | 510 | 442 | No
2028-10-09 20:00 | 2028 Initial | 700 | 505 | 510 | 442 | No
2028-10-09 21:00 | 2028 Initial | 700 | 505 | 510 | 442 | No
2028-10-09 22:00 | 2028 Initial | 700 | 205 | 510 | 401.94 | No
2028-10-09 23:00 | 2028 Initial | 700 | 175.54 | 510 | 288.28 | No
2028-10-10 | 2028 Initial | 700 | 71.85 | 510 | 442 | No
2028-10-10 01:00 | 2028 Initial | 170.72 | 0 | 510 | 355.34 | No
2028-10-10 02:00 | 2028 Initial | -429.28 | 300 | 510 | 212.06 | No
2028-10-10 03:00 | 2028 Initial | -700 | 300 | 510 | 420.35 | No
2028-10-10 04:00 | 2028 Initial | -588.83 | 0 | 300 | 267.14 | No
2028-10-10 05:00 | 2028 Initial | -10.52 | 0 | 0 | 0 | No
2028-10-10 06:00 | 2028 Initial | 187.87 | 0 | 0 | 0 | No
2028-10-10 07:00 | 2028 Initial | 700 | 127.51 | 240.8 | 142 | No
2028-10-10 08:00 | 2028 Initial | 700 | 427.51 | 510 | 442 | No
2028-10-10 09:00 | 2028 Initial | 700 | 296.95 | 510 | 442 | No
2028-10-10 10:00 | 2028 Initial | 540.87 | 0 | 510 | 243.08 | No
2028-10-10 11:00 | 2028 Initial | -59.13 | 300 | 510 | 442 | No
2028-10-10 12:00 | 2028 Initial | -461.59 | 505 | 510 | 442 | No
2028-10-10 13:00 | 2028 Initial | 66.41 | 205 | 210 | 361.48 | No
2028-10-10 14:00 | 2028 Initial | 666.41 | 0 | 24.05 | 382.46 | No
2028-10-10 15:00 | 2028 Initial | 598.38 | 0 | 90.98 | 175.91 | No
2028-10-10 16:00 | 2028 Initial | 700 | 0 | 390.98 | 442 | No
2028-10-10 17:00 | 2028 Initial | 700 | 123.8 | 510 | 442 | No
2028-10-10 18:00 | 2028 Initial | 700 | 205 | 346.46 | 442 | No
2028-10-10 19:00 | 2028 Initial | 700 | 505 | 510 | 442 | No
2028-10-10 20:00 | 2028 Initial | 700 | 505 | 510 | 442 | No
2028-10-10 21:00 | 2028 Initial | 700 | 460.21 | 510 | 442 | No
2028-10-10 22:00 | 2028 Initial | 700 | 452.65 | 510 | 442 | No
2028-10-10 23:00 | 2028 Initial | 700 | 152.65 | 510 | 280.64 | No
2028-10-11 | 2028 Initial | 700 | 452.65 | 510 | 442 | No
2028-10-11 01:00 | 2028 Initial | 700 | 501.98 | 510 | 442 | No
2028-10-11 02:00 | 2028 Initial | 700 | 505 | 510 | 442 | No
2028-10-11 03:00 | 2028 Initial | 700 | 412.58 | 510 | 442 | No
2028-10-11 04:00 | 2028 Initial | 700 | 364.46 | 510 | 442 | No
2028-10-11 05:00 | 2028 Initial | 700 | 303.47 | 510 | 442 | No
2028-10-11 06:00 | 2028 Initial | 700 | 481.05 | 510 | 442 | No
2028-10-11 07:00 | 2028 Initial | 700 | 505 | 510 | 442 | No
2028-10-11 08:00 | 2028 Initial | 700 | 505 | 510 | 442 | No
2028-10-11 09:00 | 2028 Initial | 700 | 505 | 510 | 442 | No
2028-10-11 10:00 | 2028 Initial | 700 | 505 | 510 | 442 | No
2028-10-11 11:00 | 2028 Initial | 700 | 505 | 510 | 442 | No
2028-10-11 12:00 | 2028 Initial | 700 | 470.36 | 510 | 442 | No
2028-10-11 13:00 | 2028 Initial | 700 | 176.1 | 460.68 | 442 | No
2028-10-11 14:00 | 2028 Initial | 700 | 0 | 160.68 | 394.88 | No
2028-10-11 15:00 | 2028 Initial | 700 | 0 | -139.32 | 94.88 | No
2028-10-11 16:00 | 2028 Initial | 700 | 0 | 160.68 | 314.42 | No
2028-10-11 17:00 | 2028 Initial | 700 | 0 | 460.68 | 55.7 | No
2028-10-11 18:00 | 2028 Initial | 700 | 0 | 510 | 0 | No
2028-10-11 19:00 | 2028 Initial | 700 | 0 | 447.65 | 142 | No
2028-10-11 20:00 | 2028 Initial | 700 | 263.41 | 510 | 442 | No
2028-10-11 21:00 | 2028 Initial | 700 | 0 | 462.53 | 142 | No
2028-10-11 22:00 | 2028 Initial | 700 | 104.36 | 210 | 142 | No
2028-10-11 23:00 | 2028 Initial | 700 | 404.36 | 510 | 442 | No
2028-10-12 | 2028 Initial | 700 | 345.36 | 510 | 442 | No
2028-10-12 01:00 | 2028 Initial | 700 | 113.16 | 510 | 442 | No
2028-10-12 02:00 | 2028 Initial | 700 | 265.51 | 510 | 442 | No
2028-10-12 03:00 | 2028 Initial | 700 | 309.05 | 510 | 442 | No
2028-10-12 04:00 | 2028 Initial | 697.15 | 9.05 | 210 | 260.41 | No
2028-10-12 05:00 | 2028 Initial | 486.99 | 0 | 0 | 200.08 | No
2028-10-12 06:00 | 2028 Initial | 630.13 | 0 | 0 | 353.28 | No
2028-10-12 07:00 | 2028 Initial | 700 | 0 | 0 | 71.63 | No
2028-10-12 08:00 | 2028 Initial | 700 | -95 | -90 | -46.16 | No
2028-10-12 09:00 | 2028 Initial | 100 | 205 | 210 | 175.65 | No
2028-10-12 10:00 | 2028 Initial | -500 | 505 | 510 | 289.45 | No
2028-10-12 11:00 | 2028 Initial | -700 | 505 | 510 | 442 | No
2028-10-12 12:00 | 2028 Initial | -700 | 505 | 510 | 352.35 | No
2028-10-12 13:00 | 2028 Initial | -700 | 205 | 210 | 52.35 | No
2028-10-12 14:00 | 2028 Initial | -263.33 | 0 | 0 | 0 | No
2028-10-12 15:00 | 2028 Initial | 85.6 | 0 | 0 | 0 | No
2028-10-12 16:00 | 2028 Initial | 235.33 | 0 | 64.59 | 141.55 | No
2028-10-12 17:00 | 2028 Initial | 700 | 0 | 364.59 | 441.55 | No
2028-10-12 18:00 | 2028 Initial | 700 | 6.2 | 510 | 442 | No
2028-10-12 19:00 | 2028 Initial | 700 | 306.2 | 510 | 442 | No
2028-10-12 20:00 | 2028 Initial | 700 | 505 | 510 | 442 | No
2028-10-12 21:00 | 2028 Initial | 700 | 505 | 510 | 442 | No
2028-10-12 22:00 | 2028 Initial | 700 | 230.57 | 510 | 442 | No
2028-10-12 23:00 | 2028 Initial | 700 | 443.28 | 510 | 442 | No
2028-10-13 | 2028 Initial | 700 | 385.91 | 510 | 442 | No
2028-10-13 01:00 | 2028 Initial | 375.23 | 505 | 510 | 442 | No
2028-10-13 02:00 | 2028 Initial | 528.6 | 505 | 510 | 442 | No
2028-10-13 03:00 | 2028 Initial | 433.85 | 505 | 510 | 442 | No
2028-10-13 04:00 | 2028 Initial | 359.88 | 505 | 510 | 442 | No
2028-10-13 05:00 | 2028 Initial | 700 | 205 | 490.15 | 359.95 | No
2028-10-13 06:00 | 2028 Initial | 700 | 62.1 | 510 | 442 | No
2028-10-13 07:00 | 2028 Initial | 700 | 227.26 | 510 | 442 | No
2028-10-13 08:00 | 2028 Initial | 700 | 382.71 | 510 | 442 | No
2028-10-13 09:00 | 2028 Initial | 700 | 505 | 510 | 405.06 | No
2028-10-13 10:00 | 2028 Initial | 600 | 205 | 301.48 | 105.06 | No
2028-10-13 11:00 | 2028 Initial | 0 | 0 | 348.85 | 0 | No
2028-10-13 12:00 | 2028 Initial | 0 | 205 | 210 | 142 | No
2028-10-13 13:00 | 2028 Initial | -278.82 | 505 | 510 | 442 | No
2028-10-13 14:00 | 2028 Initial | -252.71 | 505 | 510 | 442 | No
2028-10-13 15:00 | 2028 Initial | 347.29 | 505 | 510 | 442 | No
2028-10-13 16:00 | 2028 Initial | 700 | 207.01 | 510 | 442 | No
2028-10-13 17:00 | 2028 Initial | 700 | 235.62 | 510 | 442 | No
2028-10-13 18:00 | 2028 Initial | 700 | 505 | 510 | 442 | No
2028-10-13 19:00 | 2028 Initial | 700 | 505 | 510 | 442 | No
2028-10-13 20:00 | 2028 Initial | 700 | 505 | 510 | 202.24 | No
2028-10-13 21:00 | 2028 Initial | 579.9 | 505 | 510 | 345.63 | No
2028-10-13 22:00 | 2028 Initial | 351.81 | 505 | 510 | 432.96 | No
2028-10-13 23:00 | 2028 Initial | 256.38 | 505 | 510 | 442 | No
2028-10-14 | 2028 Initial | 700 | 505 | 510 | 442 | No
2028-10-14 01:00 | 2028 Initial | 700 | 505 | 510 | 322.92 | No
2028-10-14 02:00 | 2028 Initial | 700 | 505 | 510 | 22.92 | No
2028-10-14 03:00 | 2028 Initial | 700 | 505 | 510 | -171.47 | No
2028-10-14 04:00 | 2028 Initial | 700 | 505 | 510 | -313.71 | No
2028-10-14 05:00 | 2028 Initial | 700 | 224.78 | 510 | -13.71 | No
2028-10-14 06:00 | 2028 Initial | 700 | 200.85 | 510 | -10.64 | No
2028-10-14 07:00 | 2028 Initial | 700 | 263.89 | 510 | 196.7 | No
2028-10-14 08:00 | 2028 Initial | 700 | 82.18 | 510 | 437.42 | No
2028-10-14 09:00 | 2028 Initial | 700 | 173.53 | 510 | 442 | No
2028-10-14 10:00 | 2028 Initial | 700 | 180.16 | 510 | 442 | No
2028-10-14 11:00 | 2028 Initial | 700 | 36.1 | 510 | 442 | No
2028-10-14 12:00 | 2028 Initial | 700 | 85.9 | 510 | 442 | No
2028-10-14 13:00 | 2028 Initial | 700 | 85.9 | 510 | 442 | No
2028-10-14 14:00 | 2028 Initial | 700 | 123.03 | 510 | 442 | No
2028-10-14 15:00 | 2028 Initial | 700 | 173.53 | 510 | 442 | No
2028-10-14 16:00 | 2028 Initial | 700 | 378.02 | 510 | 442 | No
2028-10-14 17:00 | 2028 Initial | 700 | 201.82 | 510 | 442 | No
2028-10-14 18:00 | 2028 Initial | 700 | 501.82 | 510 | 428.19 | No
2028-10-14 19:00 | 2028 Initial | 700 | 505 | 510 | 442 | No
2028-10-14 20:00 | 2028 Initial | 700 | 505 | 510 | 442 | No
2028-10-14 21:00 | 2028 Initial | 700 | 505 | 510 | 442 | No
2028-10-14 22:00 | 2028 Initial | 700 | 505 | 510 | 442 | No
2028-10-14 23:00 | 2028 Initial | 700 | 443.56 | 510 | 442 | No
2028-10-15 | 2028 Initial | 700 | 505 | 510 | 442 | No
2028-10-15 01:00 | 2028 Initial | 700 | 505 | 510 | 442 | No
2028-10-15 02:00 | 2028 Initial | 700 | 505 | 510 | 442 | No
2028-10-15 03:00 | 2028 Initial | 700 | 505 | 510 | 442 | No
2028-10-15 04:00 | 2028 Initial | 700 | 505 | 510 | 442 | No
2028-10-15 05:00 | 2028 Initial | 700 | 205 | 431.97 | 321.67 | No
2028-10-15 06:00 | 2028 Initial | 700 | 0 | 131.97 | 127.89 | No
2028-10-15 07:00 | 2028 Initial | 700 | 0 | 12.38 | 175.24 | No
2028-10-15 08:00 | 2028 Initial | 700 | 0 | 92.68 | 238.21 | No
2028-10-15 09:00 | 2028 Initial | 700 | 0 | 0 | 192.25 | No
2028-10-15 10:00 | 2028 Initial | 700 | 0 | -178.4 | 234.69 | No
2028-10-15 11:00 | 2028 Initial | 700 | 0 | -349.41 | 274.47 | No
2028-10-15 12:00 | 2028 Initial | 700 | 0 | -413.94 | 320.97 | No
2028-10-15 13:00 | 2028 Initial | 700 | 0 | -274.55 | 290.44 | No
2028-10-15 14:00 | 2028 Initial | 700 | 0 | -271.61 | 290.33 | No
2028-10-15 15:00 | 2028 Initial | 700 | 0 | -298.59 | 275.59 | No
2028-10-15 16:00 | 2028 Initial | 700 | 0 | -185.55 | 359.22 | No
2028-10-15 17:00 | 2028 Initial | 700 | -151.16 | -300 | 262.01 | No
2028-10-15 18:00 | 2028 Initial | 700 | 0 | 0 | 302.46 | No
2028-10-15 19:00 | 2028 Initial | 700 | 0 | 281.22 | 356.43 | No
2028-10-15 20:00 | 2028 Initial | 700 | 0 | 291.1 | 148.43 | No
2028-10-15 21:00 | 2028 Initial | 700 | 0 | 54.03 | 285.41 | No
2028-10-15 22:00 | 2028 Initial | 700 | 0 | 272.06 | 442 | No
2028-10-15 23:00 | 2028 Initial | 700 | 176.34 | 510 | 442 | No
2028-10-16 | 2028 Initial | 700 | 476.34 | 510 | 442 | No
2028-10-16 01:00 | 2028 Initial | 700 | 505 | 510 | 442 | No
2028-10-16 02:00 | 2028 Initial | 700 | 433.72 | 510 | 442 | No
2028-10-16 03:00 | 2028 Initial | 700 | 505 | 510 | 442 | No
2028-10-16 04:00 | 2028 Initial | 700 | 299.49 | 510 | 442 | No
2028-10-16 05:00 | 2028 Initial | 700 | 46.5 | 210 | 442 | No
2028-10-16 06:00 | 2028 Initial | 700 | -253.5 | -90 | 222.92 | No
2028-10-16 07:00 | 2028 Initial | 700 | 0 | -390 | 276.56 | No
2028-10-16 08:00 | 2028 Initial | 700 | 0 | -350.59 | 442 | No
2028-10-16 09:00 | 2028 Initial | 700 | 0 | -50.59 | 442 | No
2028-10-16 10:00 | 2028 Initial | 700 | 298.13 | 249.41 | 442 | No
2028-10-16 11:00 | 2028 Initial | 700 | 0 | 510 | 417.68 | No
2028-10-16 12:00 | 2028 Initial | 700 | 0 | 390 | 409.3 | No
2028-10-16 13:00 | 2028 Initial | 700 | 67.49 | 90 | 442 | No
2028-10-16 14:00 | 2028 Initial | 700 | -226 | -210 | 250.84 | No
2028-10-16 15:00 | 2028 Initial | 700 | -526 | -510 | 207.71 | No
2028-10-16 16:00 | 2028 Initial | 700 | -226 | -341.14 | 440.11 | No
2028-10-16 17:00 | 2028 Initial | 700 | -65.76 | -210 | 442 | No
2028-10-16 18:00 | 2028 Initial | 700 | -365.76 | -510 | 442 | No
2028-10-16 19:00 | 2028 Initial | 700 | -65.76 | -210 | 442 | No
2028-10-16 20:00 | 2028 Initial | 700 | 0 | 20.28 | 415.31 | No
2028-10-16 21:00 | 2028 Initial | 700 | 296.64 | 320.28 | 442 | No
2028-10-16 22:00 | 2028 Initial | 700 | 463.13 | 510 | 442 | No
2028-10-16 23:00 | 2028 Initial | 700 | 257.5 | 510 | 442 | No
2028-10-17 | 2028 Initial | 700 | 400.84 | 510 | 442 | No
2028-10-17 01:00 | 2028 Initial | 700 | 260.21 | 510 | 442 | No
2028-10-17 02:00 | 2028 Initial | 700 | 324.46 | 510 | 442 | No
2028-10-17 03:00 | 2028 Initial | 700 | 376.83 | 510 | 442 | No
2028-10-17 04:00 | 2028 Initial | 700 | 76.83 | 510 | 442 | No
2028-10-17 05:00 | 2028 Initial | 700 | 179.15 | 510 | 442 | No
2028-10-17 06:00 | 2028 Initial | 700 | 38.62 | 300 | 442 | No
2028-10-17 07:00 | 2028 Initial | 700 | 0 | 0 | 366.21 | No
2028-10-17 08:00 | 2028 Initial | 700 | 0 | -99.51 | 258.04 | No
2028-10-17 09:00 | 2028 Initial | 700 | 0 | 0 | 442 | No
2028-10-17 10:00 | 2028 Initial | 700 | 0 | 300 | 442 | No
2028-10-17 11:00 | 2028 Initial | 700 | 0 | 90 | 442 | No
2028-10-17 12:00 | 2028 Initial | 700 | -40.91 | -210 | 442 | No
2028-10-17 13:00 | 2028 Initial | 700 | -340.91 | -510 | 240.06 | No
2028-10-17 14:00 | 2028 Initial | 700 | -233.19 | -510 | 207.22 | No
2028-10-17 15:00 | 2028 Initial | 700 | -56.26 | -510 | 218.28 | No
2028-10-17 16:00 | 2028 Initial | 700 | 0 | -259.48 | 333.24 | No
2028-10-17 17:00 | 2028 Initial | 700 | 0 | -97.75 | 442 | No
2028-10-17 18:00 | 2028 Initial | 700 | 0 | 0 | 442 | No
2028-10-17 19:00 | 2028 Initial | 700 | 0 | 0 | 442 | No
2028-10-17 20:00 | 2028 Initial | 700 | 0 | 0 | 402.67 | No
2028-10-17 21:00 | 2028 Initial | 700 | 0 | 0 | 244.85 | No
2028-10-17 22:00 | 2028 Initial | 700 | 0 | -90.07 | 142 | No
2028-10-17 23:00 | 2028 Initial | 700 | 189.62 | 209.93 | 442 | No
2028-10-18 | 2028 Initial | 700 | 0 | 509.93 | 442 | No
2028-10-18 01:00 | 2028 Initial | 700 | 0 | 510 | 442 | No
2028-10-18 02:00 | 2028 Initial | 700 | 0 | 510 | 442 | No
2028-10-18 03:00 | 2028 Initial | 700 | 0 | 426.32 | 442 | No
2028-10-18 04:00 | 2028 Initial | 700 | 17.8 | 126.32 | 397.4 | No
2028-10-18 05:00 | 2028 Initial | 700 | -282.2 | -173.68 | 97.4 | No
2028-10-18 06:00 | 2028 Initial | 700 | 0 | -473.68 | 122.79 | No
2028-10-18 07:00 | 2028 Initial | 700 | 0 | -340.83 | 299.26 | No
2028-10-18 08:00 | 2028 Initial | 700 | 0 | -40.83 | 417.83 | No
2028-10-18 09:00 | 2028 Initial | 700 | 0 | -49.32 | 442 | No
2028-10-18 10:00 | 2028 Initial | 700 | 0 | -188.82 | 421.55 | No
2028-10-18 11:00 | 2028 Initial | 700 | 0 | -209.29 | 371.24 | No
2028-10-18 12:00 | 2028 Initial | 700 | -106.46 | -300 | 328.7 | No
2028-10-18 13:00 | 2028 Initial | 700 | 0 | 0 | 307.81 | No
2028-10-18 14:00 | 2028 Initial | 700 | 0 | 290.7 | 386.73 | No
2028-10-18 15:00 | 2028 Initial | 700 | 0 | -9.3 | 327.68 | No
2028-10-18 16:00 | 2028 Initial | 700 | 0 | -47.71 | 442 | No
2028-10-18 17:00 | 2028 Initial | 700 | 0 | 173.53 | 442 | No
2028-10-18 18:00 | 2028 Initial | 700 | 0 | 224.21 | 442 | No
2028-10-18 19:00 | 2028 Initial | 700 | 0 | 224.21 | 442 | No
2028-10-18 20:00 | 2028 Initial | 700 | 0 | 224.21 | 442 | No
2028-10-18 21:00 | 2028 Initial | 700 | 83.51 | 510 | 442 | No
2028-10-18 22:00 | 2028 Initial | 700 | 278.1 | 510 | 442 | No
2028-10-18 23:00 | 2028 Initial | 452.44 | 205 | 268.04 | 402.35 | No
2028-10-19 | 2028 Initial | -42.65 | 505 | 510 | 442 | No
2028-10-19 01:00 | 2028 Initial | -394.02 | 505 | 510 | 442 | No
2028-10-19 02:00 | 2028 Initial | -700 | 505 | 510 | 442 | No
2028-10-19 03:00 | 2028 Initial | -700 | 505 | 510 | 442 | No
2028-10-19 04:00 | 2028 Initial | -700 | 505 | 510 | 442 | No
2028-10-19 05:00 | 2028 Initial | -700 | 505 | 510 | 442 | No
2028-10-19 06:00 | 2028 Initial | -700 | 505 | 510 | 442 | No
2028-10-19 07:00 | 2028 Initial | -691.26 | 505 | 510 | 442 | No
2028-10-19 08:00 | 2028 Initial | -202.43 | 505 | 510 | 442 | No
2028-10-19 09:00 | 2028 Initial | 24.1 | 505 | 510 | 442 | No
2028-10-19 10:00 | 2028 Initial | -25.91 | 505 | 510 | 442 | No
2028-10-19 11:00 | 2028 Initial | -276.82 | 505 | 510 | 442 | No
2028-10-19 12:00 | 2028 Initial | 270.6 | 505 | 510 | 442 | No
2028-10-19 13:00 | 2028 Initial | 700 | 505 | 510 | 442 | No
2028-10-19 14:00 | 2028 Initial | 601.01 | 505 | 510 | 442 | No
2028-10-19 15:00 | 2028 Initial | 697.82 | 505 | 510 | 442 | No
2028-10-19 16:00 | 2028 Initial | 450.38 | 505 | 510 | 442 | No
2028-10-19 17:00 | 2028 Initial | 700 | 505 | 510 | 442 | No
2028-10-19 18:00 | 2028 Initial | 700 | 504.5 | 510 | 442 | No
2028-10-19 19:00 | 2028 Initial | 700 | 505 | 510 | 442 | No
2028-10-19 20:00 | 2028 Initial | 700 | 205 | 510 | 442 | No
2028-10-19 21:00 | 2028 Initial | 109.81 | 505 | 510 | 442 | No
2028-10-19 22:00 | 2028 Initial | -334.64 | 505 | 510 | 442 | No
2028-10-19 23:00 | 2028 Initial | -700 | 505 | 510 | 442 | Yes
2028-10-20 | 2028 Initial | -700 | 505 | 510 | 442 | No
2028-10-20 01:00 | 2028 Initial | -700 | 505 | 510 | 276.82 | No
2028-10-20 02:00 | 2028 Initial | -700 | 505 | 510 | 389.36 | No
2028-10-20 03:00 | 2028 Initial | -700 | 505 | 510 | 208.42 | Yes
2028-10-20 04:00 | 2028 Initial | -700 | 505 | 510 | 385.09 | Yes
2028-10-20 05:00 | 2028 Initial | -700 | 505 | 510 | 442 | Yes
2028-10-20 06:00 | 2028 Initial | -700 | 505 | 510 | 442 | Yes
2028-10-20 07:00 | 2028 Initial | -700 | 505 | 510 | 442 | Yes
2028-10-20 08:00 | 2028 Initial | -700 | 505 | 510 | 442 | Yes
2028-10-20 09:00 | 2028 Initial | -700 | 505 | 510 | 442 | No
2028-10-20 10:00 | 2028 Initial | -700 | 505 | 510 | 442 | No
2028-10-20 11:00 | 2028 Initial | -700 | 505 | 510 | 442 | Yes
2028-10-20 12:00 | 2028 Initial | -700 | 505 | 510 | 442 | Yes
2028-10-20 13:00 | 2028 Initial | -700 | 505 | 510 | 442 | Yes
2028-10-20 14:00 | 2028 Initial | -700 | 505 | 510 | 442 | Yes
2028-10-20 15:00 | 2028 Initial | -700 | 505 | 510 | 442 | Yes
2028-10-20 16:00 | 2028 Initial | -700 | 505 | 510 | 442 | No
2028-10-20 17:00 | 2028 Initial | -279.9 | 505 | 510 | 442 | No
2028-10-20 18:00 | 2028 Initial | 320.1 | 505 | 510 | 442 | No
2028-10-20 19:00 | 2028 Initial | 494.8 | 505 | 510 | 442 | No
2028-10-20 20:00 | 2028 Initial | 700 | 505 | 510 | 442 | No
2028-10-20 21:00 | 2028 Initial | 700 | 505 | 510 | 442 | No
2028-10-20 22:00 | 2028 Initial | 624.68 | 505 | 510 | 442 | No
2028-10-20 23:00 | 2028 Initial | 425.19 | 505 | 510 | 442 | No
2028-10-21 | 2028 Initial | 700 | 505 | 510 | 392.38 | No
2028-10-21 01:00 | 2028 Initial | 700 | 505 | 510 | 438.85 | No
2028-10-21 02:00 | 2028 Initial | 700 | 505 | 510 | 442 | No
2028-10-21 03:00 | 2028 Initial | 700 | 505 | 510 | 442 | No
2028-10-21 04:00 | 2028 Initial | 700 | 505 | 510 | 442 | No
2028-10-21 05:00 | 2028 Initial | 700 | 346.57 | 510 | 442 | No
2028-10-21 06:00 | 2028 Initial | 700 | 494.97 | 510 | 442 | No
2028-10-21 07:00 | 2028 Initial | 700 | 505 | 510 | 442 | No
2028-10-21 08:00 | 2028 Initial | 700 | 430.36 | 510 | 442 | No
2028-10-21 09:00 | 2028 Initial | 700 | 130.36 | 510 | 442 | No
2028-10-21 10:00 | 2028 Initial | 700 | 0 | 510 | 442 | No
2028-10-21 11:00 | 2028 Initial | 700 | 0 | 510 | 442 | No
2028-10-21 12:00 | 2028 Initial | 690.14 | 0 | 210 | 380 | No
2028-10-21 13:00 | 2028 Initial | 700 | 0 | 70.95 | 403.02 | No
2028-10-21 14:00 | 2028 Initial | 436.8 | 0 | 0 | 103.02 | No
2028-10-21 15:00 | 2028 Initial | 123.37 | 0 | 0 | 0 | No
2028-10-21 16:00 | 2028 Initial | 454.21 | 0 | 0 | 0 | No
2028-10-21 17:00 | 2028 Initial | 700 | 0 | 232.19 | 0 | No
2028-10-21 18:00 | 2028 Initial | 700 | 0 | 510 | 285.59 | No
2028-10-21 19:00 | 2028 Initial | 700 | 206.95 | 510 | 329.99 | No
2028-10-21 20:00 | 2028 Initial | 700 | 505 | 510 | 95.63 | No
2028-10-21 21:00 | 2028 Initial | 700 | 440.82 | 510 | -30.4 | No
2028-10-21 22:00 | 2028 Initial | 700 | 201.56 | 510 | -73.4 | No
2028-10-21 23:00 | 2028 Initial | 700 | 495.23 | 510 | -182.83 | No
2028-10-22 | 2028 Initial | 700 | 205 | 347.19 | -252.74 | No
2028-10-22 01:00 | 2028 Initial | 698.76 | 505 | 510 | 47.26 | No
2028-10-22 02:00 | 2028 Initial | 685.31 | 505 | 510 | -227.48 | No
2028-10-22 03:00 | 2028 Initial | 700 | 505 | 510 | -43.6 | No
2028-10-22 04:00 | 2028 Initial | 635.02 | 505 | 510 | -182.5 | No
2028-10-22 05:00 | 2028 Initial | 700 | 262.63 | 510 | -92.96 | No
2028-10-22 06:00 | 2028 Initial | 700 | 261.88 | 510 | 207.04 | No
2028-10-22 07:00 | 2028 Initial | 700 | 0 | 469.11 | 57.61 | No
2028-10-22 08:00 | 2028 Initial | 700 | 0 | 279.24 | 142 | No
2028-10-22 09:00 | 2028 Initial | 700 | 251.5 | 510 | 442 | No
2028-10-22 10:00 | 2028 Initial | 700 | 386.73 | 510 | 442 | No
2028-10-22 11:00 | 2028 Initial | 700 | 86.73 | 510 | 442 | No
2028-10-22 12:00 | 2028 Initial | 700 | 206.89 | 510 | 442 | No
2028-10-22 13:00 | 2028 Initial | 700 | 225.05 | 510 | 442 | No
2028-10-22 14:00 | 2028 Initial | 700 | 135.89 | 510 | 442 | No
2028-10-22 15:00 | 2028 Initial | 700 | 0 | 284.79 | 356.03 | No
2028-10-22 16:00 | 2028 Initial | 700 | 0 | 221.58 | 442 | No
2028-10-22 17:00 | 2028 Initial | 700 | -300 | -78.42 | 255.58 | No
2028-10-22 18:00 | 2028 Initial | 700 | 0 | 221.58 | 442 | No
2028-10-22 19:00 | 2028 Initial | 700 | 0 | 190.21 | 425.9 | No
2028-10-22 20:00 | 2028 Initial | 700 | -148 | -109.79 | 306.52 | No
2028-10-22 21:00 | 2028 Initial | 700 | 67.95 | 190.21 | 442 | No
2028-10-22 22:00 | 2028 Initial | 423.89 | 0 | 490.21 | 442 | No
2028-10-22 23:00 | 2028 Initial | -176.11 | 205 | 210 | 142 | No
2028-10-23 | 2028 Initial | -158.88 | 505 | 510 | 442 | No
2028-10-23 01:00 | 2028 Initial | -158.88 | 505 | 510 | 442 | No
2028-10-23 02:00 | 2028 Initial | 0 | 505 | 510 | 442 | No
2028-10-23 03:00 | 2028 Initial | 196.73 | 505 | 510 | 442 | No
2028-10-23 04:00 | 2028 Initial | 423.28 | 505 | 510 | 442 | No
2028-10-23 05:00 | 2028 Initial | 700 | 205 | 510 | 385.74 | No
2028-10-23 06:00 | 2028 Initial | 700 | 0 | 507.97 | 376.11 | No
2028-10-23 07:00 | 2028 Initial | 700 | 205 | 251.27 | 442 | No
2028-10-23 08:00 | 2028 Initial | 700 | 505 | 510 | 442 | No
2028-10-23 09:00 | 2028 Initial | 700 | 505 | 510 | 442 | No
2028-10-23 10:00 | 2028 Initial | 700 | 394.34 | 510 | 442 | No
2028-10-23 11:00 | 2028 Initial | 700 | 271.89 | 510 | 442 | No
2028-10-23 12:00 | 2028 Initial | 700 | 0 | 510 | 442 | No
2028-10-23 13:00 | 2028 Initial | 700 | 0 | 510 | 442 | No
2028-10-23 14:00 | 2028 Initial | 700 | 80.52 | 510 | 442 | No
2028-10-23 15:00 | 2028 Initial | 700 | 380.52 | 510 | 442 | No
2028-10-23 16:00 | 2028 Initial | 700 | 80.52 | 510 | 279.46 | No
2028-10-23 17:00 | 2028 Initial | 700 | 0 | 510 | 442 | No
2028-10-23 18:00 | 2028 Initial | 700 | 81.03 | 510 | 442 | No
2028-10-23 19:00 | 2028 Initial | 500 | 381.03 | 510 | 442 | No
2028-10-23 20:00 | 2028 Initial | -100 | 248.9 | 510 | 442 | No
2028-10-23 21:00 | 2028 Initial | -700 | 505 | 510 | 442 | Yes
2028-10-23 22:00 | 2028 Initial | -700 | 505 | 510 | 442 | Yes
2028-10-23 23:00 | 2028 Initial | -700 | 505 | 510 | 214.35 | Yes
2028-10-24 | 2028 Initial | -700 | 505 | 510 | 173.03 | Yes
2028-10-24 01:00 | 2028 Initial | -700 | 505 | 510 | -68 | Yes
2028-10-24 02:00 | 2028 Initial | -700 | 505 | 510 | -118.48 | Yes
2028-10-24 03:00 | 2028 Initial | -700 | 505 | 510 | -125.68 | Yes
2028-10-24 04:00 | 2028 Initial | -700 | 505 | 510 | 77.79 | Yes
2028-10-24 05:00 | 2028 Initial | -700 | 300 | 510 | 315.16 | Yes
2028-10-24 06:00 | 2028 Initial | -600 | 0 | 510 | 323.59 | No
2028-10-24 07:00 | 2028 Initial | 0 | 0 | 334.26 | 340.4 | No
2028-10-24 08:00 | 2028 Initial | 600 | 300 | 510 | 442 | No
2028-10-24 09:00 | 2028 Initial | 700 | 505 | 510 | 442 | No
2028-10-24 10:00 | 2028 Initial | 394.19 | 505 | 510 | 442 | No
2028-10-24 11:00 | 2028 Initial | 515.17 | 505 | 510 | 442 | No
2028-10-24 12:00 | 2028 Initial | 215.89 | 505 | 510 | 426.22 | No
2028-10-24 13:00 | 2028 Initial | 700 | 205 | 510 | 130.23 | No
2028-10-24 14:00 | 2028 Initial | 700 | 0 | 510 | 61.04 | No
2028-10-24 15:00 | 2028 Initial | 700 | 0 | 510 | 255.14 | No
2028-10-24 16:00 | 2028 Initial | 700 | 112.24 | 510 | 442 | No
2028-10-24 17:00 | 2028 Initial | 700 | 412.24 | 510 | 442 | No
2028-10-24 18:00 | 2028 Initial | 700 | 505 | 510 | 442 | No
2028-10-24 19:00 | 2028 Initial | 700 | 505 | 510 | 442 | No
2028-10-24 20:00 | 2028 Initial | 700 | 212.16 | 510 | 442 | No
2028-10-24 21:00 | 2028 Initial | 500 | 271.91 | 510 | 393.1 | No
2028-10-24 22:00 | 2028 Initial | -100 | 35.04 | 510 | 93.1 | No
2028-10-24 23:00 | 2028 Initial | -700 | 335.04 | 510 | 393.1 | Yes
2028-10-25 | 2028 Initial | -700 | 505 | 510 | 442 | No
2028-10-25 01:00 | 2028 Initial | -700 | 505 | 510 | 442 | No
2028-10-25 02:00 | 2028 Initial | -700 | 505 | 510 | 442 | No
2028-10-25 03:00 | 2028 Initial | -700 | 505 | 510 | 442 | No
2028-10-25 04:00 | 2028 Initial | -700 | 505 | 510 | 442 | No
2028-10-25 05:00 | 2028 Initial | -700 | 318.53 | 510 | 400.46 | No
2028-10-25 06:00 | 2028 Initial | -600 | 18.53 | 300.41 | 100.46 | No
2028-10-25 07:00 | 2028 Initial | 0 | 0 | 494.5 | 147.58 | No
2028-10-25 08:00 | 2028 Initial | 600 | 0 | 510 | 197.15 | No
2028-10-25 09:00 | 2028 Initial | 464.22 | 300 | 510 | 442 | No
2028-10-25 10:00 | 2028 Initial | -103.27 | 505 | 510 | 442 | No
2028-10-25 11:00 | 2028 Initial | -700 | 505 | 510 | 442 | No
2028-10-25 12:00 | 2028 Initial | -623.22 | 205 | 210 | 142 | No
2028-10-25 13:00 | 2028 Initial | -23.22 | 0 | 17.99 | 0 | No
2028-10-25 14:00 | 2028 Initial | 0 | 0 | 317.99 | 63.28 | No
2028-10-25 15:00 | 2028 Initial | 600 | 0 | 459.07 | 142 | No
2028-10-25 16:00 | 2028 Initial | 700 | 0 | 510 | 442 | No
2028-10-25 17:00 | 2028 Initial | 700 | 2.83 | 510 | 442 | No
2028-10-25 18:00 | 2028 Initial | 700 | 74.2 | 510 | 442 | No
2028-10-25 19:00 | 2028 Initial | 700 | 182.01 | 510 | 442 | No
2028-10-25 20:00 | 2028 Initial | 700 | 251.59 | 510 | 442 | No
2028-10-25 21:00 | 2028 Initial | 500 | 33.2 | 510 | 442 | No
2028-10-25 22:00 | 2028 Initial | -100 | 333.2 | 510 | 442 | No
2028-10-25 23:00 | 2028 Initial | -700 | 505 | 510 | 442 | Yes
2028-10-26 | 2028 Initial | -700 | 505 | 510 | 442 | Yes
2028-10-26 01:00 | 2028 Initial | -700 | 505 | 510 | 442 | Yes
2028-10-26 02:00 | 2028 Initial | -700 | 505 | 510 | 442 | Yes
2028-10-26 03:00 | 2028 Initial | -700 | 505 | 510 | 442 | Yes
2028-10-26 04:00 | 2028 Initial | -700 | 505 | 510 | 249.19 | Yes
2028-10-26 05:00 | 2028 Initial | -700 | 300 | 379.91 | -41.49 | Yes
2028-10-26 06:00 | 2028 Initial | -700 | 0 | 79.91 | 0 | No
2028-10-26 07:00 | 2028 Initial | -100 | 0 | 6.38 | 0 | No
2028-10-26 08:00 | 2028 Initial | 500 | 0 | 306.38 | 0 | No
2028-10-26 09:00 | 2028 Initial | 700 | 0 | 220.68 | 220.11 | No
2028-10-26 10:00 | 2028 Initial | 500 | 0 | 0 | 0 | No
2028-10-26 11:00 | 2028 Initial | -100 | 205 | 210 | 4.69 | No
2028-10-26 12:00 | 2028 Initial | -700 | 505 | 510 | 304.69 | No
2028-10-26 13:00 | 2028 Initial | -326.91 | 205 | 415.05 | 4.69 | No
2028-10-26 14:00 | 2028 Initial | 0 | 0 | 510 | 118.21 | No
2028-10-26 15:00 | 2028 Initial | 600 | 0 | 510 | 212.22 | No
2028-10-26 16:00 | 2028 Initial | 700 | 36 | 510 | 442 | No
2028-10-26 17:00 | 2028 Initial | 700 | 133.11 | 510 | 442 | No
2028-10-26 18:00 | 2028 Initial | 700 | 205 | 406.95 | 327.91 | No
2028-10-26 19:00 | 2028 Initial | 700 | 505 | 510 | 442 | No
2028-10-26 20:00 | 2028 Initial | 700 | 505 | 510 | 442 | No
2028-10-26 21:00 | 2028 Initial | 700 | 505 | 510 | 442 | No
2028-10-26 22:00 | 2028 Initial | 700 | 355.95 | 510 | 442 | No
2028-10-26 23:00 | 2028 Initial | 700 | 55.95 | 510 | 442 | No
2028-10-27 | 2028 Initial | 676.28 | 0 | 210 | 328.24 | No
2028-10-27 01:00 | 2028 Initial | 230.33 | 0 | 0 | 412.48 | No
2028-10-27 02:00 | 2028 Initial | -16.24 | 0 | 0 | 396.39 | No
2028-10-27 03:00 | 2028 Initial | 129.84 | 0 | 0 | 428.41 | No
2028-10-27 04:00 | 2028 Initial | -318.27 | 205 | 210 | 354.88 | No
2028-10-27 05:00 | 2028 Initial | -453.03 | 505 | 510 | 442 | No
2028-10-27 06:00 | 2028 Initial | -433.04 | 505 | 510 | 442 | No
2028-10-27 07:00 | 2028 Initial | 166.96 | 505 | 510 | 442 | No
2028-10-27 08:00 | 2028 Initial | 700 | 505 | 510 | 442 | No
2028-10-27 09:00 | 2028 Initial | 700 | 485 | 510 | 442 | No
2028-10-27 10:00 | 2028 Initial | 554.11 | 239.65 | 510 | 442 | No
2028-10-27 11:00 | 2028 Initial | -45.89 | 505 | 510 | 442 | No
2028-10-27 12:00 | 2028 Initial | -645.89 | 505 | 510 | 442 | No
2028-10-27 13:00 | 2028 Initial | -700 | 505 | 510 | 442 | No
2028-10-27 14:00 | 2028 Initial | -700 | 505 | 510 | 442 | No
2028-10-27 15:00 | 2028 Initial | -100 | 205 | 430.94 | 299.23 | No
2028-10-27 16:00 | 2028 Initial | 500 | 0 | 505.61 | 442 | No
2028-10-27 17:00 | 2028 Initial | 700 | 0 | 510 | 442 | No
2028-10-27 18:00 | 2028 Initial | 700 | 300 | 510 | 442 | No
2028-10-27 19:00 | 2028 Initial | 698.23 | 484.21 | 510 | 442 | No
2028-10-27 20:00 | 2028 Initial | 700 | 505 | 510 | 442 | No
2028-10-27 21:00 | 2028 Initial | 443.2 | 505 | 510 | 442 | No
2028-10-27 22:00 | 2028 Initial | -156.8 | 505 | 510 | 442 | No
2028-10-27 23:00 | 2028 Initial | -700 | 505 | 510 | 442 | No
2028-10-28 | 2028 Initial | -563.17 | 505 | 510 | 442 | No
2028-10-28 01:00 | 2028 Initial | -700 | 505 | 510 | 442 | No
2028-10-28 02:00 | 2028 Initial | -700 | 505 | 510 | 442 | No
2028-10-28 03:00 | 2028 Initial | -700 | 505 | 510 | 442 | No
2028-10-28 04:00 | 2028 Initial | -700 | 505 | 510 | 442 | Yes
2028-10-28 05:00 | 2028 Initial | -700 | 505 | 510 | 442 | No
2028-10-28 06:00 | 2028 Initial | -700 | 505 | 510 | 442 | Yes
2028-10-28 07:00 | 2028 Initial | -700 | 505 | 510 | 442 | Yes
2028-10-28 08:00 | 2028 Initial | -700 | 505 | 510 | 442 | No
2028-10-28 09:00 | 2028 Initial | -700 | 505 | 510 | 442 | No
2028-10-28 10:00 | 2028 Initial | -700 | 505 | 510 | 442 | No
2028-10-28 11:00 | 2028 Initial | -700 | 505 | 510 | 442 | No
2028-10-28 12:00 | 2028 Initial | -700 | 505 | 510 | 442 | No
2028-10-28 13:00 | 2028 Initial | -700 | 505 | 510 | 442 | No
2028-10-28 14:00 | 2028 Initial | -700 | 482.65 | 510 | 442 | No
2028-10-28 15:00 | 2028 Initial | -100 | 182.65 | 334.97 | 442 | No
2028-10-28 16:00 | 2028 Initial | 0 | 0 | 34.97 | 296.66 | No
2028-10-28 17:00 | 2028 Initial | 600 | 0 | 334.97 | 398.16 | No
2028-10-28 18:00 | 2028 Initial | 700 | 0 | 510 | 315.77 | No
2028-10-28 19:00 | 2028 Initial | 465.73 | 300 | 510 | 442 | No
2028-10-28 20:00 | 2028 Initial | 25.91 | 344.86 | 510 | 209.52 | No
2028-10-28 21:00 | 2028 Initial | 81.72 | 505 | 510 | 442 | No
2028-10-28 22:00 | 2028 Initial | 117.91 | 505 | 510 | 442 | No
2028-10-28 23:00 | 2028 Initial | 237.26 | 505 | 510 | 442 | No
2028-10-29 | 2028 Initial | 0 | 332.81 | 510 | 442 | No
2028-10-29 01:00 | 2028 Initial | 448.18 | 32.81 | 300 | 210.52 | No
2028-10-29 02:00 | 2028 Initial | 423.96 | 0 | 0 | 145.5 | No
2028-10-29 03:00 | 2028 Initial | 0 | 0 | 50.75 | 111.41 | No
2028-10-29 04:00 | 2028 Initial | -360.77 | 0 | 0 | 185.72 | No
2028-10-29 05:00 | 2028 Initial | -700 | 0 | -127.17 | 221.65 | No
2028-10-29 06:00 | 2028 Initial | -700 | 300 | 172.83 | 442 | No
2028-10-29 07:00 | 2028 Initial | -700 | 0 | 90 | 335.06 | No
2028-10-29 08:00 | 2028 Initial | -700 | 97.61 | -210 | 442 | No
2028-10-29 09:00 | 2028 Initial | -700 | -202.39 | -510 | 218.46 | No
2028-10-29 10:00 | 2028 Initial | -700 | 97.61 | -210 | 442 | No
2028-10-29 11:00 | 2028 Initial | -700 | 397.61 | 90 | 442 | Yes
2028-10-29 12:00 | 2028 Initial | -700 | 505 | 390 | 442 | Yes
2028-10-29 13:00 | 2028 Initial | -700 | 505 | 510 | 442 | Yes
2028-10-29 14:00 | 2028 Initial | -700 | 505 | 390 | 442 | Yes
2028-10-29 15:00 | 2028 Initial | -700 | 275.31 | 90 | 442 | Yes
2028-10-29 16:00 | 2028 Initial | -700 | -24.69 | -210 | 142 | Yes
2028-10-29 17:00 | 2028 Initial | -700 | -324.69 | -510 | -158 | No
2028-10-29 18:00 | 2028 Initial | -700 | -95 | -485.06 | -94.65 | No
2028-10-29 19:00 | 2028 Initial | -700 | 205 | -185.06 | 205.35 | No
2028-10-29 20:00 | 2028 Initial | -700 | 505 | 114.94 | 442 | Yes
2028-10-29 21:00 | 2028 Initial | -700 | 505 | 414.94 | 230.45 | Yes
2028-10-29 22:00 | 2028 Initial | -700 | 505 | 510 | 286.39 | Yes
2028-10-29 23:00 | 2028 Initial | -700 | 505 | 510 | 368.6 | No
2028-10-30 | 2028 Initial | -105.29 | 505 | 510 | 218.75 | No
2028-10-30 01:00 | 2028 Initial | 236.91 | 505 | 510 | 442 | No
2028-10-30 02:00 | 2028 Initial | 551.97 | 505 | 510 | 442 | No
2028-10-30 03:00 | 2028 Initial | 430.68 | 413.61 | 510 | 442 | No
2028-10-30 04:00 | 2028 Initial | 700 | 113.61 | 510 | 442 | No
2028-10-30 05:00 | 2028 Initial | 700 | 0 | 377.92 | 442 | No
2028-10-30 06:00 | 2028 Initial | 700 | 0 | 77.92 | 371.79 | No
2028-10-30 07:00 | 2028 Initial | 700 | -300 | -222.08 | 71.79 | No
2028-10-30 08:00 | 2028 Initial | 700 | 0 | -353.45 | 371.79 | No
2028-10-30 09:00 | 2028 Initial | 700 | 0 | -354.02 | 442 | No
2028-10-30 10:00 | 2028 Initial | 700 | 0 | -510 | 442 | No
2028-10-30 11:00 | 2028 Initial | 700 | -110.4 | -510 | 284.57 | No
2028-10-30 12:00 | 2028 Initial | 700 | 0 | -210 | 376.46 | No
2028-10-30 13:00 | 2028 Initial | 700 | -218.69 | -510 | 76.46 | No
2028-10-30 14:00 | 2028 Initial | 700 | 0 | -347.33 | 0 | No
2028-10-30 15:00 | 2028 Initial | 700 | 0 | -133.18 | 0 | No
2028-10-30 16:00 | 2028 Initial | 700 | -252.79 | -433.18 | 75.95 | No
2028-10-30 17:00 | 2028 Initial | 700 | -526 | -510 | 81.48 | No
2028-10-30 18:00 | 2028 Initial | 700 | -391.14 | -510 | 291.64 | No
2028-10-30 19:00 | 2028 Initial | 634.79 | -526 | 0 | 288.24 | No
2028-10-30 20:00 | 2028 Initial | 312.66 | -226 | 0 | 442 | No
2028-10-30 21:00 | 2028 Initial | 475.14 | 0 | 0 | 442 | No
2028-10-30 22:00 | 2028 Initial | -100 | 158 | 0 | 442 | No
2028-10-30 23:00 | 2028 Initial | -700 | 458 | 0 | 442 | Yes
2028-10-31 | 2028 Initial | -700 | 505 | 0 | 411.82 | Yes
2028-10-31 01:00 | 2028 Initial | -700 | 505 | 0 | 111.82 | Yes
2028-10-31 02:00 | 2028 Initial | -700 | 505 | 0 | -164.41 | Yes
2028-10-31 03:00 | 2028 Initial | -700 | 505 | 0 | -68 | Yes
2028-10-31 04:00 | 2028 Initial | -700 | 505 | 0 | -52.14 | Yes
2028-10-31 05:00 | 2028 Initial | -700 | 505 | 0 | -147.3 | Yes
2028-10-31 06:00 | 2028 Initial | -700 | 505 | 0 | -62.4 | Yes
2028-10-31 07:00 | 2028 Initial | -700 | 505 | 0 | 130.2 | Yes
2028-10-31 08:00 | 2028 Initial | -700 | 505 | 0 | 259.7 | Yes
2028-10-31 09:00 | 2028 Initial | -700 | 505 | 0 | 326.86 | Yes
2028-10-31 10:00 | 2028 Initial | -700 | 505 | 0 | 442 | Yes
2028-10-31 11:00 | 2028 Initial | -700 | 505 | 0 | 331.62 | Yes
2028-10-31 12:00 | 2028 Initial | -700 | 505 | 0 | 303.46 | Yes
2028-10-31 13:00 | 2028 Initial | -700 | 505 | 0 | 278.46 | Yes
2028-10-31 14:00 | 2028 Initial | -700 | 505 | 0 | 259.49 | Yes
2028-10-31 15:00 | 2028 Initial | -700 | 505 | 0 | 270.31 | Yes
2028-10-31 16:00 | 2028 Initial | -361.8 | 505 | 0 | 348.46 | No
2028-10-31 17:00 | 2028 Initial | 238.2 | 298.81 | 0 | 281.13 | No
2028-10-31 18:00 | 2028 Initial | 700 | 335.31 | 0 | 442 | No
2028-10-31 19:00 | 2028 Initial | 700 | 50.15 | 0 | 442 | No
2028-10-31 20:00 | 2028 Initial | 500 | 350.15 | 0 | 442 | No
2028-10-31 21:00 | 2028 Initial | -100 | 205 | 0 | 442 | No
2028-10-31 22:00 | 2028 Initial | -700 | 505 | 0 | 442 | No
2028-10-31 23:00 | 2028 Initial | -700 | 505 | 0 | 442 | Yes
2028-11-01 | 2028 Initial | -700 | 505 | 0 | 442 | Yes
2028-11-01 01:00 | 2028 Initial | -700 | 505 | 0 | 208.06 | Yes
2028-11-01 02:00 | 2028 Initial | -700 | 505 | 0 | 51.05 | Yes
2028-11-01 03:00 | 2028 Initial | -700 | 505 | 0 | -36.25 | Yes
2028-11-01 04:00 | 2028 Initial | -700 | 505 | 0 | 8.95 | Yes
2028-11-01 05:00 | 2028 Initial | -700 | 505 | 0 | 187.08 | Yes
2028-11-01 06:00 | 2028 Initial | -700 | 505 | 0 | 442 | Yes
2028-11-01 07:00 | 2028 Initial | -700 | 505 | 0 | 442 | Yes
2028-11-01 08:00 | 2028 Initial | -446.08 | 205 | 0 | 439.63 | No
2028-11-01 09:00 | 2028 Initial | -700 | 505 | 0 | 442 | No
2028-11-01 10:00 | 2028 Initial | -700 | 505 | 0 | 442 | Yes
2028-11-01 11:00 | 2028 Initial | -700 | 505 | 0 | 442 | Yes
2028-11-01 12:00 | 2028 Initial | -700 | 505 | 0 | 442 | Yes
2028-11-01 13:00 | 2028 Initial | -700 | 505 | 0 | 442 | No
2028-11-01 14:00 | 2028 Initial | -619.97 | 505 | 0 | 442 | No
2028-11-01 15:00 | 2028 Initial | -19.97 | 205 | 0 | 341.1 | No
2028-11-01 16:00 | 2028 Initial | 554.69 | 0 | 0 | 348.02 | No
2028-11-01 17:00 | 2028 Initial | 700 | 12.89 | 0 | 442 | No
2028-11-01 18:00 | 2028 Initial | 700 | 109.36 | 0 | 442 | No
2028-11-01 19:00 | 2028 Initial | 700 | 198.64 | 300 | 442 | No
2028-11-01 20:00 | 2028 Initial | 700 | 0 | 504.35 | 442 | No
2028-11-01 21:00 | 2028 Initial | 700 | 54.72 | 510 | 442 | No
2028-11-01 22:00 | 2028 Initial | 700 | 354.72 | 510 | 442 | No
2028-11-01 23:00 | 2028 Initial | 700 | 498.27 | 510 | 442 | No
2028-11-02 | 2028 Initial | 700 | 305.34 | 510 | 442 | No
2028-11-02 01:00 | 2028 Initial | 700 | 444.62 | 510 | 442 | No
2028-11-02 02:00 | 2028 Initial | 700 | 144.62 | 324.11 | 424.77 | No
2028-11-02 03:00 | 2028 Initial | 700 | 0 | 284.18 | 347.36 | No
2028-11-02 04:00 | 2028 Initial | 700 | 0 | 494.83 | 217.95 | No
2028-11-02 05:00 | 2028 Initial | 700 | 0 | 342.59 | 106.82 | No
2028-11-02 06:00 | 2028 Initial | 700 | 0 | 346.92 | 256 | No
2028-11-02 07:00 | 2028 Initial | 700 | 0 | 346.65 | 421.4 | No
2028-11-02 08:00 | 2028 Initial | 700 | 133.23 | 510 | 442 | No
2028-11-02 09:00 | 2028 Initial | 700 | 433.23 | 510 | 442 | No
2028-11-02 10:00 | 2028 Initial | 700 | 133.23 | 504.58 | 442 | No
2028-11-02 11:00 | 2028 Initial | 700 | 0 | 254.76 | 442 | No
2028-11-02 12:00 | 2028 Initial | 700 | 0 | 31.52 | 442 | No
2028-11-02 13:00 | 2028 Initial | 655.09 | 0 | 0 | 442 | No
2028-11-02 14:00 | 2028 Initial | 377.49 | 0 | 0 | 442 | No
2028-11-02 15:00 | 2028 Initial | 166.2 | 0 | 0 | 442 | No
2028-11-02 16:00 | 2028 Initial | 627.32 | 0 | 0 | 442 | No
2028-11-02 17:00 | 2028 Initial | 700 | 0 | 230.68 | 442 | No
2028-11-02 18:00 | 2028 Initial | 700 | 300 | 510 | 442 | No
2028-11-02 19:00 | 2028 Initial | 700 | 505 | 510 | 442 | No
2028-11-02 20:00 | 2028 Initial | 700 | 392.92 | 510 | 442 | No
2028-11-02 21:00 | 2028 Initial | 700 | 92.92 | 510 | 375.82 | No
2028-11-02 22:00 | 2028 Initial | 700 | 190.63 | 510 | 442 | No
2028-11-02 23:00 | 2028 Initial | 266.23 | 300 | 510 | 442 | No
2028-11-03 | 2028 Initial | 656.35 | 0 | 510 | 236.46 | No
2028-11-03 01:00 | 2028 Initial | 700 | 0 | 355.79 | 386.94 | No
2028-11-03 02:00 | 2028 Initial | 148.73 | 300 | 510 | 442 | No
2028-11-03 03:00 | 2028 Initial | 0 | 505 | 510 | 442 | No
2028-11-03 04:00 | 2028 Initial | 0 | 205 | 210 | 405.46 | No
2028-11-03 05:00 | 2028 Initial | 415.33 | 0 | 210 | 430.66 | No
2028-11-03 06:00 | 2028 Initial | 8.54 | 300 | 510 | 442 | No
2028-11-03 07:00 | 2028 Initial | 608.54 | 205 | 210 | 442 | No
2028-11-03 08:00 | 2028 Initial | 700 | 505 | 510 | 442 | No
2028-11-03 09:00 | 2028 Initial | 700 | 505 | 510 | 442 | No
2028-11-03 10:00 | 2028 Initial | 700 | 504.95 | 510 | 442 | No
2028-11-03 11:00 | 2028 Initial | 700 | 300 | 510 | 442 | No
2028-11-03 12:00 | 2028 Initial | 700 | 0 | 282.36 | 442 | No
2028-11-03 13:00 | 2028 Initial | 700 | 0 | 309.76 | 228.48 | No
2028-11-03 14:00 | 2028 Initial | 700 | 175.67 | 510 | 442 | No
2028-11-03 15:00 | 2028 Initial | 700 | 179.4 | 510 | 442 | No
2028-11-03 16:00 | 2028 Initial | 700 | 273.85 | 510 | 442 | No
2028-11-03 17:00 | 2028 Initial | 700 | 0 | 210 | 442 | No
2028-11-03 18:00 | 2028 Initial | 700 | 0 | 510 | 442 | No
2028-11-03 19:00 | 2028 Initial | 700 | 205 | 496.68 | 442 | No
2028-11-03 20:00 | 2028 Initial | 700 | 505 | 510 | 442 | No
2028-11-03 21:00 | 2028 Initial | 700 | 315.34 | 510 | 442 | No
2028-11-03 22:00 | 2028 Initial | 700 | 386.94 | 510 | 442 | No
2028-11-03 23:00 | 2028 Initial | 700 | 248.09 | 510 | 442 | No
2028-11-04 | 2028 Initial | 700 | 505 | 510 | 442 | No
2028-11-04 01:00 | 2028 Initial | 700 | 353.86 | 510 | 442 | No
2028-11-04 02:00 | 2028 Initial | 700 | 283.07 | 510 | 442 | No
2028-11-04 03:00 | 2028 Initial | 700 | 444.26 | 300 | 442 | No
2028-11-04 04:00 | 2028 Initial | 700 | 505 | 0 | 442 | No
2028-11-04 05:00 | 2028 Initial | 700 | 420.82 | 0 | 442 | No
2028-11-04 06:00 | 2028 Initial | 700 | 505 | 0 | 442 | No
2028-11-04 07:00 | 2028 Initial | 700 | 238.27 | 0 | 442 | No
2028-11-04 08:00 | 2028 Initial | 700 | 332.29 | 0 | 442 | No
2028-11-04 09:00 | 2028 Initial | 700 | 487.5 | 0 | 442 | No
2028-11-04 10:00 | 2028 Initial | 700 | 497.06 | 0 | 442 | No
2028-11-04 11:00 | 2028 Initial | 700 | 242.73 | 0 | 442 | No
2028-11-04 12:00 | 2028 Initial | 700 | 0 | 0 | 319.58 | No
2028-11-04 13:00 | 2028 Initial | 700 | -93.09 | 0 | 442 | No
2028-11-04 14:00 | 2028 Initial | 700 | -393.09 | 0 | 169.77 | No
2028-11-04 15:00 | 2028 Initial | 700 | -151.21 | 0 | -130.23 | No
2028-11-04 16:00 | 2028 Initial | 700 | 0 | 0 | 130.27 | No
2028-11-04 17:00 | 2028 Initial | 700 | 0 | 0 | 0 | No
2028-11-04 18:00 | 2028 Initial | 700 | 22.06 | 0 | 115.23 | No
2028-11-04 19:00 | 2028 Initial | 700 | 322.06 | 0 | 405.08 | No
2028-11-04 20:00 | 2028 Initial | 700 | 185.32 | 0 | 413.01 | No
2028-11-04 21:00 | 2028 Initial | 700 | 0 | 0 | 314.49 | No
2028-11-04 22:00 | 2028 Initial | 700 | 0 | 0 | 59.88 | No
2028-11-04 23:00 | 2028 Initial | 700 | -85.15 | 0 | 202.55 | No
2028-11-05 | 2028 Initial | 700 | 0 | 0 | 417.4 | No
2028-11-05 01:00 | 2028 Initial | 700 | 0 | 0 | 429.78 | No
2028-11-05 02:00 | 2028 Initial | 700 | 300 | 0 | 442 | No
2028-11-05 03:00 | 2028 Initial | 700 | 250.57 | 0 | 442 | No
2028-11-05 04:00 | 2028 Initial | 700 | 38.86 | 0 | 442 | No
2028-11-05 05:00 | 2028 Initial | 700 | -226 | 0 | 357.15 | No
2028-11-05 06:00 | 2028 Initial | 700 | -526 | 0 | 57.15 | No
2028-11-05 07:00 | 2028 Initial | 700 | -526 | 0 | 29.67 | No
2028-11-05 08:00 | 2028 Initial | 700 | -526 | 0 | -270.33 | No
2028-11-05 09:00 | 2028 Initial | 700 | -348.29 | 0 | -175.06 | No
2028-11-05 10:00 | 2028 Initial | 700 | -382.84 | 0 | -75.31 | No
2028-11-05 11:00 | 2028 Initial | 700 | -526 | 0 | -62.71 | No
2028-11-05 12:00 | 2028 Initial | 700 | -526 | 0 | -9.23 | No
2028-11-05 13:00 | 2028 Initial | 700 | -526 | 0 | 21.26 | No
2028-11-05 14:00 | 2028 Initial | 700 | -526 | 0 | -6.23 | No
2028-11-05 15:00 | 2028 Initial | 700 | -526 | 0 | -219.2 | No
2028-11-05 16:00 | 2028 Initial | 700 | -526 | 0 | -510 | No
2028-11-05 17:00 | 2028 Initial | 700 | -526 | 0 | -510 | No
2028-11-05 18:00 | 2028 Initial | 700 | -526 | 0 | -510 | No
2028-11-05 19:00 | 2028 Initial | 700 | -526 | 0 | -510 | No
2028-11-05 20:00 | 2028 Initial | 700 | -526 | 0 | -510 | No
2028-11-05 21:00 | 2028 Initial | 700 | -314.18 | 0 | -358.62 | No
2028-11-05 22:00 | 2028 Initial | 700 | -14.18 | 0 | -58.62 | No
2028-11-05 23:00 | 2028 Initial | 700 | -314.18 | 0 | -155.94 | No
2028-11-06 | 2028 Initial | 700 | -14.18 | 0 | -124.82 | No
2028-11-06 01:00 | 2028 Initial | 700 | -314.02 | 0 | -242.42 | No
2028-11-06 02:00 | 2028 Initial | 700 | -356.03 | 0 | 57.58 | No
2028-11-06 03:00 | 2028 Initial | 700 | -406.97 | 0 | 6.16 | No
2028-11-06 04:00 | 2028 Initial | 700 | -106.97 | -60.04 | 96.71 | No
2028-11-06 05:00 | 2028 Initial | 700 | -406.97 | -360.04 | -17.79 | No
2028-11-06 06:00 | 2028 Initial | 100 | -368.99 | -510 | -116.15 | No
2028-11-06 07:00 | 2028 Initial | 0 | -104.06 | -510 | 112.5 | No
2028-11-06 08:00 | 2028 Initial | 100 | 0 | -510 | 339.26 | No
2028-11-06 09:00 | 2028 Initial | 700 | -146.96 | -510 | 433.92 | No
2028-11-06 10:00 | 2028 Initial | 700 | -446.96 | -510 | 442 | No
2028-11-06 11:00 | 2028 Initial | 700 | -402.54 | -510 | 391.93 | No
2028-11-06 12:00 | 2028 Initial | 700 | -102.54 | -210 | 357.9 | No
2028-11-06 13:00 | 2028 Initial | 700 | 0 | 0 | 234.79 | No
2028-11-06 14:00 | 2028 Initial | 700 | -109.94 | -210 | 269.92 | No
2028-11-06 15:00 | 2028 Initial | 700 | -409.94 | -510 | 358.48 | No
2028-11-06 16:00 | 2028 Initial | 392.66 | -109.94 | -210 | 107.43 | No
2028-11-06 17:00 | 2028 Initial | 460.55 | 0 | 0 | 407.43 | No
2028-11-06 18:00 | 2028 Initial | 700 | 0 | 57.26 | 442 | No
2028-11-06 19:00 | 2028 Initial | 700 | 0 | 357.26 | 442 | No
2028-11-06 20:00 | 2028 Initial | 700 | 0 | 330.19 | 385.28 | No
2028-11-06 21:00 | 2028 Initial | 700 | 0 | 30.19 | 442 | No
2028-11-06 22:00 | 2028 Initial | 700 | 0 | 270.14 | 256.2 | No
2028-11-06 23:00 | 2028 Initial | 700 | 300 | 510 | 442 | No
2028-11-07 | 2028 Initial | 700 | 505 | 510 | 442 | No
2028-11-07 01:00 | 2028 Initial | 700 | 505 | 510 | 442 | No
2028-11-07 02:00 | 2028 Initial | 700 | 453.14 | 510 | 442 | No
2028-11-07 03:00 | 2028 Initial | 700 | 153.14 | 438 | 442 | No
2028-11-07 04:00 | 2028 Initial | 700 | 300 | 300 | 442 | No
2028-11-07 05:00 | 2028 Initial | 107.8 | 0 | 0 | 428.77 | No
2028-11-07 06:00 | 2028 Initial | -323.48 | 0 | 0 | 128.77 | No
2028-11-07 07:00 | 2028 Initial | 100 | 0 | -11.54 | 145.4 | No
2028-11-07 08:00 | 2028 Initial | 700 | 0 | 94.16 | 369.77 | No
2028-11-07 09:00 | 2028 Initial | 700 | 0 | 10.29 | 442 | No
2028-11-07 10:00 | 2028 Initial | 700 | 0 | -289.59 | 423.91 | No
2028-11-07 11:00 | 2028 Initial | 700 | 0 | -338.88 | 365.36 | No
2028-11-07 12:00 | 2028 Initial | 700 | -291.25 | -510 | 346.93 | No
2028-11-07 13:00 | 2028 Initial | 700 | -245.89 | -510 | 83.47 | No
2028-11-07 14:00 | 2028 Initial | 700 | -238.52 | -510 | 133.82 | No
2028-11-07 15:00 | 2028 Initial | 100 | 0 | -210.35 | 261.3 | No
2028-11-07 16:00 | 2028 Initial | 89.69 | 0 | 0 | 197.77 | No
2028-11-07 17:00 | 2028 Initial | 533.82 | 0 | 0 | 9.91 | No
2028-11-07 18:00 | 2028 Initial | 700 | 0 | -113.77 | 309.91 | No
2028-11-07 19:00 | 2028 Initial | 700 | 0 | -111.62 | 268.25 | No
2028-11-07 20:00 | 2028 Initial | 700 | 0 | 188.38 | 419.8 | No
2028-11-07 21:00 | 2028 Initial | 700 | 0 | 324.16 | 187.28 | No
2028-11-07 22:00 | 2028 Initial | 700 | 52.32 | 510 | 419.25 | No
2028-11-07 23:00 | 2028 Initial | 700 | 352.32 | 510 | 442 | No
2028-11-08 | 2028 Initial | 700 | 443.4 | 510 | 411.74 | No
2028-11-08 01:00 | 2028 Initial | 700 | 167.83 | 510 | 182.22 | No
2028-11-08 02:00 | 2028 Initial | 700 | 0 | 510 | 288.25 | No
2028-11-08 03:00 | 2028 Initial | 700 | 0 | 510 | 297.04 | No
2028-11-08 04:00 | 2028 Initial | 700 | 0 | 510 | 442 | No
2028-11-08 05:00 | 2028 Initial | 700 | 0 | 510 | 442 | No
2028-11-08 06:00 | 2028 Initial | 700 | 0 | 210 | 442 | No
2028-11-08 07:00 | 2028 Initial | 700 | 0 | -90 | 436.68 | No
2028-11-08 08:00 | 2028 Initial | 700 | -279.73 | -390 | 136.68 | No
2028-11-08 09:00 | 2028 Initial | 700 | 0 | -495.6 | 190.73 | No
2028-11-08 10:00 | 2028 Initial | 700 | 0 | -510 | 303.53 | No
2028-11-08 11:00 | 2028 Initial | 700 | -44.63 | -510 | 291.52 | No
2028-11-08 12:00 | 2028 Initial | 700 | -183.61 | -510 | 261.55 | No
2028-11-08 13:00 | 2028 Initial | 700 | -369.98 | -510 | 264.69 | No
2028-11-08 14:00 | 2028 Initial | 700 | -148.68 | -510 | 332.8 | No
2028-11-08 15:00 | 2028 Initial | 700 | -5.22 | -510 | 344.61 | No
2028-11-08 16:00 | 2028 Initial | 700 | -63.18 | -510 | 442 | No
2028-11-08 17:00 | 2028 Initial | 100 | 0 | -470.79 | 442 | No
2028-11-08 18:00 | 2028 Initial | 700 | 0 | -236.53 | 442 | No
2028-11-08 19:00 | 2028 Initial | 700 | 0 | -342.49 | 442 | No
2028-11-08 20:00 | 2028 Initial | 700 | -68.85 | -90 | 442 | No
2028-11-08 21:00 | 2028 Initial | 700 | 170.41 | 210 | 442 | No
2028-11-08 22:00 | 2028 Initial | 700 | 136.41 | 510 | 442 | No
2028-11-08 23:00 | 2028 Initial | 700 | 356.05 | 510 | 442 | No
2028-11-09 | 2028 Initial | 700 | 56.05 | 477.53 | 442 | No
2028-11-09 01:00 | 2028 Initial | 700 | 0 | 510 | 396.76 | No
2028-11-09 02:00 | 2028 Initial | 700 | 249.27 | 510 | 442 | No
2028-11-09 03:00 | 2028 Initial | 306.49 | 505 | 510 | 442 | No
2028-11-09 04:00 | 2028 Initial | 619.1 | 505 | 510 | 442 | No
2028-11-09 05:00 | 2028 Initial | 700 | 339.27 | 510 | 442 | No
2028-11-09 06:00 | 2028 Initial | 700 | 115.28 | 510 | 442 | No
2028-11-09 07:00 | 2028 Initial | 700 | 118.52 | 510 | 442 | No
2028-11-09 08:00 | 2028 Initial | 700 | 146.48 | 510 | 442 | No
2028-11-09 09:00 | 2028 Initial | 700 | 54.32 | 510 | 442 | No
2028-11-09 10:00 | 2028 Initial | 700 | 8.34 | 510 | 442 | No
2028-11-09 11:00 | 2028 Initial | 700 | 175.1 | 510 | 442 | No
2028-11-09 12:00 | 2028 Initial | 700 | 33.15 | 510 | 442 | No
2028-11-09 13:00 | 2028 Initial | 700 | 160.46 | 510 | 442 | No
2028-11-09 14:00 | 2028 Initial | 700 | 151.41 | 510 | 442 | No
2028-11-09 15:00 | 2028 Initial | 700 | 0 | 405.77 | 442 | No
2028-11-09 16:00 | 2028 Initial | 700 | 29.19 | 510 | 442 | No
2028-11-09 17:00 | 2028 Initial | 700 | 329.19 | 510 | 442 | No
2028-11-09 18:00 | 2028 Initial | 700 | 505 | 510 | 442 | No
2028-11-09 19:00 | 2028 Initial | 700 | 205 | 510 | 442 | No
2028-11-09 20:00 | 2028 Initial | 700 | 396.01 | 510 | 442 | No
2028-11-09 21:00 | 2028 Initial | 700 | 302.04 | 510 | 442 | No
2028-11-09 22:00 | 2028 Initial | 700 | 18.1 | 478.09 | 442 | No
2028-11-09 23:00 | 2028 Initial | 700 | 0 | 178.09 | 270.92 | No
2028-11-10 | 2028 Initial | 700 | 0 | 18.73 | 143.71 | No
2028-11-10 01:00 | 2028 Initial | 700 | 0 | -144.8 | 0 | No
2028-11-10 02:00 | 2028 Initial | 700 | 0 | -444.8 | 106.38 | No
2028-11-10 03:00 | 2028 Initial | 700 | 0 | -223.16 | 48.95 | No
2028-11-10 04:00 | 2028 Initial | 700 | 0 | -199.21 | 29.92 | No
2028-11-10 05:00 | 2028 Initial | 700 | 0 | -440.74 | 58.31 | No
2028-11-10 06:00 | 2028 Initial | 700 | 0 | -510 | 57.96 | No
2028-11-10 07:00 | 2028 Initial | 700 | 0 | -459.01 | 77.12 | No
2028-11-10 08:00 | 2028 Initial | 700 | 0 | -303.27 | 293.78 | No
2028-11-10 09:00 | 2028 Initial | 700 | -1.05 | -510 | 397.18 | No
2028-11-10 10:00 | 2028 Initial | 700 | -226 | -510 | 373.53 | No
2028-11-10 11:00 | 2028 Initial | 700 | -526 | -510 | 364.45 | No
2028-11-10 12:00 | 2028 Initial | 700 | -526 | -510 | 398.23 | No
2028-11-10 13:00 | 2028 Initial | 560.66 | -300 | -495.78 | 442 | No
2028-11-10 14:00 | 2028 Initial | 277.95 | 0 | -195.78 | 442 | No
2028-11-10 15:00 | 2028 Initial | 700 | 171.98 | 104.22 | 442 | No
2028-11-10 16:00 | 2028 Initial | 700 | 0 | 404.22 | 442 | No
2028-11-10 17:00 | 2028 Initial | 700 | 160.56 | 381.96 | 196.17 | No
2028-11-10 18:00 | 2028 Initial | 700 | 460.56 | 510 | 442 | No
2028-11-10 19:00 | 2028 Initial | 700 | 341.21 | 510 | 442 | No
2028-11-10 20:00 | 2028 Initial | 700 | 440.05 | 510 | 442 | No
2028-11-10 21:00 | 2028 Initial | 329 | 362.09 | 510 | 442 | No
2028-11-10 22:00 | 2028 Initial | -271 | 505 | 510 | 442 | No
2028-11-10 23:00 | 2028 Initial | -700 | 505 | 510 | 442 | No
2028-11-11 | 2028 Initial | -700 | 505 | 510 | 442 | Yes
2028-11-11 01:00 | 2028 Initial | -700 | 505 | 510 | 381.65 | Yes
2028-11-11 02:00 | 2028 Initial | -700 | 505 | 510 | 260.05 | Yes
2028-11-11 03:00 | 2028 Initial | -700 | 505 | 510 | 219.25 | Yes
2028-11-11 04:00 | 2028 Initial | -700 | 505 | 510 | 75.39 | Yes
2028-11-11 05:00 | 2028 Initial | -700 | 505 | 510 | -3.63 | Yes
2028-11-11 06:00 | 2028 Initial | -700 | 505 | 510 | -41.61 | Yes
2028-11-11 07:00 | 2028 Initial | -700 | 505 | 510 | 57.4 | Yes
2028-11-11 08:00 | 2028 Initial | -700 | 505 | 510 | 102.67 | Yes
2028-11-11 09:00 | 2028 Initial | -700 | 505 | 510 | 144.12 | Yes
2028-11-11 10:00 | 2028 Initial | -700 | 505 | 510 | 201.67 | Yes
2028-11-11 11:00 | 2028 Initial | -700 | 505 | 510 | 200.13 | Yes
2028-11-11 12:00 | 2028 Initial | -700 | 505 | 510 | 215.85 | Yes
2028-11-11 13:00 | 2028 Initial | -700 | 505 | 510 | 298.32 | Yes
2028-11-11 14:00 | 2028 Initial | -700 | 505 | 510 | 291.68 | No
2028-11-11 15:00 | 2028 Initial | -331.68 | 505 | 510 | 395.06 | No
2028-11-11 16:00 | 2028 Initial | 14.01 | 505 | 510 | 393.64 | No
2028-11-11 17:00 | 2028 Initial | 600.46 | 505 | 510 | 405.43 | No
2028-11-11 18:00 | 2028 Initial | 700 | 505 | 510 | 442 | No
2028-11-11 19:00 | 2028 Initial | 700 | 205 | 510 | 254.69 | No
2028-11-11 20:00 | 2028 Initial | 700 | 0 | 510 | 243.87 | No
2028-11-11 21:00 | 2028 Initial | 700 | 0 | 510 | 442 | No
2028-11-11 22:00 | 2028 Initial | 700 | 300 | 510 | 442 | No
2028-11-11 23:00 | 2028 Initial | 452.43 | 505 | 510 | 442 | No
2028-11-12 | 2028 Initial | 700 | 505 | 510 | 353.02 | No
2028-11-12 01:00 | 2028 Initial | 501.39 | 505 | 510 | 244.47 | No
2028-11-12 02:00 | 2028 Initial | 562.9 | 505 | 510 | 310.49 | No
2028-11-12 03:00 | 2028 Initial | 700 | 205 | 299.49 | 10.49 | No
2028-11-12 04:00 | 2028 Initial | 700 | 0 | 510 | 107.93 | No
2028-11-12 05:00 | 2028 Initial | 700 | 0 | 276.64 | 0 | No
2028-11-12 06:00 | 2028 Initial | 635.7 | 0 | 0 | 0 | No
2028-11-12 07:00 | 2028 Initial | 700 | 0 | 300 | 275.25 | No
2028-11-12 08:00 | 2028 Initial | 700 | 0 | 81.79 | 47.25 | No
2028-11-12 09:00 | 2028 Initial | 100 | 0 | 0 | 338.29 | No
2028-11-12 10:00 | 2028 Initial | -45.52 | 0 | 0 | 381.2 | No
2028-11-12 11:00 | 2028 Initial | -504.12 | 0 | 0 | 171.18 | No
2028-11-12 12:00 | 2028 Initial | -684.98 | 0 | 0 | 0 | No
2028-11-12 13:00 | 2028 Initial | -700 | 0 | 62.28 | 0 | No
2028-11-12 14:00 | 2028 Initial | -700 | 300 | 362.28 | 300 | Yes
2028-11-12 15:00 | 2028 Initial | -700 | 300 | 300 | 300 | No
2028-11-12 16:00 | 2028 Initial | -570.99 | 0 | 0 | 0 | No
2028-11-12 17:00 | 2028 Initial | -615.83 | 0 | 0 | 0 | No
2028-11-12 18:00 | 2028 Initial | -15.83 | 0 | 0 | 0 | No
2028-11-12 19:00 | 2028 Initial | 48.6 | 0 | 210 | 0 | No
2028-11-12 20:00 | 2028 Initial | -385.41 | 300 | 510 | 240.3 | No
2028-11-12 21:00 | 2028 Initial | 15.07 | 505 | 510 | 442 | No
2028-11-12 22:00 | 2028 Initial | 615.07 | 205 | 210 | 142 | No
2028-11-12 23:00 | 2028 Initial | 15.07 | 505 | 510 | 442 | No
2028-11-13 | 2028 Initial | 615.07 | 505 | 510 | 442 | No
2028-11-13 01:00 | 2028 Initial | 332.55 | 505 | 510 | 442 | No
2028-11-13 02:00 | 2028 Initial | 41.73 | 350.53 | 510 | 442 | No
2028-11-13 03:00 | 2028 Initial | 0 | 50.53 | 510 | 442 | No
2028-11-13 04:00 | 2028 Initial | 0 | 205 | 510 | 442 | No
2028-11-13 05:00 | 2028 Initial | -121.58 | 505 | 510 | 442 | No
2028-11-13 06:00 | 2028 Initial | 0 | 205 | 210 | 142 | No
2028-11-13 07:00 | 2028 Initial | 0 | 0 | 510 | 442 | No
2028-11-13 08:00 | 2028 Initial | 600 | 205 | 275.08 | 172.57 | No
2028-11-13 09:00 | 2028 Initial | 700 | 505 | 510 | 442 | No
2028-11-13 10:00 | 2028 Initial | 700 | 505 | 510 | 442 | No
2028-11-13 11:00 | 2028 Initial | 688.57 | 505 | 510 | 442 | No
2028-11-13 12:00 | 2028 Initial | 700 | 205 | 510 | 278.32 | No
2028-11-13 13:00 | 2028 Initial | 700 | 0 | 472.38 | 269.49 | No
2028-11-13 14:00 | 2028 Initial | 700 | 129.57 | 510 | 442 | No
2028-11-13 15:00 | 2028 Initial | 700 | 76.07 | 510 | 436.77 | No
2028-11-13 16:00 | 2028 Initial | 700 | 376.07 | 510 | 442 | No
2028-11-13 17:00 | 2028 Initial | 700 | 76.07 | 287.81 | 329.39 | No
2028-11-13 18:00 | 2028 Initial | 700 | 205 | 510 | 337.54 | No
2028-11-13 19:00 | 2028 Initial | 700 | 505 | 510 | 442 | No
2028-11-13 20:00 | 2028 Initial | 700 | 429.66 | 510 | 442 | No
2028-11-13 21:00 | 2028 Initial | 700 | 129.66 | 489.99 | 379.56 | No
2028-11-13 22:00 | 2028 Initial | 503.15 | 76.62 | 510 | 442 | No
2028-11-13 23:00 | 2028 Initial | -96.85 | 162.3 | 510 | 421.25 | No
2028-11-14 | 2028 Initial | -659.22 | 462.3 | 510 | 442 | No
2028-11-14 01:00 | 2028 Initial | -700 | 505 | 510 | 442 | No
2028-11-14 02:00 | 2028 Initial | -700 | 505 | 510 | 442 | No
2028-11-14 03:00 | 2028 Initial | -700 | 505 | 510 | 442 | No
2028-11-14 04:00 | 2028 Initial | -700 | 505 | 510 | 442 | No
2028-11-14 05:00 | 2028 Initial | -700 | 300 | 448.21 | 300 | No
2028-11-14 06:00 | 2028 Initial | -644.68 | 0 | 148.21 | 0 | No
2028-11-14 07:00 | 2028 Initial | -211.73 | 0 | 0 | 200.98 | No
2028-11-14 08:00 | 2028 Initial | 0 | 0 | 46.31 | 361.17 | No
2028-11-14 09:00 | 2028 Initial | 254.93 | 0 | 0 | 411.72 | No
2028-11-14 10:00 | 2028 Initial | 124.58 | 205 | 210 | 378.26 | No
2028-11-14 11:00 | 2028 Initial | -475.42 | 505 | 510 | 442 | No
2028-11-14 12:00 | 2028 Initial | -662.92 | 505 | 510 | 442 | No
2028-11-14 13:00 | 2028 Initial | -700 | 505 | 510 | 442 | No
2028-11-14 14:00 | 2028 Initial | -700 | 505 | 510 | 442 | No
2028-11-14 15:00 | 2028 Initial | -600 | 205 | 510 | 397.58 | No
2028-11-14 16:00 | 2028 Initial | 0 | 0 | 210 | 97.58 | No
2028-11-14 17:00 | 2028 Initial | 600 | 0 | 0 | 100.41 | No
2028-11-14 18:00 | 2028 Initial | 700 | 0 | 210 | 400.41 | No
2028-11-14 19:00 | 2028 Initial | 522.47 | 253.81 | 510 | 442 | No
2028-11-14 20:00 | 2028 Initial | 529.64 | 505 | 510 | 442 | No
2028-11-14 21:00 | 2028 Initial | 36.33 | 505 | 510 | 442 | No
2028-11-14 22:00 | 2028 Initial | -138.8 | 505 | 510 | 442 | No
2028-11-14 23:00 | 2028 Initial | 0 | 505 | 510 | 442 | No
2028-11-15 | 2028 Initial | 0 | 505 | 510 | 442 | No
2028-11-15 01:00 | 2028 Initial | 0 | 505 | 510 | 442 | No
2028-11-15 02:00 | 2028 Initial | -83.77 | 505 | 510 | 442 | No
2028-11-15 03:00 | 2028 Initial | 147.3 | 505 | 510 | 442 | No
2028-11-15 04:00 | 2028 Initial | 57.12 | 505 | 510 | 442 | No
2028-11-15 05:00 | 2028 Initial | 128.96 | 505 | 510 | 442 | No
2028-11-15 06:00 | 2028 Initial | 653.37 | 205 | 210 | 442 | No
2028-11-15 07:00 | 2028 Initial | 384.03 | 0 | 210 | 442 | No
2028-11-15 08:00 | 2028 Initial | 700 | 32.43 | 510 | 442 | No
2028-11-15 09:00 | 2028 Initial | 700 | 121.29 | 510 | 442 | No
2028-11-15 10:00 | 2028 Initial | 700 | 0 | 505.9 | 442 | No
2028-11-15 11:00 | 2028 Initial | 700 | 300 | 510 | 442 | No
2028-11-15 12:00 | 2028 Initial | 700 | 379.48 | 510 | 442 | No
2028-11-15 13:00 | 2028 Initial | 700 | 79.48 | 510 | 442 | No
2028-11-15 14:00 | 2028 Initial | 700 | 49.39 | 510 | 442 | No
2028-11-15 15:00 | 2028 Initial | 569.02 | 0 | 210 | 442 | No
2028-11-15 16:00 | 2028 Initial | 700 | 0 | 347.18 | 348.84 | No
2028-11-15 17:00 | 2028 Initial | 700 | 0 | 367.86 | 442 | No
2028-11-15 18:00 | 2028 Initial | 700 | 258.59 | 510 | 442 | No
2028-11-15 19:00 | 2028 Initial | 700 | 296.77 | 510 | 442 | No
2028-11-15 20:00 | 2028 Initial | 647.84 | 0 | 445.41 | 442 | No
2028-11-15 21:00 | 2028 Initial | 47.84 | 0 | 275.05 | 142 | No
2028-11-15 22:00 | 2028 Initial | -552.16 | 205 | 424.26 | 0 | No
2028-11-15 23:00 | 2028 Initial | -700 | 505 | 510 | 296.4 | No
2028-11-16 | 2028 Initial | -623.77 | 505 | 510 | 391.47 | No
2028-11-16 01:00 | 2028 Initial | -203.67 | 505 | 510 | 110.76 | No
2028-11-16 02:00 | 2028 Initial | -400.32 | 505 | 510 | -11.32 | No
2028-11-16 03:00 | 2028 Initial | -432.04 | 329.8 | 510 | -311.32 | No
2028-11-16 04:00 | 2028 Initial | -233.4 | 505 | 510 | -55.09 | No
2028-11-16 05:00 | 2028 Initial | -11.32 | 505 | 510 | -20.46 | No
2028-11-16 06:00 | 2028 Initial | 560.9 | 205 | 210 | 0 | No
2028-11-16 07:00 | 2028 Initial | 700 | 205 | 381.51 | 262.08 | No
2028-11-16 08:00 | 2028 Initial | 700 | 505 | 510 | 442 | No
2028-11-16 09:00 | 2028 Initial | 700 | 205 | 249.83 | 442 | No
2028-11-16 10:00 | 2028 Initial | 700 | 0 | 437.18 | 442 | No
2028-11-16 11:00 | 2028 Initial | 700 | 295.7 | 510 | 442 | No
2028-11-16 12:00 | 2028 Initial | 700 | 56.95 | 510 | 442 | No
2028-11-16 13:00 | 2028 Initial | 700 | 0 | 390.97 | 442 | No
2028-11-16 14:00 | 2028 Initial | 700 | 0 | 230.85 | 442 | No
2028-11-16 15:00 | 2028 Initial | 700 | 0 | 104.78 | 442 | No
2028-11-16 16:00 | 2028 Initial | 700 | 0 | 180.88 | 442 | No
2028-11-16 17:00 | 2028 Initial | 700 | 0 | 281 | 442 | No
2028-11-16 18:00 | 2028 Initial | 700 | 157.44 | 510 | 442 | No
2028-11-16 19:00 | 2028 Initial | 700 | 99.44 | 510 | 442 | No
2028-11-16 20:00 | 2028 Initial | 435.24 | 205 | 471.76 | 442 | No
2028-11-16 21:00 | 2028 Initial | -164.76 | 505 | 510 | 442 | No
2028-11-16 22:00 | 2028 Initial | -572.96 | 505 | 510 | 442 | No
2028-11-16 23:00 | 2028 Initial | -700 | 505 | 510 | 442 | Yes
2028-11-17 | 2028 Initial | -700 | 505 | 510 | 442 | Yes
2028-11-17 01:00 | 2028 Initial | -700 | 505 | 510 | 442 | Yes
2028-11-17 02:00 | 2028 Initial | -700 | 505 | 510 | 348.59 | Yes
2028-11-17 03:00 | 2028 Initial | -700 | 505 | 510 | 442 | Yes
2028-11-17 04:00 | 2028 Initial | -700 | 505 | 510 | 442 | Yes
2028-11-17 05:00 | 2028 Initial | -700 | 505 | 510 | 442 | Yes
2028-11-17 06:00 | 2028 Initial | -700 | 505 | 510 | 442 | Yes
2028-11-17 07:00 | 2028 Initial | -700 | 505 | 510 | 442 | Yes
2028-11-17 08:00 | 2028 Initial | -460.82 | 505 | 510 | 442 | No
2028-11-17 09:00 | 2028 Initial | -149.04 | 505 | 510 | 442 | No
2028-11-17 10:00 | 2028 Initial | 253.85 | 505 | 510 | 442 | No
2028-11-17 11:00 | 2028 Initial | 40.73 | 505 | 510 | 442 | No
2028-11-17 12:00 | 2028 Initial | 165.97 | 505 | 510 | 442 | No
2028-11-17 13:00 | 2028 Initial | -5.56 | 505 | 510 | 442 | No
2028-11-17 14:00 | 2028 Initial | -87.98 | 303.99 | 510 | 442 | No
2028-11-17 15:00 | 2028 Initial | -211.07 | 300 | 510 | 442 | No
2028-11-17 16:00 | 2028 Initial | 166.33 | 0 | 210 | 190.58 | No
2028-11-17 17:00 | 2028 Initial | 166.33 | 0 | 210 | 291.89 | No
2028-11-17 18:00 | 2028 Initial | 203.85 | 300 | 510 | 442 | No
2028-11-17 19:00 | 2028 Initial | 0 | 505 | 510 | 442 | No
2028-11-17 20:00 | 2028 Initial | -100 | 505 | 510 | 442 | No
2028-11-17 21:00 | 2028 Initial | -700 | 505 | 510 | 442 | Yes
2028-11-17 22:00 | 2028 Initial | -700 | 505 | 510 | 442 | Yes
2028-11-17 23:00 | 2028 Initial | -700 | 505 | 510 | 442 | Yes
2028-11-18 | 2028 Initial | -700 | 505 | 510 | 442 | Yes
2028-11-18 01:00 | 2028 Initial | -700 | 505 | 510 | 291.79 | Yes
2028-11-18 02:00 | 2028 Initial | -700 | 505 | 510 | 189.03 | Yes
2028-11-18 03:00 | 2028 Initial | -700 | 505 | 510 | 22.84 | Yes
2028-11-18 04:00 | 2028 Initial | -700 | 505 | 510 | 8.05 | Yes
2028-11-18 05:00 | 2028 Initial | -700 | 505 | 510 | 130.7 | Yes
2028-11-18 06:00 | 2028 Initial | -700 | 505 | 510 | -22.95 | Yes
2028-11-18 07:00 | 2028 Initial | -700 | 505 | 510 | 102.22 | Yes
2028-11-18 08:00 | 2028 Initial | -700 | 461.03 | 510 | 402.22 | No
2028-11-18 09:00 | 2028 Initial | -649.94 | 161.03 | 210 | 417.33 | No
2028-11-18 10:00 | 2028 Initial | -533.16 | 0 | 46.55 | 230.32 | No
2028-11-18 11:00 | 2028 Initial | -700 | 0 | 64.48 | 0 | No
2028-11-18 12:00 | 2028 Initial | -700 | 300 | 364.48 | 300 | Yes
2028-11-18 13:00 | 2028 Initial | -700 | 505 | 421.12 | 442 | Yes
2028-11-18 14:00 | 2028 Initial | -700 | 300 | 121.12 | 142 | Yes
2028-11-18 15:00 | 2028 Initial | -700 | 0 | -178.88 | -158 | No
2028-11-18 16:00 | 2028 Initial | -700 | 0 | 0 | 77.71 | No
2028-11-18 17:00 | 2028 Initial | -672.65 | 0 | 0 | 377.71 | No
2028-11-18 18:00 | 2028 Initial | -72.65 | 0 | 0 | 342.8 | No
2028-11-18 19:00 | 2028 Initial | 0 | 0 | 0 | 416.04 | No
2028-11-18 20:00 | 2028 Initial | -36.1 | 0 | 0 | 116.04 | No
2028-11-18 21:00 | 2028 Initial | -636.1 | 0 | 210 | 105.36 | No
2028-11-18 22:00 | 2028 Initial | -700 | 300 | 510 | 405.36 | Yes
2028-11-18 23:00 | 2028 Initial | -700 | 505 | 510 | 442 | Yes
2028-11-19 | 2028 Initial | -700 | 505 | 510 | 442 | Yes
2028-11-19 01:00 | 2028 Initial | -700 | 505 | 510 | 349.6 | Yes
2028-11-19 02:00 | 2028 Initial | -700 | 505 | 510 | 182.65 | Yes
2028-11-19 03:00 | 2028 Initial | -700 | 505 | 510 | 165.3 | Yes
2028-11-19 04:00 | 2028 Initial | -700 | 505 | 510 | 291.79 | Yes
2028-11-19 05:00 | 2028 Initial | -700 | 504.23 | 510 | 338.72 | Yes
2028-11-19 06:00 | 2028 Initial | -100 | 204.23 | 510 | 392.81 | No
2028-11-19 07:00 | 2028 Initial | 390.95 | 0 | 300 | 267.72 | No
2028-11-19 08:00 | 2028 Initial | -209.05 | 0 | 0 | 329.27 | No
2028-11-19 09:00 | 2028 Initial | 390.95 | 0 | 65.78 | 442 | No
2028-11-19 10:00 | 2028 Initial | 700 | 91.29 | 175.34 | 391.39 | No
2028-11-19 11:00 | 2028 Initial | 100 | 0 | -124.66 | 91.39 | No
2028-11-19 12:00 | 2028 Initial | 0 | 0 | -293.62 | 0 | No
2028-11-19 13:00 | 2028 Initial | 600 | -140.03 | -510 | -170.22 | No
2028-11-19 14:00 | 2028 Initial | 203.87 | 0 | -210 | 0 | No
2028-11-19 15:00 | 2028 Initial | 700 | -6.61 | -510 | -226.24 | No
2028-11-19 16:00 | 2028 Initial | 100 | 0 | -228.52 | 0 | No
2028-11-19 17:00 | 2028 Initial | 20.2 | -235.83 | -510 | -174.08 | No
2028-11-19 18:00 | 2028 Initial | 498.33 | -109.1 | -510 | -38.72 | No
2028-11-19 19:00 | 2028 Initial | 700 | -36.79 | -510 | 26.14 | No
2028-11-19 20:00 | 2028 Initial | 100 | 0 | -348.85 | 3.84 | No
2028-11-19 21:00 | 2028 Initial | -32.9 | -300 | -510 | -53.72 | No
2028-11-19 22:00 | 2028 Initial | 462.5 | -460.34 | -510 | 122.96 | No
2028-11-19 23:00 | 2028 Initial | 700 | -160.34 | -210 | 422.96 | No
2028-11-20 | 2028 Initial | 700 | 139.66 | 90 | 442 | No
2028-11-20 01:00 | 2028 Initial | 600 | 0 | 330.49 | 156.42 | No
2028-11-20 02:00 | 2028 Initial | 0 | 215.36 | 510 | 442 | No
2028-11-20 03:00 | 2028 Initial | 600 | 205 | 387.95 | 239.6 | No
2028-11-20 04:00 | 2028 Initial | 0 | 505 | 510 | 442 | No
2028-11-20 05:00 | 2028 Initial | -165.88 | 312.99 | 510 | 442 | No
2028-11-20 06:00 | 2028 Initial | 0 | 12.99 | 490.82 | 151.9 | No
2028-11-20 07:00 | 2028 Initial | 100 | 244.15 | 510 | 442 | No
2028-11-20 08:00 | 2028 Initial | 700 | 251.06 | 510 | 442 | No
2028-11-20 09:00 | 2028 Initial | 700 | 332.07 | 510 | 442 | No
2028-11-20 10:00 | 2028 Initial | 700 | 32.07 | 431.31 | 442 | No
2028-11-20 11:00 | 2028 Initial | 700 | 0 | 383.35 | 442 | No
2028-11-20 12:00 | 2028 Initial | 700 | 0 | 83.35 | 442 | No
2028-11-20 13:00 | 2028 Initial | 682.54 | 0 | 0 | 409.61 | No
2028-11-20 14:00 | 2028 Initial | 557.75 | 0 | 0 | 442 | No
2028-11-20 15:00 | 2028 Initial | 700 | 0 | 36.16 | 231.91 | No
2028-11-20 16:00 | 2028 Initial | 700 | 0 | 265.64 | 3.11 | No
2028-11-20 17:00 | 2028 Initial | 700 | 0 | 405.99 | 303.11 | No
2028-11-20 18:00 | 2028 Initial | 700 | 158.4 | 510 | 442 | No
2028-11-20 19:00 | 2028 Initial | 700 | 324 | 510 | 442 | No
2028-11-20 20:00 | 2028 Initial | 700 | 135.18 | 510 | 442 | No
2028-11-20 21:00 | 2028 Initial | 700 | 128.88 | 510 | 442 | No
2028-11-20 22:00 | 2028 Initial | 432.91 | 428.88 | 510 | 442 | No
2028-11-20 23:00 | 2028 Initial | -100 | 505 | 510 | 442 | No
2028-11-21 | 2028 Initial | -700 | 505 | 510 | 442 | No
2028-11-21 01:00 | 2028 Initial | -700 | 505 | 510 | 442 | No
2028-11-21 02:00 | 2028 Initial | -700 | 505 | 510 | 442 | No
2028-11-21 03:00 | 2028 Initial | -700 | 505 | 510 | 442 | No
2028-11-21 04:00 | 2028 Initial | -700 | 505 | 510 | 442 | No
2028-11-21 05:00 | 2028 Initial | -700 | 505 | 510 | 442 | No
2028-11-21 06:00 | 2028 Initial | -100 | 317.85 | 510 | 442 | No
2028-11-21 07:00 | 2028 Initial | 500 | 153.6 | 510 | 442 | No
2028-11-21 08:00 | 2028 Initial | 700 | 211.24 | 510 | 442 | No
2028-11-21 09:00 | 2028 Initial | 700 | 165.03 | 510 | 442 | No
2028-11-21 10:00 | 2028 Initial | 700 | 465.03 | 510 | 442 | No
2028-11-21 11:00 | 2028 Initial | 700 | 240.51 | 335.07 | 442 | No
2028-11-21 12:00 | 2028 Initial | 700 | 0 | 35.07 | 163.1 | No
2028-11-21 13:00 | 2028 Initial | 700 | 0 | 335.07 | 372.7 | No
2028-11-21 14:00 | 2028 Initial | 700 | 0 | 360.41 | 372.7 | No
2028-11-21 15:00 | 2028 Initial | 700 | 0 | 60.41 | 244.75 | No
2028-11-21 16:00 | 2028 Initial | 700 | 0 | 294.91 | 16.07 | No
2028-11-21 17:00 | 2028 Initial | 700 | 0 | 510 | 316.07 | No
2028-11-21 18:00 | 2028 Initial | 700 | 0 | 510 | 442 | No
2028-11-21 19:00 | 2028 Initial | 700 | 0 | 510 | 442 | No
2028-11-21 20:00 | 2028 Initial | 700 | 0 | 510 | 442 | No
2028-11-21 21:00 | 2028 Initial | 700 | 97.94 | 510 | 442 | No
2028-11-21 22:00 | 2028 Initial | 700 | 397.94 | 510 | 442 | No
2028-11-21 23:00 | 2028 Initial | 700 | 425.91 | 510 | 442 | No
2028-11-22 | 2028 Initial | 700 | 505 | 510 | 442 | No
2028-11-22 01:00 | 2028 Initial | 700 | 505 | 510 | 442 | No
2028-11-22 02:00 | 2028 Initial | 700 | 505 | 510 | 442 | No
2028-11-22 03:00 | 2028 Initial | 700 | 469.19 | 510 | 442 | No
2028-11-22 04:00 | 2028 Initial | 700 | 505 | 510 | 442 | No
2028-11-22 05:00 | 2028 Initial | 700 | 505 | 510 | 442 | No
2028-11-22 06:00 | 2028 Initial | 700 | 227.6 | 300 | 324.1 | No
2028-11-22 07:00 | 2028 Initial | 291.86 | 0 | 0 | 24.1 | No
2028-11-22 08:00 | 2028 Initial | 700 | 0 | 300 | 209.24 | No
2028-11-22 09:00 | 2028 Initial | 700 | 0 | 510 | 360.5 | No
2028-11-22 10:00 | 2028 Initial | 700 | 0 | 300 | 422.08 | No
2028-11-22 11:00 | 2028 Initial | 700 | 0 | 0 | 244.6 | No
2028-11-22 12:00 | 2028 Initial | 700 | -20.75 | -300 | -54.03 | No
2028-11-22 13:00 | 2028 Initial | 700 | 0 | -390 | -343.85 | No
2028-11-22 14:00 | 2028 Initial | 700 | 0 | -90 | -65.53 | No
2028-11-22 15:00 | 2028 Initial | 700 | 0 | 210 | 125.39 | No
2028-11-22 16:00 | 2028 Initial | 700 | 0 | 510 | 148.19 | No
2028-11-22 17:00 | 2028 Initial | 700 | 0 | 510 | 442 | No
2028-11-22 18:00 | 2028 Initial | 700 | 205 | 510 | 322.63 | No
2028-11-22 19:00 | 2028 Initial | 700 | 505 | 510 | 442 | No
2028-11-22 20:00 | 2028 Initial | 700 | 505 | 510 | 442 | No
2028-11-22 21:00 | 2028 Initial | 700 | 300 | 318.04 | 442 | No
2028-11-22 22:00 | 2028 Initial | 700 | 0 | 18.04 | 142 | No
2028-11-22 23:00 | 2028 Initial | 700 | 133.71 | 318.04 | 442 | No
2028-11-23 | 2028 Initial | 700 | 27.5 | 510 | 442 | No
2028-11-23 01:00 | 2028 Initial | 700 | 313.53 | 510 | 442 | No
2028-11-23 02:00 | 2028 Initial | 700 | 242.37 | 510 | 442 | No
2028-11-23 03:00 | 2028 Initial | 700 | 0 | 510 | 427.26 | No
2028-11-23 04:00 | 2028 Initial | 700 | 0 | 300 | 344.88 | No
2028-11-23 05:00 | 2028 Initial | 406.05 | 0 | 0 | 68.99 | No
2028-11-23 06:00 | 2028 Initial | 544.76 | 0 | 0 | 150.61 | No
2028-11-23 07:00 | 2028 Initial | 517.03 | 0 | 0 | 0 | No
2028-11-23 08:00 | 2028 Initial | 700 | 0 | 175.57 | 252.23 | No
2028-11-23 09:00 | 2028 Initial | 566.05 | 0 | 210 | 442 | No
2028-11-23 10:00 | 2028 Initial | 700 | 97.96 | 510 | 442 | No
2028-11-23 11:00 | 2028 Initial | 427.73 | 205 | 260.99 | 142 | No
2028-11-23 12:00 | 2028 Initial | -172.27 | 505 | 510 | 442 | No
2028-11-23 13:00 | 2028 Initial | 427.73 | 505 | 510 | 442 | No
2028-11-23 14:00 | 2028 Initial | 0 | 205 | 510 | 352.36 | No
2028-11-23 15:00 | 2028 Initial | -148.63 | 300 | 510 | 402.24 | No
2028-11-23 16:00 | 2028 Initial | 0 | 0 | 210 | 102.24 | No
2028-11-23 17:00 | 2028 Initial | 600 | 0 | 346.47 | 142 | No
2028-11-23 18:00 | 2028 Initial | 700 | 205 | 502.59 | 442 | No
2028-11-23 19:00 | 2028 Initial | 430.16 | 505 | 510 | 442 | No
2028-11-23 20:00 | 2028 Initial | -169.84 | 505 | 510 | 442 | No
2028-11-23 21:00 | 2028 Initial | -52.99 | 505 | 510 | 442 | No
2028-11-23 22:00 | 2028 Initial | -288.48 | 505 | 510 | 442 | No
2028-11-23 23:00 | 2028 Initial | -614.24 | 505 | 510 | 442 | No
2028-11-24 | 2028 Initial | -189.55 | 505 | 510 | 442 | No
2028-11-24 01:00 | 2028 Initial | 0 | 505 | 510 | 442 | No
2028-11-24 02:00 | 2028 Initial | 0 | 505 | 510 | 442 | No
2028-11-24 03:00 | 2028 Initial | 146.56 | 505 | 510 | 442 | No
2028-11-24 04:00 | 2028 Initial | 94.55 | 505 | 510 | 442 | No
2028-11-24 05:00 | 2028 Initial | 0 | 505 | 510 | 442 | No
2028-11-24 06:00 | 2028 Initial | -181.73 | 505 | 510 | 442 | No
2028-11-24 07:00 | 2028 Initial | -181.73 | 505 | 510 | 442 | No
2028-11-24 08:00 | 2028 Initial | -23.97 | 505 | 510 | 442 | No
2028-11-24 09:00 | 2028 Initial | 87.66 | 505 | 510 | 442 | No
2028-11-24 10:00 | 2028 Initial | 181.28 | 505 | 510 | 442 | No
2028-11-24 11:00 | 2028 Initial | 94 | 505 | 510 | 442 | No
2028-11-24 12:00 | 2028 Initial | 694 | 505 | 510 | 442 | No
2028-11-24 13:00 | 2028 Initial | 613.23 | 505 | 510 | 442 | No
2028-11-24 14:00 | 2028 Initial | 700 | 235.62 | 510 | 442 | No
2028-11-24 15:00 | 2028 Initial | 700 | 103.73 | 510 | 442 | No
2028-11-24 16:00 | 2028 Initial | 700 | 403.73 | 510 | 442 | No
2028-11-24 17:00 | 2028 Initial | 700 | 505 | 510 | 442 | No
2028-11-24 18:00 | 2028 Initial | 700 | 376.17 | 510 | 442 | No
2028-11-24 19:00 | 2028 Initial | 700 | 490.86 | 510 | 442 | No
2028-11-24 20:00 | 2028 Initial | 700 | 190.86 | 510 | 442 | No
2028-11-24 21:00 | 2028 Initial | 700 | 0 | 510 | 419.21 | No
2028-11-24 22:00 | 2028 Initial | 700 | 0 | 510 | 314.45 | No
2028-11-24 23:00 | 2028 Initial | 700 | 300 | 510 | 442 | No
2028-11-25 | 2028 Initial | 700 | 302.02 | 510 | 442 | No
2028-11-25 01:00 | 2028 Initial | 700 | 172.01 | 510 | 442 | No
2028-11-25 02:00 | 2028 Initial | 700 | 292.52 | 510 | 442 | No
2028-11-25 03:00 | 2028 Initial | 700 | 177.77 | 510 | 442 | No
2028-11-25 04:00 | 2028 Initial | 700 | 477.77 | 510 | 442 | No
2028-11-25 05:00 | 2028 Initial | 700 | 177.77 | 510 | 442 | No
2028-11-25 06:00 | 2028 Initial | 700 | 376.64 | 510 | 442 | No
2028-11-25 07:00 | 2028 Initial | 700 | 272.55 | 399.38 | 442 | No
2028-11-25 08:00 | 2028 Initial | 700 | 0 | 99.38 | 442 | No
2028-11-25 09:00 | 2028 Initial | 700 | 0 | -184.51 | 396.86 | No
2028-11-25 10:00 | 2028 Initial | 700 | 62.27 | 115.49 | 442 | No
2028-11-25 11:00 | 2028 Initial | 700 | 0 | -184.51 | 442 | No
2028-11-25 12:00 | 2028 Initial | 700 | 0 | 0 | 442 | No
2028-11-25 13:00 | 2028 Initial | 700 | -276.35 | -300 | 142 | No
2028-11-25 14:00 | 2028 Initial | 700 | -69.68 | -510 | -65.28 | No
2028-11-25 15:00 | 2028 Initial | 700 | 0 | -461.67 | 0 | No
2028-11-25 16:00 | 2028 Initial | 700 | 0 | -395.25 | -5.85 | No
2028-11-25 17:00 | 2028 Initial | 700 | 0 | -95.25 | 67.62 | No
2028-11-25 18:00 | 2028 Initial | 700 | 0 | 0 | 274.12 | No
2028-11-25 19:00 | 2028 Initial | 700 | 0 | 0 | 304.93 | No
2028-11-25 20:00 | 2028 Initial | 700 | 0 | 110.43 | 231.29 | No
2028-11-25 21:00 | 2028 Initial | 700 | 0 | 410.43 | 276.36 | No
2028-11-25 22:00 | 2028 Initial | 700 | 233.97 | 510 | 442 | No
2028-11-25 23:00 | 2028 Initial | 700 | 441.32 | 510 | 442 | No
2028-11-26 | 2028 Initial | 700 | 334.25 | 510 | 442 | No
2028-11-26 01:00 | 2028 Initial | 700 | 326.28 | 510 | 442 | No
2028-11-26 02:00 | 2028 Initial | 700 | 26.28 | 510 | 442 | No
2028-11-26 03:00 | 2028 Initial | 700 | 300 | 510 | 442 | No
2028-11-26 04:00 | 2028 Initial | 700 | 0 | 479.48 | 238.39 | No
2028-11-26 05:00 | 2028 Initial | 700 | 0 | 179.48 | 205.89 | No
2028-11-26 06:00 | 2028 Initial | 100 | 0 | -120.52 | -27.76 | No
2028-11-26 07:00 | 2028 Initial | 22.8 | 0 | 0 | 0 | No
2028-11-26 08:00 | 2028 Initial | 622.8 | -100.34 | -300 | -215.14 | No
2028-11-26 09:00 | 2028 Initial | 700 | -400.34 | -510 | -365.12 | No
2028-11-26 10:00 | 2028 Initial | 700 | -100.34 | -210 | -65.12 | No
2028-11-26 11:00 | 2028 Initial | 700 | 0 | 0 | 51.44 | No
2028-11-26 12:00 | 2028 Initial | 700 | 0 | 0 | 46.63 | No
2028-11-26 13:00 | 2028 Initial | 700 | 0 | 0 | 10.72 | No
2028-11-26 14:00 | 2028 Initial | 700 | 0 | -300 | -2.69 | No
2028-11-26 15:00 | 2028 Initial | 700 | -226 | -504.34 | -259.5 | No
2028-11-26 16:00 | 2028 Initial | 570.93 | -526 | -510 | -510 | No
2028-11-26 17:00 | 2028 Initial | 314.32 | -526 | -510 | -510 | No
2028-11-26 18:00 | 2028 Initial | 700 | -526 | -510 | -510 | No
2028-11-26 19:00 | 2028 Initial | 700 | -526 | -510 | -510 | No
2028-11-26 20:00 | 2028 Initial | 700 | -226 | -242.42 | -210 | No
2028-11-26 21:00 | 2028 Initial | 700 | 0 | 2.09 | 0 | No
2028-11-26 22:00 | 2028 Initial | 700 | 0 | 183.49 | 0 | No
2028-11-26 23:00 | 2028 Initial | 314.17 | 0 | 0 | 0 | No
2028-11-27 | 2028 Initial | 700 | 0 | 91.02 | 0 | No
2028-11-27 01:00 | 2028 Initial | 700 | 0 | -43.66 | 0 | No
2028-11-27 02:00 | 2028 Initial | 700 | 0 | -143.17 | 0 | No
2028-11-27 03:00 | 2028 Initial | 700 | 0 | -39.85 | 0 | No
2028-11-27 04:00 | 2028 Initial | 700 | 0 | -320.31 | 0 | No
2028-11-27 05:00 | 2028 Initial | 100 | 0 | -20.31 | 0 | No
2028-11-27 06:00 | 2028 Initial | 0 | 0 | -170.95 | 0 | No
2028-11-27 07:00 | 2028 Initial | 600 | 0 | -470.95 | -70.8 | No
2028-11-27 08:00 | 2028 Initial | 473.35 | 0 | -170.95 | -152.36 | No
2028-11-27 09:00 | 2028 Initial | 700 | 0 | -19.09 | -32.89 | No
2028-11-27 10:00 | 2028 Initial | 700 | 0 | 160.4 | 0 | No
2028-11-27 11:00 | 2028 Initial | 700 | 0 | 79.37 | 0 | No
2028-11-27 12:00 | 2028 Initial | 700 | 0 | -130.27 | 0 | No
2028-11-27 13:00 | 2028 Initial | 700 | 0 | -56.71 | 0 | No
2028-11-27 14:00 | 2028 Initial | 700 | 0 | -8.2 | 0 | No
2028-11-27 15:00 | 2028 Initial | 700 | -183.95 | -308.2 | -267.85 | No
2028-11-27 16:00 | 2028 Initial | 700 | -483.95 | -510 | -510 | No
2028-11-27 17:00 | 2028 Initial | 700 | -526 | -510 | -487.31 | No
2028-11-27 18:00 | 2028 Initial | 700 | -478.23 | -510 | -364.42 | No
2028-11-27 19:00 | 2028 Initial | 700 | -178.23 | -210 | -198.8 | No
2028-11-27 20:00 | 2028 Initial | 700 | 52.38 | 90 | 29.38 | No
2028-11-27 21:00 | 2028 Initial | 700 | 352.38 | 390 | 329.38 | No
2028-11-27 22:00 | 2028 Initial | 700 | 52.38 | 510 | 324.21 | No
2028-11-27 23:00 | 2028 Initial | 700 | 122.51 | 510 | 442 | No
2028-11-28 | 2028 Initial | 700 | 399.8 | 510 | 442 | No
2028-11-28 01:00 | 2028 Initial | 700 | 399.23 | 510 | 442 | No
2028-11-28 02:00 | 2028 Initial | 700 | 99.23 | 510 | 442 | No
2028-11-28 03:00 | 2028 Initial | 700 | 232.76 | 510 | 442 | No
2028-11-28 04:00 | 2028 Initial | 700 | 219.27 | 510 | 442 | No
2028-11-28 05:00 | 2028 Initial | 700 | 219.27 | 510 | 442 | No
2028-11-28 06:00 | 2028 Initial | 700 | 273.99 | 210 | 360.69 | No
2028-11-28 07:00 | 2028 Initial | 312.63 | 0 | -90 | 60.69 | No
2028-11-28 08:00 | 2028 Initial | 297.34 | 0 | 0 | 0 | No
2028-11-28 09:00 | 2028 Initial | 304.02 | 0 | 0 | 0 | No
2028-11-28 10:00 | 2028 Initial | 700 | 0 | 134.79 | 0 | No
2028-11-28 11:00 | 2028 Initial | 700 | 0 | 33.9 | 0 | No
2028-11-28 12:00 | 2028 Initial | 474.8 | 0 | 0 | 0 | No
2028-11-28 13:00 | 2028 Initial | 571.63 | 0 | 0 | 0 | No
2028-11-28 14:00 | 2028 Initial | 700 | 0 | 70.61 | 0 | No
2028-11-28 15:00 | 2028 Initial | 700 | 0 | 259.34 | 0 | No
2028-11-28 16:00 | 2028 Initial | 700 | 0 | 0 | -196.86 | No
2028-11-28 17:00 | 2028 Initial | 700 | 0 | 0 | 91.15 | No
2028-11-28 18:00 | 2028 Initial | 700 | 240.17 | 0 | 391.15 | No
2028-11-28 19:00 | 2028 Initial | 700 | 505 | 0 | 396.57 | No
2028-11-28 20:00 | 2028 Initial | 700 | 505 | 0 | 307.5 | No
2028-11-28 21:00 | 2028 Initial | 700 | 505 | 0 | 442 | No
2028-11-28 22:00 | 2028 Initial | 700 | 505 | 0 | 431.56 | No
2028-11-28 23:00 | 2028 Initial | 700 | 395.77 | 0 | 442 | No
2028-11-29 | 2028 Initial | 700 | 462.5 | 0 | 442 | No
2028-11-29 01:00 | 2028 Initial | 700 | 162.5 | 0 | 351.68 | No
2028-11-29 02:00 | 2028 Initial | 700 | 30.32 | 0 | 366.09 | No
2028-11-29 03:00 | 2028 Initial | 700 | 0 | 0 | 343.7 | No
2028-11-29 04:00 | 2028 Initial | 700 | 0 | 0 | 339.06 | No
2028-11-29 05:00 | 2028 Initial | 700 | 61.83 | 0 | 313.46 | No
2028-11-29 06:00 | 2028 Initial | 700 | 361.83 | 0 | 350.44 | No
2028-11-29 07:00 | 2028 Initial | 700 | 205 | 0 | 220.06 | No
2028-11-29 08:00 | 2028 Initial | 700 | 505 | 0 | 284.07 | No
2028-11-29 09:00 | 2028 Initial | 700 | 392.1 | 0 | -15.93 | No
2028-11-29 10:00 | 2028 Initial | 700 | 476.12 | 0 | 18.79 | No
2028-11-29 11:00 | 2028 Initial | 700 | 398.31 | 0 | 9.55 | No
2028-11-29 12:00 | 2028 Initial | 700 | 300.34 | 0 | -19.47 | No
2028-11-29 13:00 | 2028 Initial | 700 | 294.64 | 0 | 2.49 | No
2028-11-29 14:00 | 2028 Initial | 700 | 0 | 0 | -83.47 | No
2028-11-29 15:00 | 2028 Initial | 700 | -133.15 | 0 | -215.99 | No
2028-11-29 16:00 | 2028 Initial | 700 | -433.15 | 0 | -510 | No
2028-11-29 17:00 | 2028 Initial | 700 | -526 | 0 | -510 | No
2028-11-29 18:00 | 2028 Initial | 700 | -274.48 | 0 | -510 | No
2028-11-29 19:00 | 2028 Initial | 700 | -69.19 | 0 | -464.13 | No
2028-11-29 20:00 | 2028 Initial | 700 | 205 | 0 | -164.13 | No
2028-11-29 21:00 | 2028 Initial | 700 | 505 | 0 | 135.87 | No
2028-11-29 22:00 | 2028 Initial | 700 | 505 | 0 | 435.87 | No
2028-11-29 23:00 | 2028 Initial | 700 | 205 | 0 | 161.24 | No
2028-11-30 | 2028 Initial | 700 | 61.84 | 0 | 206.48 | No
2028-11-30 01:00 | 2028 Initial | 700 | 361.84 | 0 | 442 | No
2028-11-30 02:00 | 2028 Initial | 700 | 151.68 | 0 | 442 | No
2028-11-30 03:00 | 2028 Initial | 700 | 118.7 | 0 | 442 | No
2028-11-30 04:00 | 2028 Initial | 461.72 | 0 | 0 | 142 | No
2028-11-30 05:00 | 2028 Initial | 384.05 | 0 | 0 | 0 | No
2028-11-30 06:00 | 2028 Initial | 430.16 | 0 | 0 | 0 | No
2028-11-30 07:00 | 2028 Initial | 700 | 0 | 0 | 196.84 | No
2028-11-30 08:00 | 2028 Initial | 700 | 0 | 0 | 204.84 | No
2028-11-30 09:00 | 2028 Initial | 700 | 45.03 | 0 | 442 | No
2028-11-30 10:00 | 2028 Initial | 700 | 0 | 0 | 411.86 | No
2028-11-30 11:00 | 2028 Initial | 641.35 | 0 | 0 | 111.86 | No
2028-11-30 12:00 | 2028 Initial | 700 | 0 | 0 | 202.77 | No
2028-11-30 13:00 | 2028 Initial | 700 | 201.1 | 0 | 442 | No
2028-11-30 14:00 | 2028 Initial | 700 | 183.02 | 0 | 442 | No
2028-11-30 15:00 | 2028 Initial | 700 | 337.92 | 0 | 442 | No
2028-11-30 16:00 | 2028 Initial | 700 | 505 | 300 | 442 | No
2028-11-30 17:00 | 2028 Initial | 700 | 409.88 | 510 | 442 | No
2028-11-30 18:00 | 2028 Initial | 700 | 505 | 510 | 442 | No
2028-11-30 19:00 | 2028 Initial | 700 | 505 | 510 | 442 | No
2028-11-30 20:00 | 2028 Initial | 700 | 505 | 510 | 442 | No
2028-11-30 21:00 | 2028 Initial | 700 | 374.66 | 510 | 442 | No
2028-11-30 22:00 | 2028 Initial | 700 | 505 | 510 | 442 | No
2028-11-30 23:00 | 2028 Initial | 700 | 505 | 510 | 442 | No
2028-12-01 | 2028 Initial | 700 | 505 | 510 | 442 | No
2028-12-01 01:00 | 2028 Initial | 700 | 505 | 510 | 442 | No
2028-12-01 02:00 | 2028 Initial | 700 | 505 | 510 | 442 | No
2028-12-01 03:00 | 2028 Initial | 700 | 505 | 510 | 442 | No
2028-12-01 04:00 | 2028 Initial | 700 | 505 | 510 | 442 | No
2028-12-01 05:00 | 2028 Initial | 700 | 205 | 510 | 329.03 | No
2028-12-01 06:00 | 2028 Initial | 700 | 0 | 510 | 107.12 | No
2028-12-01 07:00 | 2028 Initial | 700 | 0 | 510 | 121.81 | No
2028-12-01 08:00 | 2028 Initial | 700 | 205 | 510 | 356.71 | No
2028-12-01 09:00 | 2028 Initial | 700 | 505 | 510 | 442 | No
2028-12-01 10:00 | 2028 Initial | 700 | 293.16 | 510 | 442 | No
2028-12-01 11:00 | 2028 Initial | 700 | 309.98 | 510 | 442 | No
2028-12-01 12:00 | 2028 Initial | 700 | 403.86 | 510 | 442 | No
2028-12-01 13:00 | 2028 Initial | 700 | 357.38 | 510 | 442 | No
2028-12-01 14:00 | 2028 Initial | 700 | 124.75 | 510 | 442 | No
2028-12-01 15:00 | 2028 Initial | 700 | 110.76 | 510 | 442 | No
2028-12-01 16:00 | 2028 Initial | 700 | 0 | 510 | 397.56 | No
2028-12-01 17:00 | 2028 Initial | 700 | 238.91 | 510 | 442 | No
2028-12-01 18:00 | 2028 Initial | 700 | 505 | 510 | 442 | No
2028-12-01 19:00 | 2028 Initial | 700 | 312.37 | 510 | 442 | No
2028-12-01 20:00 | 2028 Initial | 700 | 12.37 | 510 | 308.79 | No
2028-12-01 21:00 | 2028 Initial | 700 | 0 | 510 | 348.73 | No
2028-12-01 22:00 | 2028 Initial | 699.15 | 205 | 210 | 142 | No
2028-12-01 23:00 | 2028 Initial | 700 | 505 | 510 | 442 | No
2028-12-02 | 2028 Initial | 700 | 254.52 | 510 | 442 | No
2028-12-02 01:00 | 2028 Initial | 700 | 12.31 | 510 | 442 | No
2028-12-02 02:00 | 2028 Initial | 700 | 0 | 212.72 | 434.99 | No
2028-12-02 03:00 | 2028 Initial | 700 | 0 | 317.12 | 314.12 | No
2028-12-02 04:00 | 2028 Initial | 669.57 | 0 | 17.12 | 14.12 | No
2028-12-02 05:00 | 2028 Initial | 69.57 | 0 | 0 | 0 | No
2028-12-02 06:00 | 2028 Initial | 312.84 | 0 | 0 | 0 | No
2028-12-02 07:00 | 2028 Initial | 594.92 | 0 | 185.94 | 190.06 | No
2028-12-02 08:00 | 2028 Initial | 546.35 | 0 | 485.94 | 442 | No
2028-12-02 09:00 | 2028 Initial | 700 | 246.28 | 510 | 442 | No
2028-12-02 10:00 | 2028 Initial | 700 | 457.21 | 510 | 442 | No
2028-12-02 11:00 | 2028 Initial | 700 | 242.87 | 510 | 442 | No
2028-12-02 12:00 | 2028 Initial | 666.34 | 0 | 210 | 442 | No
2028-12-02 13:00 | 2028 Initial | 700 | 0 | 0 | 442 | No
2028-12-02 14:00 | 2028 Initial | 700 | 0 | 12.75 | 442 | No
2028-12-02 15:00 | 2028 Initial | 700 | 0 | 79.66 | 442 | No
2028-12-02 16:00 | 2028 Initial | 700 | 0 | 296.63 | 339.18 | No
2028-12-02 17:00 | 2028 Initial | 700 | 0 | 286.25 | 442 | No
2028-12-02 18:00 | 2028 Initial | 700 | 245.78 | 510 | 442 | No
2028-12-02 19:00 | 2028 Initial | 700 | 505 | 510 | 442 | No
2028-12-02 20:00 | 2028 Initial | 700 | 505 | 510 | 442 | No
2028-12-02 21:00 | 2028 Initial | 700 | 505 | 510 | 442 | No
2028-12-02 22:00 | 2028 Initial | 700 | 225.95 | 510 | 442 | No
2028-12-02 23:00 | 2028 Initial | 130.18 | 505 | 510 | 442 | No
2028-12-03 | 2028 Initial | 700 | 409.62 | 510 | 442 | No
2028-12-03 01:00 | 2028 Initial | 700 | 196.34 | 510 | 442 | No
2028-12-03 02:00 | 2028 Initial | 700 | 496.34 | 510 | 442 | No
2028-12-03 03:00 | 2028 Initial | 700 | 464.54 | 510 | 442 | No
2028-12-03 04:00 | 2028 Initial | 700 | 505 | 510 | 442 | No
2028-12-03 05:00 | 2028 Initial | 700 | 465.62 | 510 | 442 | No
2028-12-03 06:00 | 2028 Initial | 700 | 394.93 | 510 | 442 | No
2028-12-03 07:00 | 2028 Initial | 100 | 94.93 | 210 | 142 | No
2028-12-03 08:00 | 2028 Initial | 700 | 0 | 248.81 | 0 | No
2028-12-03 09:00 | 2028 Initial | 700 | 0 | 510 | 18.62 | No
2028-12-03 10:00 | 2028 Initial | 700 | 0 | 510 | 174.73 | No
2028-12-03 11:00 | 2028 Initial | 700 | 0 | 510 | 224.88 | No
2028-12-03 12:00 | 2028 Initial | 700 | 0 | 300 | 396.9 | No
2028-12-03 13:00 | 2028 Initial | 619.29 | 0 | 0 | 167.14 | No
2028-12-03 14:00 | 2028 Initial | 700 | 49.07 | 300 | 442 | No
2028-12-03 15:00 | 2028 Initial | 700 | 0 | 486.58 | 142 | No
2028-12-03 16:00 | 2028 Initial | 700 | 0 | 510 | 277.93 | No
2028-12-03 17:00 | 2028 Initial | 700 | 300 | 510 | 442 | No
2028-12-03 18:00 | 2028 Initial | 700 | 505 | 510 | 442 | No
2028-12-03 19:00 | 2028 Initial | 700 | 505 | 510 | 442 | No
2028-12-03 20:00 | 2028 Initial | 700 | 505 | 510 | 442 | No
2028-12-03 21:00 | 2028 Initial | 700 | 505 | 510 | 442 | No
2028-12-03 22:00 | 2028 Initial | 700 | 505 | 510 | 442 | No
2028-12-03 23:00 | 2028 Initial | 700 | 505 | 510 | 442 | No
2028-12-04 | 2028 Initial | 700 | 275.33 | 510 | 442 | No
2028-12-04 01:00 | 2028 Initial | 700 | 75.37 | 510 | 442 | No
2028-12-04 02:00 | 2028 Initial | 700 | 161.56 | 510 | 442 | No
2028-12-04 03:00 | 2028 Initial | 317.19 | 461.56 | 510 | 442 | No
2028-12-04 04:00 | 2028 Initial | -282.81 | 505 | 510 | 368.01 | No
2028-12-04 05:00 | 2028 Initial | -391.37 | 300 | 510 | 68.01 | No
2028-12-04 06:00 | 2028 Initial | 65.69 | 0 | 210 | -212.59 | No
2028-12-04 07:00 | 2028 Initial | 660.29 | 0 | 95.37 | -78.68 | No
2028-12-04 08:00 | 2028 Initial | 700 | 0 | 395.37 | 146.31 | No
2028-12-04 09:00 | 2028 Initial | 544.74 | 0 | 510 | 0 | No
2028-12-04 10:00 | 2028 Initial | -55.26 | 205 | 510 | 207.79 | No
2028-12-04 11:00 | 2028 Initial | -655.26 | 505 | 510 | 341.13 | No
2028-12-04 12:00 | 2028 Initial | -700 | 505 | 510 | 442 | No
2028-12-04 13:00 | 2028 Initial | -700 | 505 | 510 | 442 | No
2028-12-04 14:00 | 2028 Initial | -631.42 | 205 | 210 | 142 | No
2028-12-04 15:00 | 2028 Initial | -620.51 | 0 | 300 | 175.74 | No
2028-12-04 16:00 | 2028 Initial | -57.83 | 0 | 0 | 0 | No
2028-12-04 17:00 | 2028 Initial | 312.61 | 0 | 0 | 0 | No
2028-12-04 18:00 | 2028 Initial | 412.25 | 0 | 0 | 0 | No
2028-12-04 19:00 | 2028 Initial | 420.65 | 0 | 0 | 0 | No
2028-12-04 20:00 | 2028 Initial | -100 | 3 | 300 | 247.68 | No
2028-12-04 21:00 | 2028 Initial | -700 | 303 | 510 | 442 | No
2028-12-04 22:00 | 2028 Initial | -700 | 505 | 510 | 340.05 | Yes
2028-12-04 23:00 | 2028 Initial | -700 | 505 | 510 | 195.67 | Yes
2028-12-05 | 2028 Initial | -700 | 505 | 510 | 66.14 | Yes
2028-12-05 01:00 | 2028 Initial | -700 | 505 | 510 | 185.18 | Yes
2028-12-05 02:00 | 2028 Initial | -700 | 505 | 510 | 277.73 | Yes
2028-12-05 03:00 | 2028 Initial | -700 | 505 | 510 | 268.36 | Yes
2028-12-05 04:00 | 2028 Initial | -700 | 505 | 510 | 375.64 | Yes
2028-12-05 05:00 | 2028 Initial | -700 | 505 | 510 | 171.63 | Yes
2028-12-05 06:00 | 2028 Initial | -700 | 205 | 224.86 | 356.04 | Yes
2028-12-05 07:00 | 2028 Initial | -600 | -95 | -75.14 | 142 | No
2028-12-05 08:00 | 2028 Initial | 0 | 97.37 | 224.86 | 442 | No
2028-12-05 09:00 | 2028 Initial | 0 | 272.43 | 510 | 442 | No
2028-12-05 10:00 | 2028 Initial | 126.44 | 205 | 478.32 | 442 | No
2028-12-05 11:00 | 2028 Initial | -473.56 | 505 | 510 | 442 | No
2028-12-05 12:00 | 2028 Initial | 126.44 | 274.13 | 510 | 442 | No
2028-12-05 13:00 | 2028 Initial | 700 | 0 | 495.63 | 442 | No
2028-12-05 14:00 | 2028 Initial | 402.19 | 0 | 195.63 | 142 | No
2028-12-05 15:00 | 2028 Initial | 700 | 0 | 415.05 | 0 | No
2028-12-05 16:00 | 2028 Initial | 700 | 0 | 268.13 | 142 | No
2028-12-05 17:00 | 2028 Initial | 700 | 17.91 | 510 | 442 | No
2028-12-05 18:00 | 2028 Initial | 700 | 317.91 | 510 | 442 | No
2028-12-05 19:00 | 2028 Initial | 700 | 347.98 | 510 | 442 | No
2028-12-05 20:00 | 2028 Initial | 700 | 205 | 242.69 | 142 | No
2028-12-05 21:00 | 2028 Initial | 700 | 505 | 510 | 442 | No
2028-12-05 22:00 | 2028 Initial | 700 | 499.5 | 510 | 442 | No
2028-12-05 23:00 | 2028 Initial | 700 | 199.5 | 510 | 305.3 | No
2028-12-06 | 2028 Initial | 700 | 157.14 | 510 | 442 | No
2028-12-06 01:00 | 2028 Initial | 700 | 0 | 510 | 365.39 | No
2028-12-06 02:00 | 2028 Initial | 700 | 0 | 510 | 242.01 | No
2028-12-06 03:00 | 2028 Initial | 700 | 0 | 510 | 240.14 | No
2028-12-06 04:00 | 2028 Initial | 700 | 15.29 | 510 | 211.56 | No
2028-12-06 05:00 | 2028 Initial | 700 | 0 | 510 | 189.81 | No
2028-12-06 06:00 | 2028 Initial | 205.95 | 300 | 510 | -110.19 | No
2028-12-06 07:00 | 2028 Initial | 655.96 | 0 | 210 | -410.19 | No
2028-12-06 08:00 | 2028 Initial | 700 | 112.08 | 503.49 | -159.21 | No
2028-12-06 09:00 | 2028 Initial | 700 | 412.08 | 510 | -35.17 | No
2028-12-06 10:00 | 2028 Initial | 700 | 205.51 | 510 | -10.06 | No
2028-12-06 11:00 | 2028 Initial | 700 | 49.05 | 510 | -19.75 | No
2028-12-06 12:00 | 2028 Initial | 700 | 0 | 365.65 | -30.59 | No
2028-12-06 13:00 | 2028 Initial | 700 | 0 | 383.58 | -21.99 | No
2028-12-06 14:00 | 2028 Initial | 700 | 165.07 | 87.48 | -30.65 | No
2028-12-06 15:00 | 2028 Initial | 700 | 0 | -212.52 | -330.65 | No
2028-12-06 16:00 | 2028 Initial | 100 | 0 | -78.26 | -30.65 | No
2028-12-06 17:00 | 2028 Initial | 100 | 0 | 0 | 0 | No
2028-12-06 18:00 | 2028 Initial | 700 | 0 | -68.61 | 0 | No
2028-12-06 19:00 | 2028 Initial | 700 | 0 | 0 | 0 | No
2028-12-06 20:00 | 2028 Initial | 700 | 0 | 0 | 0 | No
2028-12-06 21:00 | 2028 Initial | 700 | 0 | 19.82 | 0 | No
2028-12-06 22:00 | 2028 Initial | 700 | 287.7 | 319.82 | 151.89 | No
2028-12-06 23:00 | 2028 Initial | 700 | 464.74 | 510 | 442 | No
2028-12-07 | 2028 Initial | 700 | 164.74 | 510 | 439.77 | No
2028-12-07 01:00 | 2028 Initial | 700 | 0 | 510 | 139.77 | No
2028-12-07 02:00 | 2028 Initial | 700 | 0 | 510 | 0 | No
2028-12-07 03:00 | 2028 Initial | 700 | 0 | 510 | 0 | No
2028-12-07 04:00 | 2028 Initial | 700 | 0 | 510 | 0 | No
2028-12-07 05:00 | 2028 Initial | 700 | 0 | 510 | 0 | No
2028-12-07 06:00 | 2028 Initial | 700 | 0 | 300 | 27.76 | No
2028-12-07 07:00 | 2028 Initial | 488.05 | 0 | 0 | -58.31 | No
2028-12-07 08:00 | 2028 Initial | 700 | 227.28 | 300 | 217.46 | No
2028-12-07 09:00 | 2028 Initial | 700 | 315.18 | 510 | 357.22 | No
2028-12-07 10:00 | 2028 Initial | 700 | 207.71 | 300 | 297.98 | No
2028-12-07 11:00 | 2028 Initial | 700 | 505 | 0 | 367.59 | No
2028-12-07 12:00 | 2028 Initial | 700 | 505 | 0 | 288.41 | No
2028-12-07 13:00 | 2028 Initial | 700 | 473.69 | 0 | 292.26 | No
2028-12-07 14:00 | 2028 Initial | 700 | 505 | 0 | 442 | No
2028-12-07 15:00 | 2028 Initial | 700 | 505 | 0 | 442 | No
2028-12-07 16:00 | 2028 Initial | 700 | 505 | 0 | 442 | No
2028-12-07 17:00 | 2028 Initial | 700 | 505 | 0 | 442 | No
2028-12-07 18:00 | 2028 Initial | 700 | 505 | 0 | 442 | No
2028-12-07 19:00 | 2028 Initial | 700 | 505 | 0 | 442 | No
2028-12-07 20:00 | 2028 Initial | 700 | 505 | 0 | 442 | No
2028-12-07 21:00 | 2028 Initial | 700 | 505 | 0 | 442 | No
2028-12-07 22:00 | 2028 Initial | 700 | 505 | 0 | 442 | No
2028-12-07 23:00 | 2028 Initial | 700 | 505 | 0 | 442 | No
2028-12-08 | 2028 Initial | 700 | 505 | 0 | 442 | No
2028-12-08 01:00 | 2028 Initial | 700 | 505 | 0 | 442 | No
2028-12-08 02:00 | 2028 Initial | 700 | 505 | 0 | 442 | No
2028-12-08 03:00 | 2028 Initial | 700 | 205 | 0 | 442 | No
2028-12-08 04:00 | 2028 Initial | 700 | 0 | 0 | 229.96 | No
2028-12-08 05:00 | 2028 Initial | 700 | 0 | 0 | 0 | No
2028-12-08 06:00 | 2028 Initial | 700 | 0 | 0 | 16.49 | No
2028-12-08 07:00 | 2028 Initial | 700 | 0 | 0 | 33.06 | No
2028-12-08 08:00 | 2028 Initial | 700 | 176.38 | 0 | 178.77 | No
2028-12-08 09:00 | 2028 Initial | 700 | 180.09 | 0 | 297.71 | No
2028-12-08 10:00 | 2028 Initial | 700 | 480.09 | 0 | 292.1 | No
2028-12-08 11:00 | 2028 Initial | 700 | 209.49 | 0 | 297.58 | No
2028-12-08 12:00 | 2028 Initial | 700 | 174.77 | 0 | 254.29 | No
2028-12-08 13:00 | 2028 Initial | 700 | 0 | 0 | 19.7 | No
2028-12-08 14:00 | 2028 Initial | 700 | 0 | 0 | 144.05 | No
2028-12-08 15:00 | 2028 Initial | 700 | 0 | 0 | 152.87 | No
2028-12-08 16:00 | 2028 Initial | 700 | 62.07 | 0 | 421.85 | No
2028-12-08 17:00 | 2028 Initial | 700 | 362.07 | 0 | 442 | No
2028-12-08 18:00 | 2028 Initial | 700 | 505 | 0 | 442 | No
2028-12-08 19:00 | 2028 Initial | 700 | 505 | 0 | 442 | No
2028-12-08 20:00 | 2028 Initial | 700 | 505 | 0 | 442 | No
2028-12-08 21:00 | 2028 Initial | 700 | 505 | 0 | 442 | No
2028-12-08 22:00 | 2028 Initial | 700 | 505 | 0 | 442 | No
2028-12-08 23:00 | 2028 Initial | 700 | 505 | 0 | 442 | No
2028-12-09 | 2028 Initial | 700 | 505 | 0 | 418.03 | No
2028-12-09 01:00 | 2028 Initial | 700 | 505 | 0 | 118.03 | No
2028-12-09 02:00 | 2028 Initial | 700 | 505 | 0 | 122.54 | No
2028-12-09 03:00 | 2028 Initial | 700 | 505 | 0 | 422.54 | No
2028-12-09 04:00 | 2028 Initial | 700 | 505 | 0 | 442 | No
2028-12-09 05:00 | 2028 Initial | 700 | 470.66 | 0 | 442 | No
2028-12-09 06:00 | 2028 Initial | 700 | 170.66 | 0 | 442 | No
2028-12-09 07:00 | 2028 Initial | 700 | -129.34 | 0 | 442 | No
2028-12-09 08:00 | 2028 Initial | 700 | -429.34 | 0 | 294.32 | No
2028-12-09 09:00 | 2028 Initial | 700 | -526 | 0 | 419.73 | No
2028-12-09 10:00 | 2028 Initial | 700 | -526 | 0 | 442 | No
2028-12-09 11:00 | 2028 Initial | 700 | -526 | -510 | 442 | No
2028-12-09 12:00 | 2028 Initial | 700 | -226 | -210 | 442 | No
2028-12-09 13:00 | 2028 Initial | 700 | 36.34 | 90 | 442 | No
2028-12-09 14:00 | 2028 Initial | 700 | 36.34 | 390 | 442 | No
2028-12-09 15:00 | 2028 Initial | 700 | 122.69 | 510 | 442 | No
2028-12-09 16:00 | 2028 Initial | 700 | 300.98 | 510 | 442 | No
2028-12-09 17:00 | 2028 Initial | 700 | 505 | 510 | 442 | No
2028-12-09 18:00 | 2028 Initial | 700 | 505 | 510 | 442 | No
2028-12-09 19:00 | 2028 Initial | 700 | 228.15 | 510 | 442 | No
2028-12-09 20:00 | 2028 Initial | 700 | 332.77 | 510 | 442 | No
2028-12-09 21:00 | 2028 Initial | 700 | 181.5 | 510 | 442 | No
2028-12-09 22:00 | 2028 Initial | 700 | 118.91 | 510 | 442 | No
2028-12-09 23:00 | 2028 Initial | 700 | 0 | 510 | 442 | No
2028-12-10 | 2028 Initial | 700 | 139.64 | 510 | 442 | No
2028-12-10 01:00 | 2028 Initial | 700 | 181.09 | 510 | 442 | No
2028-12-10 02:00 | 2028 Initial | 700 | 481.09 | 510 | 442 | No
2028-12-10 03:00 | 2028 Initial | 700 | 305.09 | 510 | 442 | No
2028-12-10 04:00 | 2028 Initial | 700 | 24.02 | 210 | 311.79 | No
2028-12-10 05:00 | 2028 Initial | 700 | -275.98 | -90 | 11.79 | No
2028-12-10 06:00 | 2028 Initial | 206.27 | 0 | 0 | 0 | No
2028-12-10 07:00 | 2028 Initial | 0 | 0 | -238.85 | 0 | No
2028-12-10 08:00 | 2028 Initial | 600 | -299.03 | -510 | -115.35 | No
2028-12-10 09:00 | 2028 Initial | 700 | -526 | -510 | -129.16 | No
2028-12-10 10:00 | 2028 Initial | 700 | -526 | -510 | -29.33 | No
2028-12-10 11:00 | 2028 Initial | 700 | -526 | -510 | 85.35 | No
2028-12-10 12:00 | 2028 Initial | 552.01 | -526 | -510 | 54.93 | No
2028-12-10 13:00 | 2028 Initial | 553.25 | -526 | -510 | 90.07 | No
2028-12-10 14:00 | 2028 Initial | 506.1 | -526 | -510 | -70.28 | No
2028-12-10 15:00 | 2028 Initial | 643.7 | -526 | -510 | 52.93 | No
2028-12-10 16:00 | 2028 Initial | 246.31 | -226 | -210 | 247.85 | No
2028-12-10 17:00 | 2028 Initial | 558.54 | 0 | 90 | 341.42 | No
2028-12-10 18:00 | 2028 Initial | 700 | 87.57 | 390 | 442 | No
2028-12-10 19:00 | 2028 Initial | 700 | 294.81 | 510 | 442 | No
2028-12-10 20:00 | 2028 Initial | 700 | 245.36 | 510 | 442 | No
2028-12-10 21:00 | 2028 Initial | 639.18 | 0 | 210 | 442 | No
2028-12-10 22:00 | 2028 Initial | 700 | 60.14 | 510 | 442 | No
2028-12-10 23:00 | 2028 Initial | 700 | 157.44 | 510 | 442 | No
2028-12-11 | 2028 Initial | 700 | 457.44 | 510 | 442 | No
2028-12-11 01:00 | 2028 Initial | 700 | 505 | 510 | 442 | No
2028-12-11 02:00 | 2028 Initial | 700 | 422.58 | 510 | 442 | No
2028-12-11 03:00 | 2028 Initial | 700 | 422.58 | 510 | 442 | No
2028-12-11 04:00 | 2028 Initial | 700 | 357.49 | 510 | 442 | No
2028-12-11 05:00 | 2028 Initial | 700 | 57.49 | 300 | 411.11 | No
2028-12-11 06:00 | 2028 Initial | 317.75 | 0 | 0 | 111.11 | No
2028-12-11 07:00 | 2028 Initial | 678.9 | 0 | 0 | 0 | No
2028-12-11 08:00 | 2028 Initial | 700 | 0 | 300 | 220.88 | No
2028-12-11 09:00 | 2028 Initial | 700 | 59.67 | 390.38 | 442 | No
2028-12-11 10:00 | 2028 Initial | 700 | 28.1 | 90.38 | 442 | No
2028-12-11 11:00 | 2028 Initial | 700 | 0 | -209.62 | 408.71 | No
2028-12-11 12:00 | 2028 Initial | 700 | -300 | -509.62 | 185.88 | No
2028-12-11 13:00 | 2028 Initial | 700 | -526 | -510 | 131.32 | No
2028-12-11 14:00 | 2028 Initial | 700 | -526 | -510 | 119.48 | No
2028-12-11 15:00 | 2028 Initial | 700 | -226 | -277.67 | 417.14 | No
2028-12-11 16:00 | 2028 Initial | 614.58 | -526 | -510 | 139.34 | No
2028-12-11 17:00 | 2028 Initial | 700 | -526 | -510 | 309.77 | No
2028-12-11 18:00 | 2028 Initial | 700 | -226 | -210 | 442 | No
2028-12-11 19:00 | 2028 Initial | 700 | -0.2 | -90 | 407.24 | No
2028-12-11 20:00 | 2028 Initial | 700 | 203.64 | 210 | 142 | No
2028-12-11 21:00 | 2028 Initial | 700 | 503.64 | 510 | 442 | No
2028-12-11 22:00 | 2028 Initial | 700 | 203.64 | 510 | 442 | No
2028-12-11 23:00 | 2028 Initial | 700 | 456.76 | 510 | 442 | No
2028-12-12 | 2028 Initial | 700 | 366.19 | 510 | 442 | No
2028-12-12 01:00 | 2028 Initial | 700 | 105.45 | 510 | 442 | No
2028-12-12 02:00 | 2028 Initial | 700 | 381.37 | 510 | 442 | No
2028-12-12 03:00 | 2028 Initial | 700 | 427.04 | 510 | 442 | No
2028-12-12 04:00 | 2028 Initial | 700 | 127.04 | 510 | 442 | No
2028-12-12 05:00 | 2028 Initial | 700 | 0 | 510 | 442 | No
2028-12-12 06:00 | 2028 Initial | 700 | 0 | 510 | 442 | No
2028-12-12 07:00 | 2028 Initial | 700 | 0 | 510 | 442 | No
2028-12-12 08:00 | 2028 Initial | 700 | 174.22 | 510 | 442 | No
2028-12-12 09:00 | 2028 Initial | 700 | 294.1 | 510 | 442 | No
2028-12-12 10:00 | 2028 Initial | 700 | 505 | 510 | 442 | No
2028-12-12 11:00 | 2028 Initial | 700 | 505 | 510 | 442 | No
2028-12-12 12:00 | 2028 Initial | 700 | 384.36 | 510 | 442 | No
2028-12-12 13:00 | 2028 Initial | 700 | 188.05 | 510 | 442 | No
2028-12-12 14:00 | 2028 Initial | 700 | 49.66 | 510 | 442 | No
2028-12-12 15:00 | 2028 Initial | 700 | 300 | 390 | 319.12 | No
2028-12-12 16:00 | 2028 Initial | 700 | 0 | 90 | 19.12 | No
2028-12-12 17:00 | 2028 Initial | 700 | -54.77 | -210 | -137.16 | No
2028-12-12 18:00 | 2028 Initial | 700 | -354.77 | -510 | -243.89 | No
2028-12-12 19:00 | 2028 Initial | 700 | -526 | -510 | -494.76 | No
2028-12-12 20:00 | 2028 Initial | 700 | -526 | -510 | -194.76 | No
2028-12-12 21:00 | 2028 Initial | 700 | -371.91 | -510 | 105.24 | No
2028-12-12 22:00 | 2028 Initial | 700 | -350.41 | -510 | 174.75 | No
2028-12-12 23:00 | 2028 Initial | 477.95 | -50.41 | -210 | 442 | No
2028-12-13 | 2028 Initial | -100 | 144.62 | 90 | 368.08 | No
2028-12-13 01:00 | 2028 Initial | -700 | 444.62 | 390 | 442 | No
2028-12-13 02:00 | 2028 Initial | -700 | 505 | 510 | 442 | Yes
2028-12-13 03:00 | 2028 Initial | -700 | 505 | 510 | 442 | No
2028-12-13 04:00 | 2028 Initial | -700 | 505 | 510 | 442 | No
2028-12-13 05:00 | 2028 Initial | -700 | 505 | 510 | 314.66 | No
2028-12-13 06:00 | 2028 Initial | -623.43 | 505 | 510 | 304.54 | No
2028-12-13 07:00 | 2028 Initial | -23.43 | 505 | 510 | 305.6 | No
2028-12-13 08:00 | 2028 Initial | 576.57 | 205 | 510 | 277.39 | No
2028-12-13 09:00 | 2028 Initial | 700 | 387.83 | 510 | 369.94 | No
2028-12-13 10:00 | 2028 Initial | 700 | 306.65 | 510 | 442 | No
2028-12-13 11:00 | 2028 Initial | 700 | 326.23 | 510 | 442 | No
2028-12-13 12:00 | 2028 Initial | 700 | 41.14 | 510 | 442 | No
2028-12-13 13:00 | 2028 Initial | 700 | 337.37 | 510 | 442 | No
2028-12-13 14:00 | 2028 Initial | 700 | 37.37 | 456.42 | 442 | No
2028-12-13 15:00 | 2028 Initial | 700 | 0 | 494.55 | 442 | No
2028-12-13 16:00 | 2028 Initial | 700 | 33.31 | 510 | 442 | No
2028-12-13 17:00 | 2028 Initial | 700 | 48.45 | 510 | 442 | No
2028-12-13 18:00 | 2028 Initial | 700 | 133.31 | 510 | 442 | No
2028-12-13 19:00 | 2028 Initial | 700 | 433.31 | 510 | 442 | No
2028-12-13 20:00 | 2028 Initial | 700 | 205 | 510 | 442 | No
2028-12-13 21:00 | 2028 Initial | 296.05 | 505 | 510 | 442 | No
2028-12-13 22:00 | 2028 Initial | 46.88 | 505 | 510 | 442 | No
2028-12-13 23:00 | 2028 Initial | -12.93 | 505 | 510 | 442 | No
2028-12-14 | 2028 Initial | -49.81 | 505 | 510 | 442 | No
2028-12-14 01:00 | 2028 Initial | -395.67 | 505 | 510 | 442 | No
2028-12-14 02:00 | 2028 Initial | -503.44 | 505 | 510 | 442 | No
2028-12-14 03:00 | 2028 Initial | -700 | 505 | 510 | 442 | No
2028-12-14 04:00 | 2028 Initial | -700 | 505 | 510 | 442 | No
2028-12-14 05:00 | 2028 Initial | -600 | 505 | 510 | 442 | No
2028-12-14 06:00 | 2028 Initial | 0 | 505 | 510 | 442 | No
2028-12-14 07:00 | 2028 Initial | 600 | 423.41 | 510 | 442 | No
2028-12-14 08:00 | 2028 Initial | 700 | 221.82 | 510 | 442 | No
2028-12-14 09:00 | 2028 Initial | 700 | 160.1 | 510 | 442 | No
2028-12-14 10:00 | 2028 Initial | 700 | 247.71 | 510 | 442 | No
2028-12-14 11:00 | 2028 Initial | 700 | 0 | 441.53 | 442 | No
2028-12-14 12:00 | 2028 Initial | 700 | 0 | 397.39 | 442 | No
2028-12-14 13:00 | 2028 Initial | 689.5 | 0 | 97.39 | 442 | No
2028-12-14 14:00 | 2028 Initial | 684.93 | 0 | 0 | 442 | No
2028-12-14 15:00 | 2028 Initial | 672.2 | 0 | 210 | 442 | No
2028-12-14 16:00 | 2028 Initial | 700 | 125.55 | 510 | 442 | No
2028-12-14 17:00 | 2028 Initial | 700 | 324.62 | 510 | 442 | No
2028-12-14 18:00 | 2028 Initial | 700 | 389.9 | 510 | 442 | No
2028-12-14 19:00 | 2028 Initial | 700 | 505 | 510 | 442 | No
2028-12-14 20:00 | 2028 Initial | 700 | 505 | 510 | 442 | No
2028-12-14 21:00 | 2028 Initial | 658.66 | 205 | 210 | 442 | No
2028-12-14 22:00 | 2028 Initial | 700 | 274.91 | 510 | 442 | No
2028-12-14 23:00 | 2028 Initial | 461.07 | 505 | 510 | 442 | No
2028-12-15 | 2028 Initial | 700 | 505 | 510 | 442 | No
2028-12-15 01:00 | 2028 Initial | 700 | 505 | 510 | 442 | No
2028-12-15 02:00 | 2028 Initial | 513.11 | 505 | 510 | 442 | No
2028-12-15 03:00 | 2028 Initial | 700 | 505 | 510 | 442 | No
2028-12-15 04:00 | 2028 Initial | 364.83 | 505 | 510 | 442 | No
2028-12-15 05:00 | 2028 Initial | 457.82 | 205 | 399.6 | 422.18 | No
2028-12-15 06:00 | 2028 Initial | 700 | 0 | 99.6 | 238.44 | No
2028-12-15 07:00 | 2028 Initial | 700 | 128.82 | 214.08 | 306.04 | No
2028-12-15 08:00 | 2028 Initial | 700 | 428.82 | 510 | 442 | No
2028-12-15 09:00 | 2028 Initial | 700 | 505 | 510 | 442 | No
2028-12-15 10:00 | 2028 Initial | 700 | 505 | 510 | 442 | No
2028-12-15 11:00 | 2028 Initial | 700 | 505 | 510 | 442 | No
2028-12-15 12:00 | 2028 Initial | 700 | 306.47 | 510 | 442 | No
2028-12-15 13:00 | 2028 Initial | 700 | 6.47 | 510 | 442 | No
2028-12-15 14:00 | 2028 Initial | 700 | 0 | 506.65 | 442 | No
2028-12-15 15:00 | 2028 Initial | 700 | 18.8 | 510 | 442 | No
2028-12-15 16:00 | 2028 Initial | 700 | 220.89 | 510 | 442 | No
2028-12-15 17:00 | 2028 Initial | 700 | 505 | 510 | 442 | No
2028-12-15 18:00 | 2028 Initial | 700 | 244.23 | 510 | 442 | No
2028-12-15 19:00 | 2028 Initial | 700 | 250.24 | 510 | 442 | No
2028-12-15 20:00 | 2028 Initial | 700 | 205 | 389.32 | 442 | No
2028-12-15 21:00 | 2028 Initial | 671.36 | 505 | 510 | 442 | No
2028-12-15 22:00 | 2028 Initial | 200.4 | 505 | 510 | 442 | No
2028-12-15 23:00 | 2028 Initial | -259.79 | 505 | 510 | 442 | No
2028-12-16 | 2028 Initial | -700 | 505 | 510 | 442 | No
2028-12-16 01:00 | 2028 Initial | -700 | 505 | 510 | 442 | Yes
2028-12-16 02:00 | 2028 Initial | -700 | 505 | 510 | 214.22 | Yes
2028-12-16 03:00 | 2028 Initial | -700 | 505 | 510 | 30.8 | Yes
2028-12-16 04:00 | 2028 Initial | -700 | 505 | 510 | -27.24 | Yes
2028-12-16 05:00 | 2028 Initial | -700 | 505 | 510 | -51.12 | Yes
2028-12-16 06:00 | 2028 Initial | -700 | 505 | 510 | -3.03 | Yes
2028-12-16 07:00 | 2028 Initial | -700 | 505 | 510 | 51.83 | Yes
2028-12-16 08:00 | 2028 Initial | -700 | 505 | 510 | 194.4 | Yes
2028-12-16 09:00 | 2028 Initial | -700 | 505 | 510 | 341.15 | Yes
2028-12-16 10:00 | 2028 Initial | -630.78 | 505 | 510 | 442 | No
2028-12-16 11:00 | 2028 Initial | -74.98 | 505 | 510 | 442 | No
2028-12-16 12:00 | 2028 Initial | 63.74 | 505 | 510 | 442 | No
2028-12-16 13:00 | 2028 Initial | 663.74 | 397.47 | 510 | 397.16 | No
2028-12-16 14:00 | 2028 Initial | 700 | 383.51 | 510 | 442 | No
2028-12-16 15:00 | 2028 Initial | 700 | 149.05 | 510 | 442 | No
2028-12-16 16:00 | 2028 Initial | 700 | 205.67 | 510 | 442 | No
2028-12-16 17:00 | 2028 Initial | 700 | 258.51 | 510 | 442 | No
2028-12-16 18:00 | 2028 Initial | 700 | 505 | 510 | 442 | No
2028-12-16 19:00 | 2028 Initial | 700 | 505 | 510 | 442 | No
2028-12-16 20:00 | 2028 Initial | 700 | 205 | 510 | 442 | No
2028-12-16 21:00 | 2028 Initial | 700 | 239.67 | 510 | 442 | No
2028-12-16 22:00 | 2028 Initial | 700 | 370.55 | 510 | 442 | No
2028-12-16 23:00 | 2028 Initial | 700 | 134.95 | 510 | 442 | No
2028-12-17 | 2028 Initial | 700 | 185.35 | 510 | 442 | No
2028-12-17 01:00 | 2028 Initial | 700 | 481.01 | 510 | 442 | No
2028-12-17 02:00 | 2028 Initial | 694.02 | 505 | 510 | 442 | No
2028-12-17 03:00 | 2028 Initial | 678.96 | 505 | 510 | 442 | No
2028-12-17 04:00 | 2028 Initial | 700 | 505 | 510 | 442 | No
2028-12-17 05:00 | 2028 Initial | 700 | 205 | 510 | 423.24 | No
2028-12-17 06:00 | 2028 Initial | 700 | 0 | 279.61 | 342.39 | No
2028-12-17 07:00 | 2028 Initial | 700 | 0 | 510 | 285.93 | No
2028-12-17 08:00 | 2028 Initial | 700 | 11.12 | 510 | 442 | No
2028-12-17 09:00 | 2028 Initial | 700 | 0 | 510 | 411.96 | No
2028-12-17 10:00 | 2028 Initial | 700 | 39.76 | 510 | 442 | No
2028-12-17 11:00 | 2028 Initial | 392.16 | 0 | 210 | 442 | No
2028-12-17 12:00 | 2028 Initial | 358.52 | 0 | 0 | 442 | No
2028-12-17 13:00 | 2028 Initial | 207.91 | 0 | 0 | 284.03 | No
2028-12-17 14:00 | 2028 Initial | 0 | 0 | 208.33 | 442 | No
2028-12-17 15:00 | 2028 Initial | 0 | 0 | 395 | 442 | No
2028-12-17 16:00 | 2028 Initial | 0 | 0 | 115.09 | 442 | No
2028-12-17 17:00 | 2028 Initial | 600 | 0 | 267.16 | 442 | No
2028-12-17 18:00 | 2028 Initial | 700 | 39.19 | 510 | 442 | No
2028-12-17 19:00 | 2028 Initial | 700 | 200.27 | 510 | 442 | No
2028-12-17 20:00 | 2028 Initial | 700 | 0 | 510 | 303.61 | No
2028-12-17 21:00 | 2028 Initial | 700 | 191.92 | 510 | 442 | No
2028-12-17 22:00 | 2028 Initial | 700 | 491.92 | 510 | 442 | No
2028-12-17 23:00 | 2028 Initial | 470.78 | 505 | 510 | 442 | No
2028-12-18 | 2028 Initial | 700 | 505 | 510 | 442 | No
2028-12-18 01:00 | 2028 Initial | 268.59 | 505 | 510 | 442 | No
2028-12-18 02:00 | 2028 Initial | 500 | 205 | 405.84 | 296.22 | No
2028-12-18 03:00 | 2028 Initial | -100 | 53.72 | 510 | 442 | No
2028-12-18 04:00 | 2028 Initial | -700 | 353.72 | 510 | 442 | Yes
2028-12-18 05:00 | 2028 Initial | -700 | 505 | 510 | 442 | Yes
2028-12-18 06:00 | 2028 Initial | -700 | 505 | 510 | 442 | Yes
2028-12-18 07:00 | 2028 Initial | -700 | 505 | 510 | 442 | Yes
2028-12-18 08:00 | 2028 Initial | -700 | 505 | 510 | 442 | No
2028-12-18 09:00 | 2028 Initial | -100 | 205 | 510 | 442 | No
2028-12-18 10:00 | 2028 Initial | 49.31 | 505 | 510 | 442 | No
2028-12-18 11:00 | 2028 Initial | 649.31 | 382.64 | 510 | 442 | No
2028-12-18 12:00 | 2028 Initial | 700 | 82.64 | 466.34 | 378.63 | No
2028-12-18 13:00 | 2028 Initial | 700 | 382.64 | 510 | 442 | No
2028-12-18 14:00 | 2028 Initial | 700 | 145.59 | 510 | 442 | No
2028-12-18 15:00 | 2028 Initial | 700 | 177.55 | 510 | 442 | No
2028-12-18 16:00 | 2028 Initial | 700 | 465.53 | 510 | 442 | No
2028-12-18 17:00 | 2028 Initial | 700 | 459.44 | 510 | 442 | No
2028-12-18 18:00 | 2028 Initial | 700 | 159.44 | 210 | 442 | No
2028-12-18 19:00 | 2028 Initial | 700 | 163.03 | 510 | 442 | No
2028-12-18 20:00 | 2028 Initial | 700 | 299.16 | 510 | 442 | No
2028-12-18 21:00 | 2028 Initial | 700 | 367.83 | 510 | 442 | No
2028-12-18 22:00 | 2028 Initial | 700 | 77.84 | 510 | 442 | No
2028-12-18 23:00 | 2028 Initial | 674.66 | 110.94 | 510 | 442 | No
2028-12-19 | 2028 Initial | 74.66 | 205 | 435.39 | 142 | No
2028-12-19 01:00 | 2028 Initial | -525.34 | 505 | 510 | 442 | No
2028-12-19 02:00 | 2028 Initial | -700 | 505 | 510 | 442 | No
2028-12-19 03:00 | 2028 Initial | -700 | 505 | 510 | 442 | No
2028-12-19 04:00 | 2028 Initial | -698.66 | 205 | 210 | 212.09 | No
2028-12-19 05:00 | 2028 Initial | -700 | 205 | 210 | 142 | No
2028-12-19 06:00 | 2028 Initial | -700 | 505 | 510 | 442 | No
2028-12-19 07:00 | 2028 Initial | -500 | 205 | 510 | 280.36 | No
2028-12-19 08:00 | 2028 Initial | 100 | 383.44 | 510 | 442 | No
2028-12-19 09:00 | 2028 Initial | 700 | 505 | 510 | 442 | No
2028-12-19 10:00 | 2028 Initial | 560.39 | 205 | 510 | 442 | No
2028-12-19 11:00 | 2028 Initial | -39.61 | 40.22 | 510 | 442 | No
2028-12-19 12:00 | 2028 Initial | -500 | 239.39 | 510 | 442 | No
2028-12-19 13:00 | 2028 Initial | 100 | 17.39 | 510 | 254.43 | No
2028-12-19 14:00 | 2028 Initial | 700 | 317.39 | 510 | 442 | No
2028-12-19 15:00 | 2028 Initial | 700 | 308.66 | 510 | 442 | No
2028-12-19 16:00 | 2028 Initial | 700 | 8.66 | 367.54 | 431.43 | No
2028-12-19 17:00 | 2028 Initial | 700 | 235.45 | 510 | 442 | No
2028-12-19 18:00 | 2028 Initial | 700 | 505 | 510 | 442 | No
2028-12-19 19:00 | 2028 Initial | 700 | 505 | 510 | 442 | No
2028-12-19 20:00 | 2028 Initial | 700 | 505 | 510 | 442 | No
2028-12-19 21:00 | 2028 Initial | 700 | 505 | 510 | 442 | No
2028-12-19 22:00 | 2028 Initial | 700 | 505 | 510 | 442 | No
2028-12-19 23:00 | 2028 Initial | 700 | 416.17 | 510 | 442 | No
2028-12-20 | 2028 Initial | 633.25 | 505 | 510 | 442 | No
2028-12-20 01:00 | 2028 Initial | 326.66 | 505 | 510 | 442 | No
2028-12-20 02:00 | 2028 Initial | 0 | 505 | 510 | 442 | No
2028-12-20 03:00 | 2028 Initial | 0 | 505 | 510 | 442 | No
2028-12-20 04:00 | 2028 Initial | 0 | 505 | 510 | 442 | No
2028-12-20 05:00 | 2028 Initial | 0 | 205 | 379.37 | 292.04 | No
2028-12-20 06:00 | 2028 Initial | 600 | 0 | 79.37 | 289.07 | No
2028-12-20 07:00 | 2028 Initial | 700 | 0 | 199.75 | 433.16 | No
2028-12-20 08:00 | 2028 Initial | 700 | 0 | 340.75 | 442 | No
2028-12-20 09:00 | 2028 Initial | 700 | 15.8 | 453.54 | 442 | No
2028-12-20 10:00 | 2028 Initial | 700 | 315.8 | 510 | 442 | No
2028-12-20 11:00 | 2028 Initial | 259.9 | 505 | 510 | 442 | No
2028-12-20 12:00 | 2028 Initial | 700 | 209.65 | 510 | 442 | No
2028-12-20 13:00 | 2028 Initial | 700 | 207.08 | 510 | 442 | No
2028-12-20 14:00 | 2028 Initial | 700 | 292.04 | 510 | 442 | No
2028-12-20 15:00 | 2028 Initial | 700 | 315.16 | 510 | 442 | No
2028-12-20 16:00 | 2028 Initial | 700 | 505 | 510 | 442 | No
2028-12-20 17:00 | 2028 Initial | 700 | 353.34 | 510 | 442 | No
2028-12-20 18:00 | 2028 Initial | 700 | 505 | 510 | 442 | No
2028-12-20 19:00 | 2028 Initial | 700 | 505 | 510 | 442 | No
2028-12-20 20:00 | 2028 Initial | 700 | 505 | 510 | 442 | No
2028-12-20 21:00 | 2028 Initial | 700 | 505 | 510 | 442 | No
2028-12-20 22:00 | 2028 Initial | 700 | 505 | 510 | 442 | No
2028-12-20 23:00 | 2028 Initial | 700 | 505 | 510 | 442 | No
2028-12-21 | 2028 Initial | 700 | 505 | 510 | 442 | No
2028-12-21 01:00 | 2028 Initial | 700 | 496.8 | 510 | 442 | No
2028-12-21 02:00 | 2028 Initial | 700 | 411.12 | 510 | 442 | No
2028-12-21 03:00 | 2028 Initial | 700 | 282.27 | 510 | 442 | No
2028-12-21 04:00 | 2028 Initial | 700 | 282.27 | 510 | 442 | No
2028-12-21 05:00 | 2028 Initial | 700 | 256.98 | 510 | 442 | No
2028-12-21 06:00 | 2028 Initial | 700 | 300 | 510 | 442 | No
2028-12-21 07:00 | 2028 Initial | 700 | 0 | 296.73 | 442 | No
2028-12-21 08:00 | 2028 Initial | 700 | 0 | 275.24 | 199.28 | No
2028-12-21 09:00 | 2028 Initial | 700 | 0 | 139.68 | 242.55 | No
2028-12-21 10:00 | 2028 Initial | 700 | 0 | 315.46 | 183.08 | No
2028-12-21 11:00 | 2028 Initial | 700 | 0 | 288.13 | 196.37 | No
2028-12-21 12:00 | 2028 Initial | 700 | 0 | 42.4 | 442 | No
2028-12-21 13:00 | 2028 Initial | 700 | 0 | 342.4 | 442 | No
2028-12-21 14:00 | 2028 Initial | 700 | 52.55 | 510 | 442 | No
2028-12-21 15:00 | 2028 Initial | 700 | 0 | 509.29 | 442 | No
2028-12-21 16:00 | 2028 Initial | 700 | 0 | 397.86 | 442 | No
2028-12-21 17:00 | 2028 Initial | 700 | 0 | 510 | 442 | No
2028-12-21 18:00 | 2028 Initial | 700 | 257.74 | 510 | 442 | No
2028-12-21 19:00 | 2028 Initial | 700 | 257.74 | 510 | 442 | No
2028-12-21 20:00 | 2028 Initial | 700 | 343.78 | 510 | 442 | No
2028-12-21 21:00 | 2028 Initial | 700 | 505 | 510 | 442 | No
2028-12-21 22:00 | 2028 Initial | 700 | 505 | 510 | 442 | No
2028-12-21 23:00 | 2028 Initial | 700 | 505 | 510 | 442 | No
2028-12-22 | 2028 Initial | 700 | 505 | 510 | 442 | No
2028-12-22 01:00 | 2028 Initial | 700 | 505 | 510 | 442 | No
2028-12-22 02:00 | 2028 Initial | 700 | 505 | 510 | 442 | No
2028-12-22 03:00 | 2028 Initial | 700 | 505 | 510 | 442 | No
2028-12-22 04:00 | 2028 Initial | 700 | 505 | 510 | 442 | No
2028-12-22 05:00 | 2028 Initial | 700 | 205 | 510 | 442 | No
2028-12-22 06:00 | 2028 Initial | 700 | 0 | 510 | 367.52 | No
2028-12-22 07:00 | 2028 Initial | 700 | 0 | 210 | 67.52 | No
2028-12-22 08:00 | 2028 Initial | 700 | 0 | 510 | 173.05 | No
2028-12-22 09:00 | 2028 Initial | 700 | 0 | 510 | 442 | No
2028-12-22 10:00 | 2028 Initial | 700 | 139.88 | 510 | 442 | No
2028-12-22 11:00 | 2028 Initial | 700 | 305.06 | 510 | 442 | No
2028-12-22 12:00 | 2028 Initial | 700 | 305.06 | 510 | 442 | No
2028-12-22 13:00 | 2028 Initial | 700 | 173.05 | 510 | 442 | No
2028-12-22 14:00 | 2028 Initial | 700 | 0 | 510 | 442 | No
2028-12-22 15:00 | 2028 Initial | 700 | 150.58 | 510 | 442 | No
2028-12-22 16:00 | 2028 Initial | 700 | 0 | 510 | 353.37 | No
2028-12-22 17:00 | 2028 Initial | 700 | 107.52 | 510 | 442 | No
2028-12-22 18:00 | 2028 Initial | 700 | 335.49 | 510 | 442 | No
2028-12-22 19:00 | 2028 Initial | 700 | 316.53 | 510 | 442 | No
2028-12-22 20:00 | 2028 Initial | 700 | 505 | 510 | 442 | No
2028-12-22 21:00 | 2028 Initial | 700 | 363.49 | 510 | 442 | No
2028-12-22 22:00 | 2028 Initial | 700 | 205 | 442.64 | 442 | No
2028-12-22 23:00 | 2028 Initial | 429.67 | 505 | 510 | 442 | No
2028-12-23 | 2028 Initial | 504.01 | 505 | 510 | 442 | No
2028-12-23 01:00 | 2028 Initial | 700 | 342.05 | 510 | 442 | No
2028-12-23 02:00 | 2028 Initial | 100 | 387.25 | 510 | 442 | No
2028-12-23 03:00 | 2028 Initial | -423.96 | 505 | 510 | 442 | No
2028-12-23 04:00 | 2028 Initial | -408.83 | 505 | 510 | 442 | No
2028-12-23 05:00 | 2028 Initial | -700 | 505 | 510 | 442 | No
2028-12-23 06:00 | 2028 Initial | -700 | 505 | 510 | 442 | Yes
2028-12-23 07:00 | 2028 Initial | -700 | 505 | 510 | 442 | Yes
2028-12-23 08:00 | 2028 Initial | -700 | 505 | 492.28 | 442 | Yes
2028-12-23 09:00 | 2028 Initial | -700 | 300 | 192.28 | 422.27 | No
2028-12-23 10:00 | 2028 Initial | -700 | 0 | -107.72 | 122.27 | No
2028-12-23 11:00 | 2028 Initial | -700 | 0 | -93.69 | -136.69 | No
2028-12-23 12:00 | 2028 Initial | -700 | 300 | 206.31 | 163.31 | No
2028-12-23 13:00 | 2028 Initial | -700 | 505 | 506.31 | 442 | Yes
2028-12-23 14:00 | 2028 Initial | -700 | 505 | 446.3 | 442 | Yes
2028-12-23 15:00 | 2028 Initial | -700 | 300 | 146.3 | 376.41 | No
2028-12-23 16:00 | 2028 Initial | -700 | 0 | -153.7 | 76.41 | No
2028-12-23 17:00 | 2028 Initial | -570.43 | 0 | 0 | 142 | No
2028-12-23 18:00 | 2028 Initial | 0 | 0 | 260.96 | 442 | No
2028-12-23 19:00 | 2028 Initial | 24.18 | 0 | 0 | 173.39 | No
2028-12-23 20:00 | 2028 Initial | 159.62 | 0 | 0 | 307.95 | No
2028-12-23 21:00 | 2028 Initial | 226.99 | 0 | 0 | 442 | No
2028-12-23 22:00 | 2028 Initial | 18.74 | 205 | 210 | 257.7 | No
2028-12-23 23:00 | 2028 Initial | -581.26 | 505 | 510 | 442 | No
2028-12-24 | 2028 Initial | -100 | 205 | 408.6 | 142 | No
2028-12-24 01:00 | 2028 Initial | -700 | 505 | 510 | 442 | No
2028-12-24 02:00 | 2028 Initial | -700 | 505 | 510 | 442 | No
2028-12-24 03:00 | 2028 Initial | -700 | 505 | 510 | 442 | No
2028-12-24 04:00 | 2028 Initial | -700 | 505 | 510 | 442 | No
2028-12-24 05:00 | 2028 Initial | -700 | 505 | 510 | 346.51 | No
2028-12-24 06:00 | 2028 Initial | -700 | 300 | 464.35 | 56.27 | No
2028-12-24 07:00 | 2028 Initial | -334.16 | 0 | 164.35 | -242.52 | No
2028-12-24 08:00 | 2028 Initial | 39.45 | 0 | 0 | 0 | No
2028-12-24 09:00 | 2028 Initial | 475.13 | 0 | 210 | 3.53 | No
2028-12-24 10:00 | 2028 Initial | 700 | 0 | 510 | 303.53 | No
2028-12-24 11:00 | 2028 Initial | 700 | 198.18 | 510 | 442 | No
2028-12-24 12:00 | 2028 Initial | 700 | 159.35 | 510 | 442 | No
2028-12-24 13:00 | 2028 Initial | 700 | 406.76 | 510 | 442 | No
2028-12-24 14:00 | 2028 Initial | 700 | 142.02 | 510 | 442 | No
2028-12-24 15:00 | 2028 Initial | 700 | 374.08 | 510 | 442 | No
2028-12-24 16:00 | 2028 Initial | 700 | 391.97 | 510 | 442 | No
2028-12-24 17:00 | 2028 Initial | 700 | 356.05 | 510 | 442 | No
2028-12-24 18:00 | 2028 Initial | 700 | 318.51 | 510 | 442 | No
2028-12-24 19:00 | 2028 Initial | 700 | 505 | 510 | 442 | No
2028-12-24 20:00 | 2028 Initial | 700 | 438.02 | 510 | 442 | No
2028-12-24 21:00 | 2028 Initial | 700 | 138.02 | 210 | 423.02 | No
2028-12-24 22:00 | 2028 Initial | 700 | 438.02 | 510 | 442 | No
2028-12-24 23:00 | 2028 Initial | 700 | 505 | 510 | 442 | No
2028-12-25 | 2028 Initial | 700 | 447.02 | 510 | 442 | No
2028-12-25 01:00 | 2028 Initial | 700 | 147.02 | 510 | 206.69 | No
2028-12-25 02:00 | 2028 Initial | 700 | 429.49 | 510 | 442 | No
2028-12-25 03:00 | 2028 Initial | 700 | 420.84 | 510 | 442 | No
2028-12-25 04:00 | 2028 Initial | 700 | 505 | 510 | 442 | No
2028-12-25 05:00 | 2028 Initial | 700 | 263.8 | 510 | 442 | No
2028-12-25 06:00 | 2028 Initial | 700 | 40.95 | 407.91 | 442 | No
2028-12-25 07:00 | 2028 Initial | 700 | 0 | 107.91 | 144.88 | No
2028-12-25 08:00 | 2028 Initial | 700 | 0 | 23.44 | 290.09 | No
2028-12-25 09:00 | 2028 Initial | 700 | 0 | 0 | 394.51 | No
2028-12-25 10:00 | 2028 Initial | 700 | 0 | 0 | 323.94 | No
2028-12-25 11:00 | 2028 Initial | 700 | 0 | 0 | 442 | No
2028-12-25 12:00 | 2028 Initial | 700 | 0 | 80.44 | 377.9 | No
2028-12-25 13:00 | 2028 Initial | 700 | 0 | 13.88 | 411.42 | No
2028-12-25 14:00 | 2028 Initial | 700 | 0 | 0 | 442 | No
2028-12-25 15:00 | 2028 Initial | 700 | 170.67 | 300 | 442 | No
2028-12-25 16:00 | 2028 Initial | 700 | -3.68 | 0 | 442 | No
2028-12-25 17:00 | 2028 Initial | 700 | 143.94 | 300 | 442 | No
2028-12-25 18:00 | 2028 Initial | 700 | 205.57 | 510 | 442 | No
2028-12-25 19:00 | 2028 Initial | 700 | 180.26 | 510 | 442 | No
2028-12-25 20:00 | 2028 Initial | 700 | 123.03 | 510 | 442 | No
2028-12-25 21:00 | 2028 Initial | 600 | 256.03 | 510 | 442 | No
2028-12-25 22:00 | 2028 Initial | 0 | 483.38 | 510 | 292.04 | No
2028-12-25 23:00 | 2028 Initial | 0 | 205 | 416.58 | 13.65 | No
2028-12-26 | 2028 Initial | -186.37 | 505 | 510 | 313.65 | No
2028-12-26 01:00 | 2028 Initial | -259.8 | 505 | 510 | 442 | No
2028-12-26 02:00 | 2028 Initial | 340.2 | 205 | 510 | 435.72 | No
2028-12-26 03:00 | 2028 Initial | 0 | 0 | 510 | 442 | No
2028-12-26 04:00 | 2028 Initial | -600 | 0 | 510 | 322.54 | No
2028-12-26 05:00 | 2028 Initial | 0 | 0 | 210 | 126 | No
2028-12-26 06:00 | 2028 Initial | 0 | 0 | 136.05 | 8.4 | No
2028-12-26 07:00 | 2028 Initial | -100 | 0 | 28.74 | 160.5 | No
2028-12-26 08:00 | 2028 Initial | -700 | 100.04 | 90 | 442 | No
2028-12-26 09:00 | 2028 Initial | -700 | -199.96 | -210 | 200.97 | No
2028-12-26 10:00 | 2028 Initial | -700 | -499.96 | -510 | -99.03 | No
2028-12-26 11:00 | 2028 Initial | -700 | -199.96 | -210 | 200.97 | Yes
2028-12-26 12:00 | 2028 Initial | -700 | 100.04 | 90 | 442 | Yes
2028-12-26 13:00 | 2028 Initial | -700 | 400.04 | 390 | 442 | Yes
2028-12-26 14:00 | 2028 Initial | -700 | 505 | 510 | 442 | Yes
2028-12-26 15:00 | 2028 Initial | -700 | 505 | 255.36 | 442 | Yes
2028-12-26 16:00 | 2028 Initial | -700 | 300 | -44.64 | 142 | Yes
2028-12-26 17:00 | 2028 Initial | -700 | 0 | -344.64 | -158 | No
2028-12-26 18:00 | 2028 Initial | -700 | 0 | -223.55 | -49.11 | No
2028-12-26 19:00 | 2028 Initial | -700 | 300 | 76.45 | 250.89 | No
2028-12-26 20:00 | 2028 Initial | -700 | 505 | 376.45 | 442 | Yes
2028-12-26 21:00 | 2028 Initial | -700 | 505 | 510 | 442 | Yes
2028-12-26 22:00 | 2028 Initial | -700 | 351.11 | 510 | 442 | Yes
2028-12-26 23:00 | 2028 Initial | -700 | 505 | 510 | 442 | Yes
2028-12-27 | 2028 Initial | -700 | 505 | 510 | 442 | No
2028-12-27 01:00 | 2028 Initial | -700 | 205 | 210 | 142 | No
2028-12-27 02:00 | 2028 Initial | -598.05 | 205 | 210 | 342.48 | No
2028-12-27 03:00 | 2028 Initial | -700 | 505 | 510 | 442 | No
2028-12-27 04:00 | 2028 Initial | -700 | 505 | 510 | 442 | No
2028-12-27 05:00 | 2028 Initial | -700 | 205 | 231.1 | 142 | No
2028-12-27 06:00 | 2028 Initial | -406.1 | 0 | 0 | 135.6 | No
2028-12-27 07:00 | 2028 Initial | -0.91 | 0 | 0 | 314.72 | No
2028-12-27 08:00 | 2028 Initial | 463.16 | 0 | 0 | 424.27 | No
2028-12-27 09:00 | 2028 Initial | 265.86 | 100.58 | 210 | 442 | No
2028-12-27 10:00 | 2028 Initial | 700 | 400.58 | 510 | 442 | No
2028-12-27 11:00 | 2028 Initial | 700 | 100.58 | 486.77 | 442 | No
2028-12-27 12:00 | 2028 Initial | 700 | 52.81 | 510 | 442 | No
2028-12-27 13:00 | 2028 Initial | 700 | 329.2 | 510 | 442 | No
2028-12-27 14:00 | 2028 Initial | 700 | 312.91 | 510 | 442 | No
2028-12-27 15:00 | 2028 Initial | 700 | 206.95 | 510 | 442 | No
2028-12-27 16:00 | 2028 Initial | 700 | 454.62 | 510 | 442 | No
2028-12-27 17:00 | 2028 Initial | 700 | 505 | 510 | 442 | No
2028-12-27 18:00 | 2028 Initial | 700 | 505 | 510 | 442 | No
2028-12-27 19:00 | 2028 Initial | 700 | 205 | 210 | 442 | No
2028-12-27 20:00 | 2028 Initial | 700 | 291.89 | 510 | 442 | No
2028-12-27 21:00 | 2028 Initial | 700 | 65.96 | 510 | 442 | No
2028-12-27 22:00 | 2028 Initial | 114.54 | 0 | 210 | 442 | No
2028-12-27 23:00 | 2028 Initial | 0 | 0 | 0 | 442 | No
2028-12-28 | 2028 Initial | -398.69 | 0 | 0 | 442 | No
2028-12-28 01:00 | 2028 Initial | -700 | 300 | 300 | 442 | Yes
2028-12-28 02:00 | 2028 Initial | -700 | 505 | 510 | 442 | Yes
2028-12-28 03:00 | 2028 Initial | -700 | 505 | 510 | 442 | Yes
2028-12-28 04:00 | 2028 Initial | -700 | 505 | 510 | 366.75 | Yes
2028-12-28 05:00 | 2028 Initial | -700 | 505 | 510 | 442 | Yes
2028-12-28 06:00 | 2028 Initial | -700 | 300 | 360.87 | 442 | Yes
2028-12-28 07:00 | 2028 Initial | -700 | 0 | 60.87 | 442 | No
2028-12-28 08:00 | 2028 Initial | -700 | 0 | -132.56 | 442 | No
2028-12-28 09:00 | 2028 Initial | -700 | 0 | -224.08 | 442 | No
2028-12-28 10:00 | 2028 Initial | -700 | 0 | -39.81 | 442 | No
2028-12-28 11:00 | 2028 Initial | -700 | 0 | 0 | 442 | No
2028-12-28 12:00 | 2028 Initial | -700 | 118.48 | 299.17 | 442 | No
2028-12-28 13:00 | 2028 Initial | -700 | 0 | -0.83 | 422.33 | No
2028-12-28 14:00 | 2028 Initial | -700 | 300 | 299.17 | 442 | No
2028-12-28 15:00 | 2028 Initial | -700 | 300 | 300 | 300 | No
2028-12-28 16:00 | 2028 Initial | -199.95 | 0 | 0 | 0 | No
2028-12-28 17:00 | 2028 Initial | 5.24 | 0 | 0 | 248.47 | No
2028-12-28 18:00 | 2028 Initial | 21.49 | 0 | 0 | 395.76 | No
2028-12-28 19:00 | 2028 Initial | 514.03 | 0 | 0 | 95.76 | No
2028-12-28 20:00 | 2028 Initial | 347.27 | 0 | 0 | 311.15 | No
2028-12-28 21:00 | 2028 Initial | -100 | 205 | 210 | 442 | No
2028-12-28 22:00 | 2028 Initial | -700 | 505 | 510 | 442 | No
2028-12-28 23:00 | 2028 Initial | -700 | 300 | 327.74 | 442 | No
2028-12-29 | 2028 Initial | -700 | 0 | 177.07 | 442 | No
2028-12-29 01:00 | 2028 Initial | -700 | 300 | 477.07 | 442 | No
2028-12-29 02:00 | 2028 Initial | -700 | 0 | 177.07 | 442 | No
2028-12-29 03:00 | 2028 Initial | -700 | 300 | 477.07 | 442 | No
2028-12-29 04:00 | 2028 Initial | -700 | 505 | 510 | 442 | No
2028-12-29 05:00 | 2028 Initial | -700 | 505 | 510 | 442 | No
2028-12-29 06:00 | 2028 Initial | -700 | 385.16 | 510 | 442 | No
2028-12-29 07:00 | 2028 Initial | -100 | 85.16 | 210 | 442 | No
2028-12-29 08:00 | 2028 Initial | 116.89 | 0 | 0 | 442 | No
2028-12-29 09:00 | 2028 Initial | 116.89 | 0 | 0 | 442 | No
2028-12-29 10:00 | 2028 Initial | 344.38 | 0 | 0 | 291.17 | No
2028-12-29 11:00 | 2028 Initial | 380.88 | 0 | 210 | 442 | No
2028-12-29 12:00 | 2028 Initial | 0 | 267.04 | 510 | 442 | No
2028-12-29 13:00 | 2028 Initial | 0 | 421.18 | 510 | 442 | No
2028-12-29 14:00 | 2028 Initial | 208.23 | 505 | 510 | 442 | No
2028-12-29 15:00 | 2028 Initial | 371.52 | 505 | 510 | 442 | No
2028-12-29 16:00 | 2028 Initial | 700 | 415.66 | 510 | 442 | No
2028-12-29 17:00 | 2028 Initial | 700 | 423.64 | 510 | 442 | No
2028-12-29 18:00 | 2028 Initial | 700 | 250.32 | 510 | 442 | No
2028-12-29 19:00 | 2028 Initial | 700 | 505 | 510 | 442 | No
2028-12-29 20:00 | 2028 Initial | 700 | 505 | 510 | 442 | No
2028-12-29 21:00 | 2028 Initial | 700 | 505 | 510 | 442 | No
2028-12-29 22:00 | 2028 Initial | 700 | 505 | 510 | 442 | No
2028-12-29 23:00 | 2028 Initial | 700 | 500.03 | 510 | 442 | No
2028-12-30 | 2028 Initial | 700 | 505 | 510 | 442 | No
2028-12-30 01:00 | 2028 Initial | 700 | 505 | 510 | 442 | No
2028-12-30 02:00 | 2028 Initial | 700 | 505 | 510 | 442 | No
2028-12-30 03:00 | 2028 Initial | 700 | 505 | 510 | 442 | No
2028-12-30 04:00 | 2028 Initial | 700 | 505 | 510 | 442 | No
2028-12-30 05:00 | 2028 Initial | 700 | 505 | 510 | 442 | No
2028-12-30 06:00 | 2028 Initial | 700 | 505 | 510 | 442 | No
2028-12-30 07:00 | 2028 Initial | 700 | 300 | 510 | 316.23 | No
2028-12-30 08:00 | 2028 Initial | 700 | 0 | 210 | 16.23 | No
2028-12-30 09:00 | 2028 Initial | 700 | 0 | 156.59 | 0 | No
2028-12-30 10:00 | 2028 Initial | 700 | 0 | 456.59 | 0 | No
2028-12-30 11:00 | 2028 Initial | 700 | 0 | 510 | 39.35 | No
2028-12-30 12:00 | 2028 Initial | 700 | 0 | 510 | 109.98 | No
2028-12-30 13:00 | 2028 Initial | 700 | 0 | 510 | 409.98 | No
2028-12-30 14:00 | 2028 Initial | 700 | 0 | 510 | 442 | No
2028-12-30 15:00 | 2028 Initial | 700 | 0 | 510 | 437.46 | No
2028-12-30 16:00 | 2028 Initial | 700 | 0 | 393.81 | 412.75 | No
2028-12-30 17:00 | 2028 Initial | 700 | 0 | 452.06 | 114.44 | No
2028-12-30 18:00 | 2028 Initial | 700 | 0 | 510 | 287.86 | No
2028-12-30 19:00 | 2028 Initial | 700 | 0 | 510 | 200.78 | No
2028-12-30 20:00 | 2028 Initial | 700 | 300 | 510 | 442 | No
2028-12-30 21:00 | 2028 Initial | 700 | 458.52 | 510 | 442 | No
2028-12-30 22:00 | 2028 Initial | 700 | 350.01 | 510 | 442 | No
2028-12-30 23:00 | 2028 Initial | 700 | 480.9 | 510 | 442 | No
2028-12-31 | 2028 Initial | 700 | 400.15 | 510 | 442 | No
2028-12-31 01:00 | 2028 Initial | 700 | 477.62 | 510 | 442 | No
2028-12-31 02:00 | 2028 Initial | 700 | 177.62 | 510 | 442 | No
2028-12-31 03:00 | 2028 Initial | 700 | 101.78 | 510 | 442 | No
2028-12-31 04:00 | 2028 Initial | 700 | 144.15 | 510 | 442 | No
2028-12-31 05:00 | 2028 Initial | 672.8 | 444.15 | 510 | 442 | No
2028-12-31 06:00 | 2028 Initial | 700 | 144.15 | 510 | 442 | No
2028-12-31 07:00 | 2028 Initial | 700 | 0 | 433.7 | 442 | No
2028-12-31 08:00 | 2028 Initial | 639.29 | 0 | 133.7 | 142 | No
2028-12-31 09:00 | 2028 Initial | 700 | 0 | 9.01 | 442 | No
2028-12-31 10:00 | 2028 Initial | 700 | 0 | 286.05 | 269.27 | No
2028-12-31 11:00 | 2028 Initial | 700 | 0 | 85.9 | 412.59 | No
2028-12-31 12:00 | 2028 Initial | 608.88 | 0 | 0 | 112.59 | No
2028-12-31 13:00 | 2028 Initial | 488.42 | 0 | 0 | 0 | No
2028-12-31 14:00 | 2028 Initial | 79.45 | 0 | 0 | 0 | No
2028-12-31 15:00 | 2028 Initial | 0 | 0 | 0 | 0 | No
2028-12-31 16:00 | 2028 Initial | -406.99 | 0 | 0 | 69.48 | No
2028-12-31 17:00 | 2028 Initial | -189.56 | 0 | 0 | 369.48 | No
2028-12-31 18:00 | 2028 Initial | 0 | 0 | -9.21 | 69.48 | No
2028-12-31 19:00 | 2028 Initial | 540.48 | 0 | 0 | 272.35 | No
2028-12-31 20:00 | 2028 Initial | 586.04 | 0 | 0 | 344.93 | No
2028-12-31 21:00 | 2028 Initial | 301.59 | 0 | 0 | 44.93 | No
2028-12-31 22:00 | 2028 Initial | -298.41 | 205 | 210 | 142 | No
2028-12-31 23:00 | 2028 Initial | 100 | 505 | 510 | 442 | No
2028-01-01 | 2028 50% ECP | 0 | 205 | 210 | 142 | No
2028-01-01 01:00 | 2028 50% ECP | 0 | 350.37 | 510 | 442 | No
2028-01-01 02:00 | 2028 50% ECP | 0 | 505 | 510 | 442 | No
2028-01-01 03:00 | 2028 50% ECP | 0 | 505 | 510 | 442 | No
2028-01-01 04:00 | 2028 50% ECP | 0 | 505 | 510 | 442 | No
2028-01-01 05:00 | 2028 50% ECP | 0 | 505 | 510 | 442 | No
2028-01-01 06:00 | 2028 50% ECP | 0 | 505 | 510 | 442 | No
2028-01-01 07:00 | 2028 50% ECP | 0 | 205 | 380.74 | 442 | No
2028-01-01 08:00 | 2028 50% ECP | 0 | 0 | 80.74 | 442 | No
2028-01-01 09:00 | 2028 50% ECP | 0 | 0 | 0 | 253.24 | No
2028-01-01 10:00 | 2028 50% ECP | 0 | 0 | 0 | 253.24 | No
2028-01-01 11:00 | 2028 50% ECP | 0 | 0 | -134.77 | 7.03 | No
2028-01-01 12:00 | 2028 50% ECP | 0 | 0 | 116.44 | 239.3 | No
2028-01-01 13:00 | 2028 50% ECP | 0 | 98.02 | 416.44 | 442 | No
2028-01-01 14:00 | 2028 50% ECP | 0 | 105.73 | 502 | 442 | No
2028-01-01 15:00 | 2028 50% ECP | 0 | 0 | 202 | 442 | No
2028-01-01 16:00 | 2028 50% ECP | 0 | -277.98 | -98 | 189.22 | No
2028-01-01 17:00 | 2028 50% ECP | 0 | -375.36 | -398 | 132.08 | No
2028-01-01 18:00 | 2028 50% ECP | 0 | -277.91 | -510 | -67.99 | No
2028-01-01 19:00 | 2028 50% ECP | 0 | -389.86 | -510 | 45.1 | No
2028-01-01 20:00 | 2028 50% ECP | 0 | -526 | -510 | 345.1 | Yes
2028-01-01 21:00 | 2028 50% ECP | 0 | -226 | -210 | 442 | Yes
2028-01-01 22:00 | 2028 50% ECP | 0 | 74 | 90 | 442 | Yes
2028-01-01 23:00 | 2028 50% ECP | 0 | 374 | 166.66 | 442 | Yes
2028-01-02 | 2028 50% ECP | 0 | 505 | 466.66 | 442 | Yes
2028-01-02 01:00 | 2028 50% ECP | 0 | 505 | 510 | 442 | Yes
2028-01-02 02:00 | 2028 50% ECP | 0 | 505 | 510 | 442 | Yes
2028-01-02 03:00 | 2028 50% ECP | 0 | 505 | 510 | 442 | Yes
2028-01-02 04:00 | 2028 50% ECP | 0 | 505 | 510 | 442 | Yes
2028-01-02 05:00 | 2028 50% ECP | 0 | 505 | 510 | 442 | Yes
2028-01-02 06:00 | 2028 50% ECP | 0 | 374 | 390 | 390 | Yes
2028-01-02 07:00 | 2028 50% ECP | 0 | 74 | 90 | 90 | Yes
2028-01-02 08:00 | 2028 50% ECP | 0 | -226 | -210 | -210 | Yes
2028-01-02 09:00 | 2028 50% ECP | 0 | -526 | -510 | -510 | Yes
2028-01-02 10:00 | 2028 50% ECP | 0 | -226 | -210 | -210 | Yes
2028-01-02 11:00 | 2028 50% ECP | 0 | 74 | 90 | 90 | Yes
2028-01-02 12:00 | 2028 50% ECP | 0 | 74 | 0 | 243.07 | Yes
2028-01-02 13:00 | 2028 50% ECP | 0 | -226 | -300 | -56.93 | Yes
2028-01-02 14:00 | 2028 50% ECP | 0 | -526 | -510 | -266.77 | Yes
2028-01-02 15:00 | 2028 50% ECP | 0 | -526 | -510 | -59.16 | Yes
2028-01-02 16:00 | 2028 50% ECP | 0 | -526 | -510 | -168.76 | Yes
2028-01-02 17:00 | 2028 50% ECP | 0 | -300 | -510 | 37.78 | No
2028-01-02 18:00 | 2028 50% ECP | 0 | 0 | -510 | 0 | No
2028-01-02 19:00 | 2028 50% ECP | 0 | 0 | -510 | 0 | No
2028-01-02 20:00 | 2028 50% ECP | 0 | 0 | -510 | 0 | No
2028-01-02 21:00 | 2028 50% ECP | 0 | 0 | -510 | -300 | No
2028-01-02 22:00 | 2028 50% ECP | 0 | 0 | -334.6 | -38.46 | No
2028-01-02 23:00 | 2028 50% ECP | 0 | 0 | -510 | -338.46 | No
2028-01-03 | 2028 50% ECP | 0 | 297.96 | -210 | -38.46 | No
2028-01-03 01:00 | 2028 50% ECP | 0 | 205 | 90 | 261.54 | No
2028-01-03 02:00 | 2028 50% ECP | 0 | 505 | 390 | 442 | No
2028-01-03 03:00 | 2028 50% ECP | 0 | 505 | 510 | 442 | No
2028-01-03 04:00 | 2028 50% ECP | 0 | 505 | 510 | 442 | No
2028-01-03 05:00 | 2028 50% ECP | 0 | 205 | 510 | 442 | No
2028-01-03 06:00 | 2028 50% ECP | 0 | 0 | 510 | 442 | No
2028-01-03 07:00 | 2028 50% ECP | 0 | 173.06 | 510 | 442 | No
2028-01-03 08:00 | 2028 50% ECP | 0 | 205 | 210 | 211.26 | No
2028-01-03 09:00 | 2028 50% ECP | 0 | 505 | 510 | 442 | No
2028-01-03 10:00 | 2028 50% ECP | 0 | 505 | 510 | 442 | No
2028-01-03 11:00 | 2028 50% ECP | 0 | 475.39 | 510 | 442 | No
2028-01-03 12:00 | 2028 50% ECP | 0 | 175.39 | 510 | 442 | No
2028-01-03 13:00 | 2028 50% ECP | 0 | 13.47 | 510 | 442 | No
2028-01-03 14:00 | 2028 50% ECP | 0 | 300 | 510 | 442 | No
2028-01-03 15:00 | 2028 50% ECP | 0 | 0 | 229.23 | 173.56 | No
2028-01-03 16:00 | 2028 50% ECP | 0 | 0 | 510 | 173.56 | No
2028-01-03 17:00 | 2028 50% ECP | 0 | 0 | 510 | 244.03 | No
2028-01-03 18:00 | 2028 50% ECP | 0 | 205 | 510 | 367.15 | No
2028-01-03 19:00 | 2028 50% ECP | 0 | 505 | 510 | 442 | No
2028-01-03 20:00 | 2028 50% ECP | 0 | 505 | 510 | 442 | No
2028-01-03 21:00 | 2028 50% ECP | 0 | 374.9 | 510 | 442 | No
2028-01-03 22:00 | 2028 50% ECP | 0 | 460.17 | 510 | 442 | No
2028-01-03 23:00 | 2028 50% ECP | 0 | 160.17 | 210 | 142 | No
2028-01-04 | 2028 50% ECP | 0 | 460.17 | 510 | 332.99 | No
2028-01-04 01:00 | 2028 50% ECP | 0 | 505 | 510 | 442 | No
2028-01-04 02:00 | 2028 50% ECP | 0 | 505 | 510 | 156.87 | No
2028-01-04 03:00 | 2028 50% ECP | 0 | 296.4 | 510 | 442 | No
2028-01-04 04:00 | 2028 50% ECP | 0 | 333.08 | 510 | 442 | No
2028-01-04 05:00 | 2028 50% ECP | 0 | 199.66 | 510 | 442 | No
2028-01-04 06:00 | 2028 50% ECP | 0 | 170.39 | 474.02 | 442 | No
2028-01-04 07:00 | 2028 50% ECP | 0 | 0 | 174.02 | 152.91 | No
2028-01-04 08:00 | 2028 50% ECP | 0 | 0 | 474.02 | 341.07 | No
2028-01-04 09:00 | 2028 50% ECP | 0 | 247.68 | 510 | 442 | No
2028-01-04 10:00 | 2028 50% ECP | 0 | 505 | 510 | 442 | No
2028-01-04 11:00 | 2028 50% ECP | 0 | 323.11 | 510 | 442 | No
2028-01-04 12:00 | 2028 50% ECP | 0 | 362.24 | 510 | 442 | No
2028-01-04 13:00 | 2028 50% ECP | 0 | 505 | 510 | 442 | No
2028-01-04 14:00 | 2028 50% ECP | 0 | 505 | 510 | 442 | No
2028-01-04 15:00 | 2028 50% ECP | 0 | 505 | 510 | 442 | No
2028-01-04 16:00 | 2028 50% ECP | 0 | 505 | 510 | 442 | No
2028-01-04 17:00 | 2028 50% ECP | 0 | 354.73 | 510 | 442 | No
2028-01-04 18:00 | 2028 50% ECP | 0 | 505 | 510 | 442 | No
2028-01-04 19:00 | 2028 50% ECP | 0 | 505 | 510 | 442 | No
2028-01-04 20:00 | 2028 50% ECP | 0 | 505 | 510 | 442 | No
2028-01-04 21:00 | 2028 50% ECP | 0 | 505 | 510 | 442 | No
2028-01-04 22:00 | 2028 50% ECP | 0 | 205 | 482.33 | 380.38 | No
2028-01-04 23:00 | 2028 50% ECP | 0 | 481.18 | 510 | 442 | No
2028-01-05 | 2028 50% ECP | 0 | 432.69 | 510 | 442 | No
2028-01-05 01:00 | 2028 50% ECP | 0 | 205 | 210 | 269.45 | No
2028-01-05 02:00 | 2028 50% ECP | 0 | 505 | 510 | 442 | No
2028-01-05 03:00 | 2028 50% ECP | 0 | 505 | 510 | 442 | No
2028-01-05 04:00 | 2028 50% ECP | 0 | 505 | 510 | 442 | No
2028-01-05 05:00 | 2028 50% ECP | 0 | 505 | 510 | 442 | No
2028-01-05 06:00 | 2028 50% ECP | 0 | 205 | 210 | 203.73 | No
2028-01-05 07:00 | 2028 50% ECP | 0 | -30.67 | -90 | 142 | No
2028-01-05 08:00 | 2028 50% ECP | 0 | 0 | 210 | 442 | No
2028-01-05 09:00 | 2028 50% ECP | 0 | 0 | 156.87 | 442 | No
2028-01-05 10:00 | 2028 50% ECP | 0 | 0 | 156.87 | 442 | No
2028-01-05 11:00 | 2028 50% ECP | 0 | 0 | 255.67 | 410.77 | No
2028-01-05 12:00 | 2028 50% ECP | 0 | 0 | -41.19 | 442 | No
2028-01-05 13:00 | 2028 50% ECP | 0 | 0 | 258.81 | 442 | No
2028-01-05 14:00 | 2028 50% ECP | 0 | 0 | 68.28 | 442 | No
2028-01-05 15:00 | 2028 50% ECP | 0 | 0 | 368.28 | 247.23 | No
2028-01-05 16:00 | 2028 50% ECP | 0 | 0 | 91.72 | 442 | No
2028-01-05 17:00 | 2028 50% ECP | 0 | 0 | 300 | 442 | No
2028-01-05 18:00 | 2028 50% ECP | 0 | 0 | 0 | 442 | No
2028-01-05 19:00 | 2028 50% ECP | 0 | 0 | 0 | 442 | No
2028-01-05 20:00 | 2028 50% ECP | 0 | 0 | -89.29 | 442 | No
2028-01-05 21:00 | 2028 50% ECP | 0 | 0 | -183.87 | 442 | No
2028-01-05 22:00 | 2028 50% ECP | 0 | 0 | 27.28 | 142 | Yes
2028-01-05 23:00 | 2028 50% ECP | 0 | 300 | 327.28 | 442 | Yes
2028-01-06 | 2028 50% ECP | 0 | 505 | 510 | 442 | Yes
2028-01-06 01:00 | 2028 50% ECP | 0 | 505 | 510 | 442 | Yes
2028-01-06 02:00 | 2028 50% ECP | 0 | 505 | 510 | 442 | Yes
2028-01-06 03:00 | 2028 50% ECP | 0 | 505 | 510 | 426.41 | Yes
2028-01-06 04:00 | 2028 50% ECP | 0 | 505 | 510 | 126.41 | Yes
2028-01-06 05:00 | 2028 50% ECP | 0 | 505 | 510 | 258.09 | Yes
2028-01-06 06:00 | 2028 50% ECP | 0 | 505 | 510 | 442 | Yes
2028-01-06 07:00 | 2028 50% ECP | 0 | 505 | 510 | 442 | Yes
2028-01-06 08:00 | 2028 50% ECP | 0 | 505 | 390 | 442 | Yes
2028-01-06 09:00 | 2028 50% ECP | 0 | 313.76 | 90 | 442 | Yes
2028-01-06 10:00 | 2028 50% ECP | 0 | 13.76 | -210 | 221.81 | Yes
2028-01-06 11:00 | 2028 50% ECP | 0 | -286.24 | -510 | -78.19 | No
2028-01-06 12:00 | 2028 50% ECP | 0 | 0 | -510 | 147.65 | No
2028-01-06 13:00 | 2028 50% ECP | 0 | -237.76 | -300 | 142 | No
2028-01-06 14:00 | 2028 50% ECP | 0 | 62.24 | 0 | 442 | No
2028-01-06 15:00 | 2028 50% ECP | 0 | 0 | 261.43 | 442 | No
2028-01-06 16:00 | 2028 50% ECP | 0 | 155.9 | 510 | 442 | No
2028-01-06 17:00 | 2028 50% ECP | 0 | 0 | 510 | 438.31 | No
2028-01-06 18:00 | 2028 50% ECP | 0 | 149.41 | 510 | 442 | No
2028-01-06 19:00 | 2028 50% ECP | 0 | 144.53 | 210 | 442 | No
2028-01-06 20:00 | 2028 50% ECP | 0 | 444.53 | 510 | 442 | No
2028-01-06 21:00 | 2028 50% ECP | 0 | 505 | 510 | 442 | No
2028-01-06 22:00 | 2028 50% ECP | 0 | 220.94 | 510 | 442 | No
2028-01-06 23:00 | 2028 50% ECP | 0 | 35.96 | 210 | 442 | No
2028-01-07 | 2028 50% ECP | 0 | -164.2 | -90 | 425.55 | No
2028-01-07 01:00 | 2028 50% ECP | 0 | -181.48 | -390 | 125.55 | No
2028-01-07 02:00 | 2028 50% ECP | 0 | 118.52 | -90 | 425.55 | Yes
2028-01-07 03:00 | 2028 50% ECP | 0 | 418.52 | 210 | 442 | Yes
2028-01-07 04:00 | 2028 50% ECP | 0 | 505 | 510 | 442 | Yes
2028-01-07 05:00 | 2028 50% ECP | 0 | 505 | 510 | 442 | Yes
2028-01-07 06:00 | 2028 50% ECP | 0 | 505 | 510 | 442 | Yes
2028-01-07 07:00 | 2028 50% ECP | 0 | 505 | 510 | 442 | Yes
2028-01-07 08:00 | 2028 50% ECP | 0 | 505 | 510 | 442 | Yes
2028-01-07 09:00 | 2028 50% ECP | 0 | 505 | 510 | 442 | Yes
2028-01-07 10:00 | 2028 50% ECP | 0 | 505 | 510 | 442 | Yes
2028-01-07 11:00 | 2028 50% ECP | 0 | 300 | 510 | 333.7 | Yes
2028-01-07 12:00 | 2028 50% ECP | 0 | 0 | 210 | 33.7 | Yes
2028-01-07 13:00 | 2028 50% ECP | 0 | 300 | 510 | 333.7 | Yes
2028-01-07 14:00 | 2028 50% ECP | 0 | 374 | 390 | 390 | Yes
2028-01-07 15:00 | 2028 50% ECP | 0 | 74 | 90 | 90 | Yes
2028-01-07 16:00 | 2028 50% ECP | 0 | -226 | -210 | -210 | No
2028-01-07 17:00 | 2028 50% ECP | 0 | -526 | -510 | -510 | No
2028-01-07 18:00 | 2028 50% ECP | 0 | -526 | -510 | -510 | No
2028-01-07 19:00 | 2028 50% ECP | 0 | -226 | -300 | -228.71 | No
2028-01-07 20:00 | 2028 50% ECP | 0 | 74 | 0 | 71.29 | Yes
2028-01-07 21:00 | 2028 50% ECP | 0 | 205 | 300 | 306.81 | Yes
2028-01-07 22:00 | 2028 50% ECP | 0 | 505 | 510 | 442 | Yes
2028-01-07 23:00 | 2028 50% ECP | 0 | 505 | 510 | 442 | Yes
2028-01-08 | 2028 50% ECP | 0 | 300 | 510 | 442 | Yes
2028-01-08 01:00 | 2028 50% ECP | 0 | 0 | 469.82 | 142 | No
2028-01-08 02:00 | 2028 50% ECP | 0 | 0 | 260.82 | 103.45 | No
2028-01-08 03:00 | 2028 50% ECP | 0 | 254.35 | 510 | 403.45 | No
2028-01-08 04:00 | 2028 50% ECP | 0 | 287.66 | 510 | 442 | No
2028-01-08 05:00 | 2028 50% ECP | 0 | 43.06 | 504.97 | 442 | No
2028-01-08 06:00 | 2028 50% ECP | 0 | 0 | 204.97 | 442 | No
2028-01-08 07:00 | 2028 50% ECP | 0 | -117.13 | -95.03 | 243.62 | No
2028-01-08 08:00 | 2028 50% ECP | 0 | -118.53 | -300 | -56.38 | No
2028-01-08 09:00 | 2028 50% ECP | 0 | 0 | 0 | 80.36 | No
2028-01-08 10:00 | 2028 50% ECP | 0 | 0 | 300 | 73.02 | No
2028-01-08 11:00 | 2028 50% ECP | 0 | 0 | 197.87 | 0 | No
2028-01-08 12:00 | 2028 50% ECP | 0 | 0 | -47.29 | 80.91 | No
2028-01-08 13:00 | 2028 50% ECP | 0 | 0 | -98.05 | 66.22 | No
2028-01-08 14:00 | 2028 50% ECP | 0 | 0 | -63.54 | 0 | No
2028-01-08 15:00 | 2028 50% ECP | 0 | -226 | -210 | -210 | No
2028-01-08 16:00 | 2028 50% ECP | 0 | -526 | -510 | -510 | No
2028-01-08 17:00 | 2028 50% ECP | 0 | -526 | -510 | -510 | No
2028-01-08 18:00 | 2028 50% ECP | 0 | -526 | -510 | -510 | No
2028-01-08 19:00 | 2028 50% ECP | 0 | -526 | -510 | -510 | No
2028-01-08 20:00 | 2028 50% ECP | 0 | -300 | -440.21 | -210 | No
2028-01-08 21:00 | 2028 50% ECP | 0 | 0 | -140.21 | 90 | No
2028-01-08 22:00 | 2028 50% ECP | 0 | 0 | 70.67 | 390 | No
2028-01-08 23:00 | 2028 50% ECP | 0 | 0 | 370.67 | 442 | No
2028-01-09 | 2028 50% ECP | 0 | 300 | 510 | 442 | No
2028-01-09 01:00 | 2028 50% ECP | 0 | 505 | 510 | 442 | No
2028-01-09 02:00 | 2028 50% ECP | 0 | 505 | 510 | 442 | No
2028-01-09 03:00 | 2028 50% ECP | 0 | 505 | 510 | 442 | No
2028-01-09 04:00 | 2028 50% ECP | 0 | 505 | 510 | 300 | No
2028-01-09 05:00 | 2028 50% ECP | 0 | 257.02 | 510 | 0 | No
2028-01-09 06:00 | 2028 50% ECP | 0 | 505 | 510 | 300 | No
2028-01-09 07:00 | 2028 50% ECP | 0 | 205 | 404.19 | 0 | No
2028-01-09 08:00 | 2028 50% ECP | 0 | 300 | 104.19 | 191.01 | No
2028-01-09 09:00 | 2028 50% ECP | 0 | 0 | -195.81 | -108.99 | No
2028-01-09 10:00 | 2028 50% ECP | 0 | -300 | -90 | -299.45 | No
2028-01-09 11:00 | 2028 50% ECP | 0 | 0 | 210 | 0.55 | No
2028-01-09 12:00 | 2028 50% ECP | 0 | 300 | 510 | 300.55 | No
2028-01-09 13:00 | 2028 50% ECP | 0 | 505 | 510 | 442 | No
2028-01-09 14:00 | 2028 50% ECP | 0 | 205 | 210 | 142 | No
2028-01-09 15:00 | 2028 50% ECP | 0 | 0 | -90 | 0 | No
2028-01-09 16:00 | 2028 50% ECP | 0 | 0 | -390 | 0 | No
2028-01-09 17:00 | 2028 50% ECP | 0 | 0 | -510 | 0 | No
2028-01-09 18:00 | 2028 50% ECP | 0 | -300 | -443.48 | 107.77 | No
2028-01-09 19:00 | 2028 50% ECP | 0 | 0 | -143.48 | 407.77 | No
2028-01-09 20:00 | 2028 50% ECP | 0 | 0 | -143.67 | 328.46 | No
2028-01-09 21:00 | 2028 50% ECP | 0 | -300 | -273.37 | 199.76 | No
2028-01-09 22:00 | 2028 50% ECP | 0 | 0 | 26.63 | 442 | No
2028-01-09 23:00 | 2028 50% ECP | 0 | 297.7 | 326.63 | 442 | No
2028-01-10 | 2028 50% ECP | 0 | 505 | 510 | 442 | No
2028-01-10 01:00 | 2028 50% ECP | 0 | 505 | 510 | 442 | No
2028-01-10 02:00 | 2028 50% ECP | 0 | 505 | 510 | 442 | No
2028-01-10 03:00 | 2028 50% ECP | 0 | 505 | 510 | 442 | No
2028-01-10 04:00 | 2028 50% ECP | 0 | 505 | 510 | 442 | No
2028-01-10 05:00 | 2028 50% ECP | 0 | 505 | 510 | 442 | No
2028-01-10 06:00 | 2028 50% ECP | 0 | 471.45 | 510 | 442 | No
2028-01-10 07:00 | 2028 50% ECP | 0 | 171.45 | 210 | 142 | No
2028-01-10 08:00 | 2028 50% ECP | 0 | 0 | 0 | 311.52 | No
2028-01-10 09:00 | 2028 50% ECP | 0 | 0 | 0 | 313.07 | No
2028-01-10 10:00 | 2028 50% ECP | 0 | -230.01 | -300 | 300 | No
2028-01-10 11:00 | 2028 50% ECP | 0 | -526 | -510 | 0 | No
2028-01-10 12:00 | 2028 50% ECP | 0 | -526 | -510 | -46.35 | No
2028-01-10 13:00 | 2028 50% ECP | 0 | -526 | -510 | -281.5 | No
2028-01-10 14:00 | 2028 50% ECP | 0 | -526 | -510 | -92.24 | No
2028-01-10 15:00 | 2028 50% ECP | 0 | -226 | -210 | 207.76 | No
2028-01-10 16:00 | 2028 50% ECP | 0 | -526 | -510 | -92.24 | No
2028-01-10 17:00 | 2028 50% ECP | 0 | -526 | -510 | -335.47 | No
2028-01-10 18:00 | 2028 50% ECP | 0 | -526 | -510 | -510 | No
2028-01-10 19:00 | 2028 50% ECP | 0 | -526 | -510 | -510 | No
2028-01-10 20:00 | 2028 50% ECP | 0 | -526 | -510 | -350.91 | No
2028-01-10 21:00 | 2028 50% ECP | 0 | -226 | -210 | -50.91 | Yes
2028-01-10 22:00 | 2028 50% ECP | 0 | 74 | 90 | 249.09 | Yes
2028-01-10 23:00 | 2028 50% ECP | 0 | 374 | 390 | 431.74 | Yes
2028-01-11 | 2028 50% ECP | 0 | 505 | 510 | 442 | Yes
2028-01-11 01:00 | 2028 50% ECP | 0 | 505 | 510 | 411.62 | Yes
2028-01-11 02:00 | 2028 50% ECP | 0 | 505 | 510 | 321.45 | Yes
2028-01-11 03:00 | 2028 50% ECP | 0 | 505 | 510 | 200.59 | Yes
2028-01-11 04:00 | 2028 50% ECP | 0 | 505 | 510 | 125.03 | Yes
2028-01-11 05:00 | 2028 50% ECP | 0 | 505 | 510 | 135.57 | Yes
2028-01-11 06:00 | 2028 50% ECP | 0 | 505 | 510 | 435.57 | Yes
2028-01-11 07:00 | 2028 50% ECP | 0 | 300 | 390.56 | 315.64 | Yes
2028-01-11 08:00 | 2028 50% ECP | 0 | 0 | 90.56 | 420.75 | Yes
2028-01-11 09:00 | 2028 50% ECP | 0 | -300 | -209.44 | 142 | Yes
2028-01-11 10:00 | 2028 50% ECP | 0 | 0 | 90.56 | 442 | Yes
2028-01-11 11:00 | 2028 50% ECP | 0 | -300 | -18.26 | 442 | No
2028-01-11 12:00 | 2028 50% ECP | 0 | 0 | 281.74 | 442 | No
2028-01-11 13:00 | 2028 50% ECP | 0 | 0 | 479.7 | 442 | No
2028-01-11 14:00 | 2028 50% ECP | 0 | 172.57 | 510 | 442 | No
2028-01-11 15:00 | 2028 50% ECP | 0 | 472.57 | 510 | 442 | No
2028-01-11 16:00 | 2028 50% ECP | 0 | 330.67 | 510 | 442 | No
2028-01-11 17:00 | 2028 50% ECP | 0 | 79.58 | 510 | 442 | No
2028-01-11 18:00 | 2028 50% ECP | 0 | 79.58 | 458.74 | 442 | No
2028-01-11 19:00 | 2028 50% ECP | 0 | 0 | 158.74 | 442 | No
2028-01-11 20:00 | 2028 50% ECP | 0 | 300 | 458.74 | 442 | No
2028-01-11 21:00 | 2028 50% ECP | 0 | 491.16 | 510 | 442 | No
2028-01-11 22:00 | 2028 50% ECP | 0 | 191.16 | 510 | 442 | No
2028-01-11 23:00 | 2028 50% ECP | 0 | 191.16 | 510 | 442 | No
2028-01-12 | 2028 50% ECP | 0 | 0 | 510 | 377.29 | No
2028-01-12 01:00 | 2028 50% ECP | 0 | 205 | 340.19 | 169.25 | No
2028-01-12 02:00 | 2028 50% ECP | 0 | 505 | 510 | 442 | No
2028-01-12 03:00 | 2028 50% ECP | 0 | 505 | 510 | 442 | No
2028-01-12 04:00 | 2028 50% ECP | 0 | 505 | 510 | 442 | No
2028-01-12 05:00 | 2028 50% ECP | 0 | 505 | 510 | 442 | No
2028-01-12 06:00 | 2028 50% ECP | 0 | 505 | 510 | 442 | No
2028-01-12 07:00 | 2028 50% ECP | 0 | 505 | 510 | 442 | No
2028-01-12 08:00 | 2028 50% ECP | 0 | 505 | 510 | 442 | No
2028-01-12 09:00 | 2028 50% ECP | 0 | 505 | 510 | 442 | No
2028-01-12 10:00 | 2028 50% ECP | 0 | 505 | 510 | 442 | No
2028-01-12 11:00 | 2028 50% ECP | 0 | 505 | 510 | 442 | No
2028-01-12 12:00 | 2028 50% ECP | 0 | 205 | 210 | 375.19 | No
2028-01-12 13:00 | 2028 50% ECP | 0 | 0 | 0 | 315.39 | No
2028-01-12 14:00 | 2028 50% ECP | 0 | 0 | 33.46 | 224.06 | No
2028-01-12 15:00 | 2028 50% ECP | 0 | 0 | 333.46 | 318.1 | No
2028-01-12 16:00 | 2028 50% ECP | 0 | 0 | 333.46 | 442 | No
2028-01-12 17:00 | 2028 50% ECP | 0 | 0 | 33.46 | 442 | No
2028-01-12 18:00 | 2028 50% ECP | 0 | 0 | 211.23 | 442 | No
2028-01-12 19:00 | 2028 50% ECP | 0 | 0 | 0 | 442 | No
2028-01-12 20:00 | 2028 50% ECP | 0 | 14.28 | 210 | 142 | No
2028-01-12 21:00 | 2028 50% ECP | 0 | 314.28 | 510 | 442 | No
2028-01-12 22:00 | 2028 50% ECP | 0 | 14.28 | 367.84 | 277.88 | No
2028-01-12 23:00 | 2028 50% ECP | 0 | 105.16 | 90 | 428.25 | No
2028-01-13 | 2028 50% ECP | 0 | -136.54 | -210 | 128.25 | No
2028-01-13 01:00 | 2028 50% ECP | 0 | -243.73 | -510 | 256.3 | No
2028-01-13 02:00 | 2028 50% ECP | 0 | 56.27 | -210 | 442 | Yes
2028-01-13 03:00 | 2028 50% ECP | 0 | 356.27 | 90 | 442 | Yes
2028-01-13 04:00 | 2028 50% ECP | 0 | 505 | 390 | 442 | Yes
2028-01-13 05:00 | 2028 50% ECP | 0 | 505 | 510 | 442 | Yes
2028-01-13 06:00 | 2028 50% ECP | 0 | 505 | 510 | 442 | Yes
2028-01-13 07:00 | 2028 50% ECP | 0 | 505 | 510 | 442 | Yes
2028-01-13 08:00 | 2028 50% ECP | 0 | 505 | 510 | 442 | Yes
2028-01-13 09:00 | 2028 50% ECP | 0 | 374 | 390 | 390 | Yes
2028-01-13 10:00 | 2028 50% ECP | 0 | 74 | 90 | 90 | Yes
2028-01-13 11:00 | 2028 50% ECP | 0 | -226 | -210 | -210 | No
2028-01-13 12:00 | 2028 50% ECP | 0 | -526 | -510 | -510 | No
2028-01-13 13:00 | 2028 50% ECP | 0 | -526 | -510 | -510 | No
2028-01-13 14:00 | 2028 50% ECP | 0 | -226 | -210 | -210 | Yes
2028-01-13 15:00 | 2028 50% ECP | 0 | 74 | 90 | 90 | Yes
2028-01-13 16:00 | 2028 50% ECP | 0 | 300 | -210 | -162.94 | Yes
2028-01-13 17:00 | 2028 50% ECP | 0 | 0 | -510 | -462.94 | No
2028-01-13 18:00 | 2028 50% ECP | 0 | -95 | -300 | -190.66 | No
2028-01-13 19:00 | 2028 50% ECP | 0 | 205 | 0 | 109.34 | Yes
2028-01-13 20:00 | 2028 50% ECP | 0 | 505 | 300 | 409.34 | Yes
2028-01-13 21:00 | 2028 50% ECP | 0 | 505 | 510 | 442 | Yes
2028-01-13 22:00 | 2028 50% ECP | 0 | 505 | 510 | 442 | Yes
2028-01-13 23:00 | 2028 50% ECP | 0 | 505 | 510 | 393.98 | Yes
2028-01-14 | 2028 50% ECP | 0 | 505 | 510 | 442 | Yes
2028-01-14 01:00 | 2028 50% ECP | 0 | 505 | 510 | 233.06 | Yes
2028-01-14 02:00 | 2028 50% ECP | 0 | 505 | 510 | 355.74 | Yes
2028-01-14 03:00 | 2028 50% ECP | 0 | 505 | 510 | 247.06 | Yes
2028-01-14 04:00 | 2028 50% ECP | 0 | 505 | 510 | 247.62 | Yes
2028-01-14 05:00 | 2028 50% ECP | 0 | 505 | 510 | 442 | Yes
2028-01-14 06:00 | 2028 50% ECP | 0 | 505 | 510 | 442 | Yes
2028-01-14 07:00 | 2028 50% ECP | 0 | 505 | 510 | 442 | Yes
2028-01-14 08:00 | 2028 50% ECP | 0 | 505 | 510 | 442 | No
2028-01-14 09:00 | 2028 50% ECP | 0 | 446.71 | 510 | 442 | No
2028-01-14 10:00 | 2028 50% ECP | 0 | 505 | 510 | 442 | No
2028-01-14 11:00 | 2028 50% ECP | 0 | 505 | 510 | 442 | No
2028-01-14 12:00 | 2028 50% ECP | 0 | 300 | 473.31 | 442 | No
2028-01-14 13:00 | 2028 50% ECP | 0 | 0 | 173.31 | 442 | No
2028-01-14 14:00 | 2028 50% ECP | 0 | 0 | 169.24 | 442 | No
2028-01-14 15:00 | 2028 50% ECP | 0 | 300 | 469.24 | 442 | No
2028-01-14 16:00 | 2028 50% ECP | 0 | 120.25 | 510 | 432.1 | No
2028-01-14 17:00 | 2028 50% ECP | 0 | 420.25 | 510 | 442 | No
2028-01-14 18:00 | 2028 50% ECP | 0 | 120.25 | 487.55 | 442 | No
2028-01-14 19:00 | 2028 50% ECP | 0 | 155.58 | 510 | 442 | No
2028-01-14 20:00 | 2028 50% ECP | 0 | 0 | 436.37 | 223.14 | No
2028-01-14 21:00 | 2028 50% ECP | 0 | 300 | 510 | 442 | Yes
2028-01-14 22:00 | 2028 50% ECP | 0 | 505 | 510 | 442 | Yes
2028-01-14 23:00 | 2028 50% ECP | 0 | 505 | 510 | 442 | Yes
2028-01-15 | 2028 50% ECP | 0 | 505 | 510 | 442 | Yes
2028-01-15 01:00 | 2028 50% ECP | 0 | 505 | 510 | 338.5 | Yes
2028-01-15 02:00 | 2028 50% ECP | 0 | 505 | 510 | 442 | Yes
2028-01-15 03:00 | 2028 50% ECP | 0 | 505 | 510 | 442 | Yes
2028-01-15 04:00 | 2028 50% ECP | 0 | 505 | 510 | 442 | Yes
2028-01-15 05:00 | 2028 50% ECP | 0 | 505 | 510 | 442 | Yes
2028-01-15 06:00 | 2028 50% ECP | 0 | 475.22 | 390 | 221.12 | Yes
2028-01-15 07:00 | 2028 50% ECP | 0 | 175.22 | 90 | 356.92 | Yes
2028-01-15 08:00 | 2028 50% ECP | 0 | -124.78 | -210 | 56.92 | Yes
2028-01-15 09:00 | 2028 50% ECP | 0 | -424.78 | -510 | -243.08 | Yes
2028-01-15 10:00 | 2028 50% ECP | 0 | -124.78 | -210 | 56.92 | Yes
2028-01-15 11:00 | 2028 50% ECP | 0 | 175.22 | 90 | 356.92 | Yes
2028-01-15 12:00 | 2028 50% ECP | 0 | 475.22 | 390 | 442 | Yes
2028-01-15 13:00 | 2028 50% ECP | 0 | 505 | 249 | 300 | Yes
2028-01-15 14:00 | 2028 50% ECP | 0 | 205 | -51 | 0 | Yes
2028-01-15 15:00 | 2028 50% ECP | 0 | -95 | -351 | -300 | Yes
2028-01-15 16:00 | 2028 50% ECP | 0 | -300 | -451.52 | -157.86 | No
2028-01-15 17:00 | 2028 50% ECP | 0 | 0 | -151.52 | 142.14 | No
2028-01-15 18:00 | 2028 50% ECP | 0 | 0 | 62.32 | 405.68 | No
2028-01-15 19:00 | 2028 50% ECP | 0 | 0 | 62.32 | 442 | No
2028-01-15 20:00 | 2028 50% ECP | 0 | 0 | 0 | 442 | No
2028-01-15 21:00 | 2028 50% ECP | 0 | 0 | 2.92 | 442 | No
2028-01-15 22:00 | 2028 50% ECP | 0 | -226 | -210 | 442 | No
2028-01-15 23:00 | 2028 50% ECP | 0 | -526 | -510 | 442 | No
2028-01-16 | 2028 50% ECP | 0 | -226 | -210 | 442 | Yes
2028-01-16 01:00 | 2028 50% ECP | 0 | 74 | 90 | 442 | Yes
2028-01-16 02:00 | 2028 50% ECP | 0 | 374 | 390 | 442 | Yes
2028-01-16 03:00 | 2028 50% ECP | 0 | 505 | 510 | 442 | Yes
2028-01-16 04:00 | 2028 50% ECP | 0 | 505 | 510 | 442 | Yes
2028-01-16 05:00 | 2028 50% ECP | 0 | 505 | 510 | 186.79 | Yes
2028-01-16 06:00 | 2028 50% ECP | 0 | 505 | 510 | 186.79 | Yes
2028-01-16 07:00 | 2028 50% ECP | 0 | 505 | 214.05 | 0 | Yes
2028-01-16 08:00 | 2028 50% ECP | 0 | 205 | 510 | 0 | Yes
2028-01-16 09:00 | 2028 50% ECP | 0 | 4.12 | 510 | 300 | Yes
2028-01-16 10:00 | 2028 50% ECP | 0 | 304.12 | 390 | 442 | Yes
2028-01-16 11:00 | 2028 50% ECP | 0 | 74 | 90 | 192.23 | Yes
2028-01-16 12:00 | 2028 50% ECP | 0 | -226 | -210 | -107.77 | Yes
2028-01-16 13:00 | 2028 50% ECP | 0 | -526 | -510 | -407.77 | Yes
2028-01-16 14:00 | 2028 50% ECP | 0 | -226 | -210 | -107.77 | Yes
2028-01-16 15:00 | 2028 50% ECP | 0 | -526 | -510 | -227.88 | No
2028-01-16 16:00 | 2028 50% ECP | 0 | -226 | -338.57 | 72.12 | No
2028-01-16 17:00 | 2028 50% ECP | 0 | -293.4 | -38.57 | 372.12 | No
2028-01-16 18:00 | 2028 50% ECP | 0 | 6.6 | 261.43 | 442 | No
2028-01-16 19:00 | 2028 50% ECP | 0 | 306.6 | 510 | 442 | No
2028-01-16 20:00 | 2028 50% ECP | 0 | 505 | 510 | 442 | No
2028-01-16 21:00 | 2028 50% ECP | 0 | 505 | 510 | 442 | No
2028-01-16 22:00 | 2028 50% ECP | 0 | 205 | 510 | 442 | No
2028-01-16 23:00 | 2028 50% ECP | 0 | 205 | 510 | 442 | No
2028-01-17 | 2028 50% ECP | 0 | 505 | 510 | 442 | No
2028-01-17 01:00 | 2028 50% ECP | 0 | 505 | 510 | 442 | No
2028-01-17 02:00 | 2028 50% ECP | 0 | 376.69 | 510 | 442 | No
2028-01-17 03:00 | 2028 50% ECP | 0 | 76.69 | 510 | 442 | No
2028-01-17 04:00 | 2028 50% ECP | 0 | 0 | 510 | 442 | No
2028-01-17 05:00 | 2028 50% ECP | 0 | 0 | 510 | 442 | No
2028-01-17 06:00 | 2028 50% ECP | 0 | 0 | 362.77 | 442 | No
2028-01-17 07:00 | 2028 50% ECP | 0 | 0 | 62.77 | 442 | No
2028-01-17 08:00 | 2028 50% ECP | 0 | 257 | 362.77 | 442 | No
2028-01-17 09:00 | 2028 50% ECP | 0 | 340.15 | 510 | 442 | No
2028-01-17 10:00 | 2028 50% ECP | 0 | 505 | 510 | 442 | No
2028-01-17 11:00 | 2028 50% ECP | 0 | 460.34 | 510 | 442 | No
2028-01-17 12:00 | 2028 50% ECP | 0 | 160.34 | 314.94 | 442 | No
2028-01-17 13:00 | 2028 50% ECP | 0 | 0 | 137.92 | 442 | No
2028-01-17 14:00 | 2028 50% ECP | 0 | 0 | -93.6 | 442 | No
2028-01-17 15:00 | 2028 50% ECP | 0 | 0 | 0 | 442 | No
2028-01-17 16:00 | 2028 50% ECP | 0 | 0 | 0 | 442 | No
2028-01-17 17:00 | 2028 50% ECP | 0 | 0 | 0 | 142 | No
2028-01-17 18:00 | 2028 50% ECP | 0 | 0 | 141.52 | 115.31 | No
2028-01-17 19:00 | 2028 50% ECP | 0 | 205 | 414.97 | 207.97 | No
2028-01-17 20:00 | 2028 50% ECP | 0 | 505 | 510 | 442 | No
2028-01-17 21:00 | 2028 50% ECP | 0 | 505 | 510 | 442 | No
2028-01-17 22:00 | 2028 50% ECP | 0 | 505 | 510 | 442 | No
2028-01-17 23:00 | 2028 50% ECP | 0 | 505 | 510 | 442 | No
2028-01-18 | 2028 50% ECP | 0 | 505 | 510 | 442 | No
2028-01-18 01:00 | 2028 50% ECP | 0 | 505 | 510 | 442 | No
2028-01-18 02:00 | 2028 50% ECP | 0 | 505 | 510 | 442 | No
2028-01-18 03:00 | 2028 50% ECP | 0 | 505 | 510 | 442 | No
2028-01-18 04:00 | 2028 50% ECP | 0 | 505 | 510 | 442 | No
2028-01-18 05:00 | 2028 50% ECP | 0 | 505 | 510 | 442 | No
2028-01-18 06:00 | 2028 50% ECP | 0 | 248.93 | 510 | 442 | No
2028-01-18 07:00 | 2028 50% ECP | 0 | 248.93 | 510 | 442 | No
2028-01-18 08:00 | 2028 50% ECP | 0 | 251.98 | 510 | 440.63 | No
2028-01-18 09:00 | 2028 50% ECP | 0 | 0 | 210 | 140.63 | No
2028-01-18 10:00 | 2028 50% ECP | 0 | 266.09 | 510 | 440.63 | No
2028-01-18 11:00 | 2028 50% ECP | 0 | 480.1 | 510 | 442 | No
2028-01-18 12:00 | 2028 50% ECP | 0 | 480.1 | 510 | 442 | No
2028-01-18 13:00 | 2028 50% ECP | 0 | 307.31 | 510 | 442 | No
2028-01-18 14:00 | 2028 50% ECP | 0 | 431.79 | 510 | 442 | No
2028-01-18 15:00 | 2028 50% ECP | 0 | 300 | 210 | 241.52 | No
2028-01-18 16:00 | 2028 50% ECP | 0 | 0 | -90 | -58.48 | No
2028-01-18 17:00 | 2028 50% ECP | 0 | -300 | -390 | -358.48 | No
2028-01-18 18:00 | 2028 50% ECP | 0 | 0 | -510 | -312.57 | No
2028-01-18 19:00 | 2028 50% ECP | 0 | -300 | -371.29 | -465.04 | No
2028-01-18 20:00 | 2028 50% ECP | 0 | 0 | -71.29 | -165.04 | No
2028-01-18 21:00 | 2028 50% ECP | 0 | 237.3 | 228.71 | 134.96 | No
2028-01-18 22:00 | 2028 50% ECP | 0 | 505 | 510 | 434.96 | No
2028-01-18 23:00 | 2028 50% ECP | 0 | 400.14 | 510 | 442 | No
2028-01-19 | 2028 50% ECP | 0 | 372.6 | 510 | 442 | No
2028-01-19 01:00 | 2028 50% ECP | 0 | 171.66 | 510 | 442 | No
2028-01-19 02:00 | 2028 50% ECP | 0 | 0 | 510 | 240.41 | No
2028-01-19 03:00 | 2028 50% ECP | 0 | 0 | 510 | 0 | No
2028-01-19 04:00 | 2028 50% ECP | 0 | 0 | 354.45 | 0 | No
2028-01-19 05:00 | 2028 50% ECP | 0 | 0 | 54.45 | 0 | No
2028-01-19 06:00 | 2028 50% ECP | 0 | 0 | -6.65 | -46.48 | No
2028-01-19 07:00 | 2028 50% ECP | 0 | 0 | 293.35 | 0 | No
2028-01-19 08:00 | 2028 50% ECP | 0 | 0 | 183.78 | 84.37 | No
2028-01-19 09:00 | 2028 50% ECP | 0 | 0 | 101.23 | 384.37 | No
2028-01-19 10:00 | 2028 50% ECP | 0 | -187.55 | -198.77 | 84.37 | No
2028-01-19 11:00 | 2028 50% ECP | 0 | -226 | -498.77 | 58.13 | No
2028-01-19 12:00 | 2028 50% ECP | 0 | -526 | -510 | -90 | No
2028-01-19 13:00 | 2028 50% ECP | 0 | -526 | -510 | -138.84 | No
2028-01-19 14:00 | 2028 50% ECP | 0 | -526 | -510 | 11.88 | No
2028-01-19 15:00 | 2028 50% ECP | 0 | -226 | -230.51 | 60.95 | No
2028-01-19 16:00 | 2028 50% ECP | 0 | 0 | 69.49 | 235.26 | No
2028-01-19 17:00 | 2028 50% ECP | 0 | 0 | 369.49 | 291.76 | No
2028-01-19 18:00 | 2028 50% ECP | 0 | 291.19 | 510 | 442 | No
2028-01-19 19:00 | 2028 50% ECP | 0 | 205 | 510 | 442 | No
2028-01-19 20:00 | 2028 50% ECP | 0 | 205 | 510 | 442 | No
2028-01-19 21:00 | 2028 50% ECP | 0 | 505 | 510 | 442 | No
2028-01-19 22:00 | 2028 50% ECP | 0 | 248.06 | 510 | 442 | No
2028-01-19 23:00 | 2028 50% ECP | 0 | 73.82 | 510 | 442 | No
2028-01-20 | 2028 50% ECP | 0 | 373.82 | 510 | 442 | No
2028-01-20 01:00 | 2028 50% ECP | 0 | 246.7 | 510 | 442 | No
2028-01-20 02:00 | 2028 50% ECP | 0 | 89.7 | 510 | 442 | No
2028-01-20 03:00 | 2028 50% ECP | 0 | 0 | 510 | 442 | No
2028-01-20 04:00 | 2028 50% ECP | 0 | 0 | 510 | 442 | No
2028-01-20 05:00 | 2028 50% ECP | 0 | 205 | 510 | 442 | No
2028-01-20 06:00 | 2028 50% ECP | 0 | 505 | 510 | 442 | No
2028-01-20 07:00 | 2028 50% ECP | 0 | 205 | 510 | 442 | No
2028-01-20 08:00 | 2028 50% ECP | 0 | 272.33 | 510 | 442 | No
2028-01-20 09:00 | 2028 50% ECP | 0 | 272.33 | 510 | 442 | No
2028-01-20 10:00 | 2028 50% ECP | 0 | 22.03 | 510 | 442 | No
2028-01-20 11:00 | 2028 50% ECP | 0 | 22.03 | 510 | 442 | No
2028-01-20 12:00 | 2028 50% ECP | 0 | 0 | 510 | 442 | No
2028-01-20 13:00 | 2028 50% ECP | 0 | 0 | 510 | 442 | No
2028-01-20 14:00 | 2028 50% ECP | 0 | 194.13 | 510 | 442 | No
2028-01-20 15:00 | 2028 50% ECP | 0 | 212.67 | 510 | 442 | No
2028-01-20 16:00 | 2028 50% ECP | 0 | 113.76 | 510 | 442 | No
2028-01-20 17:00 | 2028 50% ECP | 0 | 205 | 510 | 442 | No
2028-01-20 18:00 | 2028 50% ECP | 0 | 505 | 510 | 442 | No
2028-01-20 19:00 | 2028 50% ECP | 0 | 205 | 510 | 442 | No
2028-01-20 20:00 | 2028 50% ECP | 0 | 372.68 | 510 | 442 | No
2028-01-20 21:00 | 2028 50% ECP | 0 | 358.79 | 510 | 442 | No
2028-01-20 22:00 | 2028 50% ECP | 0 | 505 | 510 | 442 | No
2028-01-20 23:00 | 2028 50% ECP | 0 | 505 | 510 | 442 | No
2028-01-21 | 2028 50% ECP | 0 | 505 | 510 | 442 | No
2028-01-21 01:00 | 2028 50% ECP | 0 | 505 | 510 | 442 | No
2028-01-21 02:00 | 2028 50% ECP | 0 | 505 | 510 | 442 | No
2028-01-21 03:00 | 2028 50% ECP | 0 | 505 | 510 | 442 | No
2028-01-21 04:00 | 2028 50% ECP | 0 | 505 | 510 | 442 | No
2028-01-21 05:00 | 2028 50% ECP | 0 | 505 | 510 | 442 | No
2028-01-21 06:00 | 2028 50% ECP | 0 | 505 | 510 | 442 | No
2028-01-21 07:00 | 2028 50% ECP | 0 | 505 | 510 | 442 | No
2028-01-21 08:00 | 2028 50% ECP | 0 | 213 | 510 | 442 | No
2028-01-21 09:00 | 2028 50% ECP | 0 | 505 | 510 | 442 | No
2028-01-21 10:00 | 2028 50% ECP | 0 | 505 | 510 | 442 | No
2028-01-21 11:00 | 2028 50% ECP | 0 | 477.57 | 510 | 442 | No
2028-01-21 12:00 | 2028 50% ECP | 0 | 268.27 | 510 | 442 | No
2028-01-21 13:00 | 2028 50% ECP | 0 | 251.45 | 510 | 442 | No
2028-01-21 14:00 | 2028 50% ECP | 0 | 359.46 | 510 | 442 | No
2028-01-21 15:00 | 2028 50% ECP | 0 | 402.76 | 510 | 442 | No
2028-01-21 16:00 | 2028 50% ECP | 0 | 205 | 300 | 295 | No
2028-01-21 17:00 | 2028 50% ECP | 0 | -95 | 0 | -5 | No
2028-01-21 18:00 | 2028 50% ECP | 0 | 205 | 300 | 295 | No
2028-01-21 19:00 | 2028 50% ECP | 0 | 505 | 510 | 442 | No
2028-01-21 20:00 | 2028 50% ECP | 0 | 505 | 510 | 442 | No
2028-01-21 21:00 | 2028 50% ECP | 0 | 505 | 510 | 442 | No
2028-01-21 22:00 | 2028 50% ECP | 0 | 505 | 510 | 442 | No
2028-01-21 23:00 | 2028 50% ECP | 0 | 485.96 | 510 | 442 | No
2028-01-22 | 2028 50% ECP | 0 | 505 | 510 | 442 | No
2028-01-22 01:00 | 2028 50% ECP | 0 | 505 | 510 | 442 | No
2028-01-22 02:00 | 2028 50% ECP | 0 | 505 | 510 | 442 | No
2028-01-22 03:00 | 2028 50% ECP | 0 | 505 | 510 | 442 | No
2028-01-22 04:00 | 2028 50% ECP | 0 | 505 | 510 | 442 | No
2028-01-22 05:00 | 2028 50% ECP | 0 | 505 | 510 | 442 | No
2028-01-22 06:00 | 2028 50% ECP | 0 | 505 | 510 | 442 | No
2028-01-22 07:00 | 2028 50% ECP | 0 | 222.74 | 510 | 355.1 | No
2028-01-22 08:00 | 2028 50% ECP | 0 | 0 | 210 | 55.1 | No
2028-01-22 09:00 | 2028 50% ECP | 0 | -300 | -90 | -244.9 | No
2028-01-22 10:00 | 2028 50% ECP | 0 | 0 | 141.89 | 0 | No
2028-01-22 11:00 | 2028 50% ECP | 0 | 221.19 | 441.89 | 300 | No
2028-01-22 12:00 | 2028 50% ECP | 0 | 300 | 455.53 | 300 | No
2028-01-22 13:00 | 2028 50% ECP | 0 | 0 | 155.53 | 0 | No
2028-01-22 14:00 | 2028 50% ECP | 0 | 0 | 263.71 | -91.11 | No
2028-01-22 15:00 | 2028 50% ECP | 0 | 0 | -36.29 | -168.62 | No
2028-01-22 16:00 | 2028 50% ECP | 0 | -226 | -210 | -210 | No
2028-01-22 17:00 | 2028 50% ECP | 0 | -526 | -510 | -510 | No
2028-01-22 18:00 | 2028 50% ECP | 0 | -526 | -510 | -510 | No
2028-01-22 19:00 | 2028 50% ECP | 0 | -300 | -386.28 | -510 | No
2028-01-22 20:00 | 2028 50% ECP | 0 | 0 | -86.28 | -210 | No
2028-01-22 21:00 | 2028 50% ECP | 0 | 257.72 | 213.72 | 0 | No
2028-01-22 22:00 | 2028 50% ECP | 0 | 505 | 510 | 300 | No
2028-01-22 23:00 | 2028 50% ECP | 0 | 505 | 510 | 442 | No
2028-01-23 | 2028 50% ECP | 0 | 505 | 510 | 442 | No
2028-01-23 01:00 | 2028 50% ECP | 0 | 505 | 510 | 442 | No
2028-01-23 02:00 | 2028 50% ECP | 0 | 505 | 510 | 442 | No
2028-01-23 03:00 | 2028 50% ECP | 0 | 505 | 510 | 442 | No
2028-01-23 04:00 | 2028 50% ECP | 0 | 505 | 510 | 442 | No
2028-01-23 05:00 | 2028 50% ECP | 0 | 505 | 510 | 442 | No
2028-01-23 06:00 | 2028 50% ECP | 0 | 442.55 | 510 | 300.23 | No
2028-01-23 07:00 | 2028 50% ECP | 0 | 142.55 | 210 | 0.23 | No
2028-01-23 08:00 | 2028 50% ECP | 0 | -157.45 | -90 | -299.77 | No
2028-01-23 09:00 | 2028 50% ECP | 0 | 0 | -301.53 | -417.03 | No
2028-01-23 10:00 | 2028 50% ECP | 0 | 0 | -454.49 | -239.38 | No
2028-01-23 11:00 | 2028 50% ECP | 0 | 0 | -154.49 | 0 | No
2028-01-23 12:00 | 2028 50% ECP | 0 | 0 | -406.91 | 0 | No
2028-01-23 13:00 | 2028 50% ECP | 0 | 0 | -510 | -110.88 | No
2028-01-23 14:00 | 2028 50% ECP | 0 | 0 | -510 | -226.41 | No
2028-01-23 15:00 | 2028 50% ECP | 0 | -226 | -510 | -263.39 | No
2028-01-23 16:00 | 2028 50% ECP | 0 | -526 | -510 | -510 | No
2028-01-23 17:00 | 2028 50% ECP | 0 | -526 | -510 | -510 | No
2028-01-23 18:00 | 2028 50% ECP | 0 | -526 | -510 | -510 | No
2028-01-23 19:00 | 2028 50% ECP | 0 | -526 | -510 | -510 | No
2028-01-23 20:00 | 2028 50% ECP | 0 | -262.41 | -210.23 | -302.91 | No
2028-01-23 21:00 | 2028 50% ECP | 0 | 0 | 89.77 | -2.91 | No
2028-01-23 22:00 | 2028 50% ECP | 0 | 300 | 389.77 | 297.09 | No
2028-01-23 23:00 | 2028 50% ECP | 0 | 145.98 | 510 | 376.39 | No
2028-01-24 | 2028 50% ECP | 0 | 445.98 | 510 | 442 | No
2028-01-24 01:00 | 2028 50% ECP | 0 | 505 | 510 | 442 | No
2028-01-24 02:00 | 2028 50% ECP | 0 | 505 | 510 | 442 | No
2028-01-24 03:00 | 2028 50% ECP | 0 | 505 | 510 | 442 | No
2028-01-24 04:00 | 2028 50% ECP | 0 | 505 | 510 | 442 | No
2028-01-24 05:00 | 2028 50% ECP | 0 | 505 | 510 | 405.46 | No
2028-01-24 06:00 | 2028 50% ECP | 0 | 308.62 | 510 | 106.77 | No
2028-01-24 07:00 | 2028 50% ECP | 0 | 8.62 | 210 | -61.12 | No
2028-01-24 08:00 | 2028 50% ECP | 0 | 308.62 | 510 | -131.67 | No
2028-01-24 09:00 | 2028 50% ECP | 0 | 505 | 510 | -15.61 | No
2028-01-24 10:00 | 2028 50% ECP | 0 | 205 | 411.93 | 0 | No
2028-01-24 11:00 | 2028 50% ECP | 0 | 0 | 308.94 | 0 | No
2028-01-24 12:00 | 2028 50% ECP | 0 | 0 | 331.17 | -125.93 | No
2028-01-24 13:00 | 2028 50% ECP | 0 | 0 | 449.96 | -180.03 | No
2028-01-24 14:00 | 2028 50% ECP | 0 | 125.03 | 160.87 | -54.6 | No
2028-01-24 15:00 | 2028 50% ECP | 0 | 0 | -139.13 | -210 | No
2028-01-24 16:00 | 2028 50% ECP | 0 | -300 | -439.13 | -510 | No
2028-01-24 17:00 | 2028 50% ECP | 0 | -526 | -510 | -510 | No
2028-01-24 18:00 | 2028 50% ECP | 0 | -526 | -510 | -510 | No
2028-01-24 19:00 | 2028 50% ECP | 0 | -300 | -465.33 | -371.9 | No
2028-01-24 20:00 | 2028 50% ECP | 0 | 0 | -165.33 | -71.9 | No
2028-01-24 21:00 | 2028 50% ECP | 0 | 300 | 134.67 | 228.1 | No
2028-01-24 22:00 | 2028 50% ECP | 0 | 300 | 434.67 | 442 | No
2028-01-24 23:00 | 2028 50% ECP | 0 | 0 | 134.67 | 142 | No
2028-01-25 | 2028 50% ECP | 0 | 56.86 | 434.67 | 442 | No
2028-01-25 01:00 | 2028 50% ECP | 0 | 0 | 510 | 442 | No
2028-01-25 02:00 | 2028 50% ECP | 0 | 0 | 510 | 366.24 | No
2028-01-25 03:00 | 2028 50% ECP | 0 | 0 | 510 | 403 | No
2028-01-25 04:00 | 2028 50% ECP | 0 | 0 | 510 | 103 | No
2028-01-25 05:00 | 2028 50% ECP | 0 | 0 | 510 | 0 | No
2028-01-25 06:00 | 2028 50% ECP | 0 | 0 | 510 | 0 | No
2028-01-25 07:00 | 2028 50% ECP | 0 | 160.64 | 510 | 142 | No
2028-01-25 08:00 | 2028 50% ECP | 0 | 460.64 | 510 | 442 | No
2028-01-25 09:00 | 2028 50% ECP | 0 | 160.64 | 510 | 442 | No
2028-01-25 10:00 | 2028 50% ECP | 0 | 410.85 | 510 | 442 | No
2028-01-25 11:00 | 2028 50% ECP | 0 | 210.69 | 510 | 442 | No
2028-01-25 12:00 | 2028 50% ECP | 0 | 51.72 | 510 | 442 | No
2028-01-25 13:00 | 2028 50% ECP | 0 | 0 | 510 | 239.4 | No
2028-01-25 14:00 | 2028 50% ECP | 0 | 205 | 510 | 350.83 | No
2028-01-25 15:00 | 2028 50% ECP | 0 | 505 | 510 | 442 | No
2028-01-25 16:00 | 2028 50% ECP | 0 | 505 | 510 | 442 | No
2028-01-25 17:00 | 2028 50% ECP | 0 | 205 | 210 | 242.17 | No
2028-01-25 18:00 | 2028 50% ECP | 0 | 505 | 510 | 442 | No
2028-01-25 19:00 | 2028 50% ECP | 0 | 490.56 | 510 | 442 | No
2028-01-25 20:00 | 2028 50% ECP | 0 | 250.78 | 475.59 | 442 | No
2028-01-25 21:00 | 2028 50% ECP | 0 | 0 | 175.59 | 405.89 | No
2028-01-25 22:00 | 2028 50% ECP | 0 | 0 | 101.08 | 105.89 | No
2028-01-25 23:00 | 2028 50% ECP | 0 | 300 | 401.08 | 405.89 | Yes
2028-01-26 | 2028 50% ECP | 0 | 505 | 510 | 442 | Yes
2028-01-26 01:00 | 2028 50% ECP | 0 | 505 | 510 | 442 | Yes
2028-01-26 02:00 | 2028 50% ECP | 0 | 505 | 510 | 442 | Yes
2028-01-26 03:00 | 2028 50% ECP | 0 | 505 | 510 | 442 | Yes
2028-01-26 04:00 | 2028 50% ECP | 0 | 505 | 510 | 442 | Yes
2028-01-26 05:00 | 2028 50% ECP | 0 | 505 | 510 | 442 | No
2028-01-26 06:00 | 2028 50% ECP | 0 | 205 | 432.62 | 142 | No
2028-01-26 07:00 | 2028 50% ECP | 0 | 78.35 | 510 | 442 | No
2028-01-26 08:00 | 2028 50% ECP | 0 | 0 | 474.55 | 349.45 | No
2028-01-26 09:00 | 2028 50% ECP | 0 | 0 | 500.93 | 442 | No
2028-01-26 10:00 | 2028 50% ECP | 0 | 0 | 500.93 | 426.54 | No
2028-01-26 11:00 | 2028 50% ECP | 0 | 300 | 255.94 | 433.7 | No
2028-01-26 12:00 | 2028 50% ECP | 0 | 0 | -44.06 | 133.7 | No
2028-01-26 13:00 | 2028 50% ECP | 0 | 0 | 90 | 29.49 | No
2028-01-26 14:00 | 2028 50% ECP | 0 | -226 | -210 | 5.02 | No
2028-01-26 15:00 | 2028 50% ECP | 0 | -526 | -510 | -244.78 | No
2028-01-26 16:00 | 2028 50% ECP | 0 | -526 | -510 | -510 | No
2028-01-26 17:00 | 2028 50% ECP | 0 | -526 | -510 | -387 | No
2028-01-26 18:00 | 2028 50% ECP | 0 | -226 | -210 | -87 | No
2028-01-26 19:00 | 2028 50% ECP | 0 | 63.86 | 90 | 213 | No
2028-01-26 20:00 | 2028 50% ECP | 0 | 29.15 | 237.17 | 442 | No
2028-01-26 21:00 | 2028 50% ECP | 0 | 329.15 | 510 | 442 | No
2028-01-26 22:00 | 2028 50% ECP | 0 | 114.52 | 210 | 392.91 | No
2028-01-26 23:00 | 2028 50% ECP | 0 | -185.48 | -90 | 92.91 | No
2028-01-27 | 2028 50% ECP | 0 | 0 | -308.71 | -148.19 | No
2028-01-27 01:00 | 2028 50% ECP | 0 | 300 | -8.71 | 151.81 | No
2028-01-27 02:00 | 2028 50% ECP | 0 | 505 | 291.29 | 442 | No
2028-01-27 03:00 | 2028 50% ECP | 0 | 505 | 510 | 442 | Yes
2028-01-27 04:00 | 2028 50% ECP | 0 | 505 | 510 | 442 | No
2028-01-27 05:00 | 2028 50% ECP | 0 | 505 | 510 | 442 | No
2028-01-27 06:00 | 2028 50% ECP | 0 | 300 | 510 | 442 | No
2028-01-27 07:00 | 2028 50% ECP | 0 | 0 | 278.79 | 142 | No
2028-01-27 08:00 | 2028 50% ECP | 0 | 284.79 | 510 | 442 | No
2028-01-27 09:00 | 2028 50% ECP | 0 | 0 | 210 | 157.07 | No
2028-01-27 10:00 | 2028 50% ECP | 0 | 0 | 0 | 376.45 | No
2028-01-27 11:00 | 2028 50% ECP | 0 | 0 | -1.7 | 142 | No
2028-01-27 12:00 | 2028 50% ECP | 0 | 83.28 | 298.3 | 442 | No
2028-01-27 13:00 | 2028 50% ECP | 0 | 83.28 | 510 | 442 | No
2028-01-27 14:00 | 2028 50% ECP | 0 | 152.99 | 510 | 442 | No
2028-01-27 15:00 | 2028 50% ECP | 0 | 0 | 510 | 442 | No
2028-01-27 16:00 | 2028 50% ECP | 0 | 0 | 300 | 442 | No
2028-01-27 17:00 | 2028 50% ECP | 0 | -52.45 | 0 | 242.97 | No
2028-01-27 18:00 | 2028 50% ECP | 0 | 0 | 300 | 442 | No
2028-01-27 19:00 | 2028 50% ECP | 0 | 0 | 510 | 442 | No
2028-01-27 20:00 | 2028 50% ECP | 0 | 156.91 | 510 | 442 | No
2028-01-27 21:00 | 2028 50% ECP | 0 | 419.12 | 510 | 442 | No
2028-01-27 22:00 | 2028 50% ECP | 0 | 505 | 510 | 442 | No
2028-01-27 23:00 | 2028 50% ECP | 0 | 500.91 | 510 | 442 | No
2028-01-28 | 2028 50% ECP | 0 | 392.51 | 510 | 442 | No
2028-01-28 01:00 | 2028 50% ECP | 0 | 395.51 | 510 | 442 | No
2028-01-28 02:00 | 2028 50% ECP | 0 | 95.51 | 369.45 | 291.6 | No
2028-01-28 03:00 | 2028 50% ECP | 0 | 0 | 69.45 | 196 | No
2028-01-28 04:00 | 2028 50% ECP | 0 | 0 | 369.45 | 426.93 | No
2028-01-28 05:00 | 2028 50% ECP | 0 | 186.47 | 510 | 442 | No
2028-01-28 06:00 | 2028 50% ECP | 0 | 205 | 210 | 347.09 | No
2028-01-28 07:00 | 2028 50% ECP | 0 | 505 | 510 | 442 | No
2028-01-28 08:00 | 2028 50% ECP | 0 | 205 | 210 | 442 | No
2028-01-28 09:00 | 2028 50% ECP | 0 | 0 | 510 | 334.87 | No
2028-01-28 10:00 | 2028 50% ECP | 0 | 3.59 | 405.01 | 442 | No
2028-01-28 11:00 | 2028 50% ECP | 0 | 119.46 | 105.01 | 442 | No
2028-01-28 12:00 | 2028 50% ECP | 0 | -180.54 | -194.99 | 279.1 | No
2028-01-28 13:00 | 2028 50% ECP | 0 | -300 | -494.99 | 442 | No
2028-01-28 14:00 | 2028 50% ECP | 0 | 0 | -471.32 | 442 | No
2028-01-28 15:00 | 2028 50% ECP | 0 | 0 | -171.32 | 442 | No
2028-01-28 16:00 | 2028 50% ECP | 0 | 300 | 128.68 | 442 | No
2028-01-28 17:00 | 2028 50% ECP | 0 | 205 | 421.92 | 442 | No
2028-01-28 18:00 | 2028 50% ECP | 0 | 505 | 510 | 442 | No
2028-01-28 19:00 | 2028 50% ECP | 0 | 505 | 510 | 442 | No
2028-01-28 20:00 | 2028 50% ECP | 0 | 505 | 510 | 442 | No
2028-01-28 21:00 | 2028 50% ECP | 0 | 505 | 510 | 442 | No
2028-01-28 22:00 | 2028 50% ECP | 0 | 205 | 510 | 380.37 | No
2028-01-28 23:00 | 2028 50% ECP | 0 | 0 | 510 | 394.87 | No
2028-01-29 | 2028 50% ECP | 0 | 0 | 510 | 440.22 | No
2028-01-29 01:00 | 2028 50% ECP | 0 | 205 | 476.37 | 440.22 | No
2028-01-29 02:00 | 2028 50% ECP | 0 | 505 | 510 | 442 | No
2028-01-29 03:00 | 2028 50% ECP | 0 | 205 | 210 | 198.42 | No
2028-01-29 04:00 | 2028 50% ECP | 0 | 74 | 162.23 | 142 | No
2028-01-29 05:00 | 2028 50% ECP | 0 | 374 | 462.23 | 442 | No
2028-01-29 06:00 | 2028 50% ECP | 0 | 74 | 162.23 | 387.15 | No
2028-01-29 07:00 | 2028 50% ECP | 0 | -226 | -137.77 | 392.7 | No
2028-01-29 08:00 | 2028 50% ECP | 0 | -526 | -437.77 | 106.46 | No
2028-01-29 09:00 | 2028 50% ECP | 0 | -384.07 | -510 | 406.46 | No
2028-01-29 10:00 | 2028 50% ECP | 0 | -84.07 | -282.14 | 442 | No
2028-01-29 11:00 | 2028 50% ECP | 0 | 0 | -510 | 442 | No
2028-01-29 12:00 | 2028 50% ECP | 0 | 0 | -210 | 409.31 | No
2028-01-29 13:00 | 2028 50% ECP | 0 | 0 | -510 | 109.31 | No
2028-01-29 14:00 | 2028 50% ECP | 0 | 0 | -492.32 | 0 | No
2028-01-29 15:00 | 2028 50% ECP | 0 | 0 | -510 | -103.52 | No
2028-01-29 16:00 | 2028 50% ECP | 0 | -226 | -308.09 | -141.28 | No
2028-01-29 17:00 | 2028 50% ECP | 0 | -526 | -510 | -441.28 | No
2028-01-29 18:00 | 2028 50% ECP | 0 | -300 | -313.73 | -141.28 | No
2028-01-29 19:00 | 2028 50% ECP | 0 | 0 | -13.73 | 158.72 | No
2028-01-29 20:00 | 2028 50% ECP | 0 | 300 | 286.27 | 442 | No
2028-01-29 21:00 | 2028 50% ECP | 0 | 505 | 510 | 442 | No
2028-01-29 22:00 | 2028 50% ECP | 0 | 205 | 393.67 | 258.97 | No
2028-01-29 23:00 | 2028 50% ECP | 0 | 0 | 380.71 | 421.95 | No
2028-01-30 | 2028 50% ECP | 0 | 0 | 80.71 | 283.53 | No
2028-01-30 01:00 | 2028 50% ECP | 0 | 0 | 0 | 55 | No
2028-01-30 02:00 | 2028 50% ECP | 0 | -133.59 | -300 | 132.8 | No
2028-01-30 03:00 | 2028 50% ECP | 0 | 0 | -281.04 | 0 | No
2028-01-30 04:00 | 2028 50% ECP | 0 | 0 | -257.32 | 4.71 | No
2028-01-30 05:00 | 2028 50% ECP | 0 | 0 | -510 | 187.75 | No
2028-01-30 06:00 | 2028 50% ECP | 0 | -300 | -510 | -112.25 | No
2028-01-30 07:00 | 2028 50% ECP | 0 | 0 | -210 | -245.23 | No
2028-01-30 08:00 | 2028 50% ECP | 0 | 0 | 90 | 54.77 | No
2028-01-30 09:00 | 2028 50% ECP | 0 | 0 | 320.66 | 280.6 | No
2028-01-30 10:00 | 2028 50% ECP | 0 | 95.05 | 90 | 300 | No
2028-01-30 11:00 | 2028 50% ECP | 0 | -204.95 | -210 | 0 | No
2028-01-30 12:00 | 2028 50% ECP | 0 | 0 | -510 | 114 | No
2028-01-30 13:00 | 2028 50% ECP | 0 | -109.6 | -510 | -186 | No
2028-01-30 14:00 | 2028 50% ECP | 0 | -409.6 | -510 | -486 | No
2028-01-30 15:00 | 2028 50% ECP | 0 | -109.6 | -510 | -510 | No
2028-01-30 16:00 | 2028 50% ECP | 0 | -268.94 | -455.42 | -336.82 | No
2028-01-30 17:00 | 2028 50% ECP | 0 | 0 | -155.42 | -36.82 | No
2028-01-30 18:00 | 2028 50% ECP | 0 | 0 | 144.58 | 263.18 | No
2028-01-30 19:00 | 2028 50% ECP | 0 | 0 | 444.58 | 442 | No
2028-01-30 20:00 | 2028 50% ECP | 0 | 0 | 144.58 | 232.19 | No
2028-01-30 21:00 | 2028 50% ECP | 0 | 0 | 444.58 | 442 | No
2028-01-30 22:00 | 2028 50% ECP | 0 | 0 | 180.15 | 391.58 | No
2028-01-30 23:00 | 2028 50% ECP | 0 | -176.04 | -119.85 | 91.58 | No
2028-01-31 | 2028 50% ECP | 0 | 123.96 | 180.15 | 391.58 | Yes
2028-01-31 01:00 | 2028 50% ECP | 0 | 423.96 | 480.15 | 442 | Yes
2028-01-31 02:00 | 2028 50% ECP | 0 | 505 | 510 | 442 | Yes
2028-01-31 03:00 | 2028 50% ECP | 0 | 505 | 510 | 442 | Yes
2028-01-31 04:00 | 2028 50% ECP | 0 | 374 | 390 | 442 | Yes
2028-01-31 05:00 | 2028 50% ECP | 0 | 74 | 90 | 442 | Yes
2028-01-31 06:00 | 2028 50% ECP | 0 | -226 | -210 | 149.37 | Yes
2028-01-31 07:00 | 2028 50% ECP | 0 | -526 | -510 | -150.63 | Yes
2028-01-31 08:00 | 2028 50% ECP | 0 | -526 | -510 | 142 | No
2028-01-31 09:00 | 2028 50% ECP | 0 | -226 | -210 | 442 | No
2028-01-31 10:00 | 2028 50% ECP | 0 | 74 | 90 | 442 | No
2028-01-31 11:00 | 2028 50% ECP | 0 | -226 | -210 | 380.09 | No
2028-01-31 12:00 | 2028 50% ECP | 0 | -526 | -510 | 80.09 | No
2028-01-31 13:00 | 2028 50% ECP | 0 | -226 | -210 | 380.09 | Yes
2028-01-31 14:00 | 2028 50% ECP | 0 | -526 | -510 | 80.09 | No
2028-01-31 15:00 | 2028 50% ECP | 0 | -226 | -210 | 380.09 | No
2028-01-31 16:00 | 2028 50% ECP | 0 | -526 | -510 | 80.09 | No
2028-01-31 17:00 | 2028 50% ECP | 0 | -526 | -510 | 0 | No
2028-01-31 18:00 | 2028 50% ECP | 0 | -526 | -510 | 230.47 | No
2028-01-31 19:00 | 2028 50% ECP | 0 | -526 | -510 | 0 | No
2028-01-31 20:00 | 2028 50% ECP | 0 | -526 | -510 | -104.26 | No
2028-01-31 21:00 | 2028 50% ECP | 0 | -226 | -210 | 195.74 | Yes
2028-01-31 22:00 | 2028 50% ECP | 0 | 74 | 90 | 442 | Yes
2028-01-31 23:00 | 2028 50% ECP | 0 | 374 | 390 | 442 | Yes
2028-02-01 | 2028 50% ECP | 0 | 505 | 510 | 442 | Yes
2028-02-01 01:00 | 2028 50% ECP | 0 | 505 | 510 | 442 | Yes
2028-02-01 02:00 | 2028 50% ECP | 0 | 505 | 510 | 442 | Yes
2028-02-01 03:00 | 2028 50% ECP | 0 | 505 | 510 | 442 | Yes
2028-02-01 04:00 | 2028 50% ECP | 0 | 505 | 510 | 442 | Yes
2028-02-01 05:00 | 2028 50% ECP | 0 | 505 | 510 | 442 | Yes
2028-02-01 06:00 | 2028 50% ECP | 0 | 505 | 510 | 442 | Yes
2028-02-01 07:00 | 2028 50% ECP | 0 | 505 | 510 | 442 | Yes
2028-02-01 08:00 | 2028 50% ECP | 0 | 505 | 510 | 442 | Yes
2028-02-01 09:00 | 2028 50% ECP | 0 | 505 | 510 | 442 | Yes
2028-02-01 10:00 | 2028 50% ECP | 0 | 505 | 510 | 442 | Yes
2028-02-01 11:00 | 2028 50% ECP | 0 | 505 | 510 | 442 | Yes
2028-02-01 12:00 | 2028 50% ECP | 0 | 505 | 510 | 442 | Yes
2028-02-01 13:00 | 2028 50% ECP | 0 | 505 | 510 | 442 | Yes
2028-02-01 14:00 | 2028 50% ECP | 0 | 364.87 | 510 | 395.63 | Yes
2028-02-01 15:00 | 2028 50% ECP | 0 | 205 | 510 | 95.63 | No
2028-02-01 16:00 | 2028 50% ECP | 0 | 505 | 510 | 229.09 | No
2028-02-01 17:00 | 2028 50% ECP | 0 | 505 | 510 | 442 | No
2028-02-01 18:00 | 2028 50% ECP | 0 | 505 | 510 | 442 | No
2028-02-01 19:00 | 2028 50% ECP | 0 | 430.17 | 510 | 442 | No
2028-02-01 20:00 | 2028 50% ECP | 0 | 130.17 | 210 | 142 | No
2028-02-01 21:00 | 2028 50% ECP | 0 | 430.17 | 510 | 442 | No
2028-02-01 22:00 | 2028 50% ECP | 0 | 505 | 510 | 442 | No
2028-02-01 23:00 | 2028 50% ECP | 0 | 455.51 | 510 | 442 | No
2028-02-02 | 2028 50% ECP | 0 | 155.51 | 372.05 | 438.51 | No
2028-02-02 01:00 | 2028 50% ECP | 0 | 62.36 | 222.62 | 442 | No
2028-02-02 02:00 | 2028 50% ECP | 0 | 362.36 | 510 | 442 | No
2028-02-02 03:00 | 2028 50% ECP | 0 | 62.36 | 510 | 442 | No
2028-02-02 04:00 | 2028 50% ECP | 0 | 0 | 391.78 | 442 | No
2028-02-02 05:00 | 2028 50% ECP | 0 | 0 | 152.77 | 442 | No
2028-02-02 06:00 | 2028 50% ECP | 0 | 0 | 152.77 | 442 | No
2028-02-02 07:00 | 2028 50% ECP | 0 | 189.3 | 218.19 | 442 | No
2028-02-02 08:00 | 2028 50% ECP | 0 | 489.3 | 510 | 442 | No
2028-02-02 09:00 | 2028 50% ECP | 0 | 189.3 | 210 | 442 | No
2028-02-02 10:00 | 2028 50% ECP | 0 | -61.08 | -90 | 304.27 | No
2028-02-02 11:00 | 2028 50% ECP | 0 | -257.26 | -390 | 442 | No
2028-02-02 12:00 | 2028 50% ECP | 0 | 42.74 | -90 | 442 | Yes
2028-02-02 13:00 | 2028 50% ECP | 0 | 342.74 | 210 | 442 | Yes
2028-02-02 14:00 | 2028 50% ECP | 0 | 74 | 90 | 442 | Yes
2028-02-02 15:00 | 2028 50% ECP | 0 | -226 | -210 | 442 | Yes
2028-02-02 16:00 | 2028 50% ECP | 0 | -526 | -510 | 380.7 | No
2028-02-02 17:00 | 2028 50% ECP | 0 | -526 | -510 | 442 | No
2028-02-02 18:00 | 2028 50% ECP | 0 | -526 | -510 | 442 | No
2028-02-02 19:00 | 2028 50% ECP | 0 | -526 | -510 | 355.11 | No
2028-02-02 20:00 | 2028 50% ECP | 0 | -226 | -210 | 442 | No
2028-02-02 21:00 | 2028 50% ECP | 0 | 74 | 90 | 442 | No
2028-02-02 22:00 | 2028 50% ECP | 0 | 374 | 390 | 442 | Yes
2028-02-02 23:00 | 2028 50% ECP | 0 | 505 | 510 | 442 | Yes
2028-02-03 | 2028 50% ECP | 0 | 505 | 510 | 442 | Yes
2028-02-03 01:00 | 2028 50% ECP | 0 | 505 | 510 | 142 | Yes
2028-02-03 02:00 | 2028 50% ECP | 0 | 505 | 510 | 442 | Yes
2028-02-03 03:00 | 2028 50% ECP | 0 | 505 | 510 | 293.14 | Yes
2028-02-03 04:00 | 2028 50% ECP | 0 | 505 | 510 | 160.34 | Yes
2028-02-03 05:00 | 2028 50% ECP | 0 | 505 | 510 | 254.58 | Yes
2028-02-03 06:00 | 2028 50% ECP | 0 | 505 | 510 | 442 | Yes
2028-02-03 07:00 | 2028 50% ECP | 0 | 300 | 510 | 442 | Yes
2028-02-03 08:00 | 2028 50% ECP | 0 | 0 | 306.62 | 142 | No
2028-02-03 09:00 | 2028 50% ECP | 0 | 0 | 253.45 | 0 | No
2028-02-03 10:00 | 2028 50% ECP | 0 | 0 | 0 | 0 | No
2028-02-03 11:00 | 2028 50% ECP | 0 | 0 | -95.45 | 0 | No
2028-02-03 12:00 | 2028 50% ECP | 0 | -300 | -395.45 | -300 | No
2028-02-03 13:00 | 2028 50% ECP | 0 | 0 | -510 | -338.87 | No
2028-02-03 14:00 | 2028 50% ECP | 0 | -93.05 | -510 | -215.96 | No
2028-02-03 15:00 | 2028 50% ECP | 0 | 0 | -291.16 | 0 | No
2028-02-03 16:00 | 2028 50% ECP | 0 | 0 | 0 | 0 | No
2028-02-03 17:00 | 2028 50% ECP | 0 | 0 | 0 | 0 | No
2028-02-03 18:00 | 2028 50% ECP | 0 | 0 | 210 | 142 | No
2028-02-03 19:00 | 2028 50% ECP | 0 | 300 | 510 | 442 | No
2028-02-03 20:00 | 2028 50% ECP | 0 | 0 | 210 | 142 | No
2028-02-03 21:00 | 2028 50% ECP | 0 | 0 | 200.04 | 56.9 | No
2028-02-03 22:00 | 2028 50% ECP | 0 | 300 | 500.04 | 356.9 | Yes
2028-02-03 23:00 | 2028 50% ECP | 0 | 505 | 510 | 442 | Yes
2028-02-04 | 2028 50% ECP | 0 | 505 | 510 | 442 | Yes
2028-02-04 01:00 | 2028 50% ECP | 0 | 505 | 510 | 338.72 | Yes
2028-02-04 02:00 | 2028 50% ECP | 0 | 505 | 510 | 249.99 | Yes
2028-02-04 03:00 | 2028 50% ECP | 0 | 505 | 510 | -12.49 | Yes
2028-02-04 04:00 | 2028 50% ECP | 0 | 505 | 510 | 10.76 | Yes
2028-02-04 05:00 | 2028 50% ECP | 0 | 505 | 510 | -71.92 | Yes
2028-02-04 06:00 | 2028 50% ECP | 0 | 505 | 510 | 13.67 | Yes
2028-02-04 07:00 | 2028 50% ECP | 0 | 505 | 510 | 120.91 | Yes
2028-02-04 08:00 | 2028 50% ECP | 0 | 505 | 510 | 279.71 | Yes
2028-02-04 09:00 | 2028 50% ECP | 0 | 300 | 425.76 | 260.29 | No
2028-02-04 10:00 | 2028 50% ECP | 0 | 0 | 125.76 | -39.71 | No
2028-02-04 11:00 | 2028 50% ECP | 0 | 300 | 425.76 | 260.29 | Yes
2028-02-04 12:00 | 2028 50% ECP | 0 | 505 | 510 | 442 | Yes
2028-02-04 13:00 | 2028 50% ECP | 0 | 300 | 510 | 442 | Yes
2028-02-04 14:00 | 2028 50% ECP | 0 | 0 | 510 | 148.56 | No
2028-02-04 15:00 | 2028 50% ECP | 0 | 205 | 510 | 321.61 | No
2028-02-04 16:00 | 2028 50% ECP | 0 | 505 | 510 | 442 | No
2028-02-04 17:00 | 2028 50% ECP | 0 | 505 | 510 | 442 | No
2028-02-04 18:00 | 2028 50% ECP | 0 | 505 | 510 | 442 | No
2028-02-04 19:00 | 2028 50% ECP | 0 | 505 | 510 | 442 | No
2028-02-04 20:00 | 2028 50% ECP | 0 | 505 | 510 | 442 | No
2028-02-04 21:00 | 2028 50% ECP | 0 | 505 | 510 | 442 | No
2028-02-04 22:00 | 2028 50% ECP | 0 | 505 | 510 | 442 | No
2028-02-04 23:00 | 2028 50% ECP | 0 | 505 | 510 | 442 | No
2028-02-05 | 2028 50% ECP | 0 | 505 | 510 | 442 | No
2028-02-05 01:00 | 2028 50% ECP | 0 | 505 | 510 | 442 | No
2028-02-05 02:00 | 2028 50% ECP | 0 | 505 | 510 | 442 | No
2028-02-05 03:00 | 2028 50% ECP | 0 | 265.66 | 510 | 442 | No
2028-02-05 04:00 | 2028 50% ECP | 0 | 0 | 510 | 423.14 | No
2028-02-05 05:00 | 2028 50% ECP | 0 | 0 | 412.38 | 123.14 | No
2028-02-05 06:00 | 2028 50% ECP | 0 | 0 | 308.32 | 0 | No
2028-02-05 07:00 | 2028 50% ECP | 0 | 0 | 365.08 | 0 | No
2028-02-05 08:00 | 2028 50% ECP | 0 | 0 | 338.11 | 0 | No
2028-02-05 09:00 | 2028 50% ECP | 0 | 0 | 219.51 | 0 | No
2028-02-05 10:00 | 2028 50% ECP | 0 | 0 | 40.44 | 127.08 | No
2028-02-05 11:00 | 2028 50% ECP | 0 | 220.25 | 340.44 | 427.08 | No
2028-02-05 12:00 | 2028 50% ECP | 0 | 183.98 | 340.44 | 378.9 | No
2028-02-05 13:00 | 2028 50% ECP | 0 | 0 | 40.44 | 78.9 | No
2028-02-05 14:00 | 2028 50% ECP | 0 | 256.33 | 300 | 378.9 | No
2028-02-05 15:00 | 2028 50% ECP | 0 | 0 | 0 | 78.9 | No
2028-02-05 16:00 | 2028 50% ECP | 0 | 0 | 261.9 | 131.84 | No
2028-02-05 17:00 | 2028 50% ECP | 0 | -210.26 | -38.1 | -168.16 | No
2028-02-05 18:00 | 2028 50% ECP | 0 | 89.74 | 261.9 | 131.84 | No
2028-02-05 19:00 | 2028 50% ECP | 0 | 0 | 0 | 0 | No
2028-02-05 20:00 | 2028 50% ECP | 0 | 300 | 300 | 300 | No
2028-02-05 21:00 | 2028 50% ECP | 0 | 371.62 | 510 | 442 | No
2028-02-05 22:00 | 2028 50% ECP | 0 | 131.37 | 510 | 442 | No
2028-02-05 23:00 | 2028 50% ECP | 0 | 230.84 | 510 | 442 | No
2028-02-06 | 2028 50% ECP | 0 | 133.85 | 510 | 442 | No
2028-02-06 01:00 | 2028 50% ECP | 0 | 0 | 510 | 442 | No
2028-02-06 02:00 | 2028 50% ECP | 0 | 0 | 510 | 442 | No
2028-02-06 03:00 | 2028 50% ECP | 0 | 0 | 510 | 442 | No
2028-02-06 04:00 | 2028 50% ECP | 0 | 0 | 510 | 442 | No
2028-02-06 05:00 | 2028 50% ECP | 0 | 0 | 390 | 442 | No
2028-02-06 06:00 | 2028 50% ECP | 0 | 0 | 90 | 442 | No
2028-02-06 07:00 | 2028 50% ECP | 0 | 0 | -210 | 290.46 | No
2028-02-06 08:00 | 2028 50% ECP | 0 | 0 | -510 | 328.78 | No
2028-02-06 09:00 | 2028 50% ECP | 0 | -13.91 | -510 | 217.98 | No
2028-02-06 10:00 | 2028 50% ECP | 0 | 0 | -252.98 | 442 | No
2028-02-06 11:00 | 2028 50% ECP | 0 | 0 | -510 | 442 | No
2028-02-06 12:00 | 2028 50% ECP | 0 | -229.69 | -510 | 442 | No
2028-02-06 13:00 | 2028 50% ECP | 0 | -526 | -510 | 442 | No
2028-02-06 14:00 | 2028 50% ECP | 0 | -233.36 | -510 | 442 | No
2028-02-06 15:00 | 2028 50% ECP | 0 | -526 | -510 | 442 | No
2028-02-06 16:00 | 2028 50% ECP | 0 | -526 | -510 | 442 | No
2028-02-06 17:00 | 2028 50% ECP | 0 | -300 | -364.69 | 442 | No
2028-02-06 18:00 | 2028 50% ECP | 0 | 0 | -64.69 | 442 | No
2028-02-06 19:00 | 2028 50% ECP | 0 | 32.69 | 235.31 | 442 | No
2028-02-06 20:00 | 2028 50% ECP | 0 | 30.11 | 268.89 | 300 | No
2028-02-06 21:00 | 2028 50% ECP | 0 | -67.89 | -31.11 | 0 | No
2028-02-06 22:00 | 2028 50% ECP | 0 | 0 | -331.11 | -158 | No
2028-02-06 23:00 | 2028 50% ECP | 0 | 300 | -31.11 | 142 | Yes
2028-02-07 | 2028 50% ECP | 0 | 505 | 268.89 | 442 | Yes
2028-02-07 01:00 | 2028 50% ECP | 0 | 505 | 510 | 442 | Yes
2028-02-07 02:00 | 2028 50% ECP | 0 | 505 | 510 | 442 | Yes
2028-02-07 03:00 | 2028 50% ECP | 0 | 505 | 510 | 442 | Yes
2028-02-07 04:00 | 2028 50% ECP | 0 | 505 | 510 | 442 | Yes
2028-02-07 05:00 | 2028 50% ECP | 0 | 374 | 390 | 390 | Yes
2028-02-07 06:00 | 2028 50% ECP | 0 | 74 | 90 | 90 | Yes
2028-02-07 07:00 | 2028 50% ECP | 0 | -226 | -210 | -210 | Yes
2028-02-07 08:00 | 2028 50% ECP | 0 | -526 | -510 | -510 | Yes
2028-02-07 09:00 | 2028 50% ECP | 0 | -226 | -210 | -210 | Yes
2028-02-07 10:00 | 2028 50% ECP | 0 | 74 | 90 | 90 | Yes
2028-02-07 11:00 | 2028 50% ECP | 0 | 374 | 390 | 390 | Yes
2028-02-07 12:00 | 2028 50% ECP | 0 | 505 | 510 | 442 | Yes
2028-02-07 13:00 | 2028 50% ECP | 0 | 205 | 471 | 442 | Yes
2028-02-07 14:00 | 2028 50% ECP | 0 | 354.38 | 171 | 142 | Yes
2028-02-07 15:00 | 2028 50% ECP | 0 | 54.38 | -129 | -158 | Yes
2028-02-07 16:00 | 2028 50% ECP | 0 | -245.62 | -429 | -458 | Yes
2028-02-07 17:00 | 2028 50% ECP | 0 | -526 | -510 | -510 | Yes
2028-02-07 18:00 | 2028 50% ECP | 0 | -526 | -510 | -510 | Yes
2028-02-07 19:00 | 2028 50% ECP | 0 | -526 | -510 | -510 | No
2028-02-07 20:00 | 2028 50% ECP | 0 | -226 | -210 | -210 | No
2028-02-07 21:00 | 2028 50% ECP | 0 | 74 | 90 | 90 | Yes
2028-02-07 22:00 | 2028 50% ECP | 0 | 374 | 390 | 390 | Yes
2028-02-07 23:00 | 2028 50% ECP | 0 | 505 | 510 | 354.14 | Yes
2028-02-08 | 2028 50% ECP | 0 | 505 | 510 | 442 | Yes
2028-02-08 01:00 | 2028 50% ECP | 0 | 505 | 510 | 442 | Yes
2028-02-08 02:00 | 2028 50% ECP | 0 | 505 | 510 | 442 | Yes
2028-02-08 03:00 | 2028 50% ECP | 0 | 505 | 510 | 442 | Yes
2028-02-08 04:00 | 2028 50% ECP | 0 | 374 | 390 | 390 | Yes
2028-02-08 05:00 | 2028 50% ECP | 0 | 74 | 90 | 90 | Yes
2028-02-08 06:00 | 2028 50% ECP | 0 | -226 | -210 | -210 | No
2028-02-08 07:00 | 2028 50% ECP | 0 | -526 | -510 | -510 | No
2028-02-08 08:00 | 2028 50% ECP | 0 | -526 | -510 | -510 | No
2028-02-08 09:00 | 2028 50% ECP | 0 | -526 | -510 | -403.55 | No
2028-02-08 10:00 | 2028 50% ECP | 0 | -226 | -210 | -103.55 | Yes
2028-02-08 11:00 | 2028 50% ECP | 0 | 74 | 90 | 196.45 | Yes
2028-02-08 12:00 | 2028 50% ECP | 0 | 374 | 390 | 442 | Yes
2028-02-08 13:00 | 2028 50% ECP | 0 | 505 | 510 | 442 | Yes
2028-02-08 14:00 | 2028 50% ECP | 0 | 374 | 390 | 442 | Yes
2028-02-08 15:00 | 2028 50% ECP | 0 | 74 | 90 | 142 | Yes
2028-02-08 16:00 | 2028 50% ECP | 0 | -226 | -210 | -158 | Yes
2028-02-08 17:00 | 2028 50% ECP | 0 | -526 | -510 | -458 | No
2028-02-08 18:00 | 2028 50% ECP | 0 | -526 | -510 | -158 | No
2028-02-08 19:00 | 2028 50% ECP | 0 | -226 | -279.53 | 142 | No
2028-02-08 20:00 | 2028 50% ECP | 0 | 74 | 20.47 | 442 | No
2028-02-08 21:00 | 2028 50% ECP | 0 | 374 | 320.47 | 442 | No
2028-02-08 22:00 | 2028 50% ECP | 0 | 505 | 510 | 442 | Yes
2028-02-08 23:00 | 2028 50% ECP | 0 | 505 | 510 | 442 | Yes
2028-02-09 | 2028 50% ECP | 0 | 505 | 510 | 442 | Yes
2028-02-09 01:00 | 2028 50% ECP | 0 | 505 | 510 | 442 | Yes
2028-02-09 02:00 | 2028 50% ECP | 0 | 505 | 510 | 442 | Yes
2028-02-09 03:00 | 2028 50% ECP | 0 | 505 | 510 | 442 | Yes
2028-02-09 04:00 | 2028 50% ECP | 0 | 505 | 510 | 442 | Yes
2028-02-09 05:00 | 2028 50% ECP | 0 | 374 | 390 | 390 | Yes
2028-02-09 06:00 | 2028 50% ECP | 0 | 74 | 90 | 90 | Yes
2028-02-09 07:00 | 2028 50% ECP | 0 | -226 | -210 | -210 | Yes
2028-02-09 08:00 | 2028 50% ECP | 0 | -526 | -510 | -510 | No
2028-02-09 09:00 | 2028 50% ECP | 0 | -226 | -210 | -210 | No
2028-02-09 10:00 | 2028 50% ECP | 0 | 74 | 90 | 90 | Yes
2028-02-09 11:00 | 2028 50% ECP | 0 | 374 | 390 | 390 | Yes
2028-02-09 12:00 | 2028 50% ECP | 0 | 505 | 510 | 442 | Yes
2028-02-09 13:00 | 2028 50% ECP | 0 | 505 | 510 | 442 | Yes
2028-02-09 14:00 | 2028 50% ECP | 0 | 374 | 390 | 442 | Yes
2028-02-09 15:00 | 2028 50% ECP | 0 | 74 | 90 | 142 | Yes
2028-02-09 16:00 | 2028 50% ECP | 0 | -226 | -210 | -158 | Yes
2028-02-09 17:00 | 2028 50% ECP | 0 | -526 | -510 | -458 | No
2028-02-09 18:00 | 2028 50% ECP | 0 | -526 | -510 | -374.95 | No
2028-02-09 19:00 | 2028 50% ECP | 0 | -526 | -510 | -161.44 | No
2028-02-09 20:00 | 2028 50% ECP | 0 | -226 | -210 | 138.56 | No
2028-02-09 21:00 | 2028 50% ECP | 0 | 74 | 90 | 438.56 | No
2028-02-09 22:00 | 2028 50% ECP | 0 | 374 | 390 | 442 | Yes
2028-02-09 23:00 | 2028 50% ECP | 0 | 505 | 510 | 442 | Yes
2028-02-10 | 2028 50% ECP | 0 | 505 | 510 | 442 | Yes
2028-02-10 01:00 | 2028 50% ECP | 0 | 505 | 510 | 442 | Yes
2028-02-10 02:00 | 2028 50% ECP | 0 | 505 | 510 | 442 | Yes
2028-02-10 03:00 | 2028 50% ECP | 0 | 505 | 510 | 442 | Yes
2028-02-10 04:00 | 2028 50% ECP | 0 | 505 | 510 | 442 | Yes
2028-02-10 05:00 | 2028 50% ECP | 0 | 505 | 510 | 442 | Yes
2028-02-10 06:00 | 2028 50% ECP | 0 | 505 | 510 | 442 | Yes
2028-02-10 07:00 | 2028 50% ECP | 0 | 505 | 510 | 442 | Yes
2028-02-10 08:00 | 2028 50% ECP | 0 | 505 | 510 | 442 | Yes
2028-02-10 09:00 | 2028 50% ECP | 0 | 374 | 390 | 390 | Yes
2028-02-10 10:00 | 2028 50% ECP | 0 | 74 | 90 | 90 | Yes
2028-02-10 11:00 | 2028 50% ECP | 0 | -226 | -210 | -210 | No
2028-02-10 12:00 | 2028 50% ECP | 0 | -526 | -510 | -510 | No
2028-02-10 13:00 | 2028 50% ECP | 0 | -226 | -210 | -210 | Yes
2028-02-10 14:00 | 2028 50% ECP | 0 | 74 | 90 | 90 | Yes
2028-02-10 15:00 | 2028 50% ECP | 0 | 374 | 390 | 390 | Yes
2028-02-10 16:00 | 2028 50% ECP | 0 | 505 | 510 | 442 | Yes
2028-02-10 17:00 | 2028 50% ECP | 0 | 505 | 510 | 442 | Yes
2028-02-10 18:00 | 2028 50% ECP | 0 | 505 | 510 | 442 | Yes
2028-02-10 19:00 | 2028 50% ECP | 0 | 505 | 510 | 442 | Yes
2028-02-10 20:00 | 2028 50% ECP | 0 | 505 | 510 | 442 | Yes
2028-02-10 21:00 | 2028 50% ECP | 0 | 505 | 510 | 442 | Yes
2028-02-10 22:00 | 2028 50% ECP | 0 | 505 | 510 | 442 | Yes
2028-02-10 23:00 | 2028 50% ECP | 0 | 505 | 510 | 442 | Yes
2028-02-11 | 2028 50% ECP | 0 | 505 | 510 | 442 | Yes
2028-02-11 01:00 | 2028 50% ECP | 0 | 505 | 510 | 442 | Yes
2028-02-11 02:00 | 2028 50% ECP | 0 | 505 | 510 | 442 | Yes
2028-02-11 03:00 | 2028 50% ECP | 0 | 505 | 510 | 171.7 | Yes
2028-02-11 04:00 | 2028 50% ECP | 0 | 505 | 510 | 279.56 | Yes
2028-02-11 05:00 | 2028 50% ECP | 0 | 505 | 510 | 124.24 | Yes
2028-02-11 06:00 | 2028 50% ECP | 0 | 505 | 510 | 419.13 | Yes
2028-02-11 07:00 | 2028 50% ECP | 0 | 505 | 510 | 442 | Yes
2028-02-11 08:00 | 2028 50% ECP | 0 | 505 | 510 | 442 | Yes
2028-02-11 09:00 | 2028 50% ECP | 0 | 505 | 510 | 442 | Yes
2028-02-11 10:00 | 2028 50% ECP | 0 | 505 | 510 | 442 | Yes
2028-02-11 11:00 | 2028 50% ECP | 0 | 505 | 510 | 442 | Yes
2028-02-11 12:00 | 2028 50% ECP | 0 | 505 | 510 | 442 | Yes
2028-02-11 13:00 | 2028 50% ECP | 0 | 505 | 510 | 442 | Yes
2028-02-11 14:00 | 2028 50% ECP | 0 | 374 | 390 | 390 | Yes
2028-02-11 15:00 | 2028 50% ECP | 0 | 74 | 90 | 90 | Yes
2028-02-11 16:00 | 2028 50% ECP | 0 | -226 | -210 | -210 | Yes
2028-02-11 17:00 | 2028 50% ECP | 0 | -526 | -510 | -510 | No
2028-02-11 18:00 | 2028 50% ECP | 0 | -440.53 | -510 | -369.95 | No
2028-02-11 19:00 | 2028 50% ECP | 0 | -140.53 | -210 | -69.95 | No
2028-02-11 20:00 | 2028 50% ECP | 0 | 159.47 | 90 | 230.05 | No
2028-02-11 21:00 | 2028 50% ECP | 0 | 459.47 | 390 | 442 | No
2028-02-11 22:00 | 2028 50% ECP | 0 | 505 | 510 | 442 | Yes
2028-02-11 23:00 | 2028 50% ECP | 0 | 505 | 510 | 442 | Yes
2028-02-12 | 2028 50% ECP | 0 | 505 | 510 | 442 | No
2028-02-12 01:00 | 2028 50% ECP | 0 | 505 | 510 | 442 | No
2028-02-12 02:00 | 2028 50% ECP | 0 | 505 | 510 | 442 | No
2028-02-12 03:00 | 2028 50% ECP | 0 | 505 | 510 | 442 | No
2028-02-12 04:00 | 2028 50% ECP | 0 | 505 | 510 | 442 | No
2028-02-12 05:00 | 2028 50% ECP | 0 | 505 | 510 | 347.29 | No
2028-02-12 06:00 | 2028 50% ECP | 0 | 205 | 343.71 | 47.29 | No
2028-02-12 07:00 | 2028 50% ECP | 0 | 124.8 | 510 | 347.29 | No
2028-02-12 08:00 | 2028 50% ECP | 0 | 0 | 448.17 | 288.36 | No
2028-02-12 09:00 | 2028 50% ECP | 0 | 93.1 | 438.32 | 442 | No
2028-02-12 10:00 | 2028 50% ECP | 0 | 0 | 138.32 | 442 | No
2028-02-12 11:00 | 2028 50% ECP | 0 | 0 | 427.59 | 442 | No
2028-02-12 12:00 | 2028 50% ECP | 0 | 0 | 424.41 | 442 | No
2028-02-12 13:00 | 2028 50% ECP | 0 | 276.89 | 300 | 442 | No
2028-02-12 14:00 | 2028 50% ECP | 0 | 0 | 0 | 392.43 | No
2028-02-12 15:00 | 2028 50% ECP | 0 | 0 | -300 | 442 | No
2028-02-12 16:00 | 2028 50% ECP | 0 | 0 | -455.3 | 442 | No
2028-02-12 17:00 | 2028 50% ECP | 0 | 0 | -510 | 442 | No
2028-02-12 18:00 | 2028 50% ECP | 0 | 0 | -276.79 | 442 | No
2028-02-12 19:00 | 2028 50% ECP | 0 | 2.39 | 23.21 | 442 | No
2028-02-12 20:00 | 2028 50% ECP | 0 | -268.27 | -276.79 | 386.5 | No
2028-02-12 21:00 | 2028 50% ECP | 0 | 31.73 | 23.21 | 442 | Yes
2028-02-12 22:00 | 2028 50% ECP | 0 | 331.73 | 323.21 | 442 | Yes
2028-02-12 23:00 | 2028 50% ECP | 0 | 505 | 510 | 442 | Yes
2028-02-13 | 2028 50% ECP | 0 | 505 | 510 | 442 | Yes
2028-02-13 01:00 | 2028 50% ECP | 0 | 505 | 510 | 442 | Yes
2028-02-13 02:00 | 2028 50% ECP | 0 | 505 | 510 | 287 | No
2028-02-13 03:00 | 2028 50% ECP | 0 | 324.03 | 510 | -13 | No
2028-02-13 04:00 | 2028 50% ECP | 0 | 24.03 | 510 | -313 | No
2028-02-13 05:00 | 2028 50% ECP | 0 | 154.26 | 390 | -136.74 | No
2028-02-13 06:00 | 2028 50% ECP | 0 | 111.09 | 90 | -282.87 | No
2028-02-13 07:00 | 2028 50% ECP | 0 | -188.91 | -210 | -510 | No
2028-02-13 08:00 | 2028 50% ECP | 0 | -488.91 | -510 | -302.28 | No
2028-02-13 09:00 | 2028 50% ECP | 0 | -188.91 | -510 | -2.28 | No
2028-02-13 10:00 | 2028 50% ECP | 0 | 0 | -507.11 | 297.72 | No
2028-02-13 11:00 | 2028 50% ECP | 0 | 0 | -409.83 | 442 | No
2028-02-13 12:00 | 2028 50% ECP | 0 | 0 | -189.03 | 142 | No
2028-02-13 13:00 | 2028 50% ECP | 0 | 0 | -189.03 | 0 | No
2028-02-13 14:00 | 2028 50% ECP | 0 | 0 | 0 | 161.68 | No
2028-02-13 15:00 | 2028 50% ECP | 0 | 179.36 | 300 | 442 | No
2028-02-13 16:00 | 2028 50% ECP | 0 | 224.17 | 510 | 442 | No
2028-02-13 17:00 | 2028 50% ECP | 0 | 102.55 | 215.37 | 442 | No
2028-02-13 18:00 | 2028 50% ECP | 0 | 0 | -84.63 | 442 | No
2028-02-13 19:00 | 2028 50% ECP | 0 | 0 | -371.43 | 189.13 | No
2028-02-13 20:00 | 2028 50% ECP | 0 | 0 | -71.43 | 442 | No
2028-02-13 21:00 | 2028 50% ECP | 0 | 300 | 228.57 | 442 | No
2028-02-13 22:00 | 2028 50% ECP | 0 | 111.03 | 135.86 | 442 | No
2028-02-13 23:00 | 2028 50% ECP | 0 | 0 | -164.14 | 442 | No
2028-02-14 | 2028 50% ECP | 0 | 0 | -437.88 | 311.15 | No
2028-02-14 01:00 | 2028 50% ECP | 0 | -267.56 | -510 | 60.62 | No
2028-02-14 02:00 | 2028 50% ECP | 0 | 32.44 | -210 | 360.62 | Yes
2028-02-14 03:00 | 2028 50% ECP | 0 | 332.44 | 90 | 442 | Yes
2028-02-14 04:00 | 2028 50% ECP | 0 | 505 | 390 | 442 | Yes
2028-02-14 05:00 | 2028 50% ECP | 0 | 505 | 510 | 442 | Yes
2028-02-14 06:00 | 2028 50% ECP | 0 | 505 | 510 | 442 | Yes
2028-02-14 07:00 | 2028 50% ECP | 0 | 505 | 510 | 442 | Yes
2028-02-14 08:00 | 2028 50% ECP | 0 | 505 | 510 | 442 | Yes
2028-02-14 09:00 | 2028 50% ECP | 0 | 505 | 510 | 442 | Yes
2028-02-14 10:00 | 2028 50% ECP | 0 | 505 | 510 | 442 | Yes
2028-02-14 11:00 | 2028 50% ECP | 0 | 505 | 510 | 442 | Yes
2028-02-14 12:00 | 2028 50% ECP | 0 | 374 | 408.15 | 442 | Yes
2028-02-14 13:00 | 2028 50% ECP | 0 | 74 | 108.15 | 227.31 | Yes
2028-02-14 14:00 | 2028 50% ECP | 0 | -226 | -191.85 | -72.69 | Yes
2028-02-14 15:00 | 2028 50% ECP | 0 | -526 | -491.85 | -372.69 | No
2028-02-14 16:00 | 2028 50% ECP | 0 | -226 | -191.85 | -72.69 | No
2028-02-14 17:00 | 2028 50% ECP | 0 | 74 | 108.15 | 227.31 | No
2028-02-14 18:00 | 2028 50% ECP | 0 | -226 | -90 | 442 | No
2028-02-14 19:00 | 2028 50% ECP | 0 | 10.71 | 210 | 442 | No
2028-02-14 20:00 | 2028 50% ECP | 0 | 310.71 | 510 | 442 | No
2028-02-14 21:00 | 2028 50% ECP | 0 | 368.43 | 510 | 442 | No
2028-02-14 22:00 | 2028 50% ECP | 0 | 68.43 | 210 | 343.69 | No
2028-02-14 23:00 | 2028 50% ECP | 0 | -168.21 | -90 | 442 | No
2028-02-15 | 2028 50% ECP | 0 | 131.79 | 210 | 442 | Yes
2028-02-15 01:00 | 2028 50% ECP | 0 | 431.79 | 510 | 442 | Yes
2028-02-15 02:00 | 2028 50% ECP | 0 | 505 | 510 | 442 | Yes
2028-02-15 03:00 | 2028 50% ECP | 0 | 505 | 510 | 442 | Yes
2028-02-15 04:00 | 2028 50% ECP | 0 | 505 | 510 | 442 | Yes
2028-02-15 05:00 | 2028 50% ECP | 0 | 505 | 510 | 442 | Yes
2028-02-15 06:00 | 2028 50% ECP | 0 | 505 | 510 | 442 | Yes
2028-02-15 07:00 | 2028 50% ECP | 0 | 505 | 510 | 442 | Yes
2028-02-15 08:00 | 2028 50% ECP | 0 | 505 | 510 | 442 | Yes
2028-02-15 09:00 | 2028 50% ECP | 0 | 505 | 510 | 442 | Yes
2028-02-15 10:00 | 2028 50% ECP | 0 | 374 | 390 | 408.24 | Yes
2028-02-15 11:00 | 2028 50% ECP | 0 | 74 | 90 | 108.24 | Yes
2028-02-15 12:00 | 2028 50% ECP | 0 | -226 | -210 | -191.76 | Yes
2028-02-15 13:00 | 2028 50% ECP | 0 | -526 | -510 | -491.76 | Yes
2028-02-15 14:00 | 2028 50% ECP | 0 | -526 | -510 | -191.76 | No
2028-02-15 15:00 | 2028 50% ECP | 0 | -526 | -510 | -325.48 | Yes
2028-02-15 16:00 | 2028 50% ECP | 0 | -526 | -510 | -25.48 | No
2028-02-15 17:00 | 2028 50% ECP | 0 | -526 | -510 | 274.52 | No
2028-02-15 18:00 | 2028 50% ECP | 0 | -526 | -510 | 219.17 | No
2028-02-15 19:00 | 2028 50% ECP | 0 | -526 | -510 | 442 | No
2028-02-15 20:00 | 2028 50% ECP | 0 | -526 | -510 | 345.56 | No
2028-02-15 21:00 | 2028 50% ECP | 0 | -226 | -210 | 442 | No
2028-02-15 22:00 | 2028 50% ECP | 0 | 74 | 90 | 442 | Yes
2028-02-15 23:00 | 2028 50% ECP | 0 | 374 | 390 | 442 | Yes
2028-02-16 | 2028 50% ECP | 0 | 505 | 510 | 442 | Yes
2028-02-16 01:00 | 2028 50% ECP | 0 | 505 | 510 | 142 | Yes
2028-02-16 02:00 | 2028 50% ECP | 0 | 505 | 510 | 427.81 | Yes
2028-02-16 03:00 | 2028 50% ECP | 0 | 505 | 510 | 181.96 | Yes
2028-02-16 04:00 | 2028 50% ECP | 0 | 505 | 510 | -68 | Yes
2028-02-16 05:00 | 2028 50% ECP | 0 | 505 | 510 | 232 | Yes
2028-02-16 06:00 | 2028 50% ECP | 0 | 505 | 510 | 442 | Yes
2028-02-16 07:00 | 2028 50% ECP | 0 | 505 | 510 | 442 | Yes
2028-02-16 08:00 | 2028 50% ECP | 0 | 505 | 510 | 442 | Yes
2028-02-16 09:00 | 2028 50% ECP | 0 | 505 | 510 | 442 | Yes
2028-02-16 10:00 | 2028 50% ECP | 0 | 505 | 510 | 442 | Yes
2028-02-16 11:00 | 2028 50% ECP | 0 | 505 | 510 | 442 | Yes
2028-02-16 12:00 | 2028 50% ECP | 0 | 505 | 510 | 442 | Yes
2028-02-16 13:00 | 2028 50% ECP | 0 | 505 | 510 | 442 | Yes
2028-02-16 14:00 | 2028 50% ECP | 0 | 505 | 510 | 442 | Yes
2028-02-16 15:00 | 2028 50% ECP | 0 | 374 | 390 | 390 | Yes
2028-02-16 16:00 | 2028 50% ECP | 0 | 74 | 90 | 90 | Yes
2028-02-16 17:00 | 2028 50% ECP | 0 | -226 | -210 | -210 | Yes
2028-02-16 18:00 | 2028 50% ECP | 0 | -526 | -510 | -510 | No
2028-02-16 19:00 | 2028 50% ECP | 0 | -226 | -210 | -210 | No
2028-02-16 20:00 | 2028 50% ECP | 0 | 74 | 90 | 90 | Yes
2028-02-16 21:00 | 2028 50% ECP | 0 | 374 | 390 | 390 | Yes
2028-02-16 22:00 | 2028 50% ECP | 0 | 505 | 510 | 404.42 | Yes
2028-02-16 23:00 | 2028 50% ECP | 0 | 505 | 510 | 263.15 | Yes
2028-02-17 | 2028 50% ECP | 0 | 505 | 510 | 110.79 | Yes
2028-02-17 01:00 | 2028 50% ECP | 0 | 505 | 510 | 271.53 | Yes
2028-02-17 02:00 | 2028 50% ECP | 0 | 505 | 510 | 365.84 | Yes
2028-02-17 03:00 | 2028 50% ECP | 0 | 505 | 510 | 94.76 | Yes
2028-02-17 04:00 | 2028 50% ECP | 0 | 505 | 510 | 394.76 | Yes
2028-02-17 05:00 | 2028 50% ECP | 0 | 505 | 510 | 442 | Yes
2028-02-17 06:00 | 2028 50% ECP | 0 | 505 | 510 | 442 | Yes
2028-02-17 07:00 | 2028 50% ECP | 0 | 505 | 510 | 442 | Yes
2028-02-17 08:00 | 2028 50% ECP | 0 | 205 | 364.26 | 442 | Yes
2028-02-17 09:00 | 2028 50% ECP | 0 | 505 | 510 | 442 | Yes
2028-02-17 10:00 | 2028 50% ECP | 0 | 505 | 510 | 442 | Yes
2028-02-17 11:00 | 2028 50% ECP | 0 | 505 | 510 | 442 | Yes
2028-02-17 12:00 | 2028 50% ECP | 0 | 505 | 510 | 442 | Yes
2028-02-17 13:00 | 2028 50% ECP | 0 | 505 | 510 | 442 | Yes
2028-02-17 14:00 | 2028 50% ECP | 0 | 505 | 510 | 442 | Yes
2028-02-17 15:00 | 2028 50% ECP | 0 | 505 | 427.98 | 442 | Yes
2028-02-17 16:00 | 2028 50% ECP | 0 | 300 | 127.98 | 442 | Yes
2028-02-17 17:00 | 2028 50% ECP | 0 | 0 | -172.02 | 300 | Yes
2028-02-17 18:00 | 2028 50% ECP | 0 | -300 | -472.02 | 0 | No
2028-02-17 19:00 | 2028 50% ECP | 0 | 0 | -172.02 | 45.76 | No
2028-02-17 20:00 | 2028 50% ECP | 0 | 25.46 | 127.98 | 142 | No
2028-02-17 21:00 | 2028 50% ECP | 0 | 325.46 | 427.98 | 442 | No
2028-02-17 22:00 | 2028 50% ECP | 0 | 505 | 510 | 442 | Yes
2028-02-17 23:00 | 2028 50% ECP | 0 | 505 | 510 | 360.87 | Yes
2028-02-18 | 2028 50% ECP | 0 | 505 | 510 | 442 | Yes
2028-02-18 01:00 | 2028 50% ECP | 0 | 505 | 510 | 442 | Yes
2028-02-18 02:00 | 2028 50% ECP | 0 | 505 | 510 | 442 | Yes
2028-02-18 03:00 | 2028 50% ECP | 0 | 505 | 510 | 442 | Yes
2028-02-18 04:00 | 2028 50% ECP | 0 | 505 | 510 | 442 | Yes
2028-02-18 05:00 | 2028 50% ECP | 0 | 505 | 510 | 442 | Yes
2028-02-18 06:00 | 2028 50% ECP | 0 | 505 | 510 | 442 | Yes
2028-02-18 07:00 | 2028 50% ECP | 0 | 445.57 | 390 | 442 | Yes
2028-02-18 08:00 | 2028 50% ECP | 0 | 145.57 | 90 | 442 | Yes
2028-02-18 09:00 | 2028 50% ECP | 0 | -154.43 | -210 | 397.3 | Yes
2028-02-18 10:00 | 2028 50% ECP | 0 | -454.43 | -510 | 97.3 | No
2028-02-18 11:00 | 2028 50% ECP | 0 | -154.43 | -210 | 397.3 | Yes
2028-02-18 12:00 | 2028 50% ECP | 0 | 145.57 | 90 | 442 | Yes
2028-02-18 13:00 | 2028 50% ECP | 0 | 445.57 | 390 | 442 | Yes
2028-02-18 14:00 | 2028 50% ECP | 0 | 300 | 210 | 192.82 | Yes
2028-02-18 15:00 | 2028 50% ECP | 0 | 0 | -90 | -107.18 | Yes
2028-02-18 16:00 | 2028 50% ECP | 0 | -300 | -390 | -407.18 | No
2028-02-18 17:00 | 2028 50% ECP | 0 | 0 | -90 | -107.18 | No
2028-02-18 18:00 | 2028 50% ECP | 0 | 0 | 210 | 144.87 | No
2028-02-18 19:00 | 2028 50% ECP | 0 | 0 | 510 | 442 | No
2028-02-18 20:00 | 2028 50% ECP | 0 | 205 | 510 | 442 | No
2028-02-18 21:00 | 2028 50% ECP | 0 | 505 | 510 | 442 | No
2028-02-18 22:00 | 2028 50% ECP | 0 | 505 | 510 | 442 | No
2028-02-18 23:00 | 2028 50% ECP | 0 | 505 | 510 | 442 | No
2028-02-19 | 2028 50% ECP | 0 | 505 | 510 | 442 | No
2028-02-19 01:00 | 2028 50% ECP | 0 | 505 | 510 | 442 | No
2028-02-19 02:00 | 2028 50% ECP | 0 | 505 | 510 | 442 | No
2028-02-19 03:00 | 2028 50% ECP | 0 | 205 | 510 | 442 | No
2028-02-19 04:00 | 2028 50% ECP | 0 | 0 | 510 | 442 | No
2028-02-19 05:00 | 2028 50% ECP | 0 | 0 | 300 | 257.41 | No
2028-02-19 06:00 | 2028 50% ECP | 0 | 0 | 0 | 253.32 | No
2028-02-19 07:00 | 2028 50% ECP | 0 | -277.87 | -300 | 139.11 | No
2028-02-19 08:00 | 2028 50% ECP | 0 | -526 | -510 | 377.76 | No
2028-02-19 09:00 | 2028 50% ECP | 0 | -526 | -510 | 352.3 | No
2028-02-19 10:00 | 2028 50% ECP | 0 | -226 | -210 | 442 | Yes
2028-02-19 11:00 | 2028 50% ECP | 0 | 74 | 90 | 442 | Yes
2028-02-19 12:00 | 2028 50% ECP | 0 | 374 | 390 | 442 | Yes
2028-02-19 13:00 | 2028 50% ECP | 0 | 505 | 510 | 442 | Yes
2028-02-19 14:00 | 2028 50% ECP | 0 | 374 | 390 | 442 | Yes
2028-02-19 15:00 | 2028 50% ECP | 0 | 74 | 90 | 442 | Yes
2028-02-19 16:00 | 2028 50% ECP | 0 | -226 | -210 | 252.94 | Yes
2028-02-19 17:00 | 2028 50% ECP | 0 | -526 | -510 | -47.06 | Yes
2028-02-19 18:00 | 2028 50% ECP | 0 | -526 | -510 | -29.92 | No
2028-02-19 19:00 | 2028 50% ECP | 0 | -526 | -510 | 0 | No
2028-02-19 20:00 | 2028 50% ECP | 0 | -526 | -510 | 142 | No
2028-02-19 21:00 | 2028 50% ECP | 0 | -226 | -210 | 442 | No
2028-02-19 22:00 | 2028 50% ECP | 0 | 74 | 90 | 442 | Yes
2028-02-19 23:00 | 2028 50% ECP | 0 | 374 | 390 | 442 | Yes
2028-02-20 | 2028 50% ECP | 0 | 505 | 510 | 442 | Yes
2028-02-20 01:00 | 2028 50% ECP | 0 | 505 | 510 | 442 | Yes
2028-02-20 02:00 | 2028 50% ECP | 0 | 505 | 510 | 442 | Yes
2028-02-20 03:00 | 2028 50% ECP | 0 | 505 | 510 | 442 | No
2028-02-20 04:00 | 2028 50% ECP | 0 | 374 | 390 | 442 | Yes
2028-02-20 05:00 | 2028 50% ECP | 0 | 74 | 90 | 420.82 | Yes
2028-02-20 06:00 | 2028 50% ECP | 0 | -226 | -210 | 120.82 | Yes
2028-02-20 07:00 | 2028 50% ECP | 0 | -526 | -510 | -179.18 | No
2028-02-20 08:00 | 2028 50% ECP | 0 | -526 | -510 | -479.18 | No
2028-02-20 09:00 | 2028 50% ECP | 0 | -526 | -510 | -510 | No
2028-02-20 10:00 | 2028 50% ECP | 0 | -526 | -510 | -215.07 | Yes
2028-02-20 11:00 | 2028 50% ECP | 0 | -226 | -210 | 84.93 | Yes
2028-02-20 12:00 | 2028 50% ECP | 0 | 74 | 90 | 384.93 | Yes
2028-02-20 13:00 | 2028 50% ECP | 0 | 74 | 90 | 294.7 | Yes
2028-02-20 14:00 | 2028 50% ECP | 0 | -226 | -210 | -5.3 | Yes
2028-02-20 15:00 | 2028 50% ECP | 0 | -526 | -510 | -305.3 | Yes
2028-02-20 16:00 | 2028 50% ECP | 0 | -226 | -210 | -178.68 | Yes
2028-02-20 17:00 | 2028 50% ECP | 0 | -526 | -510 | -478.68 | No
2028-02-20 18:00 | 2028 50% ECP | 0 | -526 | -510 | -178.68 | No
2028-02-20 19:00 | 2028 50% ECP | 0 | -526 | -510 | -94.1 | No
2028-02-20 20:00 | 2028 50% ECP | 0 | -526 | -510 | -7.91 | No
2028-02-20 21:00 | 2028 50% ECP | 0 | -526 | -510 | -148.4 | No
2028-02-20 22:00 | 2028 50% ECP | 0 | -526 | -510 | -307.25 | No
2028-02-20 23:00 | 2028 50% ECP | 0 | -226 | -210 | -7.25 | Yes
2028-02-21 | 2028 50% ECP | 0 | 74 | 90 | 292.75 | Yes
2028-02-21 01:00 | 2028 50% ECP | 0 | 374 | 390 | 442 | Yes
2028-02-21 02:00 | 2028 50% ECP | 0 | 505 | 510 | 442 | Yes
2028-02-21 03:00 | 2028 50% ECP | 0 | 505 | 510 | 366.61 | Yes
2028-02-21 04:00 | 2028 50% ECP | 0 | 505 | 510 | 66.61 | Yes
2028-02-21 05:00 | 2028 50% ECP | 0 | 505 | 510 | 366.61 | Yes
2028-02-21 06:00 | 2028 50% ECP | 0 | 505 | 510 | 442 | Yes
2028-02-21 07:00 | 2028 50% ECP | 0 | 505 | 510 | 442 | Yes
2028-02-21 08:00 | 2028 50% ECP | 0 | 505 | 510 | 442 | Yes
2028-02-21 09:00 | 2028 50% ECP | 0 | 505 | 510 | 442 | Yes
2028-02-21 10:00 | 2028 50% ECP | 0 | 505 | 510 | 442 | Yes
2028-02-21 11:00 | 2028 50% ECP | 0 | 505 | 510 | 442 | Yes
2028-02-21 12:00 | 2028 50% ECP | 0 | 505 | 510 | 442 | Yes
2028-02-21 13:00 | 2028 50% ECP | 0 | 505 | 510 | 442 | Yes
2028-02-21 14:00 | 2028 50% ECP | 0 | 374 | 390 | 442 | Yes
2028-02-21 15:00 | 2028 50% ECP | 0 | 74 | 90 | 222.05 | Yes
2028-02-21 16:00 | 2028 50% ECP | 0 | -226 | -210 | -77.95 | Yes
2028-02-21 17:00 | 2028 50% ECP | 0 | -526 | -510 | -377.95 | No
2028-02-21 18:00 | 2028 50% ECP | 0 | -526 | -510 | -510 | No
2028-02-21 19:00 | 2028 50% ECP | 0 | -526 | -510 | -303.9 | No
2028-02-21 20:00 | 2028 50% ECP | 0 | -226 | -210 | -3.9 | No
2028-02-21 21:00 | 2028 50% ECP | 0 | 74 | 90 | 296.1 | Yes
2028-02-21 22:00 | 2028 50% ECP | 0 | 374 | 390 | 390.31 | Yes
2028-02-21 23:00 | 2028 50% ECP | 0 | 505 | 510 | 239.33 | Yes
2028-02-22 | 2028 50% ECP | 0 | 505 | 510 | 66.42 | Yes
2028-02-22 01:00 | 2028 50% ECP | 0 | 505 | 510 | 362.37 | Yes
2028-02-22 02:00 | 2028 50% ECP | 0 | 505 | 510 | 291.72 | Yes
2028-02-22 03:00 | 2028 50% ECP | 0 | 505 | 510 | 157.03 | Yes
2028-02-22 04:00 | 2028 50% ECP | 0 | 505 | 510 | 0 | Yes
2028-02-22 05:00 | 2028 50% ECP | 0 | 374 | 390 | 0 | Yes
2028-02-22 06:00 | 2028 50% ECP | 0 | 74 | 90 | 90 | Yes
2028-02-22 07:00 | 2028 50% ECP | 0 | -226 | -210 | -210 | Yes
2028-02-22 08:00 | 2028 50% ECP | 0 | -526 | -510 | -510 | No
2028-02-22 09:00 | 2028 50% ECP | 0 | -283.59 | -510 | -510 | Yes
2028-02-22 10:00 | 2028 50% ECP | 0 | 16.41 | -210 | -210 | Yes
2028-02-22 11:00 | 2028 50% ECP | 0 | 74 | 90 | 90 | Yes
2028-02-22 12:00 | 2028 50% ECP | 0 | -226 | -210 | -210 | Yes
2028-02-22 13:00 | 2028 50% ECP | 0 | -526 | -510 | -510 | No
2028-02-22 14:00 | 2028 50% ECP | 0 | -526 | -510 | -510 | No
2028-02-22 15:00 | 2028 50% ECP | 0 | -226 | -359.43 | -210 | No
2028-02-22 16:00 | 2028 50% ECP | 0 | 0 | -171.41 | 0 | No
2028-02-22 17:00 | 2028 50% ECP | 0 | 0 | -90 | -141.07 | No
2028-02-22 18:00 | 2028 50% ECP | 0 | 0 | 210 | 22.07 | No
2028-02-22 19:00 | 2028 50% ECP | 0 | 212.95 | 510 | 322.07 | No
2028-02-22 20:00 | 2028 50% ECP | 0 | 71.11 | 510 | 442 | No
2028-02-22 21:00 | 2028 50% ECP | 0 | 71.11 | 510 | 442 | No
2028-02-22 22:00 | 2028 50% ECP | 0 | 371.11 | 510 | 442 | No
2028-02-22 23:00 | 2028 50% ECP | 0 | 147.5 | 510 | 442 | No
2028-02-23 | 2028 50% ECP | 0 | 427.28 | 510 | 442 | No
2028-02-23 01:00 | 2028 50% ECP | 0 | 166.73 | 510 | 442 | No
2028-02-23 02:00 | 2028 50% ECP | 0 | 0 | 510 | 442 | No
2028-02-23 03:00 | 2028 50% ECP | 0 | 0 | 510 | 442 | No
2028-02-23 04:00 | 2028 50% ECP | 0 | 0 | 510 | 442 | No
2028-02-23 05:00 | 2028 50% ECP | 0 | 0 | 510 | 442 | No
2028-02-23 06:00 | 2028 50% ECP | 0 | 0 | 510 | 442 | No
2028-02-23 07:00 | 2028 50% ECP | 0 | 0 | 510 | 442 | No
2028-02-23 08:00 | 2028 50% ECP | 0 | 0 | 510 | 327.35 | No
2028-02-23 09:00 | 2028 50% ECP | 0 | 0 | 510 | 252.88 | No
2028-02-23 10:00 | 2028 50% ECP | 0 | 69.34 | 510 | 442 | No
2028-02-23 11:00 | 2028 50% ECP | 0 | 0 | 510 | 315.7 | No
2028-02-23 12:00 | 2028 50% ECP | 0 | 0 | 510 | 15.7 | No
2028-02-23 13:00 | 2028 50% ECP | 0 | 0 | 510 | 15.7 | No
2028-02-23 14:00 | 2028 50% ECP | 0 | 0 | 510 | -40.04 | No
2028-02-23 15:00 | 2028 50% ECP | 0 | 300 | 316.56 | -340.04 | No
2028-02-23 16:00 | 2028 50% ECP | 0 | 0 | 16.56 | -375.55 | No
2028-02-23 17:00 | 2028 50% ECP | 0 | -300 | -283.44 | -510 | No
2028-02-23 18:00 | 2028 50% ECP | 0 | -526 | -510 | -510 | No
2028-02-23 19:00 | 2028 50% ECP | 0 | -526 | -510 | -510 | No
2028-02-23 20:00 | 2028 50% ECP | 0 | -526 | -510 | -510 | No
2028-02-23 21:00 | 2028 50% ECP | 0 | -300 | -462.04 | -210 | No
2028-02-23 22:00 | 2028 50% ECP | 0 | 0 | -162.04 | 90 | No
2028-02-23 23:00 | 2028 50% ECP | 0 | 2.62 | 137.96 | 390 | No
2028-02-24 | 2028 50% ECP | 0 | 0 | 8 | 442 | No
2028-02-24 01:00 | 2028 50% ECP | 0 | -194.62 | -292 | 142 | No
2028-02-24 02:00 | 2028 50% ECP | 0 | 105.38 | 8 | 442 | Yes
2028-02-24 03:00 | 2028 50% ECP | 0 | 405.38 | 308 | 442 | Yes
2028-02-24 04:00 | 2028 50% ECP | 0 | 374 | 390 | 390 | Yes
2028-02-24 05:00 | 2028 50% ECP | 0 | 74 | 90 | 90 | Yes
2028-02-24 06:00 | 2028 50% ECP | 0 | -226 | -210 | -210 | Yes
2028-02-24 07:00 | 2028 50% ECP | 0 | -526 | -510 | -510 | No
2028-02-24 08:00 | 2028 50% ECP | 0 | -226 | -210 | -210 | Yes
2028-02-24 09:00 | 2028 50% ECP | 0 | -226 | -303.75 | 90 | No
2028-02-24 10:00 | 2028 50% ECP | 0 | -526 | -510 | 390 | No
2028-02-24 11:00 | 2028 50% ECP | 0 | -226 | -210 | 442 | Yes
2028-02-24 12:00 | 2028 50% ECP | 0 | 74 | 90 | 442 | Yes
2028-02-24 13:00 | 2028 50% ECP | 0 | -226 | -210 | 442 | Yes
2028-02-24 14:00 | 2028 50% ECP | 0 | -526 | -510 | 142 | Yes
2028-02-24 15:00 | 2028 50% ECP | 0 | -526 | -510 | -158 | No
2028-02-24 16:00 | 2028 50% ECP | 0 | -306.96 | -390 | -458 | No
2028-02-24 17:00 | 2028 50% ECP | 0 | -68.23 | -90 | -158 | No
2028-02-24 18:00 | 2028 50% ECP | 0 | 231.77 | 210 | 142 | No
2028-02-24 19:00 | 2028 50% ECP | 0 | 505 | 510 | 442 | No
2028-02-24 20:00 | 2028 50% ECP | 0 | 505 | 510 | 442 | No
2028-02-24 21:00 | 2028 50% ECP | 0 | 505 | 510 | 442 | No
2028-02-24 22:00 | 2028 50% ECP | 0 | 505 | 510 | 442 | No
2028-02-24 23:00 | 2028 50% ECP | 0 | 505 | 510 | 442 | No
2028-02-25 | 2028 50% ECP | 0 | 351.61 | 510 | 442 | No
2028-02-25 01:00 | 2028 50% ECP | 0 | 96.25 | 510 | 442 | No
2028-02-25 02:00 | 2028 50% ECP | 0 | 0 | 510 | 183.74 | No
2028-02-25 03:00 | 2028 50% ECP | 0 | 11.8 | 510 | 225.44 | No
2028-02-25 04:00 | 2028 50% ECP | 0 | 311.8 | 510 | 442 | No
2028-02-25 05:00 | 2028 50% ECP | 0 | 11.8 | 510 | 197.54 | No
2028-02-25 06:00 | 2028 50% ECP | 0 | 311.8 | 510 | 442 | No
2028-02-25 07:00 | 2028 50% ECP | 0 | 205 | 296.13 | 142 | No
2028-02-25 08:00 | 2028 50% ECP | 0 | 505 | 510 | 442 | No
2028-02-25 09:00 | 2028 50% ECP | 0 | 300 | 488.66 | 442 | No
2028-02-25 10:00 | 2028 50% ECP | 0 | 0 | 188.66 | 436.43 | No
2028-02-25 11:00 | 2028 50% ECP | 0 | -300 | -111.34 | 442 | No
2028-02-25 12:00 | 2028 50% ECP | 0 | -400.78 | -411.34 | 442 | No
2028-02-25 13:00 | 2028 50% ECP | 0 | -111.95 | -510 | 391.91 | No
2028-02-25 14:00 | 2028 50% ECP | 0 | 0 | -287.41 | 391.91 | No
2028-02-25 15:00 | 2028 50% ECP | 0 | 300 | 12.59 | 442 | No
2028-02-25 16:00 | 2028 50% ECP | 0 | 0 | -287.41 | 442 | No
2028-02-25 17:00 | 2028 50% ECP | 0 | 0 | 12.59 | 243.48 | No
2028-02-25 18:00 | 2028 50% ECP | 0 | 74.54 | 312.59 | 442 | No
2028-02-25 19:00 | 2028 50% ECP | 0 | 34.98 | 510 | 442 | No
2028-02-25 20:00 | 2028 50% ECP | 0 | 195.4 | 493.63 | 442 | No
2028-02-25 21:00 | 2028 50% ECP | 0 | 0 | 193.63 | 442 | No
2028-02-25 22:00 | 2028 50% ECP | 0 | -172.89 | -106.37 | 442 | No
2028-02-25 23:00 | 2028 50% ECP | 0 | -226 | -282.5 | 258.22 | No
2028-02-26 | 2028 50% ECP | 0 | 0 | -299.04 | 0 | No
2028-02-26 01:00 | 2028 50% ECP | 0 | 0 | 0 | 0 | No
2028-02-26 02:00 | 2028 50% ECP | 0 | 300 | 300 | 300 | No
2028-02-26 03:00 | 2028 50% ECP | 0 | 0 | 0 | 0 | No
2028-02-26 04:00 | 2028 50% ECP | 0 | 0 | 0 | 0 | No
2028-02-26 05:00 | 2028 50% ECP | 0 | 0 | -300 | 0 | No
2028-02-26 06:00 | 2028 50% ECP | 0 | 0 | -13.71 | 0 | No
2028-02-26 07:00 | 2028 50% ECP | 0 | 110.34 | 210 | 142 | No
2028-02-26 08:00 | 2028 50% ECP | 0 | 410.34 | 510 | 442 | No
2028-02-26 09:00 | 2028 50% ECP | 0 | 110.34 | 300 | 373.63 | No
2028-02-26 10:00 | 2028 50% ECP | 0 | 0 | 0 | 100.71 | No
2028-02-26 11:00 | 2028 50% ECP | 0 | 0 | -291.3 | 59.95 | No
2028-02-26 12:00 | 2028 50% ECP | 0 | 0 | -462.75 | 0 | No
2028-02-26 13:00 | 2028 50% ECP | 0 | 0 | -263.87 | 0 | No
2028-02-26 14:00 | 2028 50% ECP | 0 | 0 | -263.87 | 0 | No
2028-02-26 15:00 | 2028 50% ECP | 0 | 0 | 0 | -25.64 | No
2028-02-26 16:00 | 2028 50% ECP | 0 | 44.18 | 300 | 176.39 | No
2028-02-26 17:00 | 2028 50% ECP | 0 | 300 | 153.74 | 268.8 | No
2028-02-26 18:00 | 2028 50% ECP | 0 | 0 | -146.26 | -31.2 | No
2028-02-26 19:00 | 2028 50% ECP | 0 | -73.27 | -90 | -158 | No
2028-02-26 20:00 | 2028 50% ECP | 0 | 226.73 | 210 | 142 | No
2028-02-26 21:00 | 2028 50% ECP | 0 | 505 | 510 | 442 | No
2028-02-26 22:00 | 2028 50% ECP | 0 | 505 | 510 | 442 | No
2028-02-26 23:00 | 2028 50% ECP | 0 | 415.55 | 510 | 412.6 | No
2028-02-27 | 2028 50% ECP | 0 | 203.35 | 510 | 350.89 | No
2028-02-27 01:00 | 2028 50% ECP | 0 | 491.63 | 510 | 282.43 | No
2028-02-27 02:00 | 2028 50% ECP | 0 | 290.14 | 510 | 216.64 | No
2028-02-27 03:00 | 2028 50% ECP | 0 | 106.05 | 510 | 173.74 | No
2028-02-27 04:00 | 2028 50% ECP | 0 | 69.14 | 418.36 | -126.26 | No
2028-02-27 05:00 | 2028 50% ECP | 0 | 0 | 118.36 | 0 | No
2028-02-27 06:00 | 2028 50% ECP | 0 | 0 | 254.99 | 0 | No
2028-02-27 07:00 | 2028 50% ECP | 0 | 0 | 437.44 | 61.77 | No
2028-02-27 08:00 | 2028 50% ECP | 0 | 0 | 274.77 | 361.77 | No
2028-02-27 09:00 | 2028 50% ECP | 0 | 0 | -25.23 | 146.77 | No
2028-02-27 10:00 | 2028 50% ECP | 0 | 0 | -325.23 | 0 | No
2028-02-27 11:00 | 2028 50% ECP | 0 | 0 | -510 | 119.82 | No
2028-02-27 12:00 | 2028 50% ECP | 0 | -173.99 | -510 | -106.55 | No
2028-02-27 13:00 | 2028 50% ECP | 0 | 0 | -510 | -406.55 | No
2028-02-27 14:00 | 2028 50% ECP | 0 | 0 | -510 | -363.38 | No
2028-02-27 15:00 | 2028 50% ECP | 0 | 0 | -510 | -63.38 | No
2028-02-27 16:00 | 2028 50% ECP | 0 | 0 | -312.34 | 0 | No
2028-02-27 17:00 | 2028 50% ECP | 0 | 0 | -201.69 | 0 | No
2028-02-27 18:00 | 2028 50% ECP | 0 | -300 | -501.69 | -300 | No
2028-02-27 19:00 | 2028 50% ECP | 0 | -526 | -510 | -510 | No
2028-02-27 20:00 | 2028 50% ECP | 0 | -300 | -300 | -300 | No
2028-02-27 21:00 | 2028 50% ECP | 0 | 0 | 0 | 0 | No
2028-02-27 22:00 | 2028 50% ECP | 0 | 0 | 0 | 105.53 | No
2028-02-27 23:00 | 2028 50% ECP | 0 | -207.61 | -300 | 102.05 | No
2028-02-28 | 2028 50% ECP | 0 | 0 | -126.3 | 304.35 | No
2028-02-28 01:00 | 2028 50% ECP | 0 | 89.22 | 173.7 | 442 | No
2028-02-28 02:00 | 2028 50% ECP | 0 | 0 | -126.3 | 419.74 | No
2028-02-28 03:00 | 2028 50% ECP | 0 | 0 | 173.7 | 395.81 | No
2028-02-28 04:00 | 2028 50% ECP | 0 | 253.99 | 23.02 | 442 | No
2028-02-28 05:00 | 2028 50% ECP | 0 | 0 | -276.98 | 335.62 | No
2028-02-28 06:00 | 2028 50% ECP | 0 | 0 | 0 | 63.28 | No
2028-02-28 07:00 | 2028 50% ECP | 0 | 300 | 300 | 363.28 | No
2028-02-28 08:00 | 2028 50% ECP | 0 | 0 | 0 | 63.28 | No
2028-02-28 09:00 | 2028 50% ECP | 0 | -204.31 | -300 | -236.72 | No
2028-02-28 10:00 | 2028 50% ECP | 0 | 0 | -454.73 | 0 | No
2028-02-28 11:00 | 2028 50% ECP | 0 | 0 | -417.65 | -24.44 | No
2028-02-28 12:00 | 2028 50% ECP | 0 | 0 | -117.65 | 254.58 | No
2028-02-28 13:00 | 2028 50% ECP | 0 | -300 | -209.82 | 442 | No
2028-02-28 14:00 | 2028 50% ECP | 0 | 0 | 90.18 | 442 | No
2028-02-28 15:00 | 2028 50% ECP | 0 | 300 | 390.18 | 442 | No
2028-02-28 16:00 | 2028 50% ECP | 0 | 505 | 510 | 442 | No
2028-02-28 17:00 | 2028 50% ECP | 0 | 505 | 510 | 442 | No
2028-02-28 18:00 | 2028 50% ECP | 0 | 505 | 510 | 442 | No
2028-02-28 19:00 | 2028 50% ECP | 0 | 424.15 | 510 | 442 | No
2028-02-28 20:00 | 2028 50% ECP | 0 | 505 | 510 | 442 | No
2028-02-28 21:00 | 2028 50% ECP | 0 | 300 | 474.45 | 442 | No
2028-02-28 22:00 | 2028 50% ECP | 0 | 0 | 174.45 | 142 | No
2028-02-28 23:00 | 2028 50% ECP | 0 | 300 | 474.45 | 442 | Yes
2028-02-29 | 2028 50% ECP | 0 | 505 | 510 | 442 | Yes
2028-02-29 01:00 | 2028 50% ECP | 0 | 417.19 | 510 | 442 | Yes
2028-02-29 02:00 | 2028 50% ECP | 0 | 117.19 | 210 | 142 | Yes
2028-02-29 03:00 | 2028 50% ECP | 0 | -95.51 | -90 | -146.3 | Yes
2028-02-29 04:00 | 2028 50% ECP | 0 | -226 | -210 | 153.7 | Yes
2028-02-29 05:00 | 2028 50% ECP | 0 | -526 | -510 | -146.3 | No
2028-02-29 06:00 | 2028 50% ECP | 0 | -526 | -510 | -183.99 | No
2028-02-29 07:00 | 2028 50% ECP | 0 | -526 | -510 | -21.87 | No
2028-02-29 08:00 | 2028 50% ECP | 0 | -526 | -510 | -321.87 | No
2028-02-29 09:00 | 2028 50% ECP | 0 | -526 | -510 | -159.38 | Yes
2028-02-29 10:00 | 2028 50% ECP | 0 | -226 | -210 | 140.62 | Yes
2028-02-29 11:00 | 2028 50% ECP | 0 | 74 | 90 | 440.62 | Yes
2028-02-29 12:00 | 2028 50% ECP | 0 | 374 | 390 | 442 | Yes
2028-02-29 13:00 | 2028 50% ECP | 0 | 374 | 308.31 | 434.44 | Yes
2028-02-29 14:00 | 2028 50% ECP | 0 | 74 | 8.31 | 134.44 | Yes
2028-02-29 15:00 | 2028 50% ECP | 0 | -226 | -291.69 | -165.56 | Yes
2028-02-29 16:00 | 2028 50% ECP | 0 | -526 | -510 | -465.56 | No
2028-02-29 17:00 | 2028 50% ECP | 0 | -526 | -510 | -465.64 | No
2028-02-29 18:00 | 2028 50% ECP | 0 | -526 | -510 | -475.88 | No
2028-02-29 19:00 | 2028 50% ECP | 0 | -526 | -510 | -510 | No
2028-02-29 20:00 | 2028 50% ECP | 0 | -526 | -510 | -453.14 | No
2028-02-29 21:00 | 2028 50% ECP | 0 | -226 | -210 | -153.14 | Yes
2028-02-29 22:00 | 2028 50% ECP | 0 | 74 | 90 | 146.86 | Yes
2028-02-29 23:00 | 2028 50% ECP | 0 | 374 | 390 | 232.39 | Yes
2028-03-01 | 2028 50% ECP | 0 | 505 | 510 | 220.2 | Yes
2028-03-01 01:00 | 2028 50% ECP | 0 | 505 | 510 | 128.65 | Yes
2028-03-01 02:00 | 2028 50% ECP | 0 | 505 | 510 | 180.19 | Yes
2028-03-01 03:00 | 2028 50% ECP | 0 | 505 | 510 | 101.66 | Yes
2028-03-01 04:00 | 2028 50% ECP | 0 | 505 | 510 | 197.51 | Yes
2028-03-01 05:00 | 2028 50% ECP | 0 | 374 | 390 | 390 | Yes
2028-03-01 06:00 | 2028 50% ECP | 0 | 74 | 90 | 90 | Yes
2028-03-01 07:00 | 2028 50% ECP | 0 | -226 | -210 | -210 | Yes
2028-03-01 08:00 | 2028 50% ECP | 0 | -526 | -510 | -510 | No
2028-03-01 09:00 | 2028 50% ECP | 0 | -226 | -210 | -210 | Yes
2028-03-01 10:00 | 2028 50% ECP | 0 | 74 | 90 | 90 | Yes
2028-03-01 11:00 | 2028 50% ECP | 0 | 374 | 390 | 390 | Yes
2028-03-01 12:00 | 2028 50% ECP | 0 | 74 | 90 | 424.6 | Yes
2028-03-01 13:00 | 2028 50% ECP | 0 | -226 | -210 | 124.6 | Yes
2028-03-01 14:00 | 2028 50% ECP | 0 | -526 | -510 | -47.34 | No
2028-03-01 15:00 | 2028 50% ECP | 0 | -226 | -210 | 195.89 | No
2028-03-01 16:00 | 2028 50% ECP | 0 | 74 | 90 | 186.2 | No
2028-03-01 17:00 | 2028 50% ECP | 0 | 374 | 390 | 442 | No
2028-03-01 18:00 | 2028 50% ECP | 0 | 505 | 510 | 442 | No
2028-03-01 19:00 | 2028 50% ECP | 0 | 505 | 510 | 442 | No
2028-03-01 20:00 | 2028 50% ECP | 0 | 505 | 510 | 442 | No
2028-03-01 21:00 | 2028 50% ECP | 0 | 505 | 510 | 434.63 | No
2028-03-01 22:00 | 2028 50% ECP | 0 | 505 | 510 | 253.18 | No
2028-03-01 23:00 | 2028 50% ECP | 0 | 505 | 510 | 442 | No
2028-03-02 | 2028 50% ECP | 0 | 505 | 510 | 442 | No
2028-03-02 01:00 | 2028 50% ECP | 0 | 462.3 | 510 | 442 | No
2028-03-02 02:00 | 2028 50% ECP | 0 | 505 | 510 | 442 | No
2028-03-02 03:00 | 2028 50% ECP | 0 | 505 | 510 | 442 | No
2028-03-02 04:00 | 2028 50% ECP | 0 | 505 | 510 | 442 | No
2028-03-02 05:00 | 2028 50% ECP | 0 | 505 | 510 | 442 | No
2028-03-02 06:00 | 2028 50% ECP | 0 | 205 | 510 | 410.33 | No
2028-03-02 07:00 | 2028 50% ECP | 0 | 0 | 272.79 | 110.33 | No
2028-03-02 08:00 | 2028 50% ECP | 0 | 0 | 0 | 197.32 | No
2028-03-02 09:00 | 2028 50% ECP | 0 | 0 | -115.02 | 442 | No
2028-03-02 10:00 | 2028 50% ECP | 0 | -71.75 | -210 | 442 | No
2028-03-02 11:00 | 2028 50% ECP | 0 | -371.75 | -510 | 439.87 | No
2028-03-02 12:00 | 2028 50% ECP | 0 | -526 | -510 | 139.87 | No
2028-03-02 13:00 | 2028 50% ECP | 0 | -526 | -510 | 439.87 | No
2028-03-02 14:00 | 2028 50% ECP | 0 | -526 | -510 | 442 | No
2028-03-02 15:00 | 2028 50% ECP | 0 | -300 | -310.42 | 385.77 | No
2028-03-02 16:00 | 2028 50% ECP | 0 | 0 | -10.42 | 442 | No
2028-03-02 17:00 | 2028 50% ECP | 0 | 300 | 289.58 | 442 | No
2028-03-02 18:00 | 2028 50% ECP | 0 | 505 | 510 | 442 | No
2028-03-02 19:00 | 2028 50% ECP | 0 | 390.98 | 510 | 442 | No
2028-03-02 20:00 | 2028 50% ECP | 0 | 505 | 510 | 442 | No
2028-03-02 21:00 | 2028 50% ECP | 0 | 505 | 510 | 442 | No
2028-03-02 22:00 | 2028 50% ECP | 0 | 505 | 510 | 442 | No
2028-03-02 23:00 | 2028 50% ECP | 0 | 205 | 510 | 442 | No
2028-03-03 | 2028 50% ECP | 0 | 128.88 | 510 | 442 | No
2028-03-03 01:00 | 2028 50% ECP | 0 | 91.86 | 510 | 442 | No
2028-03-03 02:00 | 2028 50% ECP | 0 | 285.44 | 510 | 442 | No
2028-03-03 03:00 | 2028 50% ECP | 0 | 205 | 510 | 433.64 | No
2028-03-03 04:00 | 2028 50% ECP | 0 | 505 | 510 | 442 | No
2028-03-03 05:00 | 2028 50% ECP | 0 | 205 | 510 | 142 | No
2028-03-03 06:00 | 2028 50% ECP | 0 | 205 | 510 | 142 | No
2028-03-03 07:00 | 2028 50% ECP | 0 | 505 | 510 | 442 | No
2028-03-03 08:00 | 2028 50% ECP | 0 | 505 | 510 | 263.29 | No
2028-03-03 09:00 | 2028 50% ECP | 0 | 205 | 510 | 442 | No
2028-03-03 10:00 | 2028 50% ECP | 0 | 0 | 210 | 142 | No
2028-03-03 11:00 | 2028 50% ECP | 0 | 0 | 0 | 0 | No
2028-03-03 12:00 | 2028 50% ECP | 0 | 0 | 0 | 0 | No
2028-03-03 13:00 | 2028 50% ECP | 0 | 0 | 214.2 | 0 | No
2028-03-03 14:00 | 2028 50% ECP | 0 | 0 | 214.2 | 113.27 | No
2028-03-03 15:00 | 2028 50% ECP | 0 | 16.21 | 510 | 413.27 | No
2028-03-03 16:00 | 2028 50% ECP | 0 | 316.21 | 510 | 142 | No
2028-03-03 17:00 | 2028 50% ECP | 0 | 505 | 510 | 442 | No
2028-03-03 18:00 | 2028 50% ECP | 0 | 205 | 510 | 434.67 | No
2028-03-03 19:00 | 2028 50% ECP | 0 | 0 | 510 | 442 | No
2028-03-03 20:00 | 2028 50% ECP | 0 | 205 | 510 | 442 | No
2028-03-03 21:00 | 2028 50% ECP | 0 | 505 | 510 | 442 | No
2028-03-03 22:00 | 2028 50% ECP | 0 | 505 | 510 | 442 | No
2028-03-03 23:00 | 2028 50% ECP | 0 | 505 | 510 | 442 | No
2028-03-04 | 2028 50% ECP | 0 | 505 | 510 | 442 | No
2028-03-04 01:00 | 2028 50% ECP | 0 | 387.14 | 510 | 442 | No
2028-03-04 02:00 | 2028 50% ECP | 0 | 496.4 | 510 | 442 | No
2028-03-04 03:00 | 2028 50% ECP | 0 | 423.76 | 510 | 442 | No
2028-03-04 04:00 | 2028 50% ECP | 0 | 208.63 | 510 | 442 | No
2028-03-04 05:00 | 2028 50% ECP | 0 | 288.66 | 510 | 442 | No
2028-03-04 06:00 | 2028 50% ECP | 0 | 288.66 | 510 | 442 | No
2028-03-04 07:00 | 2028 50% ECP | 0 | 306.32 | 510 | 442 | No
2028-03-04 08:00 | 2028 50% ECP | 0 | 262.82 | 510 | 442 | No
2028-03-04 09:00 | 2028 50% ECP | 0 | 505 | 510 | 442 | No
2028-03-04 10:00 | 2028 50% ECP | 0 | 234.93 | 510 | 442 | No
2028-03-04 11:00 | 2028 50% ECP | 0 | 10.31 | 510 | 442 | No
2028-03-04 12:00 | 2028 50% ECP | 0 | 0 | 510 | 442 | No
2028-03-04 13:00 | 2028 50% ECP | 0 | 0 | 510 | 442 | No
2028-03-04 14:00 | 2028 50% ECP | 0 | 0 | 510 | 442 | No
2028-03-04 15:00 | 2028 50% ECP | 0 | 300 | 390 | 405.25 | No
2028-03-04 16:00 | 2028 50% ECP | 0 | 300 | 90 | 105.25 | No
2028-03-04 17:00 | 2028 50% ECP | 0 | 0 | -210 | -194.75 | No
2028-03-04 18:00 | 2028 50% ECP | 0 | -300 | -510 | -494.75 | No
2028-03-04 19:00 | 2028 50% ECP | 0 | -47.05 | -230.88 | -510 | No
2028-03-04 20:00 | 2028 50% ECP | 0 | 0 | 69.12 | -300 | No
2028-03-04 21:00 | 2028 50% ECP | 0 | 300 | 369.12 | 0 | No
2028-03-04 22:00 | 2028 50% ECP | 0 | 505 | 510 | 278.57 | No
2028-03-04 23:00 | 2028 50% ECP | 0 | 505 | 510 | 387.11 | No
2028-03-05 | 2028 50% ECP | 0 | 399.62 | 510 | 442 | No
2028-03-05 01:00 | 2028 50% ECP | 0 | 260.99 | 510 | 370.13 | No
2028-03-05 02:00 | 2028 50% ECP | 0 | 260.99 | 510 | 370.13 | No
2028-03-05 03:00 | 2028 50% ECP | 0 | 112.03 | 510 | 370.13 | No
2028-03-05 04:00 | 2028 50% ECP | 0 | 36.26 | 510 | 370.13 | No
2028-03-05 05:00 | 2028 50% ECP | 0 | 36.26 | 510 | 199.9 | No
2028-03-05 06:00 | 2028 50% ECP | 0 | 0 | 510 | 130.67 | No
2028-03-05 07:00 | 2028 50% ECP | 0 | 12 | 272.14 | 0 | No
2028-03-05 08:00 | 2028 50% ECP | 0 | 0 | -27.86 | -300 | No
2028-03-05 09:00 | 2028 50% ECP | 0 | 0 | 272.14 | 0 | No
2028-03-05 10:00 | 2028 50% ECP | 0 | 0 | 510 | 257.69 | No
2028-03-05 11:00 | 2028 50% ECP | 0 | 0 | 510 | 240.99 | No
2028-03-05 12:00 | 2028 50% ECP | 0 | 0 | 510 | 240.99 | No
2028-03-05 13:00 | 2028 50% ECP | 0 | 0 | 510 | 240.99 | No
2028-03-05 14:00 | 2028 50% ECP | 0 | 0 | 300 | 240.99 | No
2028-03-05 15:00 | 2028 50% ECP | 0 | 4.99 | 0 | 0 | No
2028-03-05 16:00 | 2028 50% ECP | 0 | -295.01 | -300 | -300 | No
2028-03-05 17:00 | 2028 50% ECP | 0 | -526 | -510 | -510 | No
2028-03-05 18:00 | 2028 50% ECP | 0 | -526 | -510 | -510 | No
2028-03-05 19:00 | 2028 50% ECP | 0 | -526 | -510 | -510 | No
2028-03-05 20:00 | 2028 50% ECP | 0 | -526 | -510 | -510 | No
2028-03-05 21:00 | 2028 50% ECP | 0 | -300 | -300.72 | -300 | No
2028-03-05 22:00 | 2028 50% ECP | 0 | 0 | -0.72 | 0 | No
2028-03-05 23:00 | 2028 50% ECP | 0 | 133.81 | 299.28 | 300 | No
2028-03-06 | 2028 50% ECP | 0 | 0 | 510 | 329.06 | No
2028-03-06 01:00 | 2028 50% ECP | 0 | 0 | 210 | 29.06 | No
2028-03-06 02:00 | 2028 50% ECP | 0 | 0 | 24.89 | 0 | No
2028-03-06 03:00 | 2028 50% ECP | 0 | 300 | 324.89 | 300 | No
2028-03-06 04:00 | 2028 50% ECP | 0 | 300 | 127.13 | 300 | No
2028-03-06 05:00 | 2028 50% ECP | 0 | 0 | -172.87 | 0 | No
2028-03-06 06:00 | 2028 50% ECP | 0 | -226 | -403.57 | -210 | No
2028-03-06 07:00 | 2028 50% ECP | 0 | -526 | -510 | -510 | No
2028-03-06 08:00 | 2028 50% ECP | 0 | -526 | -510 | -453.66 | No
2028-03-06 09:00 | 2028 50% ECP | 0 | -526 | -510 | -153.66 | No
2028-03-06 10:00 | 2028 50% ECP | 0 | -526 | -510 | 139.91 | No
2028-03-06 11:00 | 2028 50% ECP | 0 | -526 | -510 | 99.09 | No
2028-03-06 12:00 | 2028 50% ECP | 0 | -526 | -510 | 399.09 | No
2028-03-06 13:00 | 2028 50% ECP | 0 | -526 | -510 | 442 | No
2028-03-06 14:00 | 2028 50% ECP | 0 | -526 | -510 | 442 | No
2028-03-06 15:00 | 2028 50% ECP | 0 | -526 | -510 | 442 | No
2028-03-06 16:00 | 2028 50% ECP | 0 | -226 | -210 | 442 | No
2028-03-06 17:00 | 2028 50% ECP | 0 | 74 | 90 | 300 | No
2028-03-06 18:00 | 2028 50% ECP | 0 | 0 | 0 | 0 | No
2028-03-06 19:00 | 2028 50% ECP | 0 | 0 | 0 | 0 | No
2028-03-06 20:00 | 2028 50% ECP | 0 | 0 | 181.77 | 0 | No
2028-03-06 21:00 | 2028 50% ECP | 0 | 111.22 | 481.77 | 300 | No
2028-03-06 22:00 | 2028 50% ECP | 0 | 243.75 | 510 | 442 | No
2028-03-06 23:00 | 2028 50% ECP | 0 | 0 | 376.51 | 142 | No
2028-03-07 | 2028 50% ECP | 0 | 0 | 103.82 | 442 | No
2028-03-07 01:00 | 2028 50% ECP | 0 | 87.17 | 391.41 | 442 | No
2028-03-07 02:00 | 2028 50% ECP | 0 | 0 | 91.41 | 235.83 | No
2028-03-07 03:00 | 2028 50% ECP | 0 | 0 | -208.59 | 204.59 | No
2028-03-07 04:00 | 2028 50% ECP | 0 | 0 | -508.59 | 0 | No
2028-03-07 05:00 | 2028 50% ECP | 0 | 0 | -391.67 | 233.43 | No
2028-03-07 06:00 | 2028 50% ECP | 0 | 0 | -510 | 91.41 | No
2028-03-07 07:00 | 2028 50% ECP | 0 | 0 | -510 | 53.25 | No
2028-03-07 08:00 | 2028 50% ECP | 0 | -226 | -510 | 59.32 | No
2028-03-07 09:00 | 2028 50% ECP | 0 | -526 | -510 | 74.44 | No
2028-03-07 10:00 | 2028 50% ECP | 0 | -526 | -510 | -225.56 | No
2028-03-07 11:00 | 2028 50% ECP | 0 | -526 | -510 | -459.94 | Yes
2028-03-07 12:00 | 2028 50% ECP | 0 | -526 | -510 | -499.1 | Yes
2028-03-07 13:00 | 2028 50% ECP | 0 | -526 | -510 | -199.1 | Yes
2028-03-07 14:00 | 2028 50% ECP | 0 | -526 | -510 | -499.1 | Yes
2028-03-07 15:00 | 2028 50% ECP | 0 | -526 | -510 | -510 | No
2028-03-07 16:00 | 2028 50% ECP | 0 | -526 | -510 | -510 | Yes
2028-03-07 17:00 | 2028 50% ECP | 0 | -526 | -510 | -356.12 | No
2028-03-07 18:00 | 2028 50% ECP | 0 | -526 | -510 | -317.51 | No
2028-03-07 19:00 | 2028 50% ECP | 0 | -526 | -510 | -382 | No
2028-03-07 20:00 | 2028 50% ECP | 0 | -526 | -510 | -414.34 | No
2028-03-07 21:00 | 2028 50% ECP | 0 | -526 | -510 | -414.17 | No
2028-03-07 22:00 | 2028 50% ECP | 0 | -226 | -510 | -507.61 | No
2028-03-07 23:00 | 2028 50% ECP | 0 | -358.41 | -510 | -443.52 | No
2028-03-08 | 2028 50% ECP | 0 | -58.41 | -210 | -143.52 | No
2028-03-08 01:00 | 2028 50% ECP | 0 | 0 | 0 | 156.48 | No
2028-03-08 02:00 | 2028 50% ECP | 0 | -82.94 | -300 | 113.45 | No
2028-03-08 03:00 | 2028 50% ECP | 0 | 0 | -466.93 | 413.45 | No
2028-03-08 04:00 | 2028 50% ECP | 0 | 0 | -467.27 | 113.45 | No
2028-03-08 05:00 | 2028 50% ECP | 0 | 0 | -510 | 72.99 | No
2028-03-08 06:00 | 2028 50% ECP | 0 | 0 | -510 | 0 | No
2028-03-08 07:00 | 2028 50% ECP | 0 | 0 | -426.59 | 202.27 | No
2028-03-08 08:00 | 2028 50% ECP | 0 | 0 | -397.44 | 442 | No
2028-03-08 09:00 | 2028 50% ECP | 0 | -226 | -510 | 442 | No
2028-03-08 10:00 | 2028 50% ECP | 0 | -526 | -510 | 370.35 | No
2028-03-08 11:00 | 2028 50% ECP | 0 | -526 | -510 | 70.35 | No
2028-03-08 12:00 | 2028 50% ECP | 0 | -526 | -510 | 0 | No
2028-03-08 13:00 | 2028 50% ECP | 0 | -526 | -510 | 0 | No
2028-03-08 14:00 | 2028 50% ECP | 0 | -526 | -510 | -110.29 | No
2028-03-08 15:00 | 2028 50% ECP | 0 | -526 | -510 | 139.47 | No
2028-03-08 16:00 | 2028 50% ECP | 0 | -526 | -510 | 219.89 | No
2028-03-08 17:00 | 2028 50% ECP | 0 | -396.6 | -510 | 442 | No
2028-03-08 18:00 | 2028 50% ECP | 0 | -526 | -510 | 364.47 | No
2028-03-08 19:00 | 2028 50% ECP | 0 | -411.7 | -510 | 442 | No
2028-03-08 20:00 | 2028 50% ECP | 0 | -411.7 | -510 | 442 | No
2028-03-08 21:00 | 2028 50% ECP | 0 | -526 | -510 | 442 | No
2028-03-08 22:00 | 2028 50% ECP | 0 | -423.51 | -510 | 432.07 | No
2028-03-08 23:00 | 2028 50% ECP | 0 | -123.51 | -510 | 178.42 | No
2028-03-09 | 2028 50% ECP | 0 | 176.49 | -210 | 442 | No
2028-03-09 01:00 | 2028 50% ECP | 0 | 205 | 90 | 319.84 | No
2028-03-09 02:00 | 2028 50% ECP | 0 | 505 | 390 | 442 | No
2028-03-09 03:00 | 2028 50% ECP | 0 | 505 | 510 | 442 | No
2028-03-09 04:00 | 2028 50% ECP | 0 | 205 | 210 | 142 | No
2028-03-09 05:00 | 2028 50% ECP | 0 | 0 | 313.19 | 142 | No
2028-03-09 06:00 | 2028 50% ECP | 0 | 74.42 | 510 | 442 | No
2028-03-09 07:00 | 2028 50% ECP | 0 | 0 | 510 | 442 | No
2028-03-09 08:00 | 2028 50% ECP | 0 | 0 | 210 | 442 | No
2028-03-09 09:00 | 2028 50% ECP | 0 | 0 | 0 | 442 | No
2028-03-09 10:00 | 2028 50% ECP | 0 | -218.11 | -300 | 442 | No
2028-03-09 11:00 | 2028 50% ECP | 0 | -518.11 | -510 | 297.86 | No
2028-03-09 12:00 | 2028 50% ECP | 0 | -526 | -510 | 0 | No
2028-03-09 13:00 | 2028 50% ECP | 0 | -526 | -510 | 0 | No
2028-03-09 14:00 | 2028 50% ECP | 0 | -524.7 | -510 | -162.52 | No
2028-03-09 15:00 | 2028 50% ECP | 0 | -339.21 | -510 | 64.09 | No
2028-03-09 16:00 | 2028 50% ECP | 0 | -526 | -510 | 364.09 | No
2028-03-09 17:00 | 2028 50% ECP | 0 | -512.87 | -510 | 442 | No
2028-03-09 18:00 | 2028 50% ECP | 0 | -311.31 | -510 | 442 | No
2028-03-09 19:00 | 2028 50% ECP | 0 | -117.53 | -510 | 442 | No
2028-03-09 20:00 | 2028 50% ECP | 0 | 0 | -510 | 142 | No
2028-03-09 21:00 | 2028 50% ECP | 0 | 0 | -510 | -158 | No
2028-03-09 22:00 | 2028 50% ECP | 0 | -13.97 | -390 | -458 | No
2028-03-09 23:00 | 2028 50% ECP | 0 | 286.03 | -90 | -158 | Yes
2028-03-10 | 2028 50% ECP | 0 | 505 | 210 | 142 | Yes
2028-03-10 01:00 | 2028 50% ECP | 0 | 505 | 510 | 442 | Yes
2028-03-10 02:00 | 2028 50% ECP | 0 | 505 | 510 | 442 | Yes
2028-03-10 03:00 | 2028 50% ECP | 0 | 505 | 510 | 442 | Yes
2028-03-10 04:00 | 2028 50% ECP | 0 | 505 | 510 | 442 | Yes
2028-03-10 05:00 | 2028 50% ECP | 0 | 505 | 510 | 442 | Yes
2028-03-10 06:00 | 2028 50% ECP | 0 | 505 | 510 | 442 | Yes
2028-03-10 07:00 | 2028 50% ECP | 0 | 251.4 | 210 | 394.76 | Yes
2028-03-10 08:00 | 2028 50% ECP | 0 | -48.6 | -90 | 94.76 | Yes
2028-03-10 09:00 | 2028 50% ECP | 0 | -226.52 | -390 | 394.76 | Yes
2028-03-10 10:00 | 2028 50% ECP | 0 | 73.48 | -90 | 320.71 | Yes
2028-03-10 11:00 | 2028 50% ECP | 0 | -226 | -210 | 20.71 | Yes
2028-03-10 12:00 | 2028 50% ECP | 0 | -526 | -510 | -279.29 | Yes
2028-03-10 13:00 | 2028 50% ECP | 0 | -226 | -210 | -210 | Yes
2028-03-10 14:00 | 2028 50% ECP | 0 | -526 | -510 | -510 | Yes
2028-03-10 15:00 | 2028 50% ECP | 0 | -526 | -390 | -479.41 | No
2028-03-10 16:00 | 2028 50% ECP | 0 | -226 | -90 | -179.41 | No
2028-03-10 17:00 | 2028 50% ECP | 0 | 74 | 210 | 120.59 | No
2028-03-10 18:00 | 2028 50% ECP | 0 | 89.5 | 510 | 420.59 | No
2028-03-10 19:00 | 2028 50% ECP | 0 | 389.5 | 510 | 442 | No
2028-03-10 20:00 | 2028 50% ECP | 0 | 505 | 510 | 442 | No
2028-03-10 21:00 | 2028 50% ECP | 0 | 315.2 | 510 | 442 | No
2028-03-10 22:00 | 2028 50% ECP | 0 | 505 | 510 | 442 | No
2028-03-10 23:00 | 2028 50% ECP | 0 | 205 | 293.38 | 442 | No
2028-03-11 | 2028 50% ECP | 0 | -34.16 | -6.62 | 200.19 | No
2028-03-11 01:00 | 2028 50% ECP | 0 | -226 | -297.05 | 3.85 | No
2028-03-11 02:00 | 2028 50% ECP | 0 | -526 | -510 | -202.71 | No
2028-03-11 03:00 | 2028 50% ECP | 0 | -226 | -210 | 97.29 | Yes
2028-03-11 04:00 | 2028 50% ECP | 0 | 74 | 90 | 397.29 | Yes
2028-03-11 05:00 | 2028 50% ECP | 0 | 374 | 390 | 390 | Yes
2028-03-11 06:00 | 2028 50% ECP | 0 | 74 | 90 | 90 | Yes
2028-03-11 07:00 | 2028 50% ECP | 0 | -226 | -210 | -210 | Yes
2028-03-11 08:00 | 2028 50% ECP | 0 | -526 | -510 | -510 | Yes
2028-03-11 09:00 | 2028 50% ECP | 0 | -526 | -510 | -343.63 | Yes
2028-03-11 10:00 | 2028 50% ECP | 0 | -526 | -510 | -510 | Yes
2028-03-11 11:00 | 2028 50% ECP | 0 | -526 | -510 | -210 | Yes
2028-03-11 12:00 | 2028 50% ECP | 0 | -526 | -510 | -394.48 | Yes
2028-03-11 13:00 | 2028 50% ECP | 0 | -526 | -510 | -154.14 | Yes
2028-03-11 14:00 | 2028 50% ECP | 0 | -526 | -510 | 145.86 | Yes
2028-03-11 15:00 | 2028 50% ECP | 0 | -526 | -510 | -6.68 | Yes
2028-03-11 16:00 | 2028 50% ECP | 0 | -526 | -510 | 261.39 | No
2028-03-11 17:00 | 2028 50% ECP | 0 | -329.61 | -510 | 442 | No
2028-03-11 18:00 | 2028 50% ECP | 0 | -526 | -510 | 442 | No
2028-03-11 19:00 | 2028 50% ECP | 0 | -526 | -510 | 442 | No
2028-03-11 20:00 | 2028 50% ECP | 0 | -237.08 | -510 | 270.26 | No
2028-03-11 21:00 | 2028 50% ECP | 0 | -526 | -510 | 442 | No
2028-03-11 22:00 | 2028 50% ECP | 0 | -526 | -510 | 421.93 | No
2028-03-11 23:00 | 2028 50% ECP | 0 | -350.81 | -390 | 195.47 | Yes
2028-03-12 | 2028 50% ECP | 0 | -50.81 | -90 | 296.63 | Yes
2028-03-12 01:00 | 2028 50% ECP | 0 | 249.19 | 210 | 442 | Yes
2028-03-12 02:00 | 2028 50% ECP | 0 | 505 | 510 | 442 | Yes
2028-03-12 03:00 | 2028 50% ECP | 0 | 505 | 510 | 442 | Yes
2028-03-12 04:00 | 2028 50% ECP | 0 | 505 | 510 | 442 | Yes
2028-03-12 05:00 | 2028 50% ECP | 0 | 505 | 412.96 | 442 | Yes
2028-03-12 06:00 | 2028 50% ECP | 0 | 205 | 112.96 | 142 | Yes
2028-03-12 07:00 | 2028 50% ECP | 0 | -95 | -187.04 | -158 | Yes
2028-03-12 08:00 | 2028 50% ECP | 0 | -95 | -171.73 | -158 | Yes
2028-03-12 09:00 | 2028 50% ECP | 0 | 205 | 128.27 | 142 | Yes
2028-03-12 10:00 | 2028 50% ECP | 0 | 505 | 428.27 | 442 | Yes
2028-03-12 11:00 | 2028 50% ECP | 0 | 505 | 510 | 442 | Yes
2028-03-12 12:00 | 2028 50% ECP | 0 | 505 | 510 | 442 | Yes
2028-03-12 13:00 | 2028 50% ECP | 0 | 374 | 390 | 442 | Yes
2028-03-12 14:00 | 2028 50% ECP | 0 | 74 | 90 | 279.96 | Yes
2028-03-12 15:00 | 2028 50% ECP | 0 | -226 | -210 | -20.04 | Yes
2028-03-12 16:00 | 2028 50% ECP | 0 | -526 | -510 | -320.04 | Yes
2028-03-12 17:00 | 2028 50% ECP | 0 | -526 | -510 | -510 | Yes
2028-03-12 18:00 | 2028 50% ECP | 0 | -526 | -510 | -510 | No
2028-03-12 19:00 | 2028 50% ECP | 0 | -226 | -337.61 | -210 | No
2028-03-12 20:00 | 2028 50% ECP | 0 | 0 | -367.16 | 0 | No
2028-03-12 21:00 | 2028 50% ECP | 0 | 0 | -147.33 | 0 | No
2028-03-12 22:00 | 2028 50% ECP | 0 | 0 | -447.33 | -158 | No
2028-03-12 23:00 | 2028 50% ECP | 0 | -300 | -417.94 | -458 | No
2028-03-13 | 2028 50% ECP | 0 | 0 | -117.94 | -158 | No
2028-03-13 01:00 | 2028 50% ECP | 0 | 171.84 | 182.06 | 142 | No
2028-03-13 02:00 | 2028 50% ECP | 0 | 149.62 | 377.52 | 442 | No
2028-03-13 03:00 | 2028 50% ECP | 0 | 449.62 | 510 | 442 | No
2028-03-13 04:00 | 2028 50% ECP | 0 | 183.18 | 510 | 442 | No
2028-03-13 05:00 | 2028 50% ECP | 0 | 190.8 | 510 | 442 | No
2028-03-13 06:00 | 2028 50% ECP | 0 | 385.42 | 510 | 442 | No
2028-03-13 07:00 | 2028 50% ECP | 0 | 214.2 | 510 | 442 | No
2028-03-13 08:00 | 2028 50% ECP | 0 | 439.16 | 510 | 442 | No
2028-03-13 09:00 | 2028 50% ECP | 0 | 139.16 | 510 | 442 | No
2028-03-13 10:00 | 2028 50% ECP | 0 | 0 | 210 | 293.53 | No
2028-03-13 11:00 | 2028 50% ECP | 0 | -111.08 | -90 | -6.47 | No
2028-03-13 12:00 | 2028 50% ECP | 0 | -117.35 | -390 | -306.47 | No
2028-03-13 13:00 | 2028 50% ECP | 0 | -97.29 | -510 | -510 | No
2028-03-13 14:00 | 2028 50% ECP | 0 | -300 | -266.46 | -300 | No
2028-03-13 15:00 | 2028 50% ECP | 0 | 0 | 33.54 | 0 | No
2028-03-13 16:00 | 2028 50% ECP | 0 | 300 | 333.54 | 300 | No
2028-03-13 17:00 | 2028 50% ECP | 0 | 505 | 510 | 442 | No
2028-03-13 18:00 | 2028 50% ECP | 0 | 505 | 510 | 442 | No
2028-03-13 19:00 | 2028 50% ECP | 0 | 505 | 510 | 442 | No
2028-03-13 20:00 | 2028 50% ECP | 0 | 505 | 510 | 442 | No
2028-03-13 21:00 | 2028 50% ECP | 0 | 505 | 510 | 442 | No
2028-03-13 22:00 | 2028 50% ECP | 0 | 505 | 510 | 442 | No
2028-03-13 23:00 | 2028 50% ECP | 0 | 505 | 510 | 430.16 | No
2028-03-14 | 2028 50% ECP | 0 | 505 | 510 | 442 | No
2028-03-14 01:00 | 2028 50% ECP | 0 | 505 | 510 | 442 | No
2028-03-14 02:00 | 2028 50% ECP | 0 | 505 | 510 | 442 | No
2028-03-14 03:00 | 2028 50% ECP | 0 | 505 | 510 | 442 | No
2028-03-14 04:00 | 2028 50% ECP | 0 | 505 | 510 | 442 | No
2028-03-14 05:00 | 2028 50% ECP | 0 | 378.26 | 510 | 442 | No
2028-03-14 06:00 | 2028 50% ECP | 0 | 78.26 | 510 | 208.47 | No
2028-03-14 07:00 | 2028 50% ECP | 0 | 0 | 465.37 | 152.38 | No
2028-03-14 08:00 | 2028 50% ECP | 0 | 300 | 165.37 | 442 | No
2028-03-14 09:00 | 2028 50% ECP | 0 | 0 | -134.63 | 442 | No
2028-03-14 10:00 | 2028 50% ECP | 0 | -300 | -434.63 | 442 | No
2028-03-14 11:00 | 2028 50% ECP | 0 | -526 | -510 | 318.62 | Yes
2028-03-14 12:00 | 2028 50% ECP | 0 | -526 | -510 | 48.75 | Yes
2028-03-14 13:00 | 2028 50% ECP | 0 | -226 | -210 | 348.75 | Yes
2028-03-14 14:00 | 2028 50% ECP | 0 | 74 | 90 | 442 | Yes
2028-03-14 15:00 | 2028 50% ECP | 0 | 374 | 390 | 442 | Yes
2028-03-14 16:00 | 2028 50% ECP | 0 | 208.1 | 90 | 442 | Yes
2028-03-14 17:00 | 2028 50% ECP | 0 | -91.9 | -210 | 442 | Yes
2028-03-14 18:00 | 2028 50% ECP | 0 | -391.9 | -510 | 142 | No
2028-03-14 19:00 | 2028 50% ECP | 0 | -526 | -510 | 122.27 | No
2028-03-14 20:00 | 2028 50% ECP | 0 | -395 | -510 | 422.27 | No
2028-03-14 21:00 | 2028 50% ECP | 0 | -95 | -210 | 341.72 | No
2028-03-14 22:00 | 2028 50% ECP | 0 | 205 | 90 | 442 | Yes
2028-03-14 23:00 | 2028 50% ECP | 0 | 505 | 390 | 442 | Yes
2028-03-15 | 2028 50% ECP | 0 | 505 | 510 | 442 | Yes
2028-03-15 01:00 | 2028 50% ECP | 0 | 505 | 510 | 442 | Yes
2028-03-15 02:00 | 2028 50% ECP | 0 | 505 | 510 | 442 | Yes
2028-03-15 03:00 | 2028 50% ECP | 0 | 505 | 510 | 442 | Yes
2028-03-15 04:00 | 2028 50% ECP | 0 | 505 | 210 | 374.15 | Yes
2028-03-15 05:00 | 2028 50% ECP | 0 | 300 | -90 | 74.15 | Yes
2028-03-15 06:00 | 2028 50% ECP | 0 | 0 | -390 | -225.85 | No
2028-03-15 07:00 | 2028 50% ECP | 0 | -300 | -510 | -510 | No
2028-03-15 08:00 | 2028 50% ECP | 0 | -526 | -510 | -510 | No
2028-03-15 09:00 | 2028 50% ECP | 0 | -526 | -510 | -510 | No
2028-03-15 10:00 | 2028 50% ECP | 0 | -526 | -510 | -510 | No
2028-03-15 11:00 | 2028 50% ECP | 0 | -526 | -510 | -510 | No
2028-03-15 12:00 | 2028 50% ECP | 0 | -526 | -510 | -510 | No
2028-03-15 13:00 | 2028 50% ECP | 0 | -526 | -510 | -510 | No
2028-03-15 14:00 | 2028 50% ECP | 0 | -526 | -510 | -510 | No
2028-03-15 15:00 | 2028 50% ECP | 0 | -526 | -510 | -510 | No
2028-03-15 16:00 | 2028 50% ECP | 0 | -300 | -210 | -289.5 | No
2028-03-15 17:00 | 2028 50% ECP | 0 | 0 | 90 | 10.5 | No
2028-03-15 18:00 | 2028 50% ECP | 0 | 0 | 390 | 310.5 | No
2028-03-15 19:00 | 2028 50% ECP | 0 | 254.61 | 510 | 442 | No
2028-03-15 20:00 | 2028 50% ECP | 0 | 254.61 | 510 | 442 | No
2028-03-15 21:00 | 2028 50% ECP | 0 | 505 | 510 | 442 | No
2028-03-15 22:00 | 2028 50% ECP | 0 | 251.62 | 510 | 442 | No
2028-03-15 23:00 | 2028 50% ECP | 0 | 505 | 510 | 442 | No
2028-03-16 | 2028 50% ECP | 0 | 505 | 510 | 442 | No
2028-03-16 01:00 | 2028 50% ECP | 0 | 505 | 510 | 442 | No
2028-03-16 02:00 | 2028 50% ECP | 0 | 505 | 510 | 442 | No
2028-03-16 03:00 | 2028 50% ECP | 0 | 505 | 510 | 442 | No
2028-03-16 04:00 | 2028 50% ECP | 0 | 505 | 395.52 | 442 | No
2028-03-16 05:00 | 2028 50% ECP | 0 | 205 | 95.52 | 442 | No
2028-03-16 06:00 | 2028 50% ECP | 0 | -95 | -204.48 | 442 | No
2028-03-16 07:00 | 2028 50% ECP | 0 | -395 | -504.48 | 327.42 | No
2028-03-16 08:00 | 2028 50% ECP | 0 | -465.6 | -510 | 441.57 | No
2028-03-16 09:00 | 2028 50% ECP | 0 | -526 | -510 | 154.96 | Yes
2028-03-16 10:00 | 2028 50% ECP | 0 | -526 | -510 | -115.56 | Yes
2028-03-16 11:00 | 2028 50% ECP | 0 | -526 | -510 | -182.89 | Yes
2028-03-16 12:00 | 2028 50% ECP | 0 | -226 | -210 | 117.11 | Yes
2028-03-16 13:00 | 2028 50% ECP | 0 | 74 | 90 | 417.11 | Yes
2028-03-16 14:00 | 2028 50% ECP | 0 | 374 | 390 | 442 | Yes
2028-03-16 15:00 | 2028 50% ECP | 0 | 164.06 | 90 | 371.87 | Yes
2028-03-16 16:00 | 2028 50% ECP | 0 | -135.94 | -210 | 71.87 | Yes
2028-03-16 17:00 | 2028 50% ECP | 0 | -435.94 | -510 | -228.13 | No
2028-03-16 18:00 | 2028 50% ECP | 0 | -135.94 | -210 | 0 | No
2028-03-16 19:00 | 2028 50% ECP | 0 | 0 | 74.54 | 300 | No
2028-03-16 20:00 | 2028 50% ECP | 0 | 205 | 260.56 | 408.58 | No
2028-03-16 21:00 | 2028 50% ECP | 0 | 505 | 510 | 442 | No
2028-03-16 22:00 | 2028 50% ECP | 0 | 205 | 510 | 319.04 | No
2028-03-16 23:00 | 2028 50% ECP | 0 | 505 | 510 | 442 | No
2028-03-17 | 2028 50% ECP | 0 | 403.62 | 510 | 442 | No
2028-03-17 01:00 | 2028 50% ECP | 0 | 505 | 510 | 442 | No
2028-03-17 02:00 | 2028 50% ECP | 0 | 300 | 510 | 442 | No
2028-03-17 03:00 | 2028 50% ECP | 0 | 0 | 510 | 142 | No
2028-03-17 04:00 | 2028 50% ECP | 0 | 0 | 510 | 129.58 | No
2028-03-17 05:00 | 2028 50% ECP | 0 | 0 | 510 | 131.69 | No
2028-03-17 06:00 | 2028 50% ECP | 0 | 0 | 510 | 250.3 | No
2028-03-17 07:00 | 2028 50% ECP | 0 | 0 | 510 | 437.25 | No
2028-03-17 08:00 | 2028 50% ECP | 0 | 0 | 287.54 | 442 | No
2028-03-17 09:00 | 2028 50% ECP | 0 | 0 | -12.46 | 442 | No
2028-03-17 10:00 | 2028 50% ECP | 0 | -289.09 | -312.46 | 442 | No
2028-03-17 11:00 | 2028 50% ECP | 0 | 0 | -445.12 | 442 | No
2028-03-17 12:00 | 2028 50% ECP | 0 | -261.05 | -510 | 442 | No
2028-03-17 13:00 | 2028 50% ECP | 0 | -95 | -424.99 | 442 | No
2028-03-17 14:00 | 2028 50% ECP | 0 | 205 | -124.99 | 442 | Yes
2028-03-17 15:00 | 2028 50% ECP | 0 | 505 | 175.01 | 442 | Yes
2028-03-17 16:00 | 2028 50% ECP | 0 | 505 | 475.01 | 442 | Yes
2028-03-17 17:00 | 2028 50% ECP | 0 | 300 | 510 | 442 | Yes
2028-03-17 18:00 | 2028 50% ECP | 0 | 0 | 397.58 | 442 | No
2028-03-17 19:00 | 2028 50% ECP | 0 | 0 | 510 | 442 | No
2028-03-17 20:00 | 2028 50% ECP | 0 | 0 | 510 | 442 | No
2028-03-17 21:00 | 2028 50% ECP | 0 | 0 | 510 | 442 | No
2028-03-17 22:00 | 2028 50% ECP | 0 | 0 | 510 | 442 | No
2028-03-17 23:00 | 2028 50% ECP | 0 | 0 | 510 | 442 | No
2028-03-18 | 2028 50% ECP | 0 | 300 | 510 | 442 | No
2028-03-18 01:00 | 2028 50% ECP | 0 | 505 | 510 | 442 | No
2028-03-18 02:00 | 2028 50% ECP | 0 | 505 | 510 | 442 | No
2028-03-18 03:00 | 2028 50% ECP | 0 | 505 | 510 | 442 | No
2028-03-18 04:00 | 2028 50% ECP | 0 | 505 | 510 | 442 | No
2028-03-18 05:00 | 2028 50% ECP | 0 | 505 | 510 | 442 | No
2028-03-18 06:00 | 2028 50% ECP | 0 | 505 | 510 | 442 | No
2028-03-18 07:00 | 2028 50% ECP | 0 | 505 | 510 | 442 | No
2028-03-18 08:00 | 2028 50% ECP | 0 | 280.22 | 510 | 442 | No
2028-03-18 09:00 | 2028 50% ECP | 0 | 4.63 | 510 | 442 | No
2028-03-18 10:00 | 2028 50% ECP | 0 | 0 | 210 | 142 | No
2028-03-18 11:00 | 2028 50% ECP | 0 | 300 | 510 | 442 | No
2028-03-18 12:00 | 2028 50% ECP | 0 | 300 | 443.72 | 351.8 | No
2028-03-18 13:00 | 2028 50% ECP | 0 | 0 | 143.72 | 51.8 | No
2028-03-18 14:00 | 2028 50% ECP | 0 | 0 | 176.21 | 0 | No
2028-03-18 15:00 | 2028 50% ECP | 0 | 0 | 43.9 | 0 | No
2028-03-18 16:00 | 2028 50% ECP | 0 | 125.52 | 343.9 | 300 | No
2028-03-18 17:00 | 2028 50% ECP | 0 | 425.52 | 510 | 442 | No
2028-03-18 18:00 | 2028 50% ECP | 0 | 324.1 | 510 | 442 | No
2028-03-18 19:00 | 2028 50% ECP | 0 | 96.52 | 510 | 442 | No
2028-03-18 20:00 | 2028 50% ECP | 0 | 396.52 | 510 | 442 | No
2028-03-18 21:00 | 2028 50% ECP | 0 | 396.52 | 510 | 442 | No
2028-03-18 22:00 | 2028 50% ECP | 0 | 459.57 | 510 | 442 | No
2028-03-18 23:00 | 2028 50% ECP | 0 | 505 | 510 | 442 | No
2028-03-19 | 2028 50% ECP | 0 | 505 | 510 | 442 | No
2028-03-19 01:00 | 2028 50% ECP | 0 | 505 | 510 | 442 | No
2028-03-19 02:00 | 2028 50% ECP | 0 | 505 | 510 | 442 | No
2028-03-19 03:00 | 2028 50% ECP | 0 | 505 | 510 | 442 | No
2028-03-19 04:00 | 2028 50% ECP | 0 | 505 | 510 | 442 | No
2028-03-19 05:00 | 2028 50% ECP | 0 | 505 | 510 | 442 | No
2028-03-19 06:00 | 2028 50% ECP | 0 | 205 | 433.71 | 142 | No
2028-03-19 07:00 | 2028 50% ECP | 0 | 0 | 239.27 | 215.49 | No
2028-03-19 08:00 | 2028 50% ECP | 0 | 0 | -60.73 | 97.52 | No
2028-03-19 09:00 | 2028 50% ECP | 0 | -300 | -360.73 | 292.13 | No
2028-03-19 10:00 | 2028 50% ECP | 0 | -526 | -510 | 143.51 | No
2028-03-19 11:00 | 2028 50% ECP | 0 | -526 | -510 | 109.06 | No
2028-03-19 12:00 | 2028 50% ECP | 0 | -526 | -510 | 175.54 | No
2028-03-19 13:00 | 2028 50% ECP | 0 | -526 | -510 | -14.44 | No
2028-03-19 14:00 | 2028 50% ECP | 0 | -526 | -510 | -14.68 | No
2028-03-19 15:00 | 2028 50% ECP | 0 | -376.75 | -510 | -283.24 | No
2028-03-19 16:00 | 2028 50% ECP | 0 | -76.75 | -510 | 0 | No
2028-03-19 17:00 | 2028 50% ECP | 0 | 0 | -319.55 | 0 | No
2028-03-19 18:00 | 2028 50% ECP | 0 | 0 | -19.55 | 261.76 | No
2028-03-19 19:00 | 2028 50% ECP | 0 | 0 | -90 | 261.76 | No
2028-03-19 20:00 | 2028 50% ECP | 0 | 205 | 210 | 397.27 | No
2028-03-19 21:00 | 2028 50% ECP | 0 | 505 | 510 | 442 | No
2028-03-19 22:00 | 2028 50% ECP | 0 | 382.97 | 510 | 442 | No
2028-03-19 23:00 | 2028 50% ECP | 0 | 265.12 | 510 | 442 | No
2028-03-20 | 2028 50% ECP | 0 | 287.44 | 510 | 442 | No
2028-03-20 01:00 | 2028 50% ECP | 0 | 65.8 | 510 | 442 | No
2028-03-20 02:00 | 2028 50% ECP | 0 | 65.8 | 510 | 442 | No
2028-03-20 03:00 | 2028 50% ECP | 0 | 167.65 | 510 | 442 | No
2028-03-20 04:00 | 2028 50% ECP | 0 | 0 | 510 | 442 | No
2028-03-20 05:00 | 2028 50% ECP | 0 | 0 | 454.85 | 442 | No
2028-03-20 06:00 | 2028 50% ECP | 0 | 0 | 510 | 442 | No
2028-03-20 07:00 | 2028 50% ECP | 0 | 0 | 510 | 442 | No
2028-03-20 08:00 | 2028 50% ECP | 0 | 71.76 | 210 | 442 | No
2028-03-20 09:00 | 2028 50% ECP | 0 | -211.85 | -90 | 442 | No
2028-03-20 10:00 | 2028 50% ECP | 0 | -511.85 | -390 | 442 | No
2028-03-20 11:00 | 2028 50% ECP | 0 | -526 | -510 | 442 | No
2028-03-20 12:00 | 2028 50% ECP | 0 | -526 | -510 | 442 | No
2028-03-20 13:00 | 2028 50% ECP | 0 | -526 | -510 | 442 | No
2028-03-20 14:00 | 2028 50% ECP | 0 | -526 | -510 | 442 | No
2028-03-20 15:00 | 2028 50% ECP | 0 | -526 | -510 | 442 | No
2028-03-20 16:00 | 2028 50% ECP | 0 | -235.82 | -210 | 442 | No
2028-03-20 17:00 | 2028 50% ECP | 0 | 64.18 | 90 | 442 | No
2028-03-20 18:00 | 2028 50% ECP | 0 | 36.94 | 390 | 442 | No
2028-03-20 19:00 | 2028 50% ECP | 0 | 336.94 | 510 | 442 | No
2028-03-20 20:00 | 2028 50% ECP | 0 | 505 | 510 | 442 | No
2028-03-20 21:00 | 2028 50% ECP | 0 | 505 | 510 | 442 | No
2028-03-20 22:00 | 2028 50% ECP | 0 | 505 | 510 | 442 | No
2028-03-20 23:00 | 2028 50% ECP | 0 | 505 | 510 | 442 | Yes
2028-03-21 | 2028 50% ECP | 0 | 505 | 510 | 442 | Yes
2028-03-21 01:00 | 2028 50% ECP | 0 | 505 | 510 | 442 | Yes
2028-03-21 02:00 | 2028 50% ECP | 0 | 505 | 510 | 442 | Yes
2028-03-21 03:00 | 2028 50% ECP | 0 | 505 | 510 | 442 | Yes
2028-03-21 04:00 | 2028 50% ECP | 0 | 505 | 510 | 442 | Yes
2028-03-21 05:00 | 2028 50% ECP | 0 | 505 | 510 | 442 | Yes
2028-03-21 06:00 | 2028 50% ECP | 0 | 300 | 210 | 142 | Yes
2028-03-21 07:00 | 2028 50% ECP | 0 | 0 | -90 | -158 | No
2028-03-21 08:00 | 2028 50% ECP | 0 | 0 | -314.63 | -210 | No
2028-03-21 09:00 | 2028 50% ECP | 0 | -253.1 | -510 | -510 | No
2028-03-21 10:00 | 2028 50% ECP | 0 | -521.52 | -510 | -510 | No
2028-03-21 11:00 | 2028 50% ECP | 0 | -463.67 | -510 | -510 | No
2028-03-21 12:00 | 2028 50% ECP | 0 | -526 | -510 | -510 | No
2028-03-21 13:00 | 2028 50% ECP | 0 | -226 | -313.39 | -356.26 | No
2028-03-21 14:00 | 2028 50% ECP | 0 | -180.48 | -13.39 | -56.26 | No
2028-03-21 15:00 | 2028 50% ECP | 0 | 119.52 | 286.61 | 243.74 | No
2028-03-21 16:00 | 2028 50% ECP | 0 | 145.99 | 510 | 287.21 | No
2028-03-21 17:00 | 2028 50% ECP | 0 | 320.44 | 510 | 442 | No
2028-03-21 18:00 | 2028 50% ECP | 0 | 205 | 510 | 303.86 | No
2028-03-21 19:00 | 2028 50% ECP | 0 | 505 | 510 | 442 | No
2028-03-21 20:00 | 2028 50% ECP | 0 | 505 | 510 | 442 | No
2028-03-21 21:00 | 2028 50% ECP | 0 | 505 | 510 | 442 | No
2028-03-21 22:00 | 2028 50% ECP | 0 | 505 | 510 | 442 | No
2028-03-21 23:00 | 2028 50% ECP | 0 | 505 | 510 | 442 | No
2028-03-22 | 2028 50% ECP | 0 | 505 | 510 | 442 | No
2028-03-22 01:00 | 2028 50% ECP | 0 | 505 | 510 | 442 | No
2028-03-22 02:00 | 2028 50% ECP | 0 | 455.7 | 510 | 442 | No
2028-03-22 03:00 | 2028 50% ECP | 0 | 451.34 | 510 | 442 | No
2028-03-22 04:00 | 2028 50% ECP | 0 | 151.34 | 510 | 442 | No
2028-03-22 05:00 | 2028 50% ECP | 0 | 0 | 510 | 442 | No
2028-03-22 06:00 | 2028 50% ECP | 0 | 0 | 486.16 | 442 | No
2028-03-22 07:00 | 2028 50% ECP | 0 | 159.44 | 390 | 442 | No
2028-03-22 08:00 | 2028 50% ECP | 0 | 40.83 | 90 | 442 | No
2028-03-22 09:00 | 2028 50% ECP | 0 | -259.17 | -210 | 442 | No
2028-03-22 10:00 | 2028 50% ECP | 0 | -526 | -510 | 442 | No
2028-03-22 11:00 | 2028 50% ECP | 0 | -526 | -510 | 442 | No
2028-03-22 12:00 | 2028 50% ECP | 0 | -526 | -510 | 442 | No
2028-03-22 13:00 | 2028 50% ECP | 0 | -526 | -510 | 442 | No
2028-03-22 14:00 | 2028 50% ECP | 0 | -526 | -510 | 331.07 | No
2028-03-22 15:00 | 2028 50% ECP | 0 | -526 | -510 | 31.07 | No
2028-03-22 16:00 | 2028 50% ECP | 0 | -410.45 | -510 | 129.02 | No
2028-03-22 17:00 | 2028 50% ECP | 0 | -110.45 | -210 | 208.88 | No
2028-03-22 18:00 | 2028 50% ECP | 0 | 0 | 90 | 442 | No
2028-03-22 19:00 | 2028 50% ECP | 0 | 0 | 390 | 442 | No
2028-03-22 20:00 | 2028 50% ECP | 0 | 205 | 510 | 442 | No
2028-03-22 21:00 | 2028 50% ECP | 0 | 505 | 510 | 442 | No
2028-03-22 22:00 | 2028 50% ECP | 0 | 205.28 | 510 | 442 | No
2028-03-22 23:00 | 2028 50% ECP | 0 | 380.67 | 510 | 442 | No
2028-03-23 | 2028 50% ECP | 0 | 502.02 | 510 | 442 | No
2028-03-23 01:00 | 2028 50% ECP | 0 | 505 | 510 | 442 | No
2028-03-23 02:00 | 2028 50% ECP | 0 | 303.11 | 510 | 442 | No
2028-03-23 03:00 | 2028 50% ECP | 0 | 145.38 | 510 | 442 | No
2028-03-23 04:00 | 2028 50% ECP | 0 | 132.69 | 510 | 416.23 | No
2028-03-23 05:00 | 2028 50% ECP | 0 | 432.69 | 510 | 442 | No
2028-03-23 06:00 | 2028 50% ECP | 0 | 132.69 | 510 | 442 | No
2028-03-23 07:00 | 2028 50% ECP | 0 | 22.87 | 510 | 442 | No
2028-03-23 08:00 | 2028 50% ECP | 0 | 0 | 388.82 | 442 | No
2028-03-23 09:00 | 2028 50% ECP | 0 | 0 | 88.82 | 193.44 | No
2028-03-23 10:00 | 2028 50% ECP | 0 | 0 | -211.18 | 149.68 | No
2028-03-23 11:00 | 2028 50% ECP | 0 | 0 | -510 | 232.06 | No
2028-03-23 12:00 | 2028 50% ECP | 0 | 0 | -231.21 | 11.07 | No
2028-03-23 13:00 | 2028 50% ECP | 0 | 0 | -72.1 | 0 | No
2028-03-23 14:00 | 2028 50% ECP | 0 | 0 | -166.64 | 121.05 | No
2028-03-23 15:00 | 2028 50% ECP | 0 | 0 | -261.5 | 27.2 | No
2028-03-23 16:00 | 2028 50% ECP | 0 | 0 | 38.5 | 131.44 | No
2028-03-23 17:00 | 2028 50% ECP | 0 | 300 | 338.5 | 431.44 | No
2028-03-23 18:00 | 2028 50% ECP | 0 | 505 | 510 | 442 | No
2028-03-23 19:00 | 2028 50% ECP | 0 | 505 | 510 | 442 | No
2028-03-23 20:00 | 2028 50% ECP | 0 | 505 | 510 | 442 | No
2028-03-23 21:00 | 2028 50% ECP | 0 | 445.97 | 510 | 442 | No
2028-03-23 22:00 | 2028 50% ECP | 0 | 145.97 | 210 | 269.81 | No
2028-03-23 23:00 | 2028 50% ECP | 0 | -154.03 | -90 | -30.19 | No
2028-03-24 | 2028 50% ECP | 0 | 145.97 | 210 | 269.81 | Yes
2028-03-24 01:00 | 2028 50% ECP | 0 | 445.97 | 510 | 442 | Yes
2028-03-24 02:00 | 2028 50% ECP | 0 | 505 | 510 | 442 | Yes
2028-03-24 03:00 | 2028 50% ECP | 0 | 505 | 510 | 442 | Yes
2028-03-24 04:00 | 2028 50% ECP | 0 | 505 | 510 | 442 | Yes
2028-03-24 05:00 | 2028 50% ECP | 0 | 505 | 510 | 442 | Yes
2028-03-24 06:00 | 2028 50% ECP | 0 | 505 | 510 | 442 | Yes
2028-03-24 07:00 | 2028 50% ECP | 0 | 505 | 510 | 442 | Yes
2028-03-24 08:00 | 2028 50% ECP | 0 | 505 | 510 | 442 | Yes
2028-03-24 09:00 | 2028 50% ECP | 0 | 505 | 510 | 442 | Yes
2028-03-24 10:00 | 2028 50% ECP | 0 | 505 | 510 | 442 | Yes
2028-03-24 11:00 | 2028 50% ECP | 0 | 505 | 510 | 442 | Yes
2028-03-24 12:00 | 2028 50% ECP | 0 | 505 | 510 | 442 | Yes
2028-03-24 13:00 | 2028 50% ECP | 0 | 505 | 510 | 442 | Yes
2028-03-24 14:00 | 2028 50% ECP | 0 | 505 | 510 | 442 | Yes
2028-03-24 15:00 | 2028 50% ECP | 0 | 505 | 415.97 | 442 | Yes
2028-03-24 16:00 | 2028 50% ECP | 0 | 205 | 115.97 | 142 | Yes
2028-03-24 17:00 | 2028 50% ECP | 0 | -95 | -184.03 | -158 | Yes
2028-03-24 18:00 | 2028 50% ECP | 0 | -395 | -484.03 | -458 | No
2028-03-24 19:00 | 2028 50% ECP | 0 | -95 | -184.03 | -158 | No
2028-03-24 20:00 | 2028 50% ECP | 0 | 0 | -48.76 | 0 | No
2028-03-24 21:00 | 2028 50% ECP | 0 | 300 | 251.24 | 300 | No
2028-03-24 22:00 | 2028 50% ECP | 0 | 0 | 84.89 | 40.84 | No
2028-03-24 23:00 | 2028 50% ECP | 0 | 300 | 384.89 | 340.84 | Yes
2028-03-25 | 2028 50% ECP | 0 | 505 | 510 | 442 | Yes
2028-03-25 01:00 | 2028 50% ECP | 0 | 505 | 510 | 442 | Yes
2028-03-25 02:00 | 2028 50% ECP | 0 | 300 | 510 | 442 | Yes
2028-03-25 03:00 | 2028 50% ECP | 0 | 0 | 421.08 | 142 | No
2028-03-25 04:00 | 2028 50% ECP | 0 | 32.42 | 510 | 310.2 | No
2028-03-25 05:00 | 2028 50% ECP | 0 | 332.42 | 510 | 442 | No
2028-03-25 06:00 | 2028 50% ECP | 0 | 505 | 510 | 442 | No
2028-03-25 07:00 | 2028 50% ECP | 0 | 505 | 510 | 442 | No
2028-03-25 08:00 | 2028 50% ECP | 0 | 228.7 | 210 | 442 | No
2028-03-25 09:00 | 2028 50% ECP | 0 | -71.3 | -90 | 417.11 | No
2028-03-25 10:00 | 2028 50% ECP | 0 | -371.3 | -390 | 353.8 | No
2028-03-25 11:00 | 2028 50% ECP | 0 | -461.77 | -510 | 442 | No
2028-03-25 12:00 | 2028 50% ECP | 0 | -526 | -510 | 442 | No
2028-03-25 13:00 | 2028 50% ECP | 0 | -243.78 | -263.05 | 442 | No
2028-03-25 14:00 | 2028 50% ECP | 0 | 0 | 36.95 | 442 | No
2028-03-25 15:00 | 2028 50% ECP | 0 | 0 | -20.96 | 403.22 | No
2028-03-25 16:00 | 2028 50% ECP | 0 | 0 | 279.04 | 266.21 | No
2028-03-25 17:00 | 2028 50% ECP | 0 | 0 | 510 | 442 | No
2028-03-25 18:00 | 2028 50% ECP | 0 | 0 | 510 | 442 | No
2028-03-25 19:00 | 2028 50% ECP | 0 | 149.21 | 510 | 442 | No
2028-03-25 20:00 | 2028 50% ECP | 0 | 449.21 | 510 | 442 | No
2028-03-25 21:00 | 2028 50% ECP | 0 | 449.21 | 510 | 442 | No
2028-03-25 22:00 | 2028 50% ECP | 0 | 505 | 510 | 442 | No
2028-03-25 23:00 | 2028 50% ECP | 0 | 505 | 510 | 442 | No
2028-03-26 | 2028 50% ECP | 0 | 505 | 510 | 442 | No
2028-03-26 01:00 | 2028 50% ECP | 0 | 505 | 510 | 442 | No
2028-03-26 02:00 | 2028 50% ECP | 0 | 505 | 510 | 442 | No
2028-03-26 03:00 | 2028 50% ECP | 0 | 505 | 510 | 442 | No
2028-03-26 04:00 | 2028 50% ECP | 0 | 505 | 510 | 442 | No
2028-03-26 05:00 | 2028 50% ECP | 0 | 384.33 | 510 | 442 | No
2028-03-26 06:00 | 2028 50% ECP | 0 | 84.33 | 210 | 142 | No
2028-03-26 07:00 | 2028 50% ECP | 0 | 0 | 90 | 430.63 | No
2028-03-26 08:00 | 2028 50% ECP | 0 | -226 | -210 | 130.63 | No
2028-03-26 09:00 | 2028 50% ECP | 0 | -526 | -510 | 0 | No
2028-03-26 10:00 | 2028 50% ECP | 0 | -526 | -510 | 300 | No
2028-03-26 11:00 | 2028 50% ECP | 0 | -526 | -510 | 442 | No
2028-03-26 12:00 | 2028 50% ECP | 0 | -526 | -510 | 442 | No
2028-03-26 13:00 | 2028 50% ECP | 0 | -526 | -510 | 442 | No
2028-03-26 14:00 | 2028 50% ECP | 0 | -526 | -510 | 442 | No
2028-03-26 15:00 | 2028 50% ECP | 0 | -526 | -510 | 323.49 | No
2028-03-26 16:00 | 2028 50% ECP | 0 | -331.4 | -510 | 23.49 | No
2028-03-26 17:00 | 2028 50% ECP | 0 | -114.37 | -210 | -210 | No
2028-03-26 18:00 | 2028 50% ECP | 0 | -414.37 | -510 | -510 | No
2028-03-26 19:00 | 2028 50% ECP | 0 | -171.47 | -210 | -210 | No
2028-03-26 20:00 | 2028 50% ECP | 0 | 128.53 | 90 | 90 | No
2028-03-26 21:00 | 2028 50% ECP | 0 | 428.53 | 390 | 390 | No
2028-03-26 22:00 | 2028 50% ECP | 0 | 505 | 510 | 442 | No
2028-03-26 23:00 | 2028 50% ECP | 0 | 336.45 | 510 | 442 | No
2028-03-27 | 2028 50% ECP | 0 | 505 | 510 | 442 | No
2028-03-27 01:00 | 2028 50% ECP | 0 | 505 | 510 | 442 | No
2028-03-27 02:00 | 2028 50% ECP | 0 | 468.64 | 510 | 442 | No
2028-03-27 03:00 | 2028 50% ECP | 0 | 451.59 | 510 | 442 | No
2028-03-27 04:00 | 2028 50% ECP | 0 | 505 | 510 | 442 | No
2028-03-27 05:00 | 2028 50% ECP | 0 | 505 | 510 | 442 | No
2028-03-27 06:00 | 2028 50% ECP | 0 | 505 | 510 | 442 | No
2028-03-27 07:00 | 2028 50% ECP | 0 | 296.12 | 210 | 442 | No
2028-03-27 08:00 | 2028 50% ECP | 0 | 0 | -90 | 142 | No
2028-03-27 09:00 | 2028 50% ECP | 0 | -91.82 | -210 | 442 | No
2028-03-27 10:00 | 2028 50% ECP | 0 | -391.82 | -510 | 442 | No
2028-03-27 11:00 | 2028 50% ECP | 0 | -526 | -510 | 442 | No
2028-03-27 12:00 | 2028 50% ECP | 0 | -526 | -510 | 442 | No
2028-03-27 13:00 | 2028 50% ECP | 0 | -526 | -510 | 442 | No
2028-03-27 14:00 | 2028 50% ECP | 0 | -526 | -510 | 442 | No
2028-03-27 15:00 | 2028 50% ECP | 0 | -446.09 | -510 | 442 | No
2028-03-27 16:00 | 2028 50% ECP | 0 | -146.09 | -210 | 442 | No
2028-03-27 17:00 | 2028 50% ECP | 0 | 153.91 | 90 | 442 | No
2028-03-27 18:00 | 2028 50% ECP | 0 | 0 | -170.68 | 367.03 | No
2028-03-27 19:00 | 2028 50% ECP | 0 | 0 | -103.36 | 271.85 | No
2028-03-27 20:00 | 2028 50% ECP | 0 | 0 | 196.64 | 2.77 | No
2028-03-27 21:00 | 2028 50% ECP | 0 | 300 | 496.64 | -201.77 | No
2028-03-27 22:00 | 2028 50% ECP | 0 | 387.07 | 510 | -327.88 | No
2028-03-27 23:00 | 2028 50% ECP | 0 | 279.28 | 510 | -463.51 | No
2028-03-28 | 2028 50% ECP | 0 | 306.7 | 510 | -510 | No
2028-03-28 01:00 | 2028 50% ECP | 0 | 165.9 | 510 | -219.7 | No
2028-03-28 02:00 | 2028 50% ECP | 0 | 465.9 | 510 | 80.3 | No
2028-03-28 03:00 | 2028 50% ECP | 0 | 505 | 510 | 380.3 | No
2028-03-28 04:00 | 2028 50% ECP | 0 | 413.32 | 510 | 442 | No
2028-03-28 05:00 | 2028 50% ECP | 0 | 290.3 | 510 | 442 | No
2028-03-28 06:00 | 2028 50% ECP | 0 | 0 | 414.57 | 442 | No
2028-03-28 07:00 | 2028 50% ECP | 0 | 0 | 114.57 | 442 | No
2028-03-28 08:00 | 2028 50% ECP | 0 | -252.2 | -185.43 | 442 | No
2028-03-28 09:00 | 2028 50% ECP | 0 | 47.8 | 114.57 | 442 | Yes
2028-03-28 10:00 | 2028 50% ECP | 0 | 347.8 | 414.57 | 442 | Yes
2028-03-28 11:00 | 2028 50% ECP | 0 | 505 | 510 | 442 | Yes
2028-03-28 12:00 | 2028 50% ECP | 0 | 505 | 510 | 442 | Yes
2028-03-28 13:00 | 2028 50% ECP | 0 | 505 | 510 | 442 | Yes
2028-03-28 14:00 | 2028 50% ECP | 0 | 374 | 390 | 442 | Yes
2028-03-28 15:00 | 2028 50% ECP | 0 | 74 | 90 | 442 | Yes
2028-03-28 16:00 | 2028 50% ECP | 0 | -226 | -210 | 442 | Yes
2028-03-28 17:00 | 2028 50% ECP | 0 | -526 | -510 | 167.93 | No
2028-03-28 18:00 | 2028 50% ECP | 0 | -226 | -210 | 0 | No
2028-03-28 19:00 | 2028 50% ECP | 0 | 0 | 90 | 300 | No
2028-03-28 20:00 | 2028 50% ECP | 0 | 0 | 390 | 442 | No
2028-03-28 21:00 | 2028 50% ECP | 0 | 0 | 510 | 203.19 | No
2028-03-28 22:00 | 2028 50% ECP | 0 | 0 | 494.86 | 0 | No
2028-03-28 23:00 | 2028 50% ECP | 0 | 0 | 194.86 | 0 | No
2028-03-29 | 2028 50% ECP | 0 | 300 | 494.86 | 300 | No
2028-03-29 01:00 | 2028 50% ECP | 0 | 505 | 510 | 442 | No
2028-03-29 02:00 | 2028 50% ECP | 0 | 505 | 510 | 442 | No
2028-03-29 03:00 | 2028 50% ECP | 0 | 505 | 510 | 442 | No
2028-03-29 04:00 | 2028 50% ECP | 0 | 505 | 510 | 442 | No
2028-03-29 05:00 | 2028 50% ECP | 0 | 505 | 510 | 442 | No
2028-03-29 06:00 | 2028 50% ECP | 0 | 205 | 390 | 142 | No
2028-03-29 07:00 | 2028 50% ECP | 0 | 0 | 90 | 439.29 | No
2028-03-29 08:00 | 2028 50% ECP | 0 | -226 | -210 | 439.29 | No
2028-03-29 09:00 | 2028 50% ECP | 0 | -526 | -510 | 371.25 | Yes
2028-03-29 10:00 | 2028 50% ECP | 0 | -226 | -210 | 442 | Yes
2028-03-29 11:00 | 2028 50% ECP | 0 | 74 | 90 | 442 | Yes
2028-03-29 12:00 | 2028 50% ECP | 0 | 374 | 325.38 | 442 | Yes
2028-03-29 13:00 | 2028 50% ECP | 0 | 74 | 25.38 | 442 | Yes
2028-03-29 14:00 | 2028 50% ECP | 0 | -226 | -274.62 | 442 | Yes
2028-03-29 15:00 | 2028 50% ECP | 0 | -526 | -510 | 442 | Yes
2028-03-29 16:00 | 2028 50% ECP | 0 | -526 | -510 | 442 | No
2028-03-29 17:00 | 2028 50% ECP | 0 | -226 | -210 | 442 | No
2028-03-29 18:00 | 2028 50% ECP | 0 | 74 | 90 | 442 | No
2028-03-29 19:00 | 2028 50% ECP | 0 | 0 | 289.21 | 442 | No
2028-03-29 20:00 | 2028 50% ECP | 0 | 300 | 510 | 442 | No
2028-03-29 21:00 | 2028 50% ECP | 0 | 505 | 510 | 442 | No
2028-03-29 22:00 | 2028 50% ECP | 0 | 505 | 510 | 442 | No
2028-03-29 23:00 | 2028 50% ECP | 0 | 334.31 | 510 | 442 | No
2028-03-30 | 2028 50% ECP | 0 | 484.51 | 510 | 442 | No
2028-03-30 01:00 | 2028 50% ECP | 0 | 503.41 | 510 | 442 | No
2028-03-30 02:00 | 2028 50% ECP | 0 | 234.05 | 510 | 341.26 | No
2028-03-30 03:00 | 2028 50% ECP | 0 | 456.84 | 510 | 41.26 | No
2028-03-30 04:00 | 2028 50% ECP | 0 | 338.85 | 510 | -65.25 | No
2028-03-30 05:00 | 2028 50% ECP | 0 | 435.3 | 510 | 36.18 | No
2028-03-30 06:00 | 2028 50% ECP | 0 | 155.48 | 510 | -23.54 | No
2028-03-30 07:00 | 2028 50% ECP | 0 | 200.21 | 510 | 102.52 | No
2028-03-30 08:00 | 2028 50% ECP | 0 | 139.64 | 510 | 323.36 | No
2028-03-30 09:00 | 2028 50% ECP | 0 | 439.64 | 510 | 442 | Yes
2028-03-30 10:00 | 2028 50% ECP | 0 | 205 | 326.52 | 142 | Yes
2028-03-30 11:00 | 2028 50% ECP | 0 | 505 | 510 | 442 | Yes
2028-03-30 12:00 | 2028 50% ECP | 0 | 374 | 390 | 442 | Yes
2028-03-30 13:00 | 2028 50% ECP | 0 | 74 | 90 | 442 | Yes
2028-03-30 14:00 | 2028 50% ECP | 0 | -226 | -210 | 153.92 | Yes
2028-03-30 15:00 | 2028 50% ECP | 0 | -526 | -510 | -146.08 | Yes
2028-03-30 16:00 | 2028 50% ECP | 0 | -280.13 | -390 | 115.45 | No
2028-03-30 17:00 | 2028 50% ECP | 0 | -27.1 | -90 | 391.31 | No
2028-03-30 18:00 | 2028 50% ECP | 0 | 92.64 | 210 | 442 | No
2028-03-30 19:00 | 2028 50% ECP | 0 | 92.64 | 510 | 442 | No
2028-03-30 20:00 | 2028 50% ECP | 0 | 150.32 | 510 | 442 | No
2028-03-30 21:00 | 2028 50% ECP | 0 | 450.32 | 510 | 442 | No
2028-03-30 22:00 | 2028 50% ECP | 0 | 505 | 510 | 442 | No
2028-03-30 23:00 | 2028 50% ECP | 0 | 300 | 510 | 442 | No
2028-03-31 | 2028 50% ECP | 0 | 505 | 510 | 442 | No
2028-03-31 01:00 | 2028 50% ECP | 0 | 389.47 | 510 | 442 | No
2028-03-31 02:00 | 2028 50% ECP | 0 | 489.69 | 510 | 442 | No
2028-03-31 03:00 | 2028 50% ECP | 0 | 505 | 510 | 442 | No
2028-03-31 04:00 | 2028 50% ECP | 0 | 505 | 510 | 442 | No
2028-03-31 05:00 | 2028 50% ECP | 0 | 505 | 510 | 442 | No
2028-03-31 06:00 | 2028 50% ECP | 0 | 505 | 510 | 442 | No
2028-03-31 07:00 | 2028 50% ECP | 0 | 505 | 510 | 442 | No
2028-03-31 08:00 | 2028 50% ECP | 0 | 505 | 510 | 442 | No
2028-03-31 09:00 | 2028 50% ECP | 0 | 205 | 510 | 442 | No
2028-03-31 10:00 | 2028 50% ECP | 0 | 0 | 510 | 442 | No
2028-03-31 11:00 | 2028 50% ECP | 0 | 0 | 210 | 442 | No
2028-03-31 12:00 | 2028 50% ECP | 0 | 0 | 510 | 442 | No
2028-03-31 13:00 | 2028 50% ECP | 0 | 0 | 227.19 | 442 | No
2028-03-31 14:00 | 2028 50% ECP | 0 | 0 | 374.92 | 442 | No
2028-03-31 15:00 | 2028 50% ECP | 0 | 0 | 510 | 442 | No
2028-03-31 16:00 | 2028 50% ECP | 0 | 168.65 | 303.53 | 183.19 | No
2028-03-31 17:00 | 2028 50% ECP | 0 | 468.65 | 510 | 442 | No
2028-03-31 18:00 | 2028 50% ECP | 0 | 505 | 510 | 442 | No
2028-03-31 19:00 | 2028 50% ECP | 0 | 505 | 510 | 442 | No
2028-03-31 20:00 | 2028 50% ECP | 0 | 505 | 510 | 442 | No
2028-03-31 21:00 | 2028 50% ECP | 0 | 505 | 510 | 442 | No
2028-03-31 22:00 | 2028 50% ECP | 0 | 505 | 510 | 442 | No
2028-03-31 23:00 | 2028 50% ECP | 0 | 505 | 510 | 442 | No
2028-04-01 | 2028 50% ECP | 600 | 505 | 510 | 442 | No
2028-04-01 01:00 | 2028 50% ECP | 700 | 458.47 | 510 | 442 | No
2028-04-01 02:00 | 2028 50% ECP | 700 | 470.04 | 510 | 442 | No
2028-04-01 03:00 | 2028 50% ECP | 700 | 505 | 510 | 442 | No
2028-04-01 04:00 | 2028 50% ECP | 700 | 505 | 510 | 442 | No
2028-04-01 05:00 | 2028 50% ECP | 700 | 505 | 510 | 442 | No
2028-04-01 06:00 | 2028 50% ECP | 700 | 505 | 510 | 442 | No
2028-04-01 07:00 | 2028 50% ECP | 700 | 505 | 510 | 442 | No
2028-04-01 08:00 | 2028 50% ECP | 700 | 300 | 449.32 | 442 | No
2028-04-01 09:00 | 2028 50% ECP | 100 | 0 | 149.32 | 272.93 | No
2028-04-01 10:00 | 2028 50% ECP | -500 | 0 | -7.65 | 56.88 | No
2028-04-01 11:00 | 2028 50% ECP | -700 | 0 | -280.6 | 0 | No
2028-04-01 12:00 | 2028 50% ECP | -700 | 0 | -312.78 | 0 | No
2028-04-01 13:00 | 2028 50% ECP | -700 | 0 | -510 | 0 | No
2028-04-01 14:00 | 2028 50% ECP | -700 | 0 | -251.54 | 0 | No
2028-04-01 15:00 | 2028 50% ECP | -500 | 0 | 0 | 0 | No
2028-04-01 16:00 | 2028 50% ECP | 100 | 0 | 0 | 0 | No
2028-04-01 17:00 | 2028 50% ECP | 700 | 0 | -206.63 | 174.93 | No
2028-04-01 18:00 | 2028 50% ECP | 700 | -158.97 | -390 | 0 | No
2028-04-01 19:00 | 2028 50% ECP | 700 | -95 | -90 | 0 | No
2028-04-01 20:00 | 2028 50% ECP | 700 | 205 | 210 | 142 | No
2028-04-01 21:00 | 2028 50% ECP | 700 | 505 | 510 | 442 | No
2028-04-01 22:00 | 2028 50% ECP | 700 | 505 | 510 | 442 | No
2028-04-01 23:00 | 2028 50% ECP | 700 | 398.69 | 510 | 442 | No
2028-04-02 | 2028 50% ECP | 700 | 157.31 | 510 | 442 | No
2028-04-02 01:00 | 2028 50% ECP | 700 | 0 | 374.07 | 142 | No
2028-04-02 02:00 | 2028 50% ECP | 700 | 0 | 373.53 | 0 | No
2028-04-02 03:00 | 2028 50% ECP | 700 | 0 | 354.23 | 0 | No
2028-04-02 04:00 | 2028 50% ECP | 512.77 | 0 | 433.63 | 5.78 | No
2028-04-02 05:00 | 2028 50% ECP | -87.23 | 0 | 300 | 111.13 | No
2028-04-02 06:00 | 2028 50% ECP | -135.73 | 0 | 0 | 0 | No
2028-04-02 07:00 | 2028 50% ECP | -192.72 | 0 | 0 | -113.82 | No
2028-04-02 08:00 | 2028 50% ECP | -476.45 | -196.17 | -210 | -298.66 | No
2028-04-02 09:00 | 2028 50% ECP | -700 | -496.17 | -510 | -510 | No
2028-04-02 10:00 | 2028 50% ECP | -700 | -196.17 | -210 | -210 | Yes
2028-04-02 11:00 | 2028 50% ECP | -700 | 103.83 | 90 | 90 | Yes
2028-04-02 12:00 | 2028 50% ECP | -700 | 403.83 | 390 | 390 | Yes
2028-04-02 13:00 | 2028 50% ECP | -700 | 505 | 510 | 442 | Yes
2028-04-02 14:00 | 2028 50% ECP | -700 | 505 | 210 | 413.26 | Yes
2028-04-02 15:00 | 2028 50% ECP | -700 | 211.91 | -90 | 113.26 | Yes
2028-04-02 16:00 | 2028 50% ECP | -700 | -88.09 | -390 | -186.74 | No
2028-04-02 17:00 | 2028 50% ECP | -100 | -12.98 | -226.41 | 113.26 | No
2028-04-02 18:00 | 2028 50% ECP | 500 | 0 | 73.59 | 413.26 | No
2028-04-02 19:00 | 2028 50% ECP | 700 | 0 | 0 | 442 | No
2028-04-02 20:00 | 2028 50% ECP | 700 | -300 | -300 | 232.73 | No
2028-04-02 21:00 | 2028 50% ECP | 700 | -143.25 | -90 | 270.6 | No
2028-04-02 22:00 | 2028 50% ECP | 700 | 156.75 | 210 | 442 | No
2028-04-02 23:00 | 2028 50% ECP | 700 | 409.65 | 510 | 442 | No
2028-04-03 | 2028 50% ECP | 700 | 505 | 510 | 442 | No
2028-04-03 01:00 | 2028 50% ECP | 700 | 505 | 510 | 442 | No
2028-04-03 02:00 | 2028 50% ECP | 700 | 505 | 510 | 442 | No
2028-04-03 03:00 | 2028 50% ECP | 700 | 505 | 510 | 442 | No
2028-04-03 04:00 | 2028 50% ECP | 700 | 505 | 510 | 442 | No
2028-04-03 05:00 | 2028 50% ECP | 700 | 205 | 510 | 142 | No
2028-04-03 06:00 | 2028 50% ECP | 700 | 0 | 510 | 243.79 | No
2028-04-03 07:00 | 2028 50% ECP | 700 | 0 | 510 | 442 | No
2028-04-03 08:00 | 2028 50% ECP | 700 | 0 | 416.12 | 290.01 | No
2028-04-03 09:00 | 2028 50% ECP | 700 | 0 | 116.12 | 442 | No
2028-04-03 10:00 | 2028 50% ECP | 700 | 0 | 0 | 442 | No
2028-04-03 11:00 | 2028 50% ECP | 700 | 0 | 0 | 438.03 | No
2028-04-03 12:00 | 2028 50% ECP | 700 | 0 | 225.4 | 442 | No
2028-04-03 13:00 | 2028 50% ECP | 700 | 0 | 0 | 442 | No
2028-04-03 14:00 | 2028 50% ECP | 700 | 0 | 300 | 441.27 | No
2028-04-03 15:00 | 2028 50% ECP | 700 | 0 | 304.4 | 442 | No
2028-04-03 16:00 | 2028 50% ECP | 700 | 0 | 143.72 | 442 | No
2028-04-03 17:00 | 2028 50% ECP | 700 | 300 | 443.72 | 442 | No
2028-04-03 18:00 | 2028 50% ECP | 700 | 386.99 | 510 | 442 | No
2028-04-03 19:00 | 2028 50% ECP | 700 | 386.99 | 510 | 442 | No
2028-04-03 20:00 | 2028 50% ECP | 700 | 386.99 | 510 | 442 | No
2028-04-03 21:00 | 2028 50% ECP | 700 | 505 | 510 | 442 | No
2028-04-03 22:00 | 2028 50% ECP | 700 | 375.52 | 510 | 442 | No
2028-04-03 23:00 | 2028 50% ECP | 700 | 505 | 510 | 442 | No
2028-04-04 | 2028 50% ECP | 700 | 505 | 510 | 442 | No
2028-04-04 01:00 | 2028 50% ECP | 700 | 505 | 510 | 442 | No
2028-04-04 02:00 | 2028 50% ECP | 700 | 505 | 510 | 442 | No
2028-04-04 03:00 | 2028 50% ECP | 700 | 505 | 510 | 442 | No
2028-04-04 04:00 | 2028 50% ECP | 700 | 308.34 | 510 | 442 | No
2028-04-04 05:00 | 2028 50% ECP | 700 | 8.34 | 510 | 442 | No
2028-04-04 06:00 | 2028 50% ECP | 700 | 0 | 212.67 | 442 | No
2028-04-04 07:00 | 2028 50% ECP | 600 | 173.55 | 240.16 | 442 | No
2028-04-04 08:00 | 2028 50% ECP | 0 | 0 | -59.84 | 442 | No
2028-04-04 09:00 | 2028 50% ECP | -600 | -300 | -359.84 | 358.03 | No
2028-04-04 10:00 | 2028 50% ECP | -700 | -526 | -510 | 58.03 | Yes
2028-04-04 11:00 | 2028 50% ECP | -700 | -526 | -510 | -81.34 | Yes
2028-04-04 12:00 | 2028 50% ECP | -700 | -526 | -510 | 107.7 | Yes
2028-04-04 13:00 | 2028 50% ECP | -700 | -526 | -510 | 189.93 | Yes
2028-04-04 14:00 | 2028 50% ECP | -700 | -226 | -210 | 442 | Yes
2028-04-04 15:00 | 2028 50% ECP | -700 | -226 | -210 | 325.87 | Yes
2028-04-04 16:00 | 2028 50% ECP | -700 | -526 | -510 | 25.87 | Yes
2028-04-04 17:00 | 2028 50% ECP | -700 | -226 | -210 | 325.87 | Yes
2028-04-04 18:00 | 2028 50% ECP | -700 | 0 | -90.52 | 431.16 | No
2028-04-04 19:00 | 2028 50% ECP | -700 | -300 | -390.52 | 131.16 | No
2028-04-04 20:00 | 2028 50% ECP | -700 | 0 | -90.52 | 431.16 | No
2028-04-04 21:00 | 2028 50% ECP | -700 | 300 | 209.48 | 442 | No
2028-04-04 22:00 | 2028 50% ECP | -700 | 505 | 509.48 | 442 | Yes
2028-04-04 23:00 | 2028 50% ECP | -700 | 505 | 510 | 442 | Yes
2028-04-05 | 2028 50% ECP | -700 | 505 | 510 | 442 | Yes
2028-04-05 01:00 | 2028 50% ECP | -700 | 505 | 510 | 442 | Yes
2028-04-05 02:00 | 2028 50% ECP | -700 | 505 | 510 | 442 | Yes
2028-04-05 03:00 | 2028 50% ECP | -700 | 505 | 510 | 442 | Yes
2028-04-05 04:00 | 2028 50% ECP | -700 | 505 | 510 | 171.84 | Yes
2028-04-05 05:00 | 2028 50% ECP | -700 | 505 | 510 | 176.64 | Yes
2028-04-05 06:00 | 2028 50% ECP | -700 | 505 | 510 | 276.95 | Yes
2028-04-05 07:00 | 2028 50% ECP | -700 | 505 | 510 | 442 | Yes
2028-04-05 08:00 | 2028 50% ECP | -700 | 505 | 510 | 442 | Yes
2028-04-05 09:00 | 2028 50% ECP | -700 | 505 | 510 | 442 | Yes
2028-04-05 10:00 | 2028 50% ECP | -700 | 505 | 510 | 442 | Yes
2028-04-05 11:00 | 2028 50% ECP | -700 | 505 | 510 | 442 | Yes
2028-04-05 12:00 | 2028 50% ECP | -700 | 505 | 510 | 442 | Yes
2028-04-05 13:00 | 2028 50% ECP | -700 | 505 | 510 | 234.57 | Yes
2028-04-05 14:00 | 2028 50% ECP | -700 | 505 | 510 | 187.53 | Yes
2028-04-05 15:00 | 2028 50% ECP | -700 | 505 | 510 | 221.32 | Yes
2028-04-05 16:00 | 2028 50% ECP | -700 | 505 | 510 | 345.7 | Yes
2028-04-05 17:00 | 2028 50% ECP | -700 | 505 | 510 | 429.46 | Yes
2028-04-05 18:00 | 2028 50% ECP | -700 | 505 | 510 | 403.1 | Yes
2028-04-05 19:00 | 2028 50% ECP | -700 | 505 | 510 | 367.41 | Yes
2028-04-05 20:00 | 2028 50% ECP | -700 | 505 | 510 | 377.99 | Yes
2028-04-05 21:00 | 2028 50% ECP | -700 | 505 | 510 | 389.48 | Yes
2028-04-05 22:00 | 2028 50% ECP | -700 | 505 | 510 | 297.88 | Yes
2028-04-05 23:00 | 2028 50% ECP | -700 | 505 | 510 | 211.32 | Yes
2028-04-06 | 2028 50% ECP | -700 | 505 | 510 | 442 | Yes
2028-04-06 01:00 | 2028 50% ECP | -700 | 505 | 510 | 442 | Yes
2028-04-06 02:00 | 2028 50% ECP | -700 | 505 | 510 | 442 | Yes
2028-04-06 03:00 | 2028 50% ECP | -700 | 505 | 510 | 442 | No
2028-04-06 04:00 | 2028 50% ECP | -700 | 505 | 408.21 | 442 | No
2028-04-06 05:00 | 2028 50% ECP | -700 | 300 | 108.21 | 300 | No
2028-04-06 06:00 | 2028 50% ECP | -700 | 0 | -191.79 | 0 | No
2028-04-06 07:00 | 2028 50% ECP | -700 | 0 | -491.79 | 109.84 | No
2028-04-06 08:00 | 2028 50% ECP | -700 | -226 | -510 | 14.05 | No
2028-04-06 09:00 | 2028 50% ECP | -700 | -526 | -510 | -117.45 | Yes
2028-04-06 10:00 | 2028 50% ECP | -700 | -526 | -510 | -170.62 | Yes
2028-04-06 11:00 | 2028 50% ECP | -700 | -526 | -510 | -221.55 | Yes
2028-04-06 12:00 | 2028 50% ECP | -700 | -526 | -510 | -342.46 | Yes
2028-04-06 13:00 | 2028 50% ECP | -700 | -526 | -510 | -138.12 | No
2028-04-06 14:00 | 2028 50% ECP | -700 | -526 | -510 | 91.76 | No
2028-04-06 15:00 | 2028 50% ECP | -700 | -461.23 | -510 | 215.15 | No
2028-04-06 16:00 | 2028 50% ECP | -378.68 | -161.23 | -210 | 394.26 | No
2028-04-06 17:00 | 2028 50% ECP | 100 | 0 | -27.63 | 425.64 | No
2028-04-06 18:00 | 2028 50% ECP | 700 | 0 | 76.97 | 442 | No
2028-04-06 19:00 | 2028 50% ECP | 700 | 0 | 376.97 | 442 | No
2028-04-06 20:00 | 2028 50% ECP | 700 | 0 | 376.97 | 442 | No
2028-04-06 21:00 | 2028 50% ECP | 700 | 0 | 210 | 442 | No
2028-04-06 22:00 | 2028 50% ECP | 700 | 0 | 210 | 442 | No
2028-04-06 23:00 | 2028 50% ECP | 700 | 269.29 | 510 | 442 | No
2028-04-07 | 2028 50% ECP | 700 | 215.28 | 510 | 442 | No
2028-04-07 01:00 | 2028 50% ECP | 700 | 361.91 | 510 | 442 | No
2028-04-07 02:00 | 2028 50% ECP | 700 | 505 | 510 | 442 | No
2028-04-07 03:00 | 2028 50% ECP | 700 | 505 | 510 | 442 | No
2028-04-07 04:00 | 2028 50% ECP | 700 | 373.3 | 510 | 442 | No
2028-04-07 05:00 | 2028 50% ECP | 700 | 377.67 | 510 | 442 | No
2028-04-07 06:00 | 2028 50% ECP | 700 | 374 | 390 | 442 | No
2028-04-07 07:00 | 2028 50% ECP | 500 | 74 | 90 | 442 | No
2028-04-07 08:00 | 2028 50% ECP | -100 | -226 | -210 | 442 | No
2028-04-07 09:00 | 2028 50% ECP | -700 | -526 | -510 | 442 | Yes
2028-04-07 10:00 | 2028 50% ECP | -700 | -526 | -510 | 206.66 | Yes
2028-04-07 11:00 | 2028 50% ECP | -700 | -526 | -510 | 142 | Yes
2028-04-07 12:00 | 2028 50% ECP | -700 | -526 | -510 | 442 | Yes
2028-04-07 13:00 | 2028 50% ECP | -700 | -526 | -510 | 142 | Yes
2028-04-07 14:00 | 2028 50% ECP | -700 | -526 | -510 | 0 | Yes
2028-04-07 15:00 | 2028 50% ECP | -700 | -526 | -510 | 0 | Yes
2028-04-07 16:00 | 2028 50% ECP | -600 | -300 | -395.17 | 136.58 | No
2028-04-07 17:00 | 2028 50% ECP | 0 | 0 | -95.17 | 436.58 | No
2028-04-07 18:00 | 2028 50% ECP | 600 | 300 | 204.83 | 442 | No
2028-04-07 19:00 | 2028 50% ECP | 700 | 0 | 382.46 | 442 | No
2028-04-07 20:00 | 2028 50% ECP | 700 | 253.16 | 510 | 442 | No
2028-04-07 21:00 | 2028 50% ECP | 700 | 505 | 510 | 442 | No
2028-04-07 22:00 | 2028 50% ECP | 700 | 505 | 510 | 442 | No
2028-04-07 23:00 | 2028 50% ECP | 700 | 346.19 | 510 | 442 | No
2028-04-08 | 2028 50% ECP | 700 | 434.48 | 510 | 442 | No
2028-04-08 01:00 | 2028 50% ECP | 700 | 434.48 | 510 | 442 | No
2028-04-08 02:00 | 2028 50% ECP | 700 | 227.27 | 510 | 442 | No
2028-04-08 03:00 | 2028 50% ECP | 700 | 227.27 | 510 | 442 | No
2028-04-08 04:00 | 2028 50% ECP | 700 | 505 | 510 | 442 | No
2028-04-08 05:00 | 2028 50% ECP | 700 | 505 | 510 | 442 | No
2028-04-08 06:00 | 2028 50% ECP | 700 | 505 | 510 | 442 | No
2028-04-08 07:00 | 2028 50% ECP | 700 | 205 | 320.26 | 442 | No
2028-04-08 08:00 | 2028 50% ECP | 700 | 0 | 20.26 | 442 | No
2028-04-08 09:00 | 2028 50% ECP | 100 | 0 | 0 | 442 | No
2028-04-08 10:00 | 2028 50% ECP | -500 | 0 | -220.66 | 442 | No
2028-04-08 11:00 | 2028 50% ECP | -700 | 0 | 0 | 442 | No
2028-04-08 12:00 | 2028 50% ECP | -700 | 0 | -210 | 442 | No
2028-04-08 13:00 | 2028 50% ECP | -700 | 0 | -510 | 442 | No
2028-04-08 14:00 | 2028 50% ECP | -500 | 0 | -510 | 442 | No
2028-04-08 15:00 | 2028 50% ECP | 100 | -149.05 | -510 | 224.51 | No
2028-04-08 16:00 | 2028 50% ECP | 700 | -336.28 | -390 | 175.98 | No
2028-04-08 17:00 | 2028 50% ECP | 700 | -36.28 | -90 | 442 | No
2028-04-08 18:00 | 2028 50% ECP | 700 | 263.72 | 210 | 442 | No
2028-04-08 19:00 | 2028 50% ECP | 700 | 505 | 510 | 442 | No
2028-04-08 20:00 | 2028 50% ECP | 700 | 505 | 510 | 442 | No
2028-04-08 21:00 | 2028 50% ECP | 700 | 505 | 510 | 442 | No
2028-04-08 22:00 | 2028 50% ECP | 700 | 505 | 510 | 442 | No
2028-04-08 23:00 | 2028 50% ECP | 700 | 505 | 510 | 442 | No
2028-04-09 | 2028 50% ECP | 700 | 505 | 510 | 442 | No
2028-04-09 01:00 | 2028 50% ECP | 700 | 438.51 | 510 | 442 | No
2028-04-09 02:00 | 2028 50% ECP | 700 | 277.45 | 510 | 442 | No
2028-04-09 03:00 | 2028 50% ECP | 700 | 505 | 510 | 442 | No
2028-04-09 04:00 | 2028 50% ECP | 700 | 505 | 510 | 442 | No
2028-04-09 05:00 | 2028 50% ECP | 700 | 205 | 420.55 | 247.91 | No
2028-04-09 06:00 | 2028 50% ECP | 700 | 0 | 120.55 | 426.68 | No
2028-04-09 07:00 | 2028 50% ECP | 700 | 0 | -179.45 | 126.68 | No
2028-04-09 08:00 | 2028 50% ECP | 700 | -300 | -479.45 | -147.16 | No
2028-04-09 09:00 | 2028 50% ECP | 100 | -526 | -510 | 152.84 | No
2028-04-09 10:00 | 2028 50% ECP | -500 | -526 | -510 | 442 | No
2028-04-09 11:00 | 2028 50% ECP | -700 | -526 | -510 | 202.11 | No
2028-04-09 12:00 | 2028 50% ECP | -700 | -526 | -510 | 161.18 | No
2028-04-09 13:00 | 2028 50% ECP | -700 | -457.05 | -510 | 0 | No
2028-04-09 14:00 | 2028 50% ECP | -677.46 | -329.09 | -510 | 134.79 | No
2028-04-09 15:00 | 2028 50% ECP | -77.46 | -226 | -510 | 144.17 | No
2028-04-09 16:00 | 2028 50% ECP | 522.54 | -526 | -510 | 0 | No
2028-04-09 17:00 | 2028 50% ECP | 700 | -226 | -210 | 92.08 | No
2028-04-09 18:00 | 2028 50% ECP | 700 | 0 | 55.87 | 0 | No
2028-04-09 19:00 | 2028 50% ECP | 700 | 0 | 355.87 | 0 | No
2028-04-09 20:00 | 2028 50% ECP | 700 | 0 | 510 | 202.86 | No
2028-04-09 21:00 | 2028 50% ECP | 700 | 0 | 510 | 119.99 | No
2028-04-09 22:00 | 2028 50% ECP | 700 | 0 | 510 | 142 | No
2028-04-09 23:00 | 2028 50% ECP | 700 | 300 | 510 | 442 | No
2028-04-10 | 2028 50% ECP | 700 | 505 | 510 | 442 | No
2028-04-10 01:00 | 2028 50% ECP | 700 | 205 | 422.4 | 142 | No
2028-04-10 02:00 | 2028 50% ECP | 700 | 505 | 510 | 442 | No
2028-04-10 03:00 | 2028 50% ECP | 700 | 505 | 510 | 442 | No
2028-04-10 04:00 | 2028 50% ECP | 700 | 505 | 510 | 442 | No
2028-04-10 05:00 | 2028 50% ECP | 700 | 505 | 510 | 442 | No
2028-04-10 06:00 | 2028 50% ECP | 700 | 205 | 510 | 371.44 | No
2028-04-10 07:00 | 2028 50% ECP | 700 | 220.59 | 510 | 442 | No
2028-04-10 08:00 | 2028 50% ECP | 700 | 0 | 352.52 | 442 | No
2028-04-10 09:00 | 2028 50% ECP | 700 | 0 | 98.85 | 442 | No
2028-04-10 10:00 | 2028 50% ECP | 700 | 300 | 328.92 | 408.87 | No
2028-04-10 11:00 | 2028 50% ECP | 700 | 0 | 28.92 | 108.87 | No
2028-04-10 12:00 | 2028 50% ECP | 700 | 0 | -166.94 | 6.63 | No
2028-04-10 13:00 | 2028 50% ECP | 700 | 0 | -225.67 | 0 | No
2028-04-10 14:00 | 2028 50% ECP | 700 | 0 | -183.13 | 0 | No
2028-04-10 15:00 | 2028 50% ECP | 700 | 0 | 89.11 | 58.64 | No
2028-04-10 16:00 | 2028 50% ECP | 700 | 0 | 140.77 | 187.12 | No
2028-04-10 17:00 | 2028 50% ECP | 700 | 15.92 | 0 | 63.93 | No
2028-04-10 18:00 | 2028 50% ECP | 700 | -19.38 | -300 | -236.07 | No
2028-04-10 19:00 | 2028 50% ECP | 700 | -19.38 | -90 | -158 | No
2028-04-10 20:00 | 2028 50% ECP | 700 | 119.96 | 210 | 142 | No
2028-04-10 21:00 | 2028 50% ECP | 700 | 419.96 | 510 | 442 | No
2028-04-10 22:00 | 2028 50% ECP | 700 | 330.91 | 510 | 442 | No
2028-04-10 23:00 | 2028 50% ECP | 700 | 94.02 | 510 | 346.05 | No
2028-04-11 | 2028 50% ECP | 700 | 0 | 510 | 158.39 | No
2028-04-11 01:00 | 2028 50% ECP | 700 | 0 | 510 | 0 | No
2028-04-11 02:00 | 2028 50% ECP | 700 | 205 | 510 | 142 | No
2028-04-11 03:00 | 2028 50% ECP | 700 | 505 | 510 | 442 | No
2028-04-11 04:00 | 2028 50% ECP | 700 | 505 | 510 | 442 | No
2028-04-11 05:00 | 2028 50% ECP | 700 | 205 | 510 | 174.46 | No
2028-04-11 06:00 | 2028 50% ECP | 700 | 0 | 510 | 442 | No
2028-04-11 07:00 | 2028 50% ECP | 700 | 0 | 300 | 442 | No
2028-04-11 08:00 | 2028 50% ECP | 700 | 0 | 0 | 339.12 | No
2028-04-11 09:00 | 2028 50% ECP | 193.92 | -117.37 | -300 | 442 | No
2028-04-11 10:00 | 2028 50% ECP | -406.08 | 0 | -510 | 442 | No
2028-04-11 11:00 | 2028 50% ECP | -700 | -300 | -510 | 442 | No
2028-04-11 12:00 | 2028 50% ECP | -700 | 0 | -210 | 442 | No
2028-04-11 13:00 | 2028 50% ECP | -700 | 0 | -12.99 | 442 | No
2028-04-11 14:00 | 2028 50% ECP | -700 | 0 | -12.99 | 442 | No
2028-04-11 15:00 | 2028 50% ECP | -269.77 | -226 | -210 | 442 | No
2028-04-11 16:00 | 2028 50% ECP | 330.23 | -526 | -510 | 157.65 | No
2028-04-11 17:00 | 2028 50% ECP | 700 | -300 | -290.35 | 356.72 | No
2028-04-11 18:00 | 2028 50% ECP | 700 | 0 | 9.65 | 442 | No
2028-04-11 19:00 | 2028 50% ECP | 700 | 300 | 309.65 | 442 | No
2028-04-11 20:00 | 2028 50% ECP | 700 | 505 | 510 | 442 | No
2028-04-11 21:00 | 2028 50% ECP | 700 | 505 | 510 | 442 | No
2028-04-11 22:00 | 2028 50% ECP | 700 | 505 | 510 | 442 | No
2028-04-11 23:00 | 2028 50% ECP | 700 | 505 | 510 | 442 | No
2028-04-12 | 2028 50% ECP | 700 | 301.17 | 510 | 442 | No
2028-04-12 01:00 | 2028 50% ECP | 700 | 301.17 | 510 | 442 | No
2028-04-12 02:00 | 2028 50% ECP | 700 | 1.17 | 510 | 442 | No
2028-04-12 03:00 | 2028 50% ECP | 700 | 0 | 510 | 442 | No
2028-04-12 04:00 | 2028 50% ECP | 700 | 0 | 510 | 442 | No
2028-04-12 05:00 | 2028 50% ECP | 700 | 0 | 510 | 442 | No
2028-04-12 06:00 | 2028 50% ECP | 700 | 0.3 | 510 | 442 | No
2028-04-12 07:00 | 2028 50% ECP | 700 | 214.38 | 510 | 442 | No
2028-04-12 08:00 | 2028 50% ECP | 700 | 214.38 | 510 | 442 | No
2028-04-12 09:00 | 2028 50% ECP | 700 | 0 | 265.04 | 418.62 | No
2028-04-12 10:00 | 2028 50% ECP | 700 | 0 | 0 | 118.62 | No
2028-04-12 11:00 | 2028 50% ECP | 700 | -85.45 | -300 | 170.09 | No
2028-04-12 12:00 | 2028 50% ECP | 685.15 | 214.55 | 0 | 442 | No
2028-04-12 13:00 | 2028 50% ECP | 85.15 | 0 | -48.34 | 442 | No
2028-04-12 14:00 | 2028 50% ECP | 159.78 | 0 | 0 | 442 | No
2028-04-12 15:00 | 2028 50% ECP | -410.11 | 0 | 0 | 442 | No
2028-04-12 16:00 | 2028 50% ECP | -700 | 0 | -30.35 | 442 | No
2028-04-12 17:00 | 2028 50% ECP | -467.83 | 0 | 0 | 442 | No
2028-04-12 18:00 | 2028 50% ECP | -319.76 | 0 | 0 | 442 | No
2028-04-12 19:00 | 2028 50% ECP | 40.71 | 0 | 0 | 442 | No
2028-04-12 20:00 | 2028 50% ECP | 434.23 | 0 | 210.58 | 251.15 | No
2028-04-12 21:00 | 2028 50% ECP | -165.77 | 0 | 0 | -48.85 | No
2028-04-12 22:00 | 2028 50% ECP | -700 | 0 | 114.96 | -348.85 | No
2028-04-12 23:00 | 2028 50% ECP | -700 | 300 | 414.96 | -48.85 | Yes
2028-04-13 | 2028 50% ECP | -700 | 505 | 510 | 251.15 | No
2028-04-13 01:00 | 2028 50% ECP | -700 | 505 | 510 | 442 | No
2028-04-13 02:00 | 2028 50% ECP | -700 | 505 | 510 | 442 | No
2028-04-13 03:00 | 2028 50% ECP | -700 | 505 | 510 | 442 | No
2028-04-13 04:00 | 2028 50% ECP | -700 | 505 | 510 | 300 | No
2028-04-13 05:00 | 2028 50% ECP | -700 | 205 | 210 | 0 | No
2028-04-13 06:00 | 2028 50% ECP | -700 | -95 | -90 | 122.31 | No
2028-04-13 07:00 | 2028 50% ECP | -700 | -395 | -390 | -61.33 | No
2028-04-13 08:00 | 2028 50% ECP | -700 | -439.84 | -510 | 142 | No
2028-04-13 09:00 | 2028 50% ECP | -700 | -139.84 | -210 | 442 | Yes
2028-04-13 10:00 | 2028 50% ECP | -700 | 160.16 | 90 | 442 | Yes
2028-04-13 11:00 | 2028 50% ECP | -700 | 74 | 90 | 442 | Yes
2028-04-13 12:00 | 2028 50% ECP | -700 | -226 | -210 | 442 | Yes
2028-04-13 13:00 | 2028 50% ECP | -700 | -526 | -510 | 442 | Yes
2028-04-13 14:00 | 2028 50% ECP | -700 | -526 | -510 | 442 | Yes
2028-04-13 15:00 | 2028 50% ECP | -700 | -526 | -510 | 442 | No
2028-04-13 16:00 | 2028 50% ECP | -113.04 | -226 | -210 | 442 | No
2028-04-13 17:00 | 2028 50% ECP | 180.07 | 0 | 52.81 | 442 | No
2028-04-13 18:00 | 2028 50% ECP | 700 | 0 | 352.81 | 442 | No
2028-04-13 19:00 | 2028 50% ECP | 700 | 0 | 510 | 442 | No
2028-04-13 20:00 | 2028 50% ECP | 700 | 0 | 510 | 442 | No
2028-04-13 21:00 | 2028 50% ECP | 700 | 0 | 510 | 442 | No
2028-04-13 22:00 | 2028 50% ECP | 700 | 0 | 510 | 442 | No
2028-04-13 23:00 | 2028 50% ECP | 700 | 0 | 510 | 442 | No
2028-04-14 | 2028 50% ECP | 700 | 111.72 | 510 | 442 | No
2028-04-14 01:00 | 2028 50% ECP | 700 | 249.79 | 510 | 442 | No
2028-04-14 02:00 | 2028 50% ECP | 700 | 505 | 510 | 442 | No
2028-04-14 03:00 | 2028 50% ECP | 700 | 505 | 510 | 442 | No
2028-04-14 04:00 | 2028 50% ECP | 700 | 505 | 510 | 442 | No
2028-04-14 05:00 | 2028 50% ECP | 700 | 505 | 510 | 442 | No
2028-04-14 06:00 | 2028 50% ECP | 700 | 505 | 510 | 442 | No
2028-04-14 07:00 | 2028 50% ECP | 700 | 205 | 219.21 | 358.74 | No
2028-04-14 08:00 | 2028 50% ECP | 404.46 | 0 | 0 | 442 | No
2028-04-14 09:00 | 2028 50% ECP | -195.54 | -259.57 | -300 | 442 | No
2028-04-14 10:00 | 2028 50% ECP | -700 | -526 | -510 | 442 | No
2028-04-14 11:00 | 2028 50% ECP | -700 | -526 | -510 | 442 | No
2028-04-14 12:00 | 2028 50% ECP | -700 | -526 | -510 | 442 | No
2028-04-14 13:00 | 2028 50% ECP | -700 | -526 | -510 | 442 | No
2028-04-14 14:00 | 2028 50% ECP | -700 | -436.1 | -510 | 442 | No
2028-04-14 15:00 | 2028 50% ECP | -100 | -436.1 | -510 | 442 | No
2028-04-14 16:00 | 2028 50% ECP | 500 | -526 | -510 | 254.02 | No
2028-04-14 17:00 | 2028 50% ECP | 700 | -226 | -210 | 442 | No
2028-04-14 18:00 | 2028 50% ECP | 700 | 0 | 90 | 442 | No
2028-04-14 19:00 | 2028 50% ECP | 700 | 32.34 | 390 | 442 | No
2028-04-14 20:00 | 2028 50% ECP | 700 | 332.34 | 510 | 442 | No
2028-04-14 21:00 | 2028 50% ECP | 700 | 32.34 | 510 | 442 | No
2028-04-14 22:00 | 2028 50% ECP | 700 | 0 | 510 | 442 | No
2028-04-14 23:00 | 2028 50% ECP | 700 | 0 | 510 | 442 | No
2028-04-15 | 2028 50% ECP | 700 | 0 | 510 | 442 | No
2028-04-15 01:00 | 2028 50% ECP | 700 | 0 | 510 | 442 | No
2028-04-15 02:00 | 2028 50% ECP | 700 | 227.54 | 510 | 442 | No
2028-04-15 03:00 | 2028 50% ECP | 700 | 0 | 510 | 442 | No
2028-04-15 04:00 | 2028 50% ECP | 700 | 0 | 510 | 442 | No
2028-04-15 05:00 | 2028 50% ECP | 700 | 0 | 510 | 442 | No
2028-04-15 06:00 | 2028 50% ECP | 700 | 98.69 | 440.43 | 442 | No
2028-04-15 07:00 | 2028 50% ECP | 700 | 0 | 140.43 | 190.83 | No
2028-04-15 08:00 | 2028 50% ECP | 100 | 0 | -147.69 | 442 | No
2028-04-15 09:00 | 2028 50% ECP | -500 | -255.53 | -447.69 | 442 | No
2028-04-15 10:00 | 2028 50% ECP | -700 | -526 | -510 | 442 | No
2028-04-15 11:00 | 2028 50% ECP | -700 | -526 | -510 | 442 | No
2028-04-15 12:00 | 2028 50% ECP | -700 | -526 | -510 | 442 | No
2028-04-15 13:00 | 2028 50% ECP | -700 | -340.2 | -510 | 442 | No
2028-04-15 14:00 | 2028 50% ECP | -659.32 | -526 | -510 | 442 | No
2028-04-15 15:00 | 2028 50% ECP | -59.32 | -526 | -510 | 442 | No
2028-04-15 16:00 | 2028 50% ECP | 540.68 | -526 | -510 | 283.89 | No
2028-04-15 17:00 | 2028 50% ECP | 700 | -226 | -210 | 398.32 | No
2028-04-15 18:00 | 2028 50% ECP | 700 | 0 | 90 | 398.32 | No
2028-04-15 19:00 | 2028 50% ECP | 700 | 0 | 390 | 442 | No
2028-04-15 20:00 | 2028 50% ECP | 700 | 0 | 510 | 282.13 | No
2028-04-15 21:00 | 2028 50% ECP | 700 | 205 | 510 | 442 | No
2028-04-15 22:00 | 2028 50% ECP | 700 | 505 | 510 | 442 | No
2028-04-15 23:00 | 2028 50% ECP | 700 | 505 | 510 | 442 | No
2028-04-16 | 2028 50% ECP | 700 | 441.45 | 510 | 442 | No
2028-04-16 01:00 | 2028 50% ECP | 700 | 305.27 | 510 | 442 | No
2028-04-16 02:00 | 2028 50% ECP | 700 | 498.35 | 510 | 442 | No
2028-04-16 03:00 | 2028 50% ECP | 700 | 330.07 | 510 | 442 | No
2028-04-16 04:00 | 2028 50% ECP | 700 | 127.39 | 510 | 442 | No
2028-04-16 05:00 | 2028 50% ECP | 700 | 27.02 | 480.61 | 442 | No
2028-04-16 06:00 | 2028 50% ECP | 700 | 0 | 180.61 | 235.05 | No
2028-04-16 07:00 | 2028 50% ECP | 469.06 | 0 | -119.39 | 402.02 | No
2028-04-16 08:00 | 2028 50% ECP | -100 | -278.13 | -419.39 | 414.46 | No
2028-04-16 09:00 | 2028 50% ECP | -700 | -526 | -510 | 442 | Yes
2028-04-16 10:00 | 2028 50% ECP | -700 | -526 | -510 | 339.35 | Yes
2028-04-16 11:00 | 2028 50% ECP | -700 | -526 | -510 | 295.05 | Yes
2028-04-16 12:00 | 2028 50% ECP | -700 | -526 | -510 | 7.22 | No
2028-04-16 13:00 | 2028 50% ECP | -700 | -526 | -510 | 12.42 | Yes
2028-04-16 14:00 | 2028 50% ECP | -700 | -526 | -510 | 12.42 | No
2028-04-16 15:00 | 2028 50% ECP | -700 | -526 | -510 | 288.33 | No
2028-04-16 16:00 | 2028 50% ECP | -100 | -526 | -510 | 126.56 | No
2028-04-16 17:00 | 2028 50% ECP | 500 | -526 | -510 | 377.15 | No
2028-04-16 18:00 | 2028 50% ECP | 700 | -299.15 | -510 | 300 | No
2028-04-16 19:00 | 2028 50% ECP | 700 | 0 | -510 | 0 | No
2028-04-16 20:00 | 2028 50% ECP | 700 | -300 | -262.63 | -300 | No
2028-04-16 21:00 | 2028 50% ECP | 700 | 0 | 37.37 | -428.69 | No
2028-04-16 22:00 | 2028 50% ECP | 700 | 300 | 337.37 | -128.69 | No
2028-04-16 23:00 | 2028 50% ECP | 700 | 205 | 407.9 | -194.44 | No
2028-04-17 | 2028 50% ECP | 700 | 206.93 | 510 | 105.56 | No
2028-04-17 01:00 | 2028 50% ECP | 700 | 83.38 | 510 | -83.4 | No
2028-04-17 02:00 | 2028 50% ECP | 700 | 157.85 | 510 | 216.6 | No
2028-04-17 03:00 | 2028 50% ECP | 700 | 237.72 | 510 | 134.06 | No
2028-04-17 04:00 | 2028 50% ECP | 700 | 237.72 | 510 | -165.94 | No
2028-04-17 05:00 | 2028 50% ECP | 700 | 0 | 510 | -210.87 | No
2028-04-17 06:00 | 2028 50% ECP | 700 | 0 | 390 | 89.13 | No
2028-04-17 07:00 | 2028 50% ECP | 500 | 0 | 90 | 0 | No
2028-04-17 08:00 | 2028 50% ECP | -100 | -226 | -210 | -238.66 | No
2028-04-17 09:00 | 2028 50% ECP | -700 | -526 | -510 | -179.33 | No
2028-04-17 10:00 | 2028 50% ECP | -700 | -526 | -510 | 37.17 | No
2028-04-17 11:00 | 2028 50% ECP | -700 | -526 | -510 | -262.83 | No
2028-04-17 12:00 | 2028 50% ECP | -700 | -526 | -510 | -311 | No
2028-04-17 13:00 | 2028 50% ECP | -700 | -526 | -510 | -409.94 | No
2028-04-17 14:00 | 2028 50% ECP | -700 | -526 | -510 | -255.61 | No
2028-04-17 15:00 | 2028 50% ECP | -700 | -248.6 | -510 | 12.6 | No
2028-04-17 16:00 | 2028 50% ECP | -206.02 | 0 | -300 | 66.06 | No
2028-04-17 17:00 | 2028 50% ECP | 393.98 | 0 | 0 | 366.06 | No
2028-04-17 18:00 | 2028 50% ECP | 700 | 0 | -300 | 111.89 | Yes
2028-04-17 19:00 | 2028 50% ECP | 700 | 0 | -19.35 | 411.89 | No
2028-04-17 20:00 | 2028 50% ECP | 700 | 0 | 280.65 | 442 | No
2028-04-17 21:00 | 2028 50% ECP | 700 | 0 | 510 | 442 | No
2028-04-17 22:00 | 2028 50% ECP | 700 | 0 | 510 | 267.62 | No
2028-04-17 23:00 | 2028 50% ECP | 700 | 0 | 510 | 64.68 | No
2028-04-18 | 2028 50% ECP | 700 | 297.15 | 510 | 20.92 | No
2028-04-18 01:00 | 2028 50% ECP | 700 | 440.81 | 510 | 136.15 | No
2028-04-18 02:00 | 2028 50% ECP | 700 | 140.81 | 510 | 260.47 | No
2028-04-18 03:00 | 2028 50% ECP | 700 | 193.17 | 510 | 442 | No
2028-04-18 04:00 | 2028 50% ECP | 700 | 0 | 510 | 442 | No
2028-04-18 05:00 | 2028 50% ECP | 700 | 0 | 510 | 442 | No
2028-04-18 06:00 | 2028 50% ECP | 700 | 157.92 | 510 | 442 | No
2028-04-18 07:00 | 2028 50% ECP | 700 | 300 | 238.68 | 300 | No
2028-04-18 08:00 | 2028 50% ECP | 700 | 0 | -61.32 | 0 | No
2028-04-18 09:00 | 2028 50% ECP | 700 | 0 | 0 | 84.63 | No
2028-04-18 10:00 | 2028 50% ECP | 695.84 | 0 | 0 | 59.18 | No
2028-04-18 11:00 | 2028 50% ECP | 95.84 | 0 | 0 | 295.75 | No
2028-04-18 12:00 | 2028 50% ECP | 695.84 | 0 | 0 | 0 | No
2028-04-18 13:00 | 2028 50% ECP | 435.98 | 0 | 0 | 0 | No
2028-04-18 14:00 | 2028 50% ECP | 700 | 0 | 0 | 148.2 | No
2028-04-18 15:00 | 2028 50% ECP | 440.25 | 0 | 0 | 442 | No
2028-04-18 16:00 | 2028 50% ECP | 700 | -300 | -32.18 | 298.31 | No
2028-04-18 17:00 | 2028 50% ECP | 700 | 0 | 267.82 | 442 | No
2028-04-18 18:00 | 2028 50% ECP | 700 | 0 | 510 | 442 | No
2028-04-18 19:00 | 2028 50% ECP | 700 | 300 | 510 | 442 | No
2028-04-18 20:00 | 2028 50% ECP | 700 | 373.58 | 510 | 442 | No
2028-04-18 21:00 | 2028 50% ECP | 700 | 227.46 | 510 | 442 | No
2028-04-18 22:00 | 2028 50% ECP | 700 | 181.19 | 510 | 442 | No
2028-04-18 23:00 | 2028 50% ECP | 700 | 481.19 | 510 | 442 | No
2028-04-19 | 2028 50% ECP | 700 | 181.19 | 510 | 261.76 | No
2028-04-19 01:00 | 2028 50% ECP | 700 | 32.79 | 510 | 442 | No
2028-04-19 02:00 | 2028 50% ECP | 700 | 32.79 | 510 | 442 | No
2028-04-19 03:00 | 2028 50% ECP | 700 | 240.05 | 510 | 442 | No
2028-04-19 04:00 | 2028 50% ECP | 700 | 231.15 | 510 | 442 | No
2028-04-19 05:00 | 2028 50% ECP | 700 | 296.19 | 300 | 300 | No
2028-04-19 06:00 | 2028 50% ECP | 700 | 0 | 0 | 0 | Yes
2028-04-19 07:00 | 2028 50% ECP | 700 | 279.8 | 300 | 300 | No
2028-04-19 08:00 | 2028 50% ECP | 700 | 0 | 42.17 | 388.59 | No
2028-04-19 09:00 | 2028 50% ECP | 100 | -300 | -257.83 | 88.59 | No
2028-04-19 10:00 | 2028 50% ECP | -500 | -526 | -510 | -211.41 | No
2028-04-19 11:00 | 2028 50% ECP | -700 | -526 | -510 | 0 | No
2028-04-19 12:00 | 2028 50% ECP | -700 | -526 | -510 | 36.26 | No
2028-04-19 13:00 | 2028 50% ECP | -700 | -506.44 | -510 | 0 | No
2028-04-19 14:00 | 2028 50% ECP | -700 | -506.44 | -510 | 0 | No
2028-04-19 15:00 | 2028 50% ECP | -539.76 | -526 | -510 | 207.87 | No
2028-04-19 16:00 | 2028 50% ECP | 60.24 | -526 | -510 | 117.9 | No
2028-04-19 17:00 | 2028 50% ECP | 660.24 | -526 | -510 | 256.78 | No
2028-04-19 18:00 | 2028 50% ECP | 700 | -226 | -210 | 393.44 | No
2028-04-19 19:00 | 2028 50% ECP | 700 | -526 | -510 | 118.57 | No
2028-04-19 20:00 | 2028 50% ECP | 700 | -226 | -210 | 219.85 | No
2028-04-19 21:00 | 2028 50% ECP | 700 | 0 | 87.65 | 317.22 | No
2028-04-19 22:00 | 2028 50% ECP | 700 | 278.38 | 387.65 | 442 | No
2028-04-19 23:00 | 2028 50% ECP | 422.96 | 355.96 | 510 | 442 | No
2028-04-20 | 2028 50% ECP | 531.62 | 505 | 510 | 442 | No
2028-04-20 01:00 | 2028 50% ECP | 272.9 | 505 | 510 | 349.72 | No
2028-04-20 02:00 | 2028 50% ECP | 505.72 | 505 | 510 | 408.85 | No
2028-04-20 03:00 | 2028 50% ECP | 600 | 460.3 | 510 | 264.99 | No
2028-04-20 04:00 | 2028 50% ECP | 0 | 160.3 | 210 | -35.01 | No
2028-04-20 05:00 | 2028 50% ECP | 600 | 0 | 190.07 | 0 | No
2028-04-20 06:00 | 2028 50% ECP | 700 | 0 | 147.45 | 91.31 | No
2028-04-20 07:00 | 2028 50% ECP | 136.72 | 0 | 0 | 255.55 | No
2028-04-20 08:00 | 2028 50% ECP | -463.28 | -300 | -300 | -44.45 | No
2028-04-20 09:00 | 2028 50% ECP | -700 | -526 | -510 | -232.48 | Yes
2028-04-20 10:00 | 2028 50% ECP | -700 | -526 | -510 | -335.17 | Yes
2028-04-20 11:00 | 2028 50% ECP | -700 | -526 | -510 | -198.91 | Yes
2028-04-20 12:00 | 2028 50% ECP | -700 | -526 | -510 | -1.56 | Yes
2028-04-20 13:00 | 2028 50% ECP | -700 | -526 | -510 | 142 | Yes
2028-04-20 14:00 | 2028 50% ECP | -700 | -429.63 | -510 | 442 | Yes
2028-04-20 15:00 | 2028 50% ECP | -700 | -226 | -210 | 442 | Yes
2028-04-20 16:00 | 2028 50% ECP | -700 | -526 | -510 | 442 | No
2028-04-20 17:00 | 2028 50% ECP | -100 | -226 | -210 | 442 | No
2028-04-20 18:00 | 2028 50% ECP | 500 | 0 | 90 | 442 | No
2028-04-20 19:00 | 2028 50% ECP | 700 | 0 | 390 | 442 | No
2028-04-20 20:00 | 2028 50% ECP | 700 | 0 | 510 | 442 | No
2028-04-20 21:00 | 2028 50% ECP | 700 | 0 | 510 | 287.56 | No
2028-04-20 22:00 | 2028 50% ECP | 700 | 205 | 510 | 442 | No
2028-04-20 23:00 | 2028 50% ECP | 700 | 505 | 510 | 442 | No
2028-04-21 | 2028 50% ECP | 593.44 | 505 | 510 | 345.55 | No
2028-04-21 01:00 | 2028 50% ECP | 700 | 505 | 510 | 370.66 | No
2028-04-21 02:00 | 2028 50% ECP | 700 | 256.28 | 510 | 70.66 | No
2028-04-21 03:00 | 2028 50% ECP | 503.59 | 505 | 510 | -229.34 | No
2028-04-21 04:00 | 2028 50% ECP | 361.59 | 505 | 510 | -103.81 | No
2028-04-21 05:00 | 2028 50% ECP | 700 | 205 | 210 | -403.81 | No
2028-04-21 06:00 | 2028 50% ECP | 488.35 | 179.91 | 390 | -420.21 | No
2028-04-21 07:00 | 2028 50% ECP | -101.48 | 6.81 | 90 | -230.71 | No
2028-04-21 08:00 | 2028 50% ECP | -700 | -293.19 | -210 | -510 | No
2028-04-21 09:00 | 2028 50% ECP | -700 | -526 | -510 | -510 | Yes
2028-04-21 10:00 | 2028 50% ECP | -700 | -526 | -510 | -264.39 | Yes
2028-04-21 11:00 | 2028 50% ECP | -700 | -526 | -510 | 35.61 | Yes
2028-04-21 12:00 | 2028 50% ECP | -700 | -226 | -210 | 335.61 | Yes
2028-04-21 13:00 | 2028 50% ECP | -700 | -226 | -210 | 442 | Yes
2028-04-21 14:00 | 2028 50% ECP | -700 | -526 | -510 | 233.62 | Yes
2028-04-21 15:00 | 2028 50% ECP | -700 | -526 | -470.04 | 295.43 | No
2028-04-21 16:00 | 2028 50% ECP | -381.26 | -300 | -170.04 | 408.51 | No
2028-04-21 17:00 | 2028 50% ECP | 218.74 | 0 | 129.96 | 442 | No
2028-04-21 18:00 | 2028 50% ECP | 700 | 207.33 | 429.96 | 442 | No
2028-04-21 19:00 | 2028 50% ECP | 700 | 444.06 | 510 | 442 | No
2028-04-21 20:00 | 2028 50% ECP | 700 | 505 | 510 | 404.3 | No
2028-04-21 21:00 | 2028 50% ECP | 700 | 325.39 | 510 | 104.3 | No
2028-04-21 22:00 | 2028 50% ECP | 700 | 325.39 | 510 | -195.7 | No
2028-04-21 23:00 | 2028 50% ECP | 700 | 379.4 | 510 | -28.45 | No
2028-04-22 | 2028 50% ECP | 700 | 238.74 | 510 | 0 | No
2028-04-22 01:00 | 2028 50% ECP | 700 | 272.63 | 510 | -194.86 | No
2028-04-22 02:00 | 2028 50% ECP | 700 | 505 | 510 | -161.11 | No
2028-04-22 03:00 | 2028 50% ECP | 700 | 505 | 510 | -355.81 | No
2028-04-22 04:00 | 2028 50% ECP | 700 | 505 | 510 | -55.81 | No
2028-04-22 05:00 | 2028 50% ECP | 700 | 488.94 | 510 | 79.14 | No
2028-04-22 06:00 | 2028 50% ECP | 700 | 430.87 | 510 | 379.14 | No
2028-04-22 07:00 | 2028 50% ECP | 600 | 130.87 | 300 | 289.96 | No
2028-04-22 08:00 | 2028 50% ECP | 0 | 0 | 0 | 0 | No
2028-04-22 09:00 | 2028 50% ECP | -600 | 0 | -300 | 0 | No
2028-04-22 10:00 | 2028 50% ECP | -700 | 0 | -510 | 0 | No
2028-04-22 11:00 | 2028 50% ECP | -700 | 0 | -377.99 | 0 | No
2028-04-22 12:00 | 2028 50% ECP | -700 | 0 | -77.99 | 0 | No
2028-04-22 13:00 | 2028 50% ECP | -700 | 0 | 0 | 0 | No
2028-04-22 14:00 | 2028 50% ECP | -486.22 | 0 | 0 | 141.06 | No
2028-04-22 15:00 | 2028 50% ECP | 113.78 | 0 | 94.14 | 177.29 | No
2028-04-22 16:00 | 2028 50% ECP | 700 | 199.86 | 394.14 | 369.3 | No
2028-04-22 17:00 | 2028 50% ECP | 700 | 499.86 | 510 | 442 | No
2028-04-22 18:00 | 2028 50% ECP | 700 | 504.37 | 510 | 442 | No
2028-04-22 19:00 | 2028 50% ECP | 700 | 204.37 | 210 | 142 | No
2028-04-22 20:00 | 2028 50% ECP | 700 | 504.37 | 510 | 442 | No
2028-04-22 21:00 | 2028 50% ECP | 700 | 505 | 510 | 442 | No
2028-04-22 22:00 | 2028 50% ECP | 700 | 505 | 510 | 442 | No
2028-04-22 23:00 | 2028 50% ECP | 700 | 505 | 510 | 442 | No
2028-04-23 | 2028 50% ECP | 700 | 505 | 510 | 442 | No
2028-04-23 01:00 | 2028 50% ECP | 700 | 505 | 510 | 442 | No
2028-04-23 02:00 | 2028 50% ECP | 700 | 505 | 510 | 442 | No
2028-04-23 03:00 | 2028 50% ECP | 700 | 505 | 510 | 442 | No
2028-04-23 04:00 | 2028 50% ECP | 700 | 505 | 510 | 442 | No
2028-04-23 05:00 | 2028 50% ECP | 700 | 205 | 312.81 | 300 | No
2028-04-23 06:00 | 2028 50% ECP | 700 | 0 | 12.81 | 0 | No
2028-04-23 07:00 | 2028 50% ECP | 700 | -226 | -210 | 0 | No
2028-04-23 08:00 | 2028 50% ECP | 617.63 | -526 | -510 | 142 | No
2028-04-23 09:00 | 2028 50% ECP | 17.63 | -526 | -510 | 442 | No
2028-04-23 10:00 | 2028 50% ECP | -582.37 | -242.79 | -510 | 442 | No
2028-04-23 11:00 | 2028 50% ECP | -700 | -1.09 | -510 | 442 | No
2028-04-23 12:00 | 2028 50% ECP | -700 | -1.09 | -510 | 442 | No
2028-04-23 13:00 | 2028 50% ECP | -700 | -1.09 | -510 | 442 | No
2028-04-23 14:00 | 2028 50% ECP | -501.31 | -247.71 | -510 | 442 | No
2028-04-23 15:00 | 2028 50% ECP | 98.69 | -526 | -510 | 442 | No
2028-04-23 16:00 | 2028 50% ECP | 698.69 | -526 | -510 | 159.25 | No
2028-04-23 17:00 | 2028 50% ECP | 700 | -226 | -210 | 442 | No
2028-04-23 18:00 | 2028 50% ECP | 700 | 0 | 90 | 442 | No
2028-04-23 19:00 | 2028 50% ECP | 700 | 0 | 390 | 442 | No
2028-04-23 20:00 | 2028 50% ECP | 700 | 116.83 | 510 | 442 | No
2028-04-23 21:00 | 2028 50% ECP | 700 | 116.83 | 510 | 442 | No
2028-04-23 22:00 | 2028 50% ECP | 700 | 0 | 510 | 442 | No
2028-04-23 23:00 | 2028 50% ECP | 700 | 0 | 510 | 285.92 | No
2028-04-24 | 2028 50% ECP | 700 | 202.15 | 510 | 442 | No
2028-04-24 01:00 | 2028 50% ECP | 700 | 403.43 | 510 | 442 | No
2028-04-24 02:00 | 2028 50% ECP | 700 | 454.6 | 510 | 442 | No
2028-04-24 03:00 | 2028 50% ECP | 700 | 277.09 | 510 | 442 | No
2028-04-24 04:00 | 2028 50% ECP | 700 | 0 | 510 | 442 | No
2028-04-24 05:00 | 2028 50% ECP | 700 | 0 | 510 | 442 | No
2028-04-24 06:00 | 2028 50% ECP | 700 | 113.69 | 210 | 442 | No
2028-04-24 07:00 | 2028 50% ECP | 700 | -80.1 | -90 | 442 | No
2028-04-24 08:00 | 2028 50% ECP | 700 | -380.1 | -390 | 258.97 | No
2028-04-24 09:00 | 2028 50% ECP | 114.72 | -526 | -510 | 273.19 | No
2028-04-24 10:00 | 2028 50% ECP | 0 | -526 | -510 | 219.27 | No
2028-04-24 11:00 | 2028 50% ECP | 354.34 | -526 | -510 | 160.82 | No
2028-04-24 12:00 | 2028 50% ECP | 0 | -226 | -210 | 442 | No
2028-04-24 13:00 | 2028 50% ECP | 0 | -226 | -385.88 | 418.34 | No
2028-04-24 14:00 | 2028 50% ECP | 77.2 | -526 | -510 | 118.34 | No
2028-04-24 15:00 | 2028 50% ECP | 360.72 | -526 | -510 | 141.8 | No
2028-04-24 16:00 | 2028 50% ECP | 700 | -300 | -377.41 | 229.33 | No
2028-04-24 17:00 | 2028 50% ECP | 700 | 0 | -77.41 | 436.23 | No
2028-04-24 18:00 | 2028 50% ECP | 700 | 0 | 222.59 | 300 | No
2028-04-24 19:00 | 2028 50% ECP | 700 | -119.57 | -77.41 | 0 | No
2028-04-24 20:00 | 2028 50% ECP | 700 | 135.12 | 222.59 | 300 | No
2028-04-24 21:00 | 2028 50% ECP | 700 | 135.12 | 510 | 442 | No
2028-04-24 22:00 | 2028 50% ECP | 700 | 359.15 | 510 | 442 | No
2028-04-24 23:00 | 2028 50% ECP | 700 | 59.15 | 510 | 442 | No
2028-04-25 | 2028 50% ECP | 700 | 314.2 | 510 | 442 | No
2028-04-25 01:00 | 2028 50% ECP | 700 | 187.74 | 510 | 442 | No
2028-04-25 02:00 | 2028 50% ECP | 700 | 86.07 | 510 | 442 | No
2028-04-25 03:00 | 2028 50% ECP | 700 | 42.66 | 510 | 442 | No
2028-04-25 04:00 | 2028 50% ECP | 700 | 113.8 | 510 | 442 | No
2028-04-25 05:00 | 2028 50% ECP | 700 | 113.8 | 510 | 442 | No
2028-04-25 06:00 | 2028 50% ECP | 700 | 114.65 | 210 | 442 | No
2028-04-25 07:00 | 2028 50% ECP | 700 | -14.03 | -90 | 442 | No
2028-04-25 08:00 | 2028 50% ECP | 700 | -314.03 | -390 | 278.82 | No
2028-04-25 09:00 | 2028 50% ECP | 100 | -526 | -510 | 233.27 | No
2028-04-25 10:00 | 2028 50% ECP | 0 | -226 | -510 | 442 | No
2028-04-25 11:00 | 2028 50% ECP | 0 | -526 | -510 | 442 | No
2028-04-25 12:00 | 2028 50% ECP | 0 | -337.31 | -510 | 442 | No
2028-04-25 13:00 | 2028 50% ECP | 0 | -526 | -510 | 142 | No
2028-04-25 14:00 | 2028 50% ECP | 0 | -526 | -510 | 40.03 | No
2028-04-25 15:00 | 2028 50% ECP | 379.72 | -526 | -510 | 22.67 | No
2028-04-25 16:00 | 2028 50% ECP | 650.47 | -300 | -493.48 | 188.81 | No
2028-04-25 17:00 | 2028 50% ECP | 700 | 0 | -193.48 | 442 | No
2028-04-25 18:00 | 2028 50% ECP | 700 | 100.76 | 106.52 | 240.6 | No
2028-04-25 19:00 | 2028 50% ECP | 700 | -199.24 | -193.48 | -59.4 | No
2028-04-25 20:00 | 2028 50% ECP | 700 | 100.76 | 106.52 | 240.6 | No
2028-04-25 21:00 | 2028 50% ECP | 700 | 400.76 | 406.52 | 442 | No
2028-04-25 22:00 | 2028 50% ECP | 700 | 505 | 510 | 442 | No
2028-04-25 23:00 | 2028 50% ECP | 700 | 205 | 431.76 | 142 | No
2028-04-26 | 2028 50% ECP | 700 | 505 | 510 | 442 | No
2028-04-26 01:00 | 2028 50% ECP | 700 | 505 | 510 | 442 | No
2028-04-26 02:00 | 2028 50% ECP | 700 | 505 | 510 | 442 | No
2028-04-26 03:00 | 2028 50% ECP | 700 | 505 | 510 | 442 | No
2028-04-26 04:00 | 2028 50% ECP | 700 | 505 | 510 | 442 | No
2028-04-26 05:00 | 2028 50% ECP | 700 | 205 | 389.73 | 142 | No
2028-04-26 06:00 | 2028 50% ECP | 700 | 29.55 | 510 | 442 | No
2028-04-26 07:00 | 2028 50% ECP | 700 | 29.55 | 210 | 442 | No
2028-04-26 08:00 | 2028 50% ECP | 700 | -62.03 | -90 | 421.11 | No
2028-04-26 09:00 | 2028 50% ECP | 700 | -362.03 | -390 | 121.11 | No
2028-04-26 10:00 | 2028 50% ECP | 700 | -203.2 | -510 | -62.73 | No
2028-04-26 11:00 | 2028 50% ECP | 700 | -380.27 | -510 | -19.4 | No
2028-04-26 12:00 | 2028 50% ECP | 700 | -111.32 | -510 | 3.75 | No
2028-04-26 13:00 | 2028 50% ECP | 700 | -29.04 | -510 | 61.09 | No
2028-04-26 14:00 | 2028 50% ECP | 700 | -39.26 | -510 | 1.69 | No
2028-04-26 15:00 | 2028 50% ECP | 700 | -4.93 | -210 | -32.62 | No
2028-04-26 16:00 | 2028 50% ECP | 700 | 0 | 90 | 255.82 | No
2028-04-26 17:00 | 2028 50% ECP | 700 | 0 | 390 | 442 | No
2028-04-26 18:00 | 2028 50% ECP | 700 | 62.67 | 510 | 442 | No
2028-04-26 19:00 | 2028 50% ECP | 700 | 0 | 361.77 | 142 | Yes
2028-04-26 20:00 | 2028 50% ECP | 700 | 201.93 | 510 | 442 | No
2028-04-26 21:00 | 2028 50% ECP | 700 | 417.17 | 510 | 442 | No
2028-04-26 22:00 | 2028 50% ECP | 700 | 417.17 | 510 | 442 | No
2028-04-26 23:00 | 2028 50% ECP | 700 | 117.17 | 510 | 442 | No
2028-04-27 | 2028 50% ECP | 700 | 417.17 | 510 | 442 | No
2028-04-27 01:00 | 2028 50% ECP | 700 | 505 | 510 | 442 | No
2028-04-27 02:00 | 2028 50% ECP | 700 | 205 | 510 | 359.44 | No
2028-04-27 03:00 | 2028 50% ECP | 700 | 505 | 510 | 442 | No
2028-04-27 04:00 | 2028 50% ECP | 700 | 505 | 510 | 442 | No
2028-04-27 05:00 | 2028 50% ECP | 700 | 205 | 426.24 | 168.62 | No
2028-04-27 06:00 | 2028 50% ECP | 700 | 0 | 300 | 442 | No
2028-04-27 07:00 | 2028 50% ECP | 700 | 0 | 0 | 442 | No
2028-04-27 08:00 | 2028 50% ECP | 700 | -250.21 | -300 | 430.21 | No
2028-04-27 09:00 | 2028 50% ECP | 614.64 | -526 | -510 | 417.78 | No
2028-04-27 10:00 | 2028 50% ECP | 14.64 | -526 | -510 | 442 | No
2028-04-27 11:00 | 2028 50% ECP | 0 | -300 | -510 | 442 | No
2028-04-27 12:00 | 2028 50% ECP | 0 | 0 | -210 | 442 | No
2028-04-27 13:00 | 2028 50% ECP | -121.16 | 0 | 0 | 442 | No
2028-04-27 14:00 | 2028 50% ECP | 0 | 0 | -210 | 442 | No
2028-04-27 15:00 | 2028 50% ECP | 217.86 | -300 | -510 | 442 | No
2028-04-27 16:00 | 2028 50% ECP | 700 | -526 | -510 | 442 | No
2028-04-27 17:00 | 2028 50% ECP | 700 | -226 | -210 | 442 | No
2028-04-27 18:00 | 2028 50% ECP | 700 | 74 | 90 | 442 | No
2028-04-27 19:00 | 2028 50% ECP | 700 | 374 | 390 | 442 | No
2028-04-27 20:00 | 2028 50% ECP | 700 | 505 | 510 | 442 | No
2028-04-27 21:00 | 2028 50% ECP | 700 | 505 | 510 | 442 | No
2028-04-27 22:00 | 2028 50% ECP | 700 | 342.73 | 510 | 442 | No
2028-04-27 23:00 | 2028 50% ECP | 700 | 42.73 | 510 | 442 | No
2028-04-28 | 2028 50% ECP | 700 | 178.64 | 510 | 442 | No
2028-04-28 01:00 | 2028 50% ECP | 700 | 330.78 | 510 | 442 | No
2028-04-28 02:00 | 2028 50% ECP | 700 | 505 | 510 | 442 | No
2028-04-28 03:00 | 2028 50% ECP | 700 | 505 | 510 | 442 | No
2028-04-28 04:00 | 2028 50% ECP | 700 | 505 | 510 | 442 | No
2028-04-28 05:00 | 2028 50% ECP | 700 | 482.97 | 510 | 442 | No
2028-04-28 06:00 | 2028 50% ECP | 700 | 182.97 | 510 | 438.49 | No
2028-04-28 07:00 | 2028 50% ECP | 700 | 0 | 305.44 | 442 | No
2028-04-28 08:00 | 2028 50% ECP | 700 | 184.51 | 300 | 442 | No
2028-04-28 09:00 | 2028 50% ECP | 100 | 0 | 0 | 442 | No
2028-04-28 10:00 | 2028 50% ECP | -500 | 0 | -103.8 | 423.83 | No
2028-04-28 11:00 | 2028 50% ECP | -700 | 0 | -157.75 | 348.75 | No
2028-04-28 12:00 | 2028 50% ECP | -700 | 0 | -164.49 | 340.59 | No
2028-04-28 13:00 | 2028 50% ECP | -700 | 0 | -408.36 | 391.43 | No
2028-04-28 14:00 | 2028 50% ECP | -700 | 0 | -108.36 | 391.43 | No
2028-04-28 15:00 | 2028 50% ECP | -171.12 | 0 | -164.62 | 442 | No
2028-04-28 16:00 | 2028 50% ECP | 428.88 | 0 | 0 | 427.32 | No
2028-04-28 17:00 | 2028 50% ECP | 700 | 205 | 288.49 | 442 | No
2028-04-28 18:00 | 2028 50% ECP | 700 | 505 | 510 | 442 | No
2028-04-28 19:00 | 2028 50% ECP | 700 | 505 | 510 | 442 | No
2028-04-28 20:00 | 2028 50% ECP | 700 | 505 | 510 | 442 | No
2028-04-28 21:00 | 2028 50% ECP | 700 | 505 | 510 | 442 | No
2028-04-28 22:00 | 2028 50% ECP | 700 | 505 | 510 | 442 | No
2028-04-28 23:00 | 2028 50% ECP | 700 | 505 | 510 | 442 | No
2028-04-29 | 2028 50% ECP | 700 | 328.7 | 510 | 442 | No
2028-04-29 01:00 | 2028 50% ECP | 700 | 28.7 | 510 | 307.85 | No
2028-04-29 02:00 | 2028 50% ECP | 700 | 0 | 373.37 | 161.59 | No
2028-04-29 03:00 | 2028 50% ECP | 567.95 | 0 | 73.37 | 203.61 | No
2028-04-29 04:00 | 2028 50% ECP | -32.05 | 0 | 0 | 0 | No
2028-04-29 05:00 | 2028 50% ECP | -388.93 | 0 | 0 | 45 | No
2028-04-29 06:00 | 2028 50% ECP | 0 | 0.4 | 210 | 142 | No
2028-04-29 07:00 | 2028 50% ECP | -568.96 | 300.4 | 510 | 442 | No
2028-04-29 08:00 | 2028 50% ECP | -700 | 505 | 510 | 442 | Yes
2028-04-29 09:00 | 2028 50% ECP | -700 | 505 | 510 | 442 | Yes
2028-04-29 10:00 | 2028 50% ECP | -100 | 505 | 510 | 442 | Yes
2028-04-29 11:00 | 2028 50% ECP | 500 | 505 | 510 | 442 | Yes
2028-04-29 12:00 | 2028 50% ECP | 147.89 | 272.67 | 210 | 442 | Yes
2028-04-29 13:00 | 2028 50% ECP | -452.11 | -27.33 | -90 | 442 | Yes
2028-04-29 14:00 | 2028 50% ECP | -700 | -327.33 | -390 | 164.3 | No
2028-04-29 15:00 | 2028 50% ECP | -100 | -27.33 | -90 | 329.15 | No
2028-04-29 16:00 | 2028 50% ECP | 500 | 0 | 210 | 442 | No
2028-04-29 17:00 | 2028 50% ECP | 700 | 0 | 510 | 442 | No
2028-04-29 18:00 | 2028 50% ECP | 700 | 0 | 510 | 442 | No
2028-04-29 19:00 | 2028 50% ECP | 700 | 0 | 510 | 442 | Yes
2028-04-29 20:00 | 2028 50% ECP | 700 | 0 | 510 | 442 | No
2028-04-29 21:00 | 2028 50% ECP | 700 | 205 | 510 | 442 | No
2028-04-29 22:00 | 2028 50% ECP | 700 | 505 | 510 | 442 | No
2028-04-29 23:00 | 2028 50% ECP | 700 | 205 | 510 | 442 | No
2028-04-30 | 2028 50% ECP | 700 | 363.28 | 510 | 442 | No
2028-04-30 01:00 | 2028 50% ECP | 700 | 345.49 | 510 | 442 | No
2028-04-30 02:00 | 2028 50% ECP | 700 | 356.68 | 510 | 442 | No
2028-04-30 03:00 | 2028 50% ECP | 700 | 360.84 | 510 | 442 | No
2028-04-30 04:00 | 2028 50% ECP | 700 | 60.84 | 510 | 402.19 | No
2028-04-30 05:00 | 2028 50% ECP | 700 | 0 | 510 | 115.33 | No
2028-04-30 06:00 | 2028 50% ECP | 700 | 234.1 | 510 | 142 | No
2028-04-30 07:00 | 2028 50% ECP | 700 | 0 | 510 | 442 | No
2028-04-30 08:00 | 2028 50% ECP | 700 | 15.4 | 510 | 442 | No
2028-04-30 09:00 | 2028 50% ECP | 182.4 | 0 | 210 | 178.27 | No
2028-04-30 10:00 | 2028 50% ECP | 0 | 0 | 0 | 175.7 | No
2028-04-30 11:00 | 2028 50% ECP | 0 | 0 | 210 | 330.35 | No
2028-04-30 12:00 | 2028 50% ECP | 0 | 0 | 510 | 442 | No
2028-04-30 13:00 | 2028 50% ECP | 0 | 15.26 | 510 | 442 | No
2028-04-30 14:00 | 2028 50% ECP | 0 | 0 | 330.86 | 336.1 | No
2028-04-30 15:00 | 2028 50% ECP | 0 | 0 | 30.86 | 36.1 | No
2028-04-30 16:00 | 2028 50% ECP | 52.92 | 0 | 0 | 0 | No
2028-04-30 17:00 | 2028 50% ECP | 652.92 | 0 | 0 | 102.12 | No
2028-04-30 18:00 | 2028 50% ECP | 700 | -300 | -300 | -197.88 | No
2028-04-30 19:00 | 2028 50% ECP | 700 | -395 | -438.52 | 0 | No
2028-04-30 20:00 | 2028 50% ECP | 700 | -95 | -138.52 | 130.7 | No
2028-04-30 21:00 | 2028 50% ECP | 700 | 205 | 161.48 | 381.17 | No
2028-04-30 22:00 | 2028 50% ECP | 700 | 505 | 461.48 | 442 | No
2028-04-30 23:00 | 2028 50% ECP | 700 | 279.16 | 510 | 442 | No
2028-05-01 | 2028 50% ECP | 700 | 328.91 | 510 | 442 | No
2028-05-01 01:00 | 2028 50% ECP | 700 | 437.89 | 510 | 442 | No
2028-05-01 02:00 | 2028 50% ECP | 700 | 137.89 | 510 | 442 | No
2028-05-01 03:00 | 2028 50% ECP | 700 | 188.73 | 510 | 442 | No
2028-05-01 04:00 | 2028 50% ECP | 700 | 0 | 325.18 | 442 | No
2028-05-01 05:00 | 2028 50% ECP | 700 | 0 | 510 | 442 | No
2028-05-01 06:00 | 2028 50% ECP | 700 | 0 | 390 | 442 | No
2028-05-01 07:00 | 2028 50% ECP | 409.85 | 0 | 90 | 442 | No
2028-05-01 08:00 | 2028 50% ECP | -190.15 | -244.13 | -210 | 442 | No
2028-05-01 09:00 | 2028 50% ECP | -700 | -526 | -510 | 442 | Yes
2028-05-01 10:00 | 2028 50% ECP | -700 | -526 | -510 | 442 | Yes
2028-05-01 11:00 | 2028 50% ECP | -700 | -526 | -510 | 442 | Yes
2028-05-01 12:00 | 2028 50% ECP | -700 | -526 | -510 | 442 | Yes
2028-05-01 13:00 | 2028 50% ECP | -700 | -526 | -510 | 194.38 | Yes
2028-05-01 14:00 | 2028 50% ECP | -700 | -526 | -510 | 130.28 | Yes
2028-05-01 15:00 | 2028 50% ECP | -700 | -526 | -510 | 308.33 | Yes
2028-05-01 16:00 | 2028 50% ECP | -700 | -526 | -510 | 8.33 | Yes
2028-05-01 17:00 | 2028 50% ECP | -100 | -226 | -210 | 174.08 | No
2028-05-01 18:00 | 2028 50% ECP | 500 | 0 | 0 | 213.32 | No
2028-05-01 19:00 | 2028 50% ECP | 700 | 0 | 0 | 442 | No
2028-05-01 20:00 | 2028 50% ECP | 700 | 0 | 0 | 442 | No
2028-05-01 21:00 | 2028 50% ECP | 700 | 300 | 300 | 442 | No
2028-05-01 22:00 | 2028 50% ECP | 700 | 501.14 | 510 | 442 | No
2028-05-01 23:00 | 2028 50% ECP | 700 | 201.14 | 510 | 442 | No
2028-05-02 | 2028 50% ECP | 700 | 405.15 | 510 | 442 | No
2028-05-02 01:00 | 2028 50% ECP | 700 | 505 | 510 | 442 | No
2028-05-02 02:00 | 2028 50% ECP | 700 | 221.16 | 510 | 442 | No
2028-05-02 03:00 | 2028 50% ECP | 700 | 498.16 | 510 | 442 | No
2028-05-02 04:00 | 2028 50% ECP | 700 | 498.16 | 510 | 442 | No
2028-05-02 05:00 | 2028 50% ECP | 700 | 376.83 | 510 | 442 | No
2028-05-02 06:00 | 2028 50% ECP | 700 | 505 | 510 | 442 | No
2028-05-02 07:00 | 2028 50% ECP | 700 | 205 | 411.26 | 442 | No
2028-05-02 08:00 | 2028 50% ECP | 189.32 | 0 | 111.26 | 442 | No
2028-05-02 09:00 | 2028 50% ECP | -410.68 | -300 | -188.74 | 442 | No
2028-05-02 10:00 | 2028 50% ECP | -700 | -162.99 | -488.74 | 442 | No
2028-05-02 11:00 | 2028 50% ECP | -700 | -71.09 | -510 | 442 | No
2028-05-02 12:00 | 2028 50% ECP | -700 | -286.91 | -510 | 442 | No
2028-05-02 13:00 | 2028 50% ECP | -700 | -449.45 | -510 | 442 | No
2028-05-02 14:00 | 2028 50% ECP | -356.36 | -187.31 | -510 | 442 | No
2028-05-02 15:00 | 2028 50% ECP | 243.64 | -161.29 | -510 | 442 | No
2028-05-02 16:00 | 2028 50% ECP | 700 | -461.29 | -510 | 307.4 | No
2028-05-02 17:00 | 2028 50% ECP | 700 | -161.29 | -210 | 442 | No
2028-05-02 18:00 | 2028 50% ECP | 700 | 0 | 2.23 | 442 | No
2028-05-02 19:00 | 2028 50% ECP | 700 | 0 | 302.23 | 442 | No
2028-05-02 20:00 | 2028 50% ECP | 700 | 0 | 302.23 | 442 | No
2028-05-02 21:00 | 2028 50% ECP | 700 | 0 | 2.23 | 442 | No
2028-05-02 22:00 | 2028 50% ECP | 700 | 84.09 | 210 | 442 | No
2028-05-02 23:00 | 2028 50% ECP | 700 | 384.09 | 510 | 442 | No
2028-05-03 | 2028 50% ECP | 700 | 394.24 | 510 | 442 | No
2028-05-03 01:00 | 2028 50% ECP | 700 | 214.36 | 510 | 442 | No
2028-05-03 02:00 | 2028 50% ECP | 700 | 132.23 | 510 | 442 | No
2028-05-03 03:00 | 2028 50% ECP | 700 | 1.05 | 510 | 442 | No
2028-05-03 04:00 | 2028 50% ECP | 700 | 300 | 510 | 442 | No
2028-05-03 05:00 | 2028 50% ECP | 700 | 0 | 210 | 442 | No
2028-05-03 06:00 | 2028 50% ECP | 700 | 0 | -38.14 | 142 | No
2028-05-03 07:00 | 2028 50% ECP | 700 | -226 | -338.14 | 312.71 | No
2028-05-03 08:00 | 2028 50% ECP | 644.9 | -526 | -510 | 312.71 | No
2028-05-03 09:00 | 2028 50% ECP | 44.9 | -526 | -510 | 371.27 | No
2028-05-03 10:00 | 2028 50% ECP | 0 | -526 | -510 | 421.94 | No
2028-05-03 11:00 | 2028 50% ECP | 0 | -300 | -510 | 182.36 | No
2028-05-03 12:00 | 2028 50% ECP | -440.07 | 0 | -210 | 442 | No
2028-05-03 13:00 | 2028 50% ECP | -440.07 | 0 | 0 | 442 | No
2028-05-03 14:00 | 2028 50% ECP | -440.07 | -226 | -210 | 442 | No
2028-05-03 15:00 | 2028 50% ECP | 0 | -526 | -510 | 442 | No
2028-05-03 16:00 | 2028 50% ECP | 293.89 | -526 | -510 | 442 | No
2028-05-03 17:00 | 2028 50% ECP | 700 | -226 | -464.9 | 442 | No
2028-05-03 18:00 | 2028 50% ECP | 700 | 0 | -359.73 | 442 | No
2028-05-03 19:00 | 2028 50% ECP | 700 | 0 | -59.73 | 311.25 | No
2028-05-03 20:00 | 2028 50% ECP | 700 | 0 | -59.73 | 212.56 | No
2028-05-03 21:00 | 2028 50% ECP | 700 | 205 | 210 | 435.48 | No
2028-05-03 22:00 | 2028 50% ECP | 700 | 505 | 510 | 442 | No
2028-05-03 23:00 | 2028 50% ECP | 700 | 435.05 | 510 | 442 | No
2028-05-04 | 2028 50% ECP | 700 | 213.22 | 510 | 442 | No
2028-05-04 01:00 | 2028 50% ECP | 700 | 213.22 | 510 | 442 | No
2028-05-04 02:00 | 2028 50% ECP | 700 | 505 | 510 | 442 | No
2028-05-04 03:00 | 2028 50% ECP | 700 | 226.96 | 510 | 442 | No
2028-05-04 04:00 | 2028 50% ECP | 700 | 326.35 | 510 | 442 | No
2028-05-04 05:00 | 2028 50% ECP | 700 | 296.11 | 510 | 442 | No
2028-05-04 06:00 | 2028 50% ECP | 700 | 0 | 259.26 | 435.16 | No
2028-05-04 07:00 | 2028 50% ECP | 500 | 0 | 0 | 442 | No
2028-05-04 08:00 | 2028 50% ECP | -100 | -226 | -292.11 | 442 | No
2028-05-04 09:00 | 2028 50% ECP | -700 | -526 | -510 | 372.8 | Yes
2028-05-04 10:00 | 2028 50% ECP | -700 | -526 | -510 | 180.85 | Yes
2028-05-04 11:00 | 2028 50% ECP | -700 | -526 | -510 | 180.89 | Yes
2028-05-04 12:00 | 2028 50% ECP | -700 | -526 | -510 | 413.4 | Yes
2028-05-04 13:00 | 2028 50% ECP | -700 | -526 | -510 | 377.69 | Yes
2028-05-04 14:00 | 2028 50% ECP | -700 | -526 | -510 | 155.66 | Yes
2028-05-04 15:00 | 2028 50% ECP | -700 | -526 | -510 | 178.78 | Yes
2028-05-04 16:00 | 2028 50% ECP | -700 | -526 | -510 | 244.41 | Yes
2028-05-04 17:00 | 2028 50% ECP | -700 | -463.27 | -510 | 199.47 | No
2028-05-04 18:00 | 2028 50% ECP | -700 | -163.27 | -210 | 223.41 | No
2028-05-04 19:00 | 2028 50% ECP | -700 | 0 | 0 | 225.95 | No
2028-05-04 20:00 | 2028 50% ECP | -700 | 0 | 0 | 227.29 | No
2028-05-04 21:00 | 2028 50% ECP | -634.9 | 205 | 210 | 240.68 | No
2028-05-04 22:00 | 2028 50% ECP | -700 | 505 | 510 | 442 | No
2028-05-04 23:00 | 2028 50% ECP | -700 | 505 | 510 | 442 | Yes
2028-05-05 | 2028 50% ECP | -700 | 505 | 510 | 442 | Yes
2028-05-05 01:00 | 2028 50% ECP | -700 | 505 | 510 | 442 | Yes
2028-05-05 02:00 | 2028 50% ECP | -700 | 505 | 510 | 442 | Yes
2028-05-05 03:00 | 2028 50% ECP | -700 | 505 | 510 | 442 | Yes
2028-05-05 04:00 | 2028 50% ECP | -700 | 505 | 510 | 442 | Yes
2028-05-05 05:00 | 2028 50% ECP | -700 | 505 | 510 | 442 | Yes
2028-05-05 06:00 | 2028 50% ECP | -700 | 505 | 510 | 442 | Yes
2028-05-05 07:00 | 2028 50% ECP | -700 | 505 | 510 | 442 | Yes
2028-05-05 08:00 | 2028 50% ECP | -700 | 505 | 510 | 442 | Yes
2028-05-05 09:00 | 2028 50% ECP | -700 | 505 | 510 | 442 | Yes
2028-05-05 10:00 | 2028 50% ECP | -700 | 505 | 510 | 442 | Yes
2028-05-05 11:00 | 2028 50% ECP | -700 | 505 | 510 | 442 | Yes
2028-05-05 12:00 | 2028 50% ECP | -700 | 357.8 | 210 | 410.58 | Yes
2028-05-05 13:00 | 2028 50% ECP | -700 | 57.8 | -90 | 110.58 | Yes
2028-05-05 14:00 | 2028 50% ECP | -700 | -242.2 | -390 | -189.42 | Yes
2028-05-05 15:00 | 2028 50% ECP | -700 | -526 | -510 | -172.92 | Yes
2028-05-05 16:00 | 2028 50% ECP | -700 | -526 | -510 | 0 | Yes
2028-05-05 17:00 | 2028 50% ECP | -700 | -359.12 | -510 | 72.08 | No
2028-05-05 18:00 | 2028 50% ECP | -100 | -59.12 | -210 | 372.08 | No
2028-05-05 19:00 | 2028 50% ECP | 0 | 0 | 0 | 267.09 | No
2028-05-05 20:00 | 2028 50% ECP | 537.67 | 0 | 0 | 434.67 | No
2028-05-05 21:00 | 2028 50% ECP | 176.79 | 0 | 40.24 | 322.22 | No
2028-05-05 22:00 | 2028 50% ECP | 0 | 178.01 | 340.24 | 442 | No
2028-05-05 23:00 | 2028 50% ECP | 0 | 478.01 | 510 | 442 | No
2028-05-06 | 2028 50% ECP | 420.84 | 221.44 | 510 | 442 | No
2028-05-06 01:00 | 2028 50% ECP | 212.93 | 505 | 510 | 442 | No
2028-05-06 02:00 | 2028 50% ECP | 96.97 | 505 | 510 | 442 | No
2028-05-06 03:00 | 2028 50% ECP | 696.97 | 505 | 510 | 442 | No
2028-05-06 04:00 | 2028 50% ECP | 100 | 300 | 510 | 442 | No
2028-05-06 05:00 | 2028 50% ECP | 700 | 0 | 300 | 143.5 | No
2028-05-06 06:00 | 2028 50% ECP | 500 | 0 | 0 | 161.62 | No
2028-05-06 07:00 | 2028 50% ECP | -100 | -226 | -210 | 65.56 | No
2028-05-06 08:00 | 2028 50% ECP | -700 | -526 | -510 | 184.7 | Yes
2028-05-06 09:00 | 2028 50% ECP | -700 | -526 | -510 | 159.09 | Yes
2028-05-06 10:00 | 2028 50% ECP | -700 | -526 | -510 | 240.48 | Yes
2028-05-06 11:00 | 2028 50% ECP | -700 | -526 | -510 | 209.82 | Yes
2028-05-06 12:00 | 2028 50% ECP | -700 | -526 | -510 | 206.62 | Yes
2028-05-06 13:00 | 2028 50% ECP | -700 | -526 | -510 | 193.37 | Yes
2028-05-06 14:00 | 2028 50% ECP | -700 | -526 | -510 | 179.22 | Yes
2028-05-06 15:00 | 2028 50% ECP | -700 | -526 | -510 | 145.62 | Yes
2028-05-06 16:00 | 2028 50% ECP | -700 | -526 | -510 | 299.94 | Yes
2028-05-06 17:00 | 2028 50% ECP | -296.74 | -226 | -510 | 435.5 | No
2028-05-06 18:00 | 2028 50% ECP | 303.26 | -526 | -510 | 259.94 | No
2028-05-06 19:00 | 2028 50% ECP | 700 | -300 | -509.79 | 442 | No
2028-05-06 20:00 | 2028 50% ECP | 700 | 0 | -209.79 | 442 | No
2028-05-06 21:00 | 2028 50% ECP | 700 | 0 | 90.21 | 442 | No
2028-05-06 22:00 | 2028 50% ECP | 700 | 0 | 0 | 442 | No
2028-05-06 23:00 | 2028 50% ECP | 700 | 0 | 0 | 442 | No
2028-05-07 | 2028 50% ECP | 700 | 0 | 300 | 442 | No
2028-05-07 01:00 | 2028 50% ECP | 700 | 18.04 | 510 | 442 | No
2028-05-07 02:00 | 2028 50% ECP | 700 | 132.94 | 510 | 442 | No
2028-05-07 03:00 | 2028 50% ECP | 700 | 38.62 | 510 | 442 | No
2028-05-07 04:00 | 2028 50% ECP | 700 | 0 | 452.55 | 442 | No
2028-05-07 05:00 | 2028 50% ECP | 700 | 0 | 300 | 442 | No
2028-05-07 06:00 | 2028 50% ECP | 544.92 | 0 | 0 | 442 | No
2028-05-07 07:00 | 2028 50% ECP | 281.22 | 0 | 0 | 442 | No
2028-05-07 08:00 | 2028 50% ECP | -217.43 | -226 | -210 | 382.8 | No
2028-05-07 09:00 | 2028 50% ECP | -700 | -526 | -510 | 415.14 | No
2028-05-07 10:00 | 2028 50% ECP | -700 | -526 | -510 | 345.64 | No
2028-05-07 11:00 | 2028 50% ECP | -700 | -526 | -510 | 308.86 | No
2028-05-07 12:00 | 2028 50% ECP | -700 | -526 | -510 | 242.57 | No
2028-05-07 13:00 | 2028 50% ECP | -700 | -526 | -510 | 241.11 | No
2028-05-07 14:00 | 2028 50% ECP | -700 | -226 | -494.31 | 442 | No
2028-05-07 15:00 | 2028 50% ECP | -700 | -382.69 | -390 | 142.9 | No
2028-05-07 16:00 | 2028 50% ECP | -100 | -82.69 | -90 | 427.17 | No
2028-05-07 17:00 | 2028 50% ECP | 303.54 | 101.55 | 210 | 442 | No
2028-05-07 18:00 | 2028 50% ECP | 700 | 401.55 | 510 | 442 | No
2028-05-07 19:00 | 2028 50% ECP | 700 | 432.41 | 510 | 442 | No
2028-05-07 20:00 | 2028 50% ECP | 700 | 505 | 510 | 442 | No
2028-05-07 21:00 | 2028 50% ECP | 700 | 505 | 510 | 442 | No
2028-05-07 22:00 | 2028 50% ECP | 700 | 505 | 510 | 442 | No
2028-05-07 23:00 | 2028 50% ECP | 700 | 505 | 510 | 442 | No
2028-05-08 | 2028 50% ECP | 700 | 505 | 510 | 442 | No
2028-05-08 01:00 | 2028 50% ECP | 700 | 472.86 | 510 | 442 | No
2028-05-08 02:00 | 2028 50% ECP | 700 | 435.47 | 510 | 442 | No
2028-05-08 03:00 | 2028 50% ECP | 700 | 371.53 | 390 | 442 | No
2028-05-08 04:00 | 2028 50% ECP | 700 | 71.53 | 90 | 442 | No
2028-05-08 05:00 | 2028 50% ECP | 700 | -228.47 | -210 | 257.91 | No
2028-05-08 06:00 | 2028 50% ECP | 700 | -526 | -510 | 272.35 | No
2028-05-08 07:00 | 2028 50% ECP | 700 | -526 | -510 | 410.11 | No
2028-05-08 08:00 | 2028 50% ECP | 342.38 | -526 | -510 | 442 | No
2028-05-08 09:00 | 2028 50% ECP | -257.62 | -526 | -510 | 442 | No
2028-05-08 10:00 | 2028 50% ECP | -700 | -526 | -510 | 442 | No
2028-05-08 11:00 | 2028 50% ECP | -700 | -526 | -510 | 442 | No
2028-05-08 12:00 | 2028 50% ECP | -700 | -526 | -510 | 442 | No
2028-05-08 13:00 | 2028 50% ECP | -700 | -526 | -510 | 442 | No
2028-05-08 14:00 | 2028 50% ECP | -700 | -526 | -510 | 442 | No
2028-05-08 15:00 | 2028 50% ECP | -594.39 | -526 | -510 | 442 | No
2028-05-08 16:00 | 2028 50% ECP | 5.61 | -400.26 | 0 | 442 | No
2028-05-08 17:00 | 2028 50% ECP | 605.61 | -526 | 0 | 442 | No
2028-05-08 18:00 | 2028 50% ECP | 700 | -226 | 0 | 442 | No
2028-05-08 19:00 | 2028 50% ECP | 700 | 0 | 0 | 442 | No
2028-05-08 20:00 | 2028 50% ECP | 700 | 0 | 0 | 213.75 | No
2028-05-08 21:00 | 2028 50% ECP | 700 | 205 | 0 | 442 | No
2028-05-08 22:00 | 2028 50% ECP | 700 | 505 | 0 | 442 | No
2028-05-08 23:00 | 2028 50% ECP | 700 | 505 | 0 | 442 | No
2028-05-09 | 2028 50% ECP | 700 | 505 | 0 | 442 | No
2028-05-09 01:00 | 2028 50% ECP | 700 | 505 | 0 | 442 | No
2028-05-09 02:00 | 2028 50% ECP | 700 | 505 | 0 | 442 | No
2028-05-09 03:00 | 2028 50% ECP | 700 | 505 | 0 | 442 | No
2028-05-09 04:00 | 2028 50% ECP | 700 | 493.77 | 0 | 442 | No
2028-05-09 05:00 | 2028 50% ECP | 700 | 193.77 | 0 | 442 | No
2028-05-09 06:00 | 2028 50% ECP | 700 | -106.23 | 0 | 307.02 | No
2028-05-09 07:00 | 2028 50% ECP | 700 | -406.23 | 0 | 384.48 | No
2028-05-09 08:00 | 2028 50% ECP | 459.18 | -526 | 0 | 442 | No
2028-05-09 09:00 | 2028 50% ECP | -140.82 | -526 | 0 | 442 | No
2028-05-09 10:00 | 2028 50% ECP | -700 | -526 | 0 | 442 | No
2028-05-09 11:00 | 2028 50% ECP | -700 | -526 | 0 | 442 | No
2028-05-09 12:00 | 2028 50% ECP | -700 | -526 | 0 | 442 | No
2028-05-09 13:00 | 2028 50% ECP | -700 | -526 | 0 | 442 | No
2028-05-09 14:00 | 2028 50% ECP | -700 | -526 | 0 | 442 | No
2028-05-09 15:00 | 2028 50% ECP | -360.12 | -526 | 0 | 442 | No
2028-05-09 16:00 | 2028 50% ECP | 239.88 | -526 | 0 | 442 | No
2028-05-09 17:00 | 2028 50% ECP | 700 | -226 | 0 | 442 | No
2028-05-09 18:00 | 2028 50% ECP | 700 | 0 | 0 | 442 | No
2028-05-09 19:00 | 2028 50% ECP | 700 | 38.02 | 0 | 442 | No
2028-05-09 20:00 | 2028 50% ECP | 700 | 327.04 | 0 | 442 | No
2028-05-09 21:00 | 2028 50% ECP | 700 | 232.18 | 0 | 442 | No
2028-05-09 22:00 | 2028 50% ECP | 700 | 505 | 0 | 442 | No
2028-05-09 23:00 | 2028 50% ECP | 700 | 322.55 | 0 | 442 | No
2028-05-10 | 2028 50% ECP | 700 | 325.8 | 0 | 442 | No
2028-05-10 01:00 | 2028 50% ECP | 301.37 | 505 | 0 | 442 | No
2028-05-10 02:00 | 2028 50% ECP | 700 | 317.94 | 0 | 442 | No
2028-05-10 03:00 | 2028 50% ECP | 311.29 | 505 | 0 | 442 | No
2028-05-10 04:00 | 2028 50% ECP | -83.11 | 505 | 0 | 442 | No
2028-05-10 05:00 | 2028 50% ECP | -165.61 | 505 | 0 | 442 | No
2028-05-10 06:00 | 2028 50% ECP | -700 | 505 | 0 | 442 | No
2028-05-10 07:00 | 2028 50% ECP | -700 | 505 | 0 | 442 | No
2028-05-10 08:00 | 2028 50% ECP | -700 | 505 | 0 | 442 | Yes
2028-05-10 09:00 | 2028 50% ECP | -700 | 505 | 0 | 442 | Yes
2028-05-10 10:00 | 2028 50% ECP | -700 | 505 | 0 | 442 | Yes
2028-05-10 11:00 | 2028 50% ECP | -700 | 505 | 0 | 442 | Yes
2028-05-10 12:00 | 2028 50% ECP | -700 | 505 | 0 | 442 | Yes
2028-05-10 13:00 | 2028 50% ECP | -700 | 505 | 0 | 251.41 | Yes
2028-05-10 14:00 | 2028 50% ECP | -700 | 505 | 0 | 384.91 | Yes
2028-05-10 15:00 | 2028 50% ECP | -700 | 505 | 0 | 440.4 | Yes
2028-05-10 16:00 | 2028 50% ECP | -700 | 505 | 300 | 442 | Yes
2028-05-10 17:00 | 2028 50% ECP | -700 | 266.59 | 0 | 198.7 | Yes
2028-05-10 18:00 | 2028 50% ECP | -700 | -33.41 | -300 | -101.3 | Yes
2028-05-10 19:00 | 2028 50% ECP | -676.03 | 0 | 0 | 0.54 | No
2028-05-10 20:00 | 2028 50% ECP | -76.03 | 0 | 0 | 300.54 | No
2028-05-10 21:00 | 2028 50% ECP | 0 | 0 | 0 | 142 | No
2028-05-10 22:00 | 2028 50% ECP | -443.8 | 288.8 | 300 | 442 | No
2028-05-10 23:00 | 2028 50% ECP | -0.87 | 505 | 510 | 442 | No
2028-05-11 | 2028 50% ECP | -600.87 | 505 | 510 | 442 | No
2028-05-11 01:00 | 2028 50% ECP | -284.17 | 505 | 510 | 442 | No
2028-05-11 02:00 | 2028 50% ECP | 0 | 505 | 510 | 442 | No
2028-05-11 03:00 | 2028 50% ECP | -302.12 | 505 | 510 | 442 | No
2028-05-11 04:00 | 2028 50% ECP | -72.72 | 505 | 510 | 442 | No
2028-05-11 05:00 | 2028 50% ECP | -600 | 505 | 510 | 442 | No
2028-05-11 06:00 | 2028 50% ECP | 0 | 205 | 210 | 424.77 | No
2028-05-11 07:00 | 2028 50% ECP | -509.09 | 0 | 210 | 257.57 | No
2028-05-11 08:00 | 2028 50% ECP | -700 | 300 | 510 | 442 | Yes
2028-05-11 09:00 | 2028 50% ECP | -700 | 505 | 510 | 442 | Yes
2028-05-11 10:00 | 2028 50% ECP | -700 | 505 | 510 | 442 | Yes
2028-05-11 11:00 | 2028 50% ECP | -700 | 505 | 510 | 442 | Yes
2028-05-11 12:00 | 2028 50% ECP | -700 | 505 | 510 | 442 | Yes
2028-05-11 13:00 | 2028 50% ECP | -700 | 374 | 390 | 442 | Yes
2028-05-11 14:00 | 2028 50% ECP | -700 | 74 | 90 | 442 | Yes
2028-05-11 15:00 | 2028 50% ECP | -700 | -226 | -210 | 167.46 | Yes
2028-05-11 16:00 | 2028 50% ECP | -700 | -526 | -510 | -132.54 | Yes
2028-05-11 17:00 | 2028 50% ECP | -107.1 | -226 | -210 | 167.46 | No
2028-05-11 18:00 | 2028 50% ECP | 376.25 | 0 | 0 | 226.66 | No
2028-05-11 19:00 | 2028 50% ECP | 700 | 207.07 | 300 | 392.89 | No
2028-05-11 20:00 | 2028 50% ECP | 700 | -92.93 | 0 | 92.89 | No
2028-05-11 21:00 | 2028 50% ECP | 700 | 207.07 | 300 | 392.89 | No
2028-05-11 22:00 | 2028 50% ECP | 700 | 505 | 510 | 442 | No
2028-05-11 23:00 | 2028 50% ECP | 700 | 505 | 510 | 442 | No
2028-05-12 | 2028 50% ECP | 700 | 505 | 510 | 442 | No
2028-05-12 01:00 | 2028 50% ECP | 700 | 505 | 510 | 442 | No
2028-05-12 02:00 | 2028 50% ECP | 700 | 505 | 510 | 442 | No
2028-05-12 03:00 | 2028 50% ECP | 700 | 501.54 | 510 | 442 | No
2028-05-12 04:00 | 2028 50% ECP | 700 | 499.78 | 510 | 442 | No
2028-05-12 05:00 | 2028 50% ECP | 700 | 438.96 | 510 | 442 | No
2028-05-12 06:00 | 2028 50% ECP | 700 | 164.46 | 390 | 442 | No
2028-05-12 07:00 | 2028 50% ECP | 482.97 | 0 | 90 | 442 | No
2028-05-12 08:00 | 2028 50% ECP | -117.03 | -300 | -210 | 442 | No
2028-05-12 09:00 | 2028 50% ECP | -700 | -526 | -510 | 142 | No
2028-05-12 10:00 | 2028 50% ECP | -700 | -526 | -510 | 129.45 | No
2028-05-12 11:00 | 2028 50% ECP | -700 | -526 | -510 | -2.76 | No
2028-05-12 12:00 | 2028 50% ECP | -700 | -526 | -510 | -101.62 | No
2028-05-12 13:00 | 2028 50% ECP | -700 | -526 | -510 | -122.58 | No
2028-05-12 14:00 | 2028 50% ECP | -700 | -526 | -510 | 0 | No
2028-05-12 15:00 | 2028 50% ECP | -700 | -467.97 | -510 | 0 | No
2028-05-12 16:00 | 2028 50% ECP | -100 | -167.97 | -344.78 | -27.76 | No
2028-05-12 17:00 | 2028 50% ECP | 500 | 0 | -44.78 | 0 | No
2028-05-12 18:00 | 2028 50% ECP | 700 | 0 | -207.74 | 0 | No
2028-05-12 19:00 | 2028 50% ECP | 700 | 0 | 0 | 0 | No
2028-05-12 20:00 | 2028 50% ECP | 700 | 0 | 0 | 24.49 | No
2028-05-12 21:00 | 2028 50% ECP | 700 | 0 | 0 | 111.13 | No
2028-05-12 22:00 | 2028 50% ECP | 700 | 0.46 | 300 | 411.13 | No
2028-05-12 23:00 | 2028 50% ECP | 700 | 283.17 | 510 | 442 | No
2028-05-13 | 2028 50% ECP | 700 | 0 | 510 | 442 | No
2028-05-13 01:00 | 2028 50% ECP | 700 | 71.44 | 510 | 442 | No
2028-05-13 02:00 | 2028 50% ECP | 700 | 68.23 | 510 | 442 | No
2028-05-13 03:00 | 2028 50% ECP | 700 | 183.59 | 510 | 442 | No
2028-05-13 04:00 | 2028 50% ECP | 700 | 146.68 | 510 | 442 | No
2028-05-13 05:00 | 2028 50% ECP | 700 | 146.68 | 510 | 442 | No
2028-05-13 06:00 | 2028 50% ECP | 500 | 117.73 | 510 | 442 | No
2028-05-13 07:00 | 2028 50% ECP | -100 | 417.73 | 510 | 442 | No
2028-05-13 08:00 | 2028 50% ECP | -700 | 188.8 | 510 | 442 | Yes
2028-05-13 09:00 | 2028 50% ECP | -700 | 374 | 390 | 442 | Yes
2028-05-13 10:00 | 2028 50% ECP | -700 | 74 | 90 | 442 | Yes
2028-05-13 11:00 | 2028 50% ECP | -700 | -226 | -210 | 442 | Yes
2028-05-13 12:00 | 2028 50% ECP | -700 | -526 | -510 | 442 | Yes
2028-05-13 13:00 | 2028 50% ECP | -700 | -226 | -210 | 442 | Yes
2028-05-13 14:00 | 2028 50% ECP | -700 | -364.98 | -510 | 442 | Yes
2028-05-13 15:00 | 2028 50% ECP | -700 | -526 | -510 | 442 | Yes
2028-05-13 16:00 | 2028 50% ECP | -700 | -526 | -510 | 442 | Yes
2028-05-13 17:00 | 2028 50% ECP | -107.92 | -226 | -210 | 442 | No
2028-05-13 18:00 | 2028 50% ECP | 492.08 | 74 | 90 | 442 | No
2028-05-13 19:00 | 2028 50% ECP | 700 | 374 | 390 | 442 | No
2028-05-13 20:00 | 2028 50% ECP | 700 | 505 | 510 | 442 | No
2028-05-13 21:00 | 2028 50% ECP | 700 | 505 | 510 | 442 | No
2028-05-13 22:00 | 2028 50% ECP | 700 | 505 | 510 | 442 | No
2028-05-13 23:00 | 2028 50% ECP | 700 | 505 | 510 | 442 | No
2028-05-14 | 2028 50% ECP | 700 | 505 | 510 | 442 | No
2028-05-14 01:00 | 2028 50% ECP | 700 | 505 | 510 | 442 | No
2028-05-14 02:00 | 2028 50% ECP | 700 | 505 | 510 | 442 | No
2028-05-14 03:00 | 2028 50% ECP | 700 | 505 | 471.88 | 442 | No
2028-05-14 04:00 | 2028 50% ECP | 700 | 205 | 171.88 | 442 | No
2028-05-14 05:00 | 2028 50% ECP | 700 | -95 | -128.12 | 362.89 | No
2028-05-14 06:00 | 2028 50% ECP | 700 | -395 | -428.12 | 301.1 | No
2028-05-14 07:00 | 2028 50% ECP | 150.03 | -526 | -510 | 207.11 | No
2028-05-14 08:00 | 2028 50% ECP | -449.97 | -526 | -510 | 234.37 | No
2028-05-14 09:00 | 2028 50% ECP | -700 | -526 | -510 | 220.82 | No
2028-05-14 10:00 | 2028 50% ECP | -700 | -526 | -510 | 442 | No
2028-05-14 11:00 | 2028 50% ECP | -700 | -526 | -510 | 442 | No
2028-05-14 12:00 | 2028 50% ECP | -700 | -526 | -510 | 258.96 | No
2028-05-14 13:00 | 2028 50% ECP | -700 | -526 | -510 | 149.4 | No
2028-05-14 14:00 | 2028 50% ECP | -700 | -526 | -510 | 248.9 | No
2028-05-14 15:00 | 2028 50% ECP | -700 | -526 | -510 | 86.14 | No
2028-05-14 16:00 | 2028 50% ECP | -218.6 | -486.11 | -510 | 148.86 | No
2028-05-14 17:00 | 2028 50% ECP | 381.4 | -186.11 | -371.72 | 102.55 | No
2028-05-14 18:00 | 2028 50% ECP | 700 | -486.11 | -510 | 0 | No
2028-05-14 19:00 | 2028 50% ECP | 700 | -526 | -510 | 17.33 | No
2028-05-14 20:00 | 2028 50% ECP | 700 | -526 | -510 | 317.33 | No
2028-05-14 21:00 | 2028 50% ECP | 700 | -300 | -276.46 | 442 | No
2028-05-14 22:00 | 2028 50% ECP | 700 | 0 | 23.54 | 442 | No
2028-05-14 23:00 | 2028 50% ECP | 700 | 300 | 323.54 | 442 | No
2028-05-15 | 2028 50% ECP | 700 | 294.07 | 510 | 442 | No
2028-05-15 01:00 | 2028 50% ECP | 700 | 257.38 | 510 | 442 | No
2028-05-15 02:00 | 2028 50% ECP | 700 | 421.72 | 510 | 442 | No
2028-05-15 03:00 | 2028 50% ECP | 700 | 421.72 | 510 | 442 | No
2028-05-15 04:00 | 2028 50% ECP | 700 | 505 | 508.37 | 442 | No
2028-05-15 05:00 | 2028 50% ECP | 700 | 300 | 208.37 | 442 | No
2028-05-15 06:00 | 2028 50% ECP | 700 | 0 | -91.63 | 178.49 | No
2028-05-15 07:00 | 2028 50% ECP | 700 | -226 | -391.63 | 439.33 | No
2028-05-15 08:00 | 2028 50% ECP | 100 | -526 | -510 | 442 | No
2028-05-15 09:00 | 2028 50% ECP | -500 | -526 | -510 | 442 | No
2028-05-15 10:00 | 2028 50% ECP | -700 | -526 | -510 | 442 | No
2028-05-15 11:00 | 2028 50% ECP | -700 | -526 | -510 | 348.48 | No
2028-05-15 12:00 | 2028 50% ECP | -700 | -526 | -510 | 332.31 | No
2028-05-15 13:00 | 2028 50% ECP | -700 | -526 | -510 | 442 | No
2028-05-15 14:00 | 2028 50% ECP | -700 | -526 | -510 | 390.86 | No
2028-05-15 15:00 | 2028 50% ECP | -500 | -300 | -510 | 442 | No
2028-05-15 16:00 | 2028 50% ECP | 100 | 0 | -364.92 | 432.99 | No
2028-05-15 17:00 | 2028 50% ECP | 700 | -106.29 | -300 | 442 | No
2028-05-15 18:00 | 2028 50% ECP | 700 | 0 | 0 | 442 | No
2028-05-15 19:00 | 2028 50% ECP | 700 | 0 | 0 | 312.22 | No
2028-05-15 20:00 | 2028 50% ECP | 700 | 0 | 0 | 360.7 | No
2028-05-15 21:00 | 2028 50% ECP | 700 | 0 | 274.44 | 442 | No
2028-05-15 22:00 | 2028 50% ECP | 700 | 184.33 | 274.44 | 354.82 | No
2028-05-15 23:00 | 2028 50% ECP | 700 | 484.33 | 510 | 442 | No
2028-05-16 | 2028 50% ECP | 700 | 505 | 510 | 442 | No
2028-05-16 01:00 | 2028 50% ECP | 700 | 505 | 510 | 442 | No
2028-05-16 02:00 | 2028 50% ECP | 700 | 505 | 510 | 442 | No
2028-05-16 03:00 | 2028 50% ECP | 700 | 505 | 510 | 442 | No
2028-05-16 04:00 | 2028 50% ECP | 700 | 267.25 | 510 | 442 | No
2028-05-16 05:00 | 2028 50% ECP | 700 | 0 | 210 | 151.03 | No
2028-05-16 06:00 | 2028 50% ECP | 700 | 0 | -90 | 0 | No
2028-05-16 07:00 | 2028 50% ECP | 700 | -118.35 | -390 | 142 | No
2028-05-16 08:00 | 2028 50% ECP | 100 | 0 | -344.43 | 442 | No
2028-05-16 09:00 | 2028 50% ECP | -87.6 | 0 | -44.43 | 442 | No
2028-05-16 10:00 | 2028 50% ECP | -687.6 | 0 | 0 | 442 | No
2028-05-16 11:00 | 2028 50% ECP | -87.6 | 0 | 0 | 442 | No
2028-05-16 12:00 | 2028 50% ECP | -687.6 | 0 | 0 | 442 | No
2028-05-16 13:00 | 2028 50% ECP | -87.6 | 0 | 0 | 442 | No
2028-05-16 14:00 | 2028 50% ECP | 95.54 | 0 | 0 | 442 | No
2028-05-16 15:00 | 2028 50% ECP | 695.54 | 0 | -191.75 | 442 | No
2028-05-16 16:00 | 2028 50% ECP | 700 | 0 | -144.94 | 407.56 | No
2028-05-16 17:00 | 2028 50% ECP | 700 | 0 | 155.06 | 407.56 | No
2028-05-16 18:00 | 2028 50% ECP | 700 | 0 | 455.06 | 405.16 | No
2028-05-16 19:00 | 2028 50% ECP | 700 | 0 | 225.4 | 395.57 | No
2028-05-16 20:00 | 2028 50% ECP | 700 | 0 | 0 | 404.87 | No
2028-05-16 21:00 | 2028 50% ECP | 700 | 0 | 233.44 | 404.87 | No
2028-05-16 22:00 | 2028 50% ECP | 700 | 0 | 233.44 | 262.33 | No
2028-05-16 23:00 | 2028 50% ECP | 700 | 168.96 | 510 | 442 | No
2028-05-17 | 2028 50% ECP | 700 | 100.51 | 510 | 442 | No
2028-05-17 01:00 | 2028 50% ECP | 700 | 145.45 | 510 | 442 | No
2028-05-17 02:00 | 2028 50% ECP | 700 | 445.45 | 510 | 442 | No
2028-05-17 03:00 | 2028 50% ECP | 700 | 145.45 | 510 | 442 | No
2028-05-17 04:00 | 2028 50% ECP | 700 | 49.69 | 510 | 442 | No
2028-05-17 05:00 | 2028 50% ECP | 700 | 0 | 510 | 442 | No
2028-05-17 06:00 | 2028 50% ECP | 700 | 300 | 510 | 442 | No
2028-05-17 07:00 | 2028 50% ECP | 700 | 460.99 | 510 | 442 | No
2028-05-17 08:00 | 2028 50% ECP | 700 | 300 | 510 | 442 | No
2028-05-17 09:00 | 2028 50% ECP | 260.8 | 0 | 210 | 442 | No
2028-05-17 10:00 | 2028 50% ECP | -60.05 | 0 | 0 | 442 | No
2028-05-17 11:00 | 2028 50% ECP | 250.37 | 0 | 0 | 442 | No
2028-05-17 12:00 | 2028 50% ECP | -239.38 | 0 | 0 | 442 | No
2028-05-17 13:00 | 2028 50% ECP | -170.59 | 0 | 0 | 442 | No
2028-05-17 14:00 | 2028 50% ECP | -700 | 0 | -203.15 | 439.82 | No
2028-05-17 15:00 | 2028 50% ECP | -100 | -46.67 | 0 | 230.58 | No
2028-05-17 16:00 | 2028 50% ECP | 500 | 226.53 | 300 | 442 | No
2028-05-17 17:00 | 2028 50% ECP | 700 | 448.28 | 510 | 442 | No
2028-05-17 18:00 | 2028 50% ECP | 700 | 505 | 510 | 442 | No
2028-05-17 19:00 | 2028 50% ECP | 700 | 281.75 | 510 | 442 | No
2028-05-17 20:00 | 2028 50% ECP | 700 | 0 | 445.48 | 372.67 | No
2028-05-17 21:00 | 2028 50% ECP | 700 | 132.7 | 510 | 442 | No
2028-05-17 22:00 | 2028 50% ECP | 611.97 | 432.7 | 510 | 442 | No
2028-05-17 23:00 | 2028 50% ECP | 11.97 | 344.42 | 510 | 442 | No
2028-05-18 | 2028 50% ECP | 611.97 | 505 | 510 | 442 | No
2028-05-18 01:00 | 2028 50% ECP | 700 | 505 | 510 | 442 | No
2028-05-18 02:00 | 2028 50% ECP | 197.51 | 505 | 510 | 442 | No
2028-05-18 03:00 | 2028 50% ECP | 197.51 | 505 | 510 | 442 | No
2028-05-18 04:00 | 2028 50% ECP | 344.19 | 471.33 | 510 | 442 | No
2028-05-18 05:00 | 2028 50% ECP | 700 | 182.27 | 510 | 407.13 | No
2028-05-18 06:00 | 2028 50% ECP | 700 | 482.27 | 510 | 442 | No
2028-05-18 07:00 | 2028 50% ECP | 700 | 505 | 510 | 442 | No
2028-05-18 08:00 | 2028 50% ECP | 700 | 505 | 510 | 442 | No
2028-05-18 09:00 | 2028 50% ECP | 700 | 375.44 | 510 | 442 | No
2028-05-18 10:00 | 2028 50% ECP | 700 | 168.3 | 510 | 442 | No
2028-05-18 11:00 | 2028 50% ECP | 700 | 221.3 | 510 | 442 | No
2028-05-18 12:00 | 2028 50% ECP | 700 | 379.38 | 510 | 442 | No
2028-05-18 13:00 | 2028 50% ECP | 700 | 79.38 | 210 | 442 | No
2028-05-18 14:00 | 2028 50% ECP | 700 | 0 | 201.31 | 442 | No
2028-05-18 15:00 | 2028 50% ECP | 700 | 0 | 398.88 | 442 | No
2028-05-18 16:00 | 2028 50% ECP | 700 | 280.26 | 510 | 442 | No
2028-05-18 17:00 | 2028 50% ECP | 700 | 177.3 | 510 | 442 | No
2028-05-18 18:00 | 2028 50% ECP | 700 | 366.71 | 510 | 442 | No
2028-05-18 19:00 | 2028 50% ECP | 700 | 502.77 | 510 | 442 | No
2028-05-18 20:00 | 2028 50% ECP | 700 | 505 | 510 | 442 | No
2028-05-18 21:00 | 2028 50% ECP | 700 | 505 | 510 | 442 | No
2028-05-18 22:00 | 2028 50% ECP | 700 | 505 | 510 | 442 | No
2028-05-18 23:00 | 2028 50% ECP | 443.33 | 399.84 | 510 | 442 | No
2028-05-19 | 2028 50% ECP | 700 | 311.75 | 510 | 442 | No
2028-05-19 01:00 | 2028 50% ECP | 334.81 | 505 | 510 | 442 | No
2028-05-19 02:00 | 2028 50% ECP | 159.12 | 505 | 510 | 442 | No
2028-05-19 03:00 | 2028 50% ECP | 597.14 | 300 | 510 | 442 | No
2028-05-19 04:00 | 2028 50% ECP | 700 | 0 | 213.97 | 142 | No
2028-05-19 05:00 | 2028 50% ECP | 700 | 0 | 227.2 | 142 | No
2028-05-19 06:00 | 2028 50% ECP | 700 | 181.74 | 510 | 442 | No
2028-05-19 07:00 | 2028 50% ECP | 700 | 292.09 | 510 | 442 | No
2028-05-19 08:00 | 2028 50% ECP | 700 | 300 | 432.01 | 442 | No
2028-05-19 09:00 | 2028 50% ECP | 100 | 0 | 132.01 | 442 | No
2028-05-19 10:00 | 2028 50% ECP | -468.75 | 0 | -54.83 | 442 | No
2028-05-19 11:00 | 2028 50% ECP | -700 | 0 | -354.83 | 441.1 | No
2028-05-19 12:00 | 2028 50% ECP | -700 | 0 | -300 | 392.98 | No
2028-05-19 13:00 | 2028 50% ECP | -700 | 0 | 0 | 442 | No
2028-05-19 14:00 | 2028 50% ECP | -700 | 0 | 0 | 442 | No
2028-05-19 15:00 | 2028 50% ECP | -500 | 0 | 0 | 442 | No
2028-05-19 16:00 | 2028 50% ECP | 100 | 0 | 187.8 | 442 | No
2028-05-19 17:00 | 2028 50% ECP | 700 | 223.71 | 487.8 | 442 | No
2028-05-19 18:00 | 2028 50% ECP | 700 | 205 | 446.14 | 442 | No
2028-05-19 19:00 | 2028 50% ECP | 700 | 505 | 510 | 442 | No
2028-05-19 20:00 | 2028 50% ECP | 700 | 505 | 510 | 442 | No
2028-05-19 21:00 | 2028 50% ECP | 700 | 505 | 510 | 442 | No
2028-05-19 22:00 | 2028 50% ECP | 700 | 505 | 510 | 442 | No
2028-05-19 23:00 | 2028 50% ECP | 700 | 505 | 510 | 442 | No
2028-05-20 | 2028 50% ECP | 700 | 500.43 | 510 | 442 | No
2028-05-20 01:00 | 2028 50% ECP | 700 | 399.18 | 510 | 442 | No
2028-05-20 02:00 | 2028 50% ECP | 700 | 349.75 | 510 | 442 | No
2028-05-20 03:00 | 2028 50% ECP | 700 | 49.75 | 510 | 442 | No
2028-05-20 04:00 | 2028 50% ECP | 700 | 0 | 510 | 382.4 | No
2028-05-20 05:00 | 2028 50% ECP | 600 | 116.67 | 407.54 | 442 | No
2028-05-20 06:00 | 2028 50% ECP | 0 | 0 | 107.54 | 442 | No
2028-05-20 07:00 | 2028 50% ECP | -600 | -300 | -192.46 | 441.67 | No
2028-05-20 08:00 | 2028 50% ECP | -700 | 0 | 107.54 | 442 | Yes
2028-05-20 09:00 | 2028 50% ECP | -700 | 300 | 407.54 | 442 | Yes
2028-05-20 10:00 | 2028 50% ECP | -100 | 505 | 510 | 442 | Yes
2028-05-20 11:00 | 2028 50% ECP | -700 | 505 | 510 | 442 | Yes
2028-05-20 12:00 | 2028 50% ECP | -100 | 505 | 510 | 442 | Yes
2028-05-20 13:00 | 2028 50% ECP | 500 | 505 | 510 | 442 | Yes
2028-05-20 14:00 | 2028 50% ECP | 700 | 505 | 510 | 442 | Yes
2028-05-20 15:00 | 2028 50% ECP | 345.27 | 505 | 510 | 442 | Yes
2028-05-20 16:00 | 2028 50% ECP | -254.73 | 505 | 510 | 442 | Yes
2028-05-20 17:00 | 2028 50% ECP | -700 | 505 | 510 | 442 | Yes
2028-05-20 18:00 | 2028 50% ECP | -100 | 505 | 510 | 442 | No
2028-05-20 19:00 | 2028 50% ECP | 500 | 465.12 | 510 | 442 | No
2028-05-20 20:00 | 2028 50% ECP | 700 | 465.12 | 510 | 442 | No
2028-05-20 21:00 | 2028 50% ECP | 700 | 490.82 | 510 | 442 | No
2028-05-20 22:00 | 2028 50% ECP | 700 | 505 | 510 | 442 | No
2028-05-20 23:00 | 2028 50% ECP | 700 | 205 | 510 | 442 | No
2028-05-21 | 2028 50% ECP | 700 | 505 | 510 | 442 | No
2028-05-21 01:00 | 2028 50% ECP | 700 | 505 | 510 | 442 | No
2028-05-21 02:00 | 2028 50% ECP | 700 | 505 | 510 | 442 | No
2028-05-21 03:00 | 2028 50% ECP | 700 | 505 | 510 | 442 | No
2028-05-21 04:00 | 2028 50% ECP | 700 | 350.48 | 510 | 442 | No
2028-05-21 05:00 | 2028 50% ECP | 700 | 505 | 510 | 442 | No
2028-05-21 06:00 | 2028 50% ECP | 700 | 300 | 390 | 442 | No
2028-05-21 07:00 | 2028 50% ECP | 500 | 0 | 90 | 442 | No
2028-05-21 08:00 | 2028 50% ECP | -100 | -261.39 | -210 | 182.65 | No
2028-05-21 09:00 | 2028 50% ECP | -700 | -526 | -510 | 232.4 | Yes
2028-05-21 10:00 | 2028 50% ECP | -700 | -526 | -510 | 306.02 | Yes
2028-05-21 11:00 | 2028 50% ECP | -700 | -526 | -510 | 342.01 | Yes
2028-05-21 12:00 | 2028 50% ECP | -700 | -526 | -510 | 373.32 | Yes
2028-05-21 13:00 | 2028 50% ECP | -700 | -526 | -510 | 272.62 | Yes
2028-05-21 14:00 | 2028 50% ECP | -700 | -526 | -510 | 137.65 | Yes
2028-05-21 15:00 | 2028 50% ECP | -700 | -526 | -510 | -162.35 | Yes
2028-05-21 16:00 | 2028 50% ECP | -700 | -526 | -510 | -181.06 | Yes
2028-05-21 17:00 | 2028 50% ECP | -700 | -526 | -510 | -133.83 | No
2028-05-21 18:00 | 2028 50% ECP | -700 | -526 | -510 | -433.83 | No
2028-05-21 19:00 | 2028 50% ECP | -700 | -526 | -510 | -133.83 | No
2028-05-21 20:00 | 2028 50% ECP | -700 | -526 | -510 | 142 | No
2028-05-21 21:00 | 2028 50% ECP | -700 | -226 | -210 | 442 | Yes
2028-05-21 22:00 | 2028 50% ECP | -700 | 74 | 90 | 200.9 | Yes
2028-05-21 23:00 | 2028 50% ECP | -700 | 374 | 390 | 403.31 | Yes
2028-05-22 | 2028 50% ECP | -700 | 505 | 510 | 232 | Yes
2028-05-22 01:00 | 2028 50% ECP | -700 | 420.63 | 510 | -68 | Yes
2028-05-22 02:00 | 2028 50% ECP | -700 | 396.19 | 510 | -149.39 | Yes
2028-05-22 03:00 | 2028 50% ECP | -700 | 307.84 | 210 | -15.35 | Yes
2028-05-22 04:00 | 2028 50% ECP | -700 | 505 | 256.46 | -68 | Yes
2028-05-22 05:00 | 2028 50% ECP | -700 | 505 | -43.54 | 0 | Yes
2028-05-22 06:00 | 2028 50% ECP | -700 | 459.84 | 256.46 | -300 | Yes
2028-05-22 07:00 | 2028 50% ECP | -700 | 505 | 510 | -90.99 | Yes
2028-05-22 08:00 | 2028 50% ECP | -700 | 505 | 510 | 173.92 | Yes
2028-05-22 09:00 | 2028 50% ECP | -700 | 505 | 510 | 200.89 | Yes
2028-05-22 10:00 | 2028 50% ECP | -100 | 242.23 | 510 | -68 | Yes
2028-05-22 11:00 | 2028 50% ECP | -100 | 505 | 210 | -12.8 | Yes
2028-05-22 12:00 | 2028 50% ECP | -700 | 505 | 510 | 123.86 | Yes
2028-05-22 13:00 | 2028 50% ECP | -100 | 505 | 324.58 | -176.14 | Yes
2028-05-22 14:00 | 2028 50% ECP | 40.29 | 505 | 210 | -283.08 | Yes
2028-05-22 15:00 | 2028 50% ECP | -559.71 | 505 | 510 | -1.74 | Yes
2028-05-22 16:00 | 2028 50% ECP | -700 | 505 | 510 | 144.05 | Yes
2028-05-22 17:00 | 2028 50% ECP | -700 | 505 | 510 | 232.45 | Yes
2028-05-22 18:00 | 2028 50% ECP | -700 | 505 | 510 | 257.43 | Yes
2028-05-22 19:00 | 2028 50% ECP | -700 | 505 | 510 | 266.35 | Yes
2028-05-22 20:00 | 2028 50% ECP | -700 | 505 | 510 | 220.15 | Yes
2028-05-22 21:00 | 2028 50% ECP | -700 | 505 | 510 | 424.98 | Yes
2028-05-22 22:00 | 2028 50% ECP | -700 | 505 | 510 | 392.79 | Yes
2028-05-22 23:00 | 2028 50% ECP | -700 | 505 | 510 | 197.22 | Yes
2028-05-23 | 2028 50% ECP | -700 | 505 | 510 | 442 | Yes
2028-05-23 01:00 | 2028 50% ECP | -700 | 505 | 510 | 296.26 | Yes
2028-05-23 02:00 | 2028 50% ECP | -700 | 505 | 510 | 116.64 | Yes
2028-05-23 03:00 | 2028 50% ECP | -700 | 505 | 510 | -115.28 | Yes
2028-05-23 04:00 | 2028 50% ECP | -700 | 505 | 510 | -32 | Yes
2028-05-23 05:00 | 2028 50% ECP | -700 | 505 | 510 | -94.86 | Yes
2028-05-23 06:00 | 2028 50% ECP | -700 | 505 | 510 | -62.75 | Yes
2028-05-23 07:00 | 2028 50% ECP | -700 | 505 | 510 | 108.35 | Yes
2028-05-23 08:00 | 2028 50% ECP | -700 | 505 | 510 | 236.38 | Yes
2028-05-23 09:00 | 2028 50% ECP | -100 | 505 | 510 | 288.36 | Yes
2028-05-23 10:00 | 2028 50% ECP | 500 | 505 | 510 | 240.92 | Yes
2028-05-23 11:00 | 2028 50% ECP | 700 | 505 | 510 | 250.22 | Yes
2028-05-23 12:00 | 2028 50% ECP | 700 | 505 | 510 | 294.31 | Yes
2028-05-23 13:00 | 2028 50% ECP | 500 | 505 | 510 | 150.75 | Yes
2028-05-23 14:00 | 2028 50% ECP | -100 | 505 | 510 | 110.6 | Yes
2028-05-23 15:00 | 2028 50% ECP | -700 | 505 | 510 | 213.39 | Yes
2028-05-23 16:00 | 2028 50% ECP | -700 | 505 | 510 | 442 | Yes
2028-05-23 17:00 | 2028 50% ECP | -700 | 300 | 248.82 | 300 | Yes
2028-05-23 18:00 | 2028 50% ECP | -700 | 0 | -51.18 | 0 | No
2028-05-23 19:00 | 2028 50% ECP | -700 | -227.19 | -351.18 | -300 | No
2028-05-23 20:00 | 2028 50% ECP | -700 | -227.19 | -300 | -235.64 | No
2028-05-23 21:00 | 2028 50% ECP | -700 | 0 | 0 | 64.36 | No
2028-05-23 22:00 | 2028 50% ECP | -700 | 300 | 300 | 364.36 | Yes
2028-05-23 23:00 | 2028 50% ECP | -700 | 505 | 510 | 442 | Yes
2028-05-24 | 2028 50% ECP | -700 | 505 | 510 | 442 | No
2028-05-24 01:00 | 2028 50% ECP | -700 | 505 | 510 | 442 | No
2028-05-24 02:00 | 2028 50% ECP | -700 | 505 | 510 | 442 | No
2028-05-24 03:00 | 2028 50% ECP | -700 | 505 | 510 | 442 | No
2028-05-24 04:00 | 2028 50% ECP | -700 | 500.03 | 390 | 442 | No
2028-05-24 05:00 | 2028 50% ECP | -700 | 200.03 | 90 | 442 | No
2028-05-24 06:00 | 2028 50% ECP | -700 | -99.97 | -210 | 184.37 | No
2028-05-24 07:00 | 2028 50% ECP | -700 | -399.97 | -510 | -115.63 | No
2028-05-24 08:00 | 2028 50% ECP | -700 | -526 | -510 | -204.06 | No
2028-05-24 09:00 | 2028 50% ECP | -700 | -526 | -510 | 95.94 | Yes
2028-05-24 10:00 | 2028 50% ECP | -700 | -226 | -210 | 395.94 | Yes
2028-05-24 11:00 | 2028 50% ECP | -700 | -526 | -510 | 95.94 | Yes
2028-05-24 12:00 | 2028 50% ECP | -700 | -526 | 0 | -204.06 | Yes
2028-05-24 13:00 | 2028 50% ECP | -700 | -526 | 0 | -240.66 | Yes
2028-05-24 14:00 | 2028 50% ECP | -700 | -526 | 0 | -31.69 | Yes
2028-05-24 15:00 | 2028 50% ECP | -700 | -526 | 0 | 268.31 | Yes
2028-05-24 16:00 | 2028 50% ECP | -700 | -526 | 0 | 434.17 | Yes
2028-05-24 17:00 | 2028 50% ECP | -172.09 | -300 | 0 | 442 | No
2028-05-24 18:00 | 2028 50% ECP | 427.91 | 0 | 0 | 442 | No
2028-05-24 19:00 | 2028 50% ECP | 700 | 300 | 0 | 442 | No
2028-05-24 20:00 | 2028 50% ECP | 700 | 289.58 | 0 | 442 | No
2028-05-24 21:00 | 2028 50% ECP | 700 | 505 | 0 | 442 | No
2028-05-24 22:00 | 2028 50% ECP | 700 | 505 | 0 | 442 | No
2028-05-24 23:00 | 2028 50% ECP | 700 | 505 | 0 | 442 | No
2028-05-25 | 2028 50% ECP | 547.93 | 205 | 0 | 442 | No
2028-05-25 01:00 | 2028 50% ECP | 700 | 73.19 | 0 | 442 | No
2028-05-25 02:00 | 2028 50% ECP | 700 | 73.19 | 0 | 442 | No
2028-05-25 03:00 | 2028 50% ECP | 700 | 73.19 | 0 | 442 | No
2028-05-25 04:00 | 2028 50% ECP | 604.42 | 0 | 0 | 442 | No
2028-05-25 05:00 | 2028 50% ECP | 284.89 | 0 | 0 | 442 | No
2028-05-25 06:00 | 2028 50% ECP | -222.17 | -226 | 0 | 442 | No
2028-05-25 07:00 | 2028 50% ECP | -700 | -526 | 0 | 442 | No
2028-05-25 08:00 | 2028 50% ECP | -700 | -526 | 0 | 249.27 | Yes
2028-05-25 09:00 | 2028 50% ECP | -700 | -226 | 0 | 442 | Yes
2028-05-25 10:00 | 2028 50% ECP | -700 | 74 | 0 | 442 | Yes
2028-05-25 11:00 | 2028 50% ECP | -700 | 374 | 0 | 442 | Yes
2028-05-25 12:00 | 2028 50% ECP | -700 | 505 | 0 | 442 | Yes
2028-05-25 13:00 | 2028 50% ECP | -700 | 505 | 0 | 442 | Yes
2028-05-25 14:00 | 2028 50% ECP | -700 | 505 | 0 | 442 | Yes
2028-05-25 15:00 | 2028 50% ECP | -700 | 300 | 0 | 442 | Yes
2028-05-25 16:00 | 2028 50% ECP | -697.21 | 0 | 0 | 442 | No
2028-05-25 17:00 | 2028 50% ECP | -97.21 | 71.48 | 0 | 442 | No
2028-05-25 18:00 | 2028 50% ECP | 502.79 | 371.48 | 0 | 442 | No
2028-05-25 19:00 | 2028 50% ECP | 700 | 505 | 0 | 442 | No
2028-05-25 20:00 | 2028 50% ECP | 700 | 505 | 0 | 442 | No
2028-05-25 21:00 | 2028 50% ECP | 700 | 505 | 0 | 442 | No
2028-05-25 22:00 | 2028 50% ECP | 700 | 505 | 0 | 442 | No
2028-05-25 23:00 | 2028 50% ECP | 700 | 505 | 0 | 442 | No
2028-05-26 | 2028 50% ECP | 700 | 505 | 0 | 442 | No
2028-05-26 01:00 | 2028 50% ECP | 700 | 505 | 0 | 442 | No
2028-05-26 02:00 | 2028 50% ECP | 700 | 505 | 0 | 442 | No
2028-05-26 03:00 | 2028 50% ECP | 700 | 505 | 0 | 442 | No
2028-05-26 04:00 | 2028 50% ECP | 700 | 505 | 0 | 442 | No
2028-05-26 05:00 | 2028 50% ECP | 700 | 505 | 0 | 442 | Yes
2028-05-26 06:00 | 2028 50% ECP | 700 | 505 | 0 | 442 | No
2028-05-26 07:00 | 2028 50% ECP | 500.03 | 205 | 0 | 442 | No
2028-05-26 08:00 | 2028 50% ECP | -99.97 | -95 | 0 | 442 | No
2028-05-26 09:00 | 2028 50% ECP | -699.97 | -395 | 0 | 442 | No
2028-05-26 10:00 | 2028 50% ECP | -700 | -526 | 0 | 442 | No
2028-05-26 11:00 | 2028 50% ECP | -700 | -526 | 0 | 442 | No
2028-05-26 12:00 | 2028 50% ECP | -700 | -526 | -510 | 442 | No
2028-05-26 13:00 | 2028 50% ECP | -700 | -526 | -510 | 442 | No
2028-05-26 14:00 | 2028 50% ECP | -700 | -290.88 | -510 | 442 | No
2028-05-26 15:00 | 2028 50% ECP | -183.52 | 0 | -510 | 442 | No
2028-05-26 16:00 | 2028 50% ECP | 410.12 | -152.42 | -510 | 442 | No
2028-05-26 17:00 | 2028 50% ECP | 700 | -452.42 | -510 | 293.9 | No
2028-05-26 18:00 | 2028 50% ECP | 700 | -298.61 | -390 | 212.02 | No
2028-05-26 19:00 | 2028 50% ECP | 700 | -95 | -90 | 345.21 | No
2028-05-26 20:00 | 2028 50% ECP | 700 | 205 | 210 | 358.49 | Yes
2028-05-26 21:00 | 2028 50% ECP | 700 | 505 | 510 | 442 | No
2028-05-26 22:00 | 2028 50% ECP | 700 | 505 | 510 | 442 | No
2028-05-26 23:00 | 2028 50% ECP | 700 | 505 | 510 | 442 | No
2028-05-27 | 2028 50% ECP | 700 | 505 | 510 | 442 | No
2028-05-27 01:00 | 2028 50% ECP | 700 | 505 | 510 | 442 | No
2028-05-27 02:00 | 2028 50% ECP | 700 | 505 | 510 | 442 | No
2028-05-27 03:00 | 2028 50% ECP | 700 | 320.92 | 510 | 442 | No
2028-05-27 04:00 | 2028 50% ECP | 700 | 320.92 | 510 | 442 | No
2028-05-27 05:00 | 2028 50% ECP | 700 | 261.64 | 510 | 442 | No
2028-05-27 06:00 | 2028 50% ECP | 700 | 212.26 | 510 | 442 | No
2028-05-27 07:00 | 2028 50% ECP | 700 | 212.26 | 486.71 | 442 | No
2028-05-27 08:00 | 2028 50% ECP | 100 | 0 | 186.71 | 442 | No
2028-05-27 09:00 | 2028 50% ECP | -500 | -300 | -113.29 | 442 | No
2028-05-27 10:00 | 2028 50% ECP | -700 | -451.12 | -413.29 | 442 | No
2028-05-27 11:00 | 2028 50% ECP | -700 | -526 | -510 | 442 | No
2028-05-27 12:00 | 2028 50% ECP | -700 | -526 | -510 | 442 | No
2028-05-27 13:00 | 2028 50% ECP | -700 | -526 | -510 | 442 | No
2028-05-27 14:00 | 2028 50% ECP | -700 | -347.96 | -510 | 442 | No
2028-05-27 15:00 | 2028 50% ECP | -700 | -447.64 | -390 | 442 | No
2028-05-27 16:00 | 2028 50% ECP | -404.96 | -147.64 | -90 | 442 | No
2028-05-27 17:00 | 2028 50% ECP | 195.04 | 152.36 | 210 | 442 | No
2028-05-27 18:00 | 2028 50% ECP | 700 | 452.36 | 510 | 442 | No
2028-05-27 19:00 | 2028 50% ECP | 700 | 505 | 510 | 442 | No
2028-05-27 20:00 | 2028 50% ECP | 700 | 505 | 510 | 442 | No
2028-05-27 21:00 | 2028 50% ECP | 700 | 505 | 510 | 442 | No
2028-05-27 22:00 | 2028 50% ECP | 700 | 505 | 510 | 442 | No
2028-05-27 23:00 | 2028 50% ECP | 700 | 505 | 510 | 442 | No
2028-05-28 | 2028 50% ECP | 700 | 437.88 | 510 | 442 | No
2028-05-28 01:00 | 2028 50% ECP | 700 | 446.16 | 510 | 442 | No
2028-05-28 02:00 | 2028 50% ECP | 700 | 233.01 | 510 | 442 | No
2028-05-28 03:00 | 2028 50% ECP | 700 | 233.01 | 510 | 442 | No
2028-05-28 04:00 | 2028 50% ECP | 700 | 126.54 | 510 | 442 | No
2028-05-28 05:00 | 2028 50% ECP | 700 | 129.2 | 390 | 442 | No
2028-05-28 06:00 | 2028 50% ECP | 359.37 | 0 | 90 | 438.53 | No
2028-05-28 07:00 | 2028 50% ECP | -240.63 | -226 | -210 | 338.61 | No
2028-05-28 08:00 | 2028 50% ECP | -700 | -526 | -510 | 299.43 | Yes
2028-05-28 09:00 | 2028 50% ECP | -700 | -526 | -510 | 351.77 | Yes
2028-05-28 10:00 | 2028 50% ECP | -700 | -526 | -510 | 275.96 | Yes
2028-05-28 11:00 | 2028 50% ECP | -700 | -526 | -510 | 330.86 | Yes
2028-05-28 12:00 | 2028 50% ECP | -700 | -526 | -510 | 330.86 | Yes
2028-05-28 13:00 | 2028 50% ECP | -700 | -526 | -510 | 262.94 | Yes
2028-05-28 14:00 | 2028 50% ECP | -700 | -526 | -510 | 218.88 | Yes
2028-05-28 15:00 | 2028 50% ECP | -700 | -526 | -510 | 344.74 | Yes
2028-05-28 16:00 | 2028 50% ECP | -700 | -526 | -510 | 336.59 | Yes
2028-05-28 17:00 | 2028 50% ECP | -700 | -362.17 | -510 | 442 | No
2028-05-28 18:00 | 2028 50% ECP | -100 | -62.17 | -210 | 442 | No
2028-05-28 19:00 | 2028 50% ECP | 0 | 0 | -341.12 | 442 | No
2028-05-28 20:00 | 2028 50% ECP | 0 | 0 | -41.12 | 442 | No
2028-05-28 21:00 | 2028 50% ECP | 0 | 0 | 0 | 442 | No
2028-05-28 22:00 | 2028 50% ECP | -116.58 | 0 | 0 | 442 | No
2028-05-28 23:00 | 2028 50% ECP | 0 | 0 | 0 | 358.98 | No
2028-05-29 | 2028 50% ECP | 0 | 0 | 0 | 292.2 | No
2028-05-29 01:00 | 2028 50% ECP | 0 | 0 | 0 | 317.5 | No
2028-05-29 02:00 | 2028 50% ECP | -383.24 | 0 | 0 | 250.83 | No
2028-05-29 03:00 | 2028 50% ECP | -522.7 | 0 | 0 | 298.09 | No
2028-05-29 04:00 | 2028 50% ECP | -507.32 | 0 | 0 | 217.64 | No
2028-05-29 05:00 | 2028 50% ECP | -528.85 | 0 | -197.79 | 219.32 | No
2028-05-29 06:00 | 2028 50% ECP | -700 | -226 | -497.79 | 191.39 | No
2028-05-29 07:00 | 2028 50% ECP | -700 | -526 | -510 | 112.14 | Yes
2028-05-29 08:00 | 2028 50% ECP | -700 | -526 | -510 | -0.16 | Yes
2028-05-29 09:00 | 2028 50% ECP | -209.95 | -226 | -210 | 299.84 | Yes
2028-05-29 10:00 | 2028 50% ECP | -100 | 74 | -142.83 | 0 | Yes
2028-05-29 11:00 | 2028 50% ECP | -700 | -226 | -442.83 | -300 | Yes
2028-05-29 12:00 | 2028 50% ECP | -700 | -526 | -510 | -510 | Yes
2028-05-29 13:00 | 2028 50% ECP | -700 | -226 | -210 | -210 | Yes
2028-05-29 14:00 | 2028 50% ECP | -700 | -526 | -510 | -510 | Yes
2028-05-29 15:00 | 2028 50% ECP | -700 | -526 | -510 | -510 | Yes
2028-05-29 16:00 | 2028 50% ECP | -700 | -526 | -510 | -248.44 | Yes
2028-05-29 17:00 | 2028 50% ECP | -600 | -226 | -503.03 | -46.11 | No
2028-05-29 18:00 | 2028 50% ECP | 0 | 0 | -203.03 | 60.99 | No
2028-05-29 19:00 | 2028 50% ECP | 600 | 0 | 0 | 351.28 | No
2028-05-29 20:00 | 2028 50% ECP | 700 | 0 | -15.49 | 51.28 | No
2028-05-29 21:00 | 2028 50% ECP | 700 | 0 | 0 | 259.09 | No
2028-05-29 22:00 | 2028 50% ECP | 700 | 0 | 0 | 426.69 | No
2028-05-29 23:00 | 2028 50% ECP | 700 | 0 | 0 | 251.06 | No
2028-05-30 | 2028 50% ECP | 700 | 0 | 71.53 | 442 | No
2028-05-30 01:00 | 2028 50% ECP | 700 | 0 | 104.24 | 442 | No
2028-05-30 02:00 | 2028 50% ECP | 700 | 0 | 112 | 307.86 | No
2028-05-30 03:00 | 2028 50% ECP | 700 | 0 | 112 | 307.86 | No
2028-05-30 04:00 | 2028 50% ECP | 700 | 0 | 46.6 | 337.01 | No
2028-05-30 05:00 | 2028 50% ECP | 600 | 0 | 0 | 303.41 | No
2028-05-30 06:00 | 2028 50% ECP | 0 | 0 | -267.94 | 303.41 | No
2028-05-30 07:00 | 2028 50% ECP | -216.21 | -226 | -210 | 375.17 | No
2028-05-30 08:00 | 2028 50% ECP | -700 | -526 | -510 | 442 | Yes
2028-05-30 09:00 | 2028 50% ECP | -700 | -526 | -510 | 442 | Yes
2028-05-30 10:00 | 2028 50% ECP | -700 | -526 | -510 | 442 | Yes
2028-05-30 11:00 | 2028 50% ECP | -700 | -526 | -510 | 191.25 | Yes
2028-05-30 12:00 | 2028 50% ECP | -700 | -526 | -510 | 70.52 | Yes
2028-05-30 13:00 | 2028 50% ECP | -700 | -526 | -510 | 84.53 | Yes
2028-05-30 14:00 | 2028 50% ECP | -700 | -526 | -510 | 90.05 | Yes
2028-05-30 15:00 | 2028 50% ECP | -700 | -526 | -510 | 165.1 | Yes
2028-05-30 16:00 | 2028 50% ECP | -700 | -526 | -510 | 245.16 | No
2028-05-30 17:00 | 2028 50% ECP | -100 | -461.14 | -510 | 352.13 | No
2028-05-30 18:00 | 2028 50% ECP | 500 | -402.53 | -510 | 52.13 | No
2028-05-30 19:00 | 2028 50% ECP | 700 | -102.53 | -210 | 270.51 | No
2028-05-30 20:00 | 2028 50% ECP | 700 | 197.47 | 90 | 270.51 | No
2028-05-30 21:00 | 2028 50% ECP | 700 | 497.47 | 390 | 442 | No
2028-05-30 22:00 | 2028 50% ECP | 700 | 298.35 | 510 | 442 | No
2028-05-30 23:00 | 2028 50% ECP | 700 | 0 | 458.35 | 142 | No
2028-05-31 | 2028 50% ECP | 700 | 46.93 | 510 | 0.19 | No
2028-05-31 01:00 | 2028 50% ECP | 700 | 6.32 | 510 | -40.9 | No
2028-05-31 02:00 | 2028 50% ECP | 700 | 306.32 | 510 | -54.76 | No
2028-05-31 03:00 | 2028 50% ECP | 700 | 277.92 | 510 | 0 | No
2028-05-31 04:00 | 2028 50% ECP | 456.83 | 505 | 510 | 17.13 | No
2028-05-31 05:00 | 2028 50% ECP | 700 | 229.85 | 510 | 144.28 | No
2028-05-31 06:00 | 2028 50% ECP | 700 | 0 | 367.94 | 241.56 | No
2028-05-31 07:00 | 2028 50% ECP | 100 | 0 | 67.94 | 103.49 | No
2028-05-31 08:00 | 2028 50% ECP | -500 | -226 | -232.06 | -61.84 | No
2028-05-31 09:00 | 2028 50% ECP | -700 | -526 | -510 | 0 | Yes
2028-05-31 10:00 | 2028 50% ECP | -700 | -526 | -510 | -235.89 | Yes
2028-05-31 11:00 | 2028 50% ECP | -700 | -526 | -510 | 0 | Yes
2028-05-31 12:00 | 2028 50% ECP | -700 | -526 | -510 | 106.68 | No
2028-05-31 13:00 | 2028 50% ECP | -700 | -526 | -510 | 41.52 | Yes
2028-05-31 14:00 | 2028 50% ECP | -700 | -526 | -510 | 149.19 | No
2028-05-31 15:00 | 2028 50% ECP | -700 | -526 | -510 | 72.22 | No
2028-05-31 16:00 | 2028 50% ECP | -316.94 | -526 | -510 | 248.46 | No
2028-05-31 17:00 | 2028 50% ECP | 283.06 | -526 | -510 | 442 | No
2028-05-31 18:00 | 2028 50% ECP | 700 | -526 | -510 | 442 | No
2028-05-31 19:00 | 2028 50% ECP | 700 | -395 | -394.04 | 442 | No
2028-05-31 20:00 | 2028 50% ECP | 700 | -95 | -94.04 | 442 | No
2028-05-31 21:00 | 2028 50% ECP | 700 | 205 | 205.96 | 442 | No
2028-05-31 22:00 | 2028 50% ECP | 700 | 505 | 505.96 | 442 | No
2028-05-31 23:00 | 2028 50% ECP | 700 | 505 | 510 | 442 | No
2028-06-01 | 2028 50% ECP | 700 | 381.69 | 510 | 442 | No
2028-06-01 01:00 | 2028 50% ECP | 700 | 476.36 | 510 | 442 | No
2028-06-01 02:00 | 2028 50% ECP | 700 | 476.36 | 510 | 442 | No
2028-06-01 03:00 | 2028 50% ECP | 700 | 476.36 | 510 | 442 | No
2028-06-01 04:00 | 2028 50% ECP | 700 | 467.85 | 510 | 442 | No
2028-06-01 05:00 | 2028 50% ECP | 700 | 381.86 | 510 | 442 | No
2028-06-01 06:00 | 2028 50% ECP | 700 | 81.86 | 510 | 442 | No
2028-06-01 07:00 | 2028 50% ECP | 500 | 0 | 210 | 442 | No
2028-06-01 08:00 | 2028 50% ECP | -100 | -241.29 | -90 | 442 | No
2028-06-01 09:00 | 2028 50% ECP | -700 | -485.07 | -390 | 442 | No
2028-06-01 10:00 | 2028 50% ECP | -700 | -485.07 | -510 | 442 | No
2028-06-01 11:00 | 2028 50% ECP | -700 | -282.29 | -510 | 442 | No
2028-06-01 12:00 | 2028 50% ECP | -700 | -282.29 | -510 | 442 | No
2028-06-01 13:00 | 2028 50% ECP | -700 | -416.75 | -510 | 442 | No
2028-06-01 14:00 | 2028 50% ECP | -700 | -258.6 | -510 | 442 | No
2028-06-01 15:00 | 2028 50% ECP | -522.14 | -496.46 | -510 | 442 | No
2028-06-01 16:00 | 2028 50% ECP | 77.86 | -496.46 | -510 | 442 | No
2028-06-01 17:00 | 2028 50% ECP | 677.86 | -526 | -510 | 442 | No
2028-06-01 18:00 | 2028 50% ECP | 700 | -526 | -510 | 442 | No
2028-06-01 19:00 | 2028 50% ECP | 700 | -526 | -510 | 442 | No
2028-06-01 20:00 | 2028 50% ECP | 700 | -226 | -510 | 442 | No
2028-06-01 21:00 | 2028 50% ECP | 700 | -206.22 | -390 | 442 | No
2028-06-01 22:00 | 2028 50% ECP | 700 | 0 | -90 | 442 | No
2028-06-01 23:00 | 2028 50% ECP | 700 | 300 | 210 | 442 | No
2028-06-02 | 2028 50% ECP | 700 | 505 | 510 | 442 | No
2028-06-02 01:00 | 2028 50% ECP | 700 | 505 | 510 | 442 | No
2028-06-02 02:00 | 2028 50% ECP | 700 | 505 | 510 | 442 | No
2028-06-02 03:00 | 2028 50% ECP | 700 | 392.53 | 510 | 442 | No
2028-06-02 04:00 | 2028 50% ECP | 700 | 238.7 | 510 | 442 | No
2028-06-02 05:00 | 2028 50% ECP | 700 | 78.3 | 510 | 442 | No
2028-06-02 06:00 | 2028 50% ECP | 700 | 300 | 390 | 442 | No
2028-06-02 07:00 | 2028 50% ECP | 162.33 | 0 | 90 | 442 | No
2028-06-02 08:00 | 2028 50% ECP | -316.42 | -226 | -210 | 442 | No
2028-06-02 09:00 | 2028 50% ECP | -700 | -526 | -510 | 442 | No
2028-06-02 10:00 | 2028 50% ECP | -700 | -526 | -510 | 442 | No
2028-06-02 11:00 | 2028 50% ECP | -700 | -526 | -510 | 442 | No
2028-06-02 12:00 | 2028 50% ECP | -700 | -526 | -510 | 442 | No
2028-06-02 13:00 | 2028 50% ECP | -700 | -526 | -510 | 442 | No
2028-06-02 14:00 | 2028 50% ECP | -700 | -226 | -299.12 | 442 | No
2028-06-02 15:00 | 2028 50% ECP | -700 | -272.4 | -501.85 | 442 | No
2028-06-02 16:00 | 2028 50% ECP | -100 | -286.75 | -201.85 | 442 | No
2028-06-02 17:00 | 2028 50% ECP | 500 | 13.25 | 98.15 | 442 | No
2028-06-02 18:00 | 2028 50% ECP | 700 | 205 | 398.15 | 442 | No
2028-06-02 19:00 | 2028 50% ECP | 700 | 505 | 510 | 442 | No
2028-06-02 20:00 | 2028 50% ECP | 700 | 505 | 510 | 442 | No
2028-06-02 21:00 | 2028 50% ECP | 700 | 417.01 | 510 | 442 | No
2028-06-02 22:00 | 2028 50% ECP | 700 | 505 | 510 | 442 | No
2028-06-02 23:00 | 2028 50% ECP | 700 | 505 | 510 | 442 | No
2028-06-03 | 2028 50% ECP | 700 | 205 | 510 | 424.54 | No
2028-06-03 01:00 | 2028 50% ECP | 700 | 0 | 510 | 394.91 | No
2028-06-03 02:00 | 2028 50% ECP | 684.84 | 0 | 510 | 247.96 | No
2028-06-03 03:00 | 2028 50% ECP | 84.84 | 0 | 257.2 | -52.04 | No
2028-06-03 04:00 | 2028 50% ECP | -515.16 | 50.87 | 510 | -352.04 | No
2028-06-03 05:00 | 2028 50% ECP | -700 | 350.87 | 510 | -52.04 | Yes
2028-06-03 06:00 | 2028 50% ECP | -700 | 505 | 510 | 247.96 | Yes
2028-06-03 07:00 | 2028 50% ECP | -700 | 505 | 510 | 442 | Yes
2028-06-03 08:00 | 2028 50% ECP | -700 | 505 | 510 | 442 | Yes
2028-06-03 09:00 | 2028 50% ECP | -100 | 505 | 510 | 442 | Yes
2028-06-03 10:00 | 2028 50% ECP | -100 | 505 | 510 | 442 | Yes
2028-06-03 11:00 | 2028 50% ECP | -700 | 505 | 510 | 442 | Yes
2028-06-03 12:00 | 2028 50% ECP | -100 | 505 | 510 | 442 | Yes
2028-06-03 13:00 | 2028 50% ECP | 500 | 505 | 510 | 442 | Yes
2028-06-03 14:00 | 2028 50% ECP | 700 | 505 | 510 | 442 | Yes
2028-06-03 15:00 | 2028 50% ECP | 500 | 235.86 | 510 | 351.36 | Yes
2028-06-03 16:00 | 2028 50% ECP | -100 | 505 | 210 | 248.74 | Yes
2028-06-03 17:00 | 2028 50% ECP | -700 | 505 | 510 | 442 | Yes
2028-06-03 18:00 | 2028 50% ECP | -700 | 300 | 300 | 300 | Yes
2028-06-03 19:00 | 2028 50% ECP | -254.08 | 0 | 0 | 0 | No
2028-06-03 20:00 | 2028 50% ECP | 345.92 | 0 | 0 | 0 | No
2028-06-03 21:00 | 2028 50% ECP | 125.68 | 0 | 161.55 | 0 | No
2028-06-03 22:00 | 2028 50% ECP | 255.29 | 205 | 461.55 | 175.37 | No
2028-06-03 23:00 | 2028 50% ECP | 120.92 | 505 | 510 | 442 | No
2028-06-04 | 2028 50% ECP | 700 | 505 | 510 | 442 | No
2028-06-04 01:00 | 2028 50% ECP | 632.05 | 505 | 510 | 442 | No
2028-06-04 02:00 | 2028 50% ECP | 412.44 | 505 | 510 | 442 | No
2028-06-04 03:00 | 2028 50% ECP | 700 | 505 | 510 | 442 | No
2028-06-04 04:00 | 2028 50% ECP | 700 | 205 | 210 | 142 | No
2028-06-04 05:00 | 2028 50% ECP | 700 | 0 | 0 | 69.57 | No
2028-06-04 06:00 | 2028 50% ECP | 649.47 | 0 | 0 | 219.17 | No
2028-06-04 07:00 | 2028 50% ECP | 49.47 | 0 | 0 | 0 | No
2028-06-04 08:00 | 2028 50% ECP | -550.53 | 0 | 0 | 217.48 | No
2028-06-04 09:00 | 2028 50% ECP | -692.18 | 0 | 0 | 223.63 | No
2028-06-04 10:00 | 2028 50% ECP | -662.73 | 0 | 0 | 283.22 | No
2028-06-04 11:00 | 2028 50% ECP | -700 | 0 | -84.17 | 236.99 | No
2028-06-04 12:00 | 2028 50% ECP | -700 | -88.96 | -354.91 | 0 | No
2028-06-04 13:00 | 2028 50% ECP | -700 | -388.96 | -510 | 0 | No
2028-06-04 14:00 | 2028 50% ECP | -700 | -483.32 | -510 | -116.12 | No
2028-06-04 15:00 | 2028 50% ECP | -700 | -498.98 | -510 | -254.58 | No
2028-06-04 16:00 | 2028 50% ECP | -700 | -289.07 | -510 | -94.57 | No
2028-06-04 17:00 | 2028 50% ECP | -700 | 0 | -414.45 | -86.88 | No
2028-06-04 18:00 | 2028 50% ECP | -182.59 | 0 | -114.45 | 0 | No
2028-06-04 19:00 | 2028 50% ECP | -128.78 | 0 | 0 | 0 | No
2028-06-04 20:00 | 2028 50% ECP | 471.22 | 0 | 0 | 0 | No
2028-06-04 21:00 | 2028 50% ECP | 700 | 0 | 0 | 0 | No
2028-06-04 22:00 | 2028 50% ECP | 600 | 0 | 195.91 | 0 | No
2028-06-04 23:00 | 2028 50% ECP | 0 | 0 | 495.91 | 300 | No
2028-06-05 | 2028 50% ECP | 0 | 205 | 210 | 142 | No
2028-06-05 01:00 | 2028 50% ECP | -409.93 | 505 | 510 | 442 | No
2028-06-05 02:00 | 2028 50% ECP | 29.75 | 300 | 510 | 442 | No
2028-06-05 03:00 | 2028 50% ECP | 526.15 | 0 | 210 | 142 | No
2028-06-05 04:00 | 2028 50% ECP | 358.52 | 0 | 0 | 0 | No
2028-06-05 05:00 | 2028 50% ECP | 303.72 | 0 | 0 | 0 | No
2028-06-05 06:00 | 2028 50% ECP | 145.96 | 0 | 0 | 0 | No
2028-06-05 07:00 | 2028 50% ECP | -127.05 | -226 | -210 | -210 | No
2028-06-05 08:00 | 2028 50% ECP | -700 | -526 | -510 | -510 | Yes
2028-06-05 09:00 | 2028 50% ECP | -700 | -226 | -210 | -210 | Yes
2028-06-05 10:00 | 2028 50% ECP | -700 | -226 | -210 | -210 | Yes
2028-06-05 11:00 | 2028 50% ECP | -700 | -526 | -510 | -510 | Yes
2028-06-05 12:00 | 2028 50% ECP | -700 | -526 | -510 | -510 | Yes
2028-06-05 13:00 | 2028 50% ECP | -700 | -226 | -210 | -210 | Yes
2028-06-05 14:00 | 2028 50% ECP | -100 | 74 | 90 | 90 | Yes
2028-06-05 15:00 | 2028 50% ECP | -700 | 0 | -125.7 | 0 | Yes
2028-06-05 16:00 | 2028 50% ECP | -700 | -300 | -425.7 | -300 | Yes
2028-06-05 17:00 | 2028 50% ECP | -700 | 0 | -125.7 | 0 | Yes
2028-06-05 18:00 | 2028 50% ECP | -700 | 0 | -410.09 | 0 | Yes
2028-06-05 19:00 | 2028 50% ECP | -700 | -226 | -210 | -210 | Yes
2028-06-05 20:00 | 2028 50% ECP | -700 | -526 | -510 | -510 | No
2028-06-05 21:00 | 2028 50% ECP | -700 | -226 | -210 | -210 | No
2028-06-05 22:00 | 2028 50% ECP | -700 | 74 | 90 | 52.17 | Yes
2028-06-05 23:00 | 2028 50% ECP | -700 | 374 | 390 | -18.69 | Yes
2028-06-06 | 2028 50% ECP | -700 | 505 | 510 | -42.42 | Yes
2028-06-06 01:00 | 2028 50% ECP | -700 | 505 | 510 | 0 | Yes
2028-06-06 02:00 | 2028 50% ECP | -700 | 505 | 510 | 0 | Yes
2028-06-06 03:00 | 2028 50% ECP | -700 | 505 | 510 | -135.06 | Yes
2028-06-06 04:00 | 2028 50% ECP | -700 | 505 | 510 | 26.17 | Yes
2028-06-06 05:00 | 2028 50% ECP | -700 | 505 | 510 | 0 | Yes
2028-06-06 06:00 | 2028 50% ECP | -700 | 505 | 510 | 33.88 | Yes
2028-06-06 07:00 | 2028 50% ECP | -700 | 505 | 510 | 310.07 | Yes
2028-06-06 08:00 | 2028 50% ECP | -700 | 505 | 510 | 231.5 | Yes
2028-06-06 09:00 | 2028 50% ECP | -700 | 505 | 510 | 404.88 | Yes
2028-06-06 10:00 | 2028 50% ECP | -700 | 505 | 510 | 442 | Yes
2028-06-06 11:00 | 2028 50% ECP | -700 | 505 | 510 | 324.21 | Yes
2028-06-06 12:00 | 2028 50% ECP | -700 | 505 | 510 | 442 | Yes
2028-06-06 13:00 | 2028 50% ECP | -700 | 374 | 390 | 442 | Yes
2028-06-06 14:00 | 2028 50% ECP | -700 | 74 | 90 | 442 | Yes
2028-06-06 15:00 | 2028 50% ECP | -700 | -226 | -210 | 167.35 | Yes
2028-06-06 16:00 | 2028 50% ECP | -700 | -526 | -510 | -132.65 | Yes
2028-06-06 17:00 | 2028 50% ECP | -700 | -338.61 | -510 | 0 | No
2028-06-06 18:00 | 2028 50% ECP | -700 | -38.61 | -510 | 0 | No
2028-06-06 19:00 | 2028 50% ECP | -700 | 0 | -510 | 0 | No
2028-06-06 20:00 | 2028 50% ECP | -700 | 0 | -510 | 0 | No
2028-06-06 21:00 | 2028 50% ECP | -700 | 0 | -300 | 0 | No
2028-06-06 22:00 | 2028 50% ECP | -700 | 0 | 0 | -9.03 | No
2028-06-06 23:00 | 2028 50% ECP | -700 | 296.6 | 300 | -136.34 | No
2028-06-07 | 2028 50% ECP | -700 | 505 | 510 | 163.66 | No
2028-06-07 01:00 | 2028 50% ECP | -595.41 | 505 | 510 | -136.34 | No
2028-06-07 02:00 | 2028 50% ECP | -700 | 505 | 510 | 163.66 | No
2028-06-07 03:00 | 2028 50% ECP | -700 | 505 | 510 | 206.94 | No
2028-06-07 04:00 | 2028 50% ECP | -700 | 505 | 510 | 166.64 | No
2028-06-07 05:00 | 2028 50% ECP | -647.68 | 205 | 210 | 0 | No
2028-06-07 06:00 | 2028 50% ECP | -47.68 | 0 | 0 | 0 | No
2028-06-07 07:00 | 2028 50% ECP | -647.68 | 0 | -210 | -151.58 | No
2028-06-07 08:00 | 2028 50% ECP | -700 | -226 | -510 | -451.58 | No
2028-06-07 09:00 | 2028 50% ECP | -700 | -526 | -510 | -510 | No
2028-06-07 10:00 | 2028 50% ECP | -700 | -526 | -510 | -510 | No
2028-06-07 11:00 | 2028 50% ECP | -700 | -526 | -510 | -510 | No
2028-06-07 12:00 | 2028 50% ECP | -700 | -526 | -510 | -510 | No
2028-06-07 13:00 | 2028 50% ECP | -700 | -526 | -510 | -510 | No
2028-06-07 14:00 | 2028 50% ECP | -700 | -526 | -510 | -510 | No
2028-06-07 15:00 | 2028 50% ECP | -700 | -526 | -510 | -510 | No
2028-06-07 16:00 | 2028 50% ECP | -445.32 | -226 | -300 | -313.35 | No
2028-06-07 17:00 | 2028 50% ECP | 154.68 | 0 | 0 | -192.92 | No
2028-06-07 18:00 | 2028 50% ECP | 404.57 | 0 | 0 | -213.83 | No
2028-06-07 19:00 | 2028 50% ECP | 700 | 0 | -35.69 | -75.88 | No
2028-06-07 20:00 | 2028 50% ECP | 700 | -300 | -335.69 | -375.88 | No
2028-06-07 21:00 | 2028 50% ECP | 700 | -171.01 | -90 | -158 | No
2028-06-07 22:00 | 2028 50% ECP | 700 | 128.99 | 210 | 142 | No
2028-06-07 23:00 | 2028 50% ECP | 700 | 428.99 | 510 | 442 | No
2028-06-08 | 2028 50% ECP | 700 | 499.43 | 510 | 442 | No
2028-06-08 01:00 | 2028 50% ECP | 700 | 499.43 | 510 | 442 | No
2028-06-08 02:00 | 2028 50% ECP | 700 | 505 | 510 | 442 | No
2028-06-08 03:00 | 2028 50% ECP | 700 | 482.54 | 510 | 442 | No
2028-06-08 04:00 | 2028 50% ECP | 700 | 505 | 510 | 442 | No
2028-06-08 05:00 | 2028 50% ECP | 700 | 300 | 210.27 | 442 | No
2028-06-08 06:00 | 2028 50% ECP | 700 | 0 | -89.73 | 442 | No
2028-06-08 07:00 | 2028 50% ECP | 494.13 | -300 | -389.73 | 442 | No
2028-06-08 08:00 | 2028 50% ECP | -105.87 | 0 | -510 | 442 | No
2028-06-08 09:00 | 2028 50% ECP | -700 | -106.34 | -510 | 442 | No
2028-06-08 10:00 | 2028 50% ECP | -700 | -109.66 | -510 | 442 | No
2028-06-08 11:00 | 2028 50% ECP | -700 | -350.07 | -510 | 442 | No
2028-06-08 12:00 | 2028 50% ECP | -700 | -218.55 | -510 | 442 | No
2028-06-08 13:00 | 2028 50% ECP | -700 | -226 | -510 | 442 | No
2028-06-08 14:00 | 2028 50% ECP | -700 | -226 | -510 | 442 | No
2028-06-08 15:00 | 2028 50% ECP | -524.17 | -226 | -510 | 442 | No
2028-06-08 16:00 | 2028 50% ECP | 75.83 | -526 | -510 | 442 | No
2028-06-08 17:00 | 2028 50% ECP | 347.71 | -526 | -510 | 442 | No
2028-06-08 18:00 | 2028 50% ECP | 700 | -226 | -499.21 | 442 | No
2028-06-08 19:00 | 2028 50% ECP | 700 | 0 | -263.85 | 442 | No
2028-06-08 20:00 | 2028 50% ECP | 700 | 0 | -303.05 | 442 | No
2028-06-08 21:00 | 2028 50% ECP | 700 | 0 | -3.05 | 442 | No
2028-06-08 22:00 | 2028 50% ECP | 700 | 0 | -237.03 | 442 | No
2028-06-08 23:00 | 2028 50% ECP | 700 | 0 | 62.97 | 403.02 | No
2028-06-09 | 2028 50% ECP | 700 | 300 | 362.97 | 442 | No
2028-06-09 01:00 | 2028 50% ECP | 700 | 491.67 | 510 | 442 | No
2028-06-09 02:00 | 2028 50% ECP | 700 | 491.67 | 510 | 442 | No
2028-06-09 03:00 | 2028 50% ECP | 700 | 491.67 | 510 | 442 | No
2028-06-09 04:00 | 2028 50% ECP | 700 | 505 | 510 | 442 | No
2028-06-09 05:00 | 2028 50% ECP | 700 | 300 | 300 | 442 | No
2028-06-09 06:00 | 2028 50% ECP | 700 | 0 | 0 | 201.17 | No
2028-06-09 07:00 | 2028 50% ECP | 700 | 0 | 0 | 391.79 | No
2028-06-09 08:00 | 2028 50% ECP | 700 | 291.72 | 300 | 442 | No
2028-06-09 09:00 | 2028 50% ECP | 600 | 0 | 0 | 442 | No
2028-06-09 10:00 | 2028 50% ECP | 0 | 0 | 0 | 442 | No
2028-06-09 11:00 | 2028 50% ECP | 517.45 | 0 | 0 | 442 | No
2028-06-09 12:00 | 2028 50% ECP | 0 | 0 | 0 | 442 | No
2028-06-09 13:00 | 2028 50% ECP | 8.79 | 0 | 0 | 442 | No
2028-06-09 14:00 | 2028 50% ECP | 131.01 | 0 | 0 | 442 | No
2028-06-09 15:00 | 2028 50% ECP | 131.01 | 0 | 0 | 442 | No
2028-06-09 16:00 | 2028 50% ECP | 700 | 0 | -274.19 | 442 | No
2028-06-09 17:00 | 2028 50% ECP | 700 | 0 | -21.12 | 338.38 | No
2028-06-09 18:00 | 2028 50% ECP | 700 | 0 | -90.39 | 290.33 | No
2028-06-09 19:00 | 2028 50% ECP | 700 | 0 | -300 | 290.33 | No
2028-06-09 20:00 | 2028 50% ECP | 700 | 0 | 0 | 104.6 | No
2028-06-09 21:00 | 2028 50% ECP | 700 | 205 | 210 | 236.76 | No
2028-06-09 22:00 | 2028 50% ECP | 700 | 505 | 510 | 442 | No
2028-06-09 23:00 | 2028 50% ECP | 700 | 505 | 510 | 442 | No
2028-06-10 | 2028 50% ECP | 700 | 505 | 510 | 442 | No
2028-06-10 01:00 | 2028 50% ECP | 700 | 349.97 | 510 | 442 | No
2028-06-10 02:00 | 2028 50% ECP | 700 | 309.7 | 510 | 442 | No
2028-06-10 03:00 | 2028 50% ECP | 700 | 349.41 | 510 | 442 | No
2028-06-10 04:00 | 2028 50% ECP | 700 | 139.49 | 510 | 442 | No
2028-06-10 05:00 | 2028 50% ECP | 700 | 99.17 | 510 | 442 | No
2028-06-10 06:00 | 2028 50% ECP | 700 | 374.95 | 510 | 442 | No
2028-06-10 07:00 | 2028 50% ECP | 700 | 150.61 | 469.04 | 442 | No
2028-06-10 08:00 | 2028 50% ECP | 100 | 0 | 169.04 | 442 | No
2028-06-10 09:00 | 2028 50% ECP | -500 | -215.48 | -130.96 | 442 | No
2028-06-10 10:00 | 2028 50% ECP | -700 | -247.24 | -430.96 | 442 | No
2028-06-10 11:00 | 2028 50% ECP | -700 | -200.64 | -510 | 442 | No
2028-06-10 12:00 | 2028 50% ECP | -700 | -213.18 | -510 | 442 | No
2028-06-10 13:00 | 2028 50% ECP | -700 | -213.18 | -510 | 442 | No
2028-06-10 14:00 | 2028 50% ECP | -700 | -50.05 | -510 | 442 | No
2028-06-10 15:00 | 2028 50% ECP | -412.67 | 0 | -406.34 | 442 | No
2028-06-10 16:00 | 2028 50% ECP | 187.33 | -300 | -510 | 442 | No
2028-06-10 17:00 | 2028 50% ECP | 301.36 | -526 | -510 | 442 | No
2028-06-10 18:00 | 2028 50% ECP | 700 | -526 | -510 | 351.83 | No
2028-06-10 19:00 | 2028 50% ECP | 700 | -526 | -510 | 209.24 | No
2028-06-10 20:00 | 2028 50% ECP | 700 | -340.97 | -510 | 14.51 | No
2028-06-10 21:00 | 2028 50% ECP | 700 | -40.97 | -210 | 283.61 | No
2028-06-10 22:00 | 2028 50% ECP | 476.95 | 0 | 90 | -16.39 | No
2028-06-10 23:00 | 2028 50% ECP | -100 | 212.45 | 390 | -240.89 | No
2028-06-11 | 2028 50% ECP | -700 | 505 | 510 | -134.18 | Yes
2028-06-11 01:00 | 2028 50% ECP | -700 | 505 | 510 | 163.8 | Yes
2028-06-11 02:00 | 2028 50% ECP | -700 | 505 | 510 | -136.2 | Yes
2028-06-11 03:00 | 2028 50% ECP | -700 | 505 | 510 | -217.72 | Yes
2028-06-11 04:00 | 2028 50% ECP | -700 | 505 | 510 | -96.66 | Yes
2028-06-11 05:00 | 2028 50% ECP | -700 | 505 | 510 | -131.77 | Yes
2028-06-11 06:00 | 2028 50% ECP | -700 | 505 | 510 | -68 | Yes
2028-06-11 07:00 | 2028 50% ECP | -700 | 505 | 510 | 0 | Yes
2028-06-11 08:00 | 2028 50% ECP | -700 | 505 | 510 | -197.55 | Yes
2028-06-11 09:00 | 2028 50% ECP | -700 | 505 | 510 | -39.68 | Yes
2028-06-11 10:00 | 2028 50% ECP | -700 | 505 | 510 | -233.98 | Yes
2028-06-11 11:00 | 2028 50% ECP | -700 | 505 | 510 | -148.8 | Yes
2028-06-11 12:00 | 2028 50% ECP | -700 | 505 | 510 | 22.76 | Yes
2028-06-11 13:00 | 2028 50% ECP | -700 | 505 | 510 | 196.06 | Yes
2028-06-11 14:00 | 2028 50% ECP | -700 | 505 | 510 | 219.68 | Yes
2028-06-11 15:00 | 2028 50% ECP | -700 | 505 | 510 | 442 | Yes
2028-06-11 16:00 | 2028 50% ECP | -700 | 505 | 510 | 442 | Yes
2028-06-11 17:00 | 2028 50% ECP | -700 | 505 | 510 | 442 | Yes
2028-06-11 18:00 | 2028 50% ECP | -700 | 457.44 | 300 | 182.47 | Yes
2028-06-11 19:00 | 2028 50% ECP | -700 | 157.44 | 0 | -117.53 | No
2028-06-11 20:00 | 2028 50% ECP | -700 | -142.56 | -300 | -417.53 | No
2028-06-11 21:00 | 2028 50% ECP | -700 | 157.44 | 0 | -117.53 | No
2028-06-11 22:00 | 2028 50% ECP | -700 | 457.44 | 300 | 182.47 | No
2028-06-11 23:00 | 2028 50% ECP | -700 | 505 | 510 | 297.59 | No
2028-06-12 | 2028 50% ECP | -504.95 | 505 | 510 | 442 | No
2028-06-12 01:00 | 2028 50% ECP | -565.22 | 505 | 510 | 142 | No
2028-06-12 02:00 | 2028 50% ECP | -700 | 505 | 510 | 54.32 | No
2028-06-12 03:00 | 2028 50% ECP | -700 | 505 | 510 | 0 | No
2028-06-12 04:00 | 2028 50% ECP | -700 | 505 | 510 | 0 | No
2028-06-12 05:00 | 2028 50% ECP | -700 | 374 | 390 | 118.36 | No
2028-06-12 06:00 | 2028 50% ECP | -700 | 74 | 90 | 90 | No
2028-06-12 07:00 | 2028 50% ECP | -700 | -226 | -210 | -210 | No
2028-06-12 08:00 | 2028 50% ECP | -700 | -526 | -510 | -510 | No
2028-06-12 09:00 | 2028 50% ECP | -700 | -226 | -210 | -210 | Yes
2028-06-12 10:00 | 2028 50% ECP | -700 | -526 | -510 | -510 | Yes
2028-06-12 11:00 | 2028 50% ECP | -700 | -226 | -333.99 | -300 | Yes
2028-06-12 12:00 | 2028 50% ECP | -700 | 74 | -33.99 | 0 | Yes
2028-06-12 13:00 | 2028 50% ECP | -700 | 374 | 266.01 | 300 | Yes
2028-06-12 14:00 | 2028 50% ECP | -700 | 505 | 510 | 442 | Yes
2028-06-12 15:00 | 2028 50% ECP | -700 | 505 | 510 | 442 | Yes
2028-06-12 16:00 | 2028 50% ECP | -700 | 300 | 510 | 356.85 | Yes
2028-06-12 17:00 | 2028 50% ECP | -100 | 0 | 354.24 | 56.85 | No
2028-06-12 18:00 | 2028 50% ECP | 500 | 0 | 510 | 0 | No
2028-06-12 19:00 | 2028 50% ECP | 700 | 300 | 510 | 192.22 | No
2028-06-12 20:00 | 2028 50% ECP | 700 | 0 | 510 | 28.39 | No
2028-06-12 21:00 | 2028 50% ECP | 700 | 300 | 510 | 45.13 | No
2028-06-12 22:00 | 2028 50% ECP | 700 | 505 | 510 | -254.87 | No
2028-06-12 23:00 | 2028 50% ECP | 700 | 300 | 510 | -368.18 | No
2028-06-13 | 2028 50% ECP | 700 | 381.3 | 510 | -68.18 | No
2028-06-13 01:00 | 2028 50% ECP | 700 | 81.3 | 510 | 231.82 | No
2028-06-13 02:00 | 2028 50% ECP | 700 | 0 | 510 | 442 | No
2028-06-13 03:00 | 2028 50% ECP | 700 | 263.34 | 510 | 442 | No
2028-06-13 04:00 | 2028 50% ECP | 700 | 194.69 | 510 | 442 | No
2028-06-13 05:00 | 2028 50% ECP | 700 | 0 | 510 | 442 | No
2028-06-13 06:00 | 2028 50% ECP | 700 | 121.69 | 510 | 442 | No
2028-06-13 07:00 | 2028 50% ECP | 700 | 0 | 510 | 309.92 | No
2028-06-13 08:00 | 2028 50% ECP | 500 | 0 | 300 | 214.94 | No
2028-06-13 09:00 | 2028 50% ECP | -100 | 0 | 0 | 214.94 | No
2028-06-13 10:00 | 2028 50% ECP | -700 | 0 | -300 | 442 | No
2028-06-13 11:00 | 2028 50% ECP | -700 | 0 | -510 | 156.27 | No
2028-06-13 12:00 | 2028 50% ECP | -700 | 0 | -510 | 156.27 | No
2028-06-13 13:00 | 2028 50% ECP | -700 | 0 | -210 | 339.29 | No
2028-06-13 14:00 | 2028 50% ECP | -700 | 0 | -480.18 | 39.29 | No
2028-06-13 15:00 | 2028 50% ECP | -500 | -226 | -350.35 | 39.29 | No
2028-06-13 16:00 | 2028 50% ECP | 100 | -526 | -510 | -19.91 | No
2028-06-13 17:00 | 2028 50% ECP | 700 | -226 | -257.66 | 21 | No
2028-06-13 18:00 | 2028 50% ECP | 700 | 0 | 42.34 | 321 | No
2028-06-13 19:00 | 2028 50% ECP | 700 | 0 | 0 | 37.17 | No
2028-06-13 20:00 | 2028 50% ECP | 700 | 0 | 96.17 | 0 | No
2028-06-13 21:00 | 2028 50% ECP | 700 | 205 | 396.17 | 142 | No
2028-06-13 22:00 | 2028 50% ECP | 700 | 505 | 510 | 442 | No
2028-06-13 23:00 | 2028 50% ECP | 700 | 394.46 | 510 | 442 | No
2028-06-14 | 2028 50% ECP | 700 | 94.46 | 510 | 442 | No
2028-06-14 01:00 | 2028 50% ECP | 700 | 0 | 510 | 287.29 | No
2028-06-14 02:00 | 2028 50% ECP | 700 | 0 | 510 | 419.04 | No
2028-06-14 03:00 | 2028 50% ECP | 700 | 14.98 | 510 | 442 | No
2028-06-14 04:00 | 2028 50% ECP | 700 | 0 | 502.01 | 318.33 | No
2028-06-14 05:00 | 2028 50% ECP | 700 | 0 | 202.01 | 18.33 | No
2028-06-14 06:00 | 2028 50% ECP | 700 | 0 | -97.99 | -281.67 | No
2028-06-14 07:00 | 2028 50% ECP | 700 | -226 | -397.99 | 0 | No
2028-06-14 08:00 | 2028 50% ECP | 390.31 | -526 | -510 | 122.82 | No
2028-06-14 09:00 | 2028 50% ECP | -209.69 | -526 | -510 | 325.99 | No
2028-06-14 10:00 | 2028 50% ECP | -165.01 | -526 | -510 | 402.2 | No
2028-06-14 11:00 | 2028 50% ECP | -159.63 | -526 | -510 | 442 | No
2028-06-14 12:00 | 2028 50% ECP | -159.63 | -526 | -510 | 351.73 | No
2028-06-14 13:00 | 2028 50% ECP | 0 | -526 | -510 | 442 | No
2028-06-14 14:00 | 2028 50% ECP | 0 | -526 | -510 | 442 | No
2028-06-14 15:00 | 2028 50% ECP | 87.65 | -526 | -510 | 394.83 | No
2028-06-14 16:00 | 2028 50% ECP | 527.79 | -526 | -510 | 442 | No
2028-06-14 17:00 | 2028 50% ECP | 700 | -239.07 | -510 | 442 | No
2028-06-14 18:00 | 2028 50% ECP | 700 | 0 | -270.59 | 442 | No
2028-06-14 19:00 | 2028 50% ECP | 700 | 0 | -248.54 | 442 | No
2028-06-14 20:00 | 2028 50% ECP | 700 | 0 | -11.63 | 442 | No
2028-06-14 21:00 | 2028 50% ECP | 700 | 0 | -11.63 | 442 | No
2028-06-14 22:00 | 2028 50% ECP | 700 | 0 | -300 | 442 | No
2028-06-14 23:00 | 2028 50% ECP | 700 | 0 | 0 | 442 | No
2028-06-15 | 2028 50% ECP | 700 | 292.27 | 300 | 442 | No
2028-06-15 01:00 | 2028 50% ECP | 700 | 505 | 510 | 442 | No
2028-06-15 02:00 | 2028 50% ECP | 700 | 505 | 510 | 442 | No
2028-06-15 03:00 | 2028 50% ECP | 700 | 505 | 510 | 442 | No
2028-06-15 04:00 | 2028 50% ECP | 700 | 395.74 | 390 | 442 | No
2028-06-15 05:00 | 2028 50% ECP | 700 | 95.74 | 90 | 442 | No
2028-06-15 06:00 | 2028 50% ECP | 700 | -204.26 | -210 | 274.7 | No
2028-06-15 07:00 | 2028 50% ECP | 700 | -504.26 | -510 | 428.21 | No
2028-06-15 08:00 | 2028 50% ECP | 455.96 | -526 | -510 | 442 | No
2028-06-15 09:00 | 2028 50% ECP | -144.04 | -526 | -510 | 442 | No
2028-06-15 10:00 | 2028 50% ECP | -444.03 | -526 | -510 | 442 | No
2028-06-15 11:00 | 2028 50% ECP | -444.03 | -526 | -510 | 442 | No
2028-06-15 12:00 | 2028 50% ECP | -700 | -468.75 | -510 | 442 | No
2028-06-15 13:00 | 2028 50% ECP | -100 | -526 | -510 | 442 | No
2028-06-15 14:00 | 2028 50% ECP | -551.62 | -405.59 | -510 | 442 | No
2028-06-15 15:00 | 2028 50% ECP | -322.67 | -526 | -510 | 442 | No
2028-06-15 16:00 | 2028 50% ECP | 277.33 | -526 | -510 | 442 | No
2028-06-15 17:00 | 2028 50% ECP | 700 | -226 | -510 | 442 | No
2028-06-15 18:00 | 2028 50% ECP | 700 | 0 | -274.03 | 364.27 | No
2028-06-15 19:00 | 2028 50% ECP | 700 | 0 | -90 | 364.27 | No
2028-06-15 20:00 | 2028 50% ECP | 700 | 205 | 210 | 364.27 | No
2028-06-15 21:00 | 2028 50% ECP | 700 | 505 | 510 | 442 | No
2028-06-15 22:00 | 2028 50% ECP | 700 | 505 | 510 | 442 | No
2028-06-15 23:00 | 2028 50% ECP | 700 | 505 | 510 | 442 | No
2028-06-16 | 2028 50% ECP | 700 | 505 | 510 | 442 | No
2028-06-16 01:00 | 2028 50% ECP | 700 | 505 | 510 | 442 | No
2028-06-16 02:00 | 2028 50% ECP | 700 | 505 | 510 | 442 | No
2028-06-16 03:00 | 2028 50% ECP | 700 | 505 | 510 | 442 | No
2028-06-16 04:00 | 2028 50% ECP | 700 | 501.98 | 510 | 442 | No
2028-06-16 05:00 | 2028 50% ECP | 700 | 276 | 510 | 442 | No
2028-06-16 06:00 | 2028 50% ECP | 700 | 276 | 510 | 442 | No
2028-06-16 07:00 | 2028 50% ECP | 700 | 0 | 509.45 | 442 | No
2028-06-16 08:00 | 2028 50% ECP | 150.63 | 0 | 209.45 | 442 | No
2028-06-16 09:00 | 2028 50% ECP | -449.37 | 0 | 0 | 442 | No
2028-06-16 10:00 | 2028 50% ECP | -700 | 0 | -176.38 | 442 | No
2028-06-16 11:00 | 2028 50% ECP | -700 | 0 | -300 | 442 | No
2028-06-16 12:00 | 2028 50% ECP | -700 | 0 | 0 | 442 | No
2028-06-16 13:00 | 2028 50% ECP | -700 | 0 | -289.31 | 442 | No
2028-06-16 14:00 | 2028 50% ECP | -700 | 0 | -210 | 442 | No
2028-06-16 15:00 | 2028 50% ECP | -500 | 0 | -510 | 442 | No
2028-06-16 16:00 | 2028 50% ECP | 100 | 0 | -406.57 | 442 | No
2028-06-16 17:00 | 2028 50% ECP | 700 | -80.39 | -510 | 157.3 | No
2028-06-16 18:00 | 2028 50% ECP | 700 | -53.83 | -510 | 157.3 | No
2028-06-16 19:00 | 2028 50% ECP | 700 | 0 | -510 | 130.64 | No
2028-06-16 20:00 | 2028 50% ECP | 700 | 0 | -210 | 0 | No
2028-06-16 21:00 | 2028 50% ECP | 700 | 190.09 | 90 | 142 | No
2028-06-16 22:00 | 2028 50% ECP | 700 | 490.09 | 390 | 442 | No
2028-06-16 23:00 | 2028 50% ECP | 700 | 413.83 | 510 | 442 | No
2028-06-17 | 2028 50% ECP | 700 | 413.83 | 510 | 442 | No
2028-06-17 01:00 | 2028 50% ECP | 700 | 253.97 | 510 | 442 | No
2028-06-17 02:00 | 2028 50% ECP | 700 | 151.76 | 510 | 442 | No
2028-06-17 03:00 | 2028 50% ECP | 700 | 417.02 | 510 | 442 | No
2028-06-17 04:00 | 2028 50% ECP | 700 | 505 | 510 | 442 | No
2028-06-17 05:00 | 2028 50% ECP | 700 | 505 | 510 | 442 | No
2028-06-17 06:00 | 2028 50% ECP | 700 | 300 | 510 | 442 | No
2028-06-17 07:00 | 2028 50% ECP | 700 | 0 | 471.57 | 442 | No
2028-06-17 08:00 | 2028 50% ECP | 133.95 | 0 | 171.57 | 442 | No
2028-06-17 09:00 | 2028 50% ECP | -466.05 | 0 | 0 | 442 | No
2028-06-17 10:00 | 2028 50% ECP | -466.05 | 0 | 0 | 442 | No
2028-06-17 11:00 | 2028 50% ECP | -466.05 | 0 | 0 | 442 | No
2028-06-17 12:00 | 2028 50% ECP | -526.09 | 0 | 0 | 442 | No
2028-06-17 13:00 | 2028 50% ECP | -526.09 | 0 | 0 | 442 | No
2028-06-17 14:00 | 2028 50% ECP | -700 | 0 | 0 | 442 | No
2028-06-17 15:00 | 2028 50% ECP | -117.26 | 0 | -27.38 | 442 | No
2028-06-17 16:00 | 2028 50% ECP | 100 | 0 | -327.38 | 442 | No
2028-06-17 17:00 | 2028 50% ECP | 700 | -13.56 | -510 | 442 | No
2028-06-17 18:00 | 2028 50% ECP | 700 | 0 | -210 | 442 | No
2028-06-17 19:00 | 2028 50% ECP | 700 | 0 | -164.32 | 442 | No
2028-06-17 20:00 | 2028 50% ECP | 700 | 0 | 0 | 442 | No
2028-06-17 21:00 | 2028 50% ECP | 700 | 0 | 0 | 442 | No
2028-06-17 22:00 | 2028 50% ECP | 700 | 205 | 210 | 442 | No
2028-06-17 23:00 | 2028 50% ECP | 700 | 505 | 510 | 442 | No
2028-06-18 | 2028 50% ECP | 700 | 505 | 510 | 442 | No
2028-06-18 01:00 | 2028 50% ECP | 700 | 505 | 510 | 442 | No
2028-06-18 02:00 | 2028 50% ECP | 700 | 505 | 510 | 442 | No
2028-06-18 03:00 | 2028 50% ECP | 700 | 505 | 510 | 442 | No
2028-06-18 04:00 | 2028 50% ECP | 700 | 505 | 510 | 442 | No
2028-06-18 05:00 | 2028 50% ECP | 700 | 300 | 311.24 | 442 | No
2028-06-18 06:00 | 2028 50% ECP | 700 | 0 | 11.24 | 342.26 | No
2028-06-18 07:00 | 2028 50% ECP | 700 | -226 | -223.52 | 423 | No
2028-06-18 08:00 | 2028 50% ECP | 369.58 | -526 | -510 | 355.28 | No
2028-06-18 09:00 | 2028 50% ECP | 0 | -226 | -229.84 | 442 | No
2028-06-18 10:00 | 2028 50% ECP | 0 | 0 | 0 | 442 | No
2028-06-18 11:00 | 2028 50% ECP | 0 | 0 | 0 | 442 | No
2028-06-18 12:00 | 2028 50% ECP | 0 | 0 | 0 | 442 | No
2028-06-18 13:00 | 2028 50% ECP | 0 | 0 | 0 | 442 | No
2028-06-18 14:00 | 2028 50% ECP | 172.97 | -46.61 | -210 | 442 | No
2028-06-18 15:00 | 2028 50% ECP | 700 | -346.61 | -510 | 380 | No
2028-06-18 16:00 | 2028 50% ECP | 700 | -46.61 | -210 | 329.87 | No
2028-06-18 17:00 | 2028 50% ECP | 700 | 0 | 0 | 367.44 | No
2028-06-18 18:00 | 2028 50% ECP | 700 | 0 | 0 | 398.97 | No
2028-06-18 19:00 | 2028 50% ECP | 700 | 0 | -127.06 | 142.36 | No
2028-06-18 20:00 | 2028 50% ECP | 700 | 0 | -127.06 | 0 | No
2028-06-18 21:00 | 2028 50% ECP | 700 | 0 | -427.06 | 0 | No
2028-06-18 22:00 | 2028 50% ECP | 700 | 0 | -300 | 0 | No
2028-06-18 23:00 | 2028 50% ECP | 700 | 0 | 0 | 142 | No
2028-06-19 | 2028 50% ECP | 700 | 300 | 300 | 442 | No
2028-06-19 01:00 | 2028 50% ECP | 700 | 327.7 | 510 | 442 | No
2028-06-19 02:00 | 2028 50% ECP | 700 | 368.36 | 510 | 442 | No
2028-06-19 03:00 | 2028 50% ECP | 700 | 315.76 | 510 | 442 | No
2028-06-19 04:00 | 2028 50% ECP | 700 | 139.27 | 510 | 442 | No
2028-06-19 05:00 | 2028 50% ECP | 700 | 0 | 510 | 442 | No
2028-06-19 06:00 | 2028 50% ECP | 700 | 0 | 256.52 | 358.53 | No
2028-06-19 07:00 | 2028 50% ECP | 700 | 259.74 | 510 | 442 | No
2028-06-19 08:00 | 2028 50% ECP | 700 | 218.6 | 510 | 442 | No
2028-06-19 09:00 | 2028 50% ECP | 700 | 27 | 510 | 442 | No
2028-06-19 10:00 | 2028 50% ECP | 700 | 0 | 392.61 | 442 | No
2028-06-19 11:00 | 2028 50% ECP | 332.11 | 0 | 92.61 | 442 | No
2028-06-19 12:00 | 2028 50% ECP | 0 | 0 | 0 | 442 | No
2028-06-19 13:00 | 2028 50% ECP | -380.11 | 0 | 0 | 442 | No
2028-06-19 14:00 | 2028 50% ECP | -380.11 | 0 | 0 | 442 | No
2028-06-19 15:00 | 2028 50% ECP | 0 | 0 | 0 | 442 | No
2028-06-19 16:00 | 2028 50% ECP | 600 | -253.19 | -214.53 | 442 | No
2028-06-19 17:00 | 2028 50% ECP | 700 | 0 | 85.47 | 442 | No
2028-06-19 18:00 | 2028 50% ECP | 700 | 205 | 363.14 | 442 | No
2028-06-19 19:00 | 2028 50% ECP | 700 | 505 | 510 | 442 | No
2028-06-19 20:00 | 2028 50% ECP | 700 | 505 | 510 | 442 | No
2028-06-19 21:00 | 2028 50% ECP | 700 | 505 | 510 | 442 | No
2028-06-19 22:00 | 2028 50% ECP | 700 | 505 | 510 | 442 | No
2028-06-19 23:00 | 2028 50% ECP | 700 | 505 | 510 | 442 | No
2028-06-20 | 2028 50% ECP | 700 | 505 | 510 | 442 | No
2028-06-20 01:00 | 2028 50% ECP | 700 | 491.09 | 510 | 442 | No
2028-06-20 02:00 | 2028 50% ECP | 700 | 505 | 510 | 442 | No
2028-06-20 03:00 | 2028 50% ECP | 700 | 340.31 | 390 | 442 | No
2028-06-20 04:00 | 2028 50% ECP | 700 | 132.92 | 90 | 442 | No
2028-06-20 05:00 | 2028 50% ECP | 700 | -167.08 | -210 | 442 | No
2028-06-20 06:00 | 2028 50% ECP | 500 | -467.08 | -510 | 302.94 | No
2028-06-20 07:00 | 2028 50% ECP | -100 | -438.19 | -510 | 442 | No
2028-06-20 08:00 | 2028 50% ECP | -700 | -526 | -510 | 442 | Yes
2028-06-20 09:00 | 2028 50% ECP | -700 | -526 | -510 | 277.72 | Yes
2028-06-20 10:00 | 2028 50% ECP | -700 | -526 | -510 | -22.28 | Yes
2028-06-20 11:00 | 2028 50% ECP | -700 | -226 | -277.66 | -158 | Yes
2028-06-20 12:00 | 2028 50% ECP | -700 | 74 | 22.34 | 142 | Yes
2028-06-20 13:00 | 2028 50% ECP | -700 | 374 | 322.34 | 442 | Yes
2028-06-20 14:00 | 2028 50% ECP | -700 | 502.33 | 261.46 | 442 | Yes
2028-06-20 15:00 | 2028 50% ECP | -700 | 202.33 | 510 | 413.91 | Yes
2028-06-20 16:00 | 2028 50% ECP | -700 | 479.79 | 510 | 442 | Yes
2028-06-20 17:00 | 2028 50% ECP | -700 | 505 | 510 | 442 | Yes
2028-06-20 18:00 | 2028 50% ECP | -700 | 505 | 510 | 419.13 | Yes
2028-06-20 19:00 | 2028 50% ECP | -700 | 505 | 510 | 282.76 | Yes
2028-06-20 20:00 | 2028 50% ECP | -700 | 505 | 510 | 212.38 | Yes
2028-06-20 21:00 | 2028 50% ECP | -700 | 505 | 510 | 224.22 | Yes
2028-06-20 22:00 | 2028 50% ECP | -700 | 505 | 510 | 147.78 | Yes
2028-06-20 23:00 | 2028 50% ECP | -700 | 505 | 510 | 20.93 | Yes
2028-06-21 | 2028 50% ECP | -700 | 505 | 510 | 320.93 | No
2028-06-21 01:00 | 2028 50% ECP | -700 | 505 | 510 | 426.52 | No
2028-06-21 02:00 | 2028 50% ECP | -700 | 505 | 510 | 442 | No
2028-06-21 03:00 | 2028 50% ECP | -700 | 505 | 461.05 | 442 | No
2028-06-21 04:00 | 2028 50% ECP | -700 | 205 | 161.05 | 442 | No
2028-06-21 05:00 | 2028 50% ECP | -700 | -95 | -138.95 | 346.46 | No
2028-06-21 06:00 | 2028 50% ECP | -700 | -395 | -438.95 | 46.46 | No
2028-06-21 07:00 | 2028 50% ECP | -700 | -526 | -510 | -90.83 | No
2028-06-21 08:00 | 2028 50% ECP | -700 | -526 | -510 | 209.17 | No
2028-06-21 09:00 | 2028 50% ECP | -700 | -526 | -510 | 142 | Yes
2028-06-21 10:00 | 2028 50% ECP | -700 | -226 | -210 | 442 | Yes
2028-06-21 11:00 | 2028 50% ECP | -700 | 74 | -136.61 | 442 | Yes
2028-06-21 12:00 | 2028 50% ECP | -700 | -226 | -436.61 | 442 | Yes
2028-06-21 13:00 | 2028 50% ECP | -700 | -526 | -510 | 142 | Yes
2028-06-21 14:00 | 2028 50% ECP | -700 | -226 | -210 | 442 | Yes
2028-06-21 15:00 | 2028 50% ECP | -700 | -526 | -510 | 142 | Yes
2028-06-21 16:00 | 2028 50% ECP | -700 | -526 | -510 | 408.9 | Yes
2028-06-21 17:00 | 2028 50% ECP | -700 | -526 | -510 | 108.9 | No
2028-06-21 18:00 | 2028 50% ECP | -100 | -226 | -210 | 408.9 | No
2028-06-21 19:00 | 2028 50% ECP | 500 | 0 | 0 | 428.78 | No
2028-06-21 20:00 | 2028 50% ECP | 700 | 0 | 0 | 428.78 | No
2028-06-21 21:00 | 2028 50% ECP | 700 | 0 | 210 | 340.53 | No
2028-06-21 22:00 | 2028 50% ECP | 700 | 295.64 | 510 | 442 | No
2028-06-21 23:00 | 2028 50% ECP | 700 | 295.64 | 510 | 442 | No
2028-06-22 | 2028 50% ECP | 273.43 | 0 | 210 | 310.71 | No
2028-06-22 01:00 | 2028 50% ECP | -75.02 | 0 | 0 | 219.01 | No
2028-06-22 02:00 | 2028 50% ECP | -100 | 0 | -133.8 | 227.64 | No
2028-06-22 03:00 | 2028 50% ECP | -700 | -192.2 | -433.8 | 232.98 | No
2028-06-22 04:00 | 2028 50% ECP | -700 | 107.8 | -133.8 | 442 | Yes
2028-06-22 05:00 | 2028 50% ECP | -700 | 407.8 | 166.2 | 442 | Yes
2028-06-22 06:00 | 2028 50% ECP | -700 | 505 | 466.2 | 442 | Yes
2028-06-22 07:00 | 2028 50% ECP | -700 | 505 | 510 | 442 | Yes
2028-06-22 08:00 | 2028 50% ECP | -700 | 505 | 510 | 442 | Yes
2028-06-22 09:00 | 2028 50% ECP | -700 | 505 | 510 | 442 | Yes
2028-06-22 10:00 | 2028 50% ECP | -700 | 505 | 510 | 442 | Yes
2028-06-22 11:00 | 2028 50% ECP | -700 | 505 | 510 | 442 | Yes
2028-06-22 12:00 | 2028 50% ECP | -700 | 505 | 510 | 442 | Yes
2028-06-22 13:00 | 2028 50% ECP | -700 | 505 | 510 | 442 | Yes
2028-06-22 14:00 | 2028 50% ECP | -700 | 505 | 510 | 442 | Yes
2028-06-22 15:00 | 2028 50% ECP | -700 | 505 | 510 | 442 | Yes
2028-06-22 16:00 | 2028 50% ECP | -700 | 505 | 510 | 442 | Yes
2028-06-22 17:00 | 2028 50% ECP | -700 | 505 | 510 | 442 | Yes
2028-06-22 18:00 | 2028 50% ECP | -700 | 505 | 510 | 442 | Yes
2028-06-22 19:00 | 2028 50% ECP | -700 | 505 | 510 | 442 | Yes
2028-06-22 20:00 | 2028 50% ECP | -545.06 | 505 | 510 | 442 | No
2028-06-22 21:00 | 2028 50% ECP | 0 | 250.08 | 510 | 349.72 | No
2028-06-22 22:00 | 2028 50% ECP | 348.2 | 505 | 510 | 442 | No
2028-06-22 23:00 | 2028 50% ECP | 0 | 505 | 510 | 442 | No
2028-06-23 | 2028 50% ECP | 361.19 | 505 | 510 | 442 | No
2028-06-23 01:00 | 2028 50% ECP | 510.62 | 505 | 510 | 442 | No
2028-06-23 02:00 | 2028 50% ECP | 337.74 | 505 | 510 | 442 | No
2028-06-23 03:00 | 2028 50% ECP | 204.75 | 505 | 510 | 442 | No
2028-06-23 04:00 | 2028 50% ECP | 77.18 | 505 | 510 | 442 | No
2028-06-23 05:00 | 2028 50% ECP | 474.98 | 353.43 | 510 | 442 | No
2028-06-23 06:00 | 2028 50% ECP | 700 | 505 | 510 | 442 | No
2028-06-23 07:00 | 2028 50% ECP | 700 | 217.79 | 510 | 442 | No
2028-06-23 08:00 | 2028 50% ECP | 700 | 0 | 428.96 | 442 | No
2028-06-23 09:00 | 2028 50% ECP | 700 | 10.14 | 510 | 442 | No
2028-06-23 10:00 | 2028 50% ECP | 500 | 310.14 | 510 | 442 | No
2028-06-23 11:00 | 2028 50% ECP | -100 | 205 | 510 | 442 | No
2028-06-23 12:00 | 2028 50% ECP | -700 | 505 | 510 | 442 | No
2028-06-23 13:00 | 2028 50% ECP | -700 | 505 | 510 | 442 | No
2028-06-23 14:00 | 2028 50% ECP | -700 | 505 | 510 | 442 | No
2028-06-23 15:00 | 2028 50% ECP | -700 | 505 | 510 | 442 | No
2028-06-23 16:00 | 2028 50% ECP | -654.11 | 505 | 510 | 442 | No
2028-06-23 17:00 | 2028 50% ECP | -54.11 | 216.1 | 510 | 442 | No
2028-06-23 18:00 | 2028 50% ECP | 64.1 | 505 | 510 | 442 | No
2028-06-23 19:00 | 2028 50% ECP | 664.1 | 205 | 510 | 442 | No
2028-06-23 20:00 | 2028 50% ECP | 700 | 0 | 510 | 442 | No
2028-06-23 21:00 | 2028 50% ECP | 700 | 0 | 510 | 442 | No
2028-06-23 22:00 | 2028 50% ECP | 700 | 0 | 510 | 442 | No
2028-06-23 23:00 | 2028 50% ECP | 700 | 0 | 510 | 442 | No
2028-06-24 | 2028 50% ECP | 700 | 265.49 | 510 | 442 | No
2028-06-24 01:00 | 2028 50% ECP | 700 | 505 | 510 | 442 | No
2028-06-24 02:00 | 2028 50% ECP | 700 | 505 | 510 | 442 | No
2028-06-24 03:00 | 2028 50% ECP | 700 | 488.23 | 510 | 442 | No
2028-06-24 04:00 | 2028 50% ECP | 700 | 505 | 510 | 442 | No
2028-06-24 05:00 | 2028 50% ECP | 700 | 505 | 510 | 442 | No
2028-06-24 06:00 | 2028 50% ECP | 700 | 406.52 | 510 | 442 | No
2028-06-24 07:00 | 2028 50% ECP | 500 | 300 | 295.56 | 442 | No
2028-06-24 08:00 | 2028 50% ECP | -100 | 0 | -4.44 | 442 | No
2028-06-24 09:00 | 2028 50% ECP | -700 | -300 | -304.44 | 442 | No
2028-06-24 10:00 | 2028 50% ECP | -700 | -526 | -510 | 442 | No
2028-06-24 11:00 | 2028 50% ECP | -700 | -526 | -510 | 442 | No
2028-06-24 12:00 | 2028 50% ECP | -700 | -526 | -510 | 442 | No
2028-06-24 13:00 | 2028 50% ECP | -700 | -526 | -510 | 442 | No
2028-06-24 14:00 | 2028 50% ECP | -700 | -450.76 | -510 | 442 | No
2028-06-24 15:00 | 2028 50% ECP | -600 | -150.76 | -390 | 442 | No
2028-06-24 16:00 | 2028 50% ECP | 0 | -89.98 | -90 | 442 | No
2028-06-24 17:00 | 2028 50% ECP | 600 | 0 | 210 | 442 | No
2028-06-24 18:00 | 2028 50% ECP | 700 | 0 | 510 | 442 | No
2028-06-24 19:00 | 2028 50% ECP | 700 | 59.82 | 510 | 442 | No
2028-06-24 20:00 | 2028 50% ECP | 700 | 359.82 | 510 | 442 | No
2028-06-24 21:00 | 2028 50% ECP | 700 | 359.82 | 510 | 442 | No
2028-06-24 22:00 | 2028 50% ECP | 700 | 505 | 510 | 442 | No
2028-06-24 23:00 | 2028 50% ECP | 700 | 505 | 510 | 442 | No
2028-06-25 | 2028 50% ECP | 700 | 316.94 | 510 | 442 | No
2028-06-25 01:00 | 2028 50% ECP | 700 | 415.44 | 510 | 442 | No
2028-06-25 02:00 | 2028 50% ECP | 700 | 393.6 | 510 | 442 | No
2028-06-25 03:00 | 2028 50% ECP | 700 | 149.89 | 510 | 442 | No
2028-06-25 04:00 | 2028 50% ECP | 700 | 431.71 | 510 | 442 | No
2028-06-25 05:00 | 2028 50% ECP | 700 | 197.4 | 510 | 442 | No
2028-06-25 06:00 | 2028 50% ECP | 608.4 | 247.52 | 300 | 442 | No
2028-06-25 07:00 | 2028 50% ECP | 8.4 | 0 | 0 | 442 | No
2028-06-25 08:00 | 2028 50% ECP | -591.6 | -300 | -300 | 328.8 | No
2028-06-25 09:00 | 2028 50% ECP | -700 | -526 | -510 | 442 | No
2028-06-25 10:00 | 2028 50% ECP | -700 | -526 | -510 | 442 | No
2028-06-25 11:00 | 2028 50% ECP | -700 | -526 | -510 | 306.96 | No
2028-06-25 12:00 | 2028 50% ECP | -700 | -526 | -510 | 313.34 | No
2028-06-25 13:00 | 2028 50% ECP | -700 | -526 | -510 | 442 | No
2028-06-25 14:00 | 2028 50% ECP | -116.61 | -526 | -510 | 368.04 | No
2028-06-25 15:00 | 2028 50% ECP | 483.39 | -526 | -510 | 338.61 | No
2028-06-25 16:00 | 2028 50% ECP | 591.05 | -526 | -510 | 213.9 | No
2028-06-25 17:00 | 2028 50% ECP | 700 | -226 | -510 | 436.2 | No
2028-06-25 18:00 | 2028 50% ECP | 700 | 0 | -510 | 442 | No
2028-06-25 19:00 | 2028 50% ECP | 700 | 0 | -510 | 442 | No
2028-06-25 20:00 | 2028 50% ECP | 700 | 0 | -510 | 442 | No
2028-06-25 21:00 | 2028 50% ECP | 700 | 0 | -472.51 | 442 | No
2028-06-25 22:00 | 2028 50% ECP | 700 | 0 | -172.51 | 442 | No
2028-06-25 23:00 | 2028 50% ECP | 700 | 0 | 0 | 442 | No
2028-06-26 | 2028 50% ECP | 700 | 194.03 | 300 | 442 | No
2028-06-26 01:00 | 2028 50% ECP | 700 | 475.88 | 510 | 442 | No
2028-06-26 02:00 | 2028 50% ECP | 700 | 258.84 | 510 | 442 | No
2028-06-26 03:00 | 2028 50% ECP | 700 | 376.86 | 510 | 442 | No
2028-06-26 04:00 | 2028 50% ECP | 700 | 431.41 | 510 | 442 | No
2028-06-26 05:00 | 2028 50% ECP | 700 | 406.64 | 510 | 442 | No
2028-06-26 06:00 | 2028 50% ECP | 700 | 106.64 | 300 | 442 | No
2028-06-26 07:00 | 2028 50% ECP | 582.7 | 0 | 0 | 442 | No
2028-06-26 08:00 | 2028 50% ECP | -17.3 | 0 | -210 | 442 | No
2028-06-26 09:00 | 2028 50% ECP | -617.3 | -300 | -510 | 442 | No
2028-06-26 10:00 | 2028 50% ECP | -700 | -526 | -510 | 442 | No
2028-06-26 11:00 | 2028 50% ECP | -700 | -526 | -510 | 180.89 | No
2028-06-26 12:00 | 2028 50% ECP | -700 | -300 | -324.34 | 442 | No
2028-06-26 13:00 | 2028 50% ECP | -564.27 | 0 | -24.34 | 442 | No
2028-06-26 14:00 | 2028 50% ECP | -38.92 | 0 | 0 | 442 | No
2028-06-26 15:00 | 2028 50% ECP | -3.61 | 0 | 0 | 442 | No
2028-06-26 16:00 | 2028 50% ECP | -81.4 | 205 | 210 | 203.01 | No
2028-06-26 17:00 | 2028 50% ECP | -21.96 | 505 | 510 | 442 | No
2028-06-26 18:00 | 2028 50% ECP | 578.04 | 205 | 461.99 | 442 | No
2028-06-26 19:00 | 2028 50% ECP | 700 | 411 | 510 | 442 | No
2028-06-26 20:00 | 2028 50% ECP | 700 | 203.74 | 510 | 442 | No
2028-06-26 21:00 | 2028 50% ECP | 700 | 503.74 | 510 | 442 | No
2028-06-26 22:00 | 2028 50% ECP | 700 | 439.07 | 510 | 442 | No
2028-06-26 23:00 | 2028 50% ECP | 700 | 439.07 | 510 | 442 | No
2028-06-27 | 2028 50% ECP | 700 | 505 | 510 | 442 | No
2028-06-27 01:00 | 2028 50% ECP | 700 | 505 | 510 | 442 | No
2028-06-27 02:00 | 2028 50% ECP | 700 | 505 | 510 | 442 | No
2028-06-27 03:00 | 2028 50% ECP | 700 | 398.81 | 510 | 442 | No
2028-06-27 04:00 | 2028 50% ECP | 700 | 252.65 | 510 | 442 | No
2028-06-27 05:00 | 2028 50% ECP | 700 | 405.42 | 510 | 442 | No
2028-06-27 06:00 | 2028 50% ECP | 700 | 405.42 | 510 | 442 | No
2028-06-27 07:00 | 2028 50% ECP | 700 | 233.08 | 510 | 442 | No
2028-06-27 08:00 | 2028 50% ECP | 700 | 233.08 | 499.43 | 442 | No
2028-06-27 09:00 | 2028 50% ECP | 100 | 0 | 199.43 | 442 | No
2028-06-27 10:00 | 2028 50% ECP | -456.92 | 0 | 0 | 442 | No
2028-06-27 11:00 | 2028 50% ECP | -363.59 | 0 | 0 | 442 | No
2028-06-27 12:00 | 2028 50% ECP | -692.37 | 0 | 0 | 404.48 | No
2028-06-27 13:00 | 2028 50% ECP | -700 | 300 | 300 | 442 | Yes
2028-06-27 14:00 | 2028 50% ECP | -700 | 505 | 510 | 442 | Yes
2028-06-27 15:00 | 2028 50% ECP | -700 | 505 | 484.2 | 442 | Yes
2028-06-27 16:00 | 2028 50% ECP | -700 | 300 | 184.2 | 442 | Yes
2028-06-27 17:00 | 2028 50% ECP | -700 | 0 | -115.8 | 254.7 | No
2028-06-27 18:00 | 2028 50% ECP | -700 | -300 | -415.8 | -45.3 | No
2028-06-27 19:00 | 2028 50% ECP | -700 | -526 | -510 | -345.3 | No
2028-06-27 20:00 | 2028 50% ECP | -700 | -526 | -510 | -510 | No
2028-06-27 21:00 | 2028 50% ECP | -700 | -226 | -300 | -249.51 | No
2028-06-27 22:00 | 2028 50% ECP | -700 | 74 | 0 | 50.49 | No
2028-06-27 23:00 | 2028 50% ECP | -700 | 374 | 300 | 350.49 | Yes
2028-06-28 | 2028 50% ECP | -700 | 505 | 510 | 442 | Yes
2028-06-28 01:00 | 2028 50% ECP | -700 | 505 | 510 | 442 | Yes
2028-06-28 02:00 | 2028 50% ECP | -700 | 505 | 510 | 345.7 | Yes
2028-06-28 03:00 | 2028 50% ECP | -700 | 505 | 510 | 328.11 | Yes
2028-06-28 04:00 | 2028 50% ECP | -700 | 505 | 510 | 87.43 | Yes
2028-06-28 05:00 | 2028 50% ECP | -700 | 505 | 510 | 76.07 | Yes
2028-06-28 06:00 | 2028 50% ECP | -700 | 505 | 510 | 185.01 | Yes
2028-06-28 07:00 | 2028 50% ECP | -700 | 505 | 510 | 442 | Yes
2028-06-28 08:00 | 2028 50% ECP | -700 | 505 | 510 | 442 | Yes
2028-06-28 09:00 | 2028 50% ECP | -700 | 505 | 510 | 442 | Yes
2028-06-28 10:00 | 2028 50% ECP | -700 | 505 | 510 | 442 | Yes
2028-06-28 11:00 | 2028 50% ECP | -700 | 505 | 510 | 442 | Yes
2028-06-28 12:00 | 2028 50% ECP | -700 | 505 | 510 | 442 | Yes
2028-06-28 13:00 | 2028 50% ECP | -700 | 505 | 510 | 413.88 | Yes
2028-06-28 14:00 | 2028 50% ECP | -700 | 505 | 510 | 383.17 | Yes
2028-06-28 15:00 | 2028 50% ECP | -700 | 505 | 510 | 341.38 | Yes
2028-06-28 16:00 | 2028 50% ECP | -700 | 505 | 510 | 416.48 | Yes
2028-06-28 17:00 | 2028 50% ECP | -700 | 505 | 510 | 442 | Yes
2028-06-28 18:00 | 2028 50% ECP | -700 | 505 | 510 | 442 | Yes
2028-06-28 19:00 | 2028 50% ECP | -700 | 505 | 510 | 442 | Yes
2028-06-28 20:00 | 2028 50% ECP | -700 | 505 | 510 | 442 | Yes
2028-06-28 21:00 | 2028 50% ECP | -700 | 505 | 510 | 442 | Yes
2028-06-28 22:00 | 2028 50% ECP | -700 | 505 | 510 | 442 | Yes
2028-06-28 23:00 | 2028 50% ECP | -700 | 505 | 510 | 436.48 | Yes
2028-06-29 | 2028 50% ECP | -700 | 505 | 510 | 442 | Yes
2028-06-29 01:00 | 2028 50% ECP | -700 | 505 | 510 | 442 | Yes
2028-06-29 02:00 | 2028 50% ECP | -700 | 505 | 510 | 442 | Yes
2028-06-29 03:00 | 2028 50% ECP | -700 | 505 | 510 | 442 | Yes
2028-06-29 04:00 | 2028 50% ECP | -700 | 505 | 510 | 442 | Yes
2028-06-29 05:00 | 2028 50% ECP | -700 | 505 | 510 | 442 | Yes
2028-06-29 06:00 | 2028 50% ECP | -700 | 505 | 510 | 442 | Yes
2028-06-29 07:00 | 2028 50% ECP | -700 | 505 | 510 | 442 | Yes
2028-06-29 08:00 | 2028 50% ECP | -700 | 505 | 510 | 442 | Yes
2028-06-29 09:00 | 2028 50% ECP | -700 | 505 | 510 | 442 | Yes
2028-06-29 10:00 | 2028 50% ECP | -700 | 505 | 510 | 442 | Yes
2028-06-29 11:00 | 2028 50% ECP | -700 | 505 | 510 | 442 | Yes
2028-06-29 12:00 | 2028 50% ECP | -700 | 505 | 510 | 442 | Yes
2028-06-29 13:00 | 2028 50% ECP | -700 | 505 | 510 | 442 | Yes
2028-06-29 14:00 | 2028 50% ECP | -700 | 505 | 510 | 442 | Yes
2028-06-29 15:00 | 2028 50% ECP | -700 | 505 | 510 | 442 | Yes
2028-06-29 16:00 | 2028 50% ECP | -700 | 300 | 510 | 442 | Yes
2028-06-29 17:00 | 2028 50% ECP | -700 | 0 | 304.68 | 142 | No
2028-06-29 18:00 | 2028 50% ECP | -100 | 100.64 | 510 | 442 | No
2028-06-29 19:00 | 2028 50% ECP | 500 | 395.46 | 510 | 442 | No
2028-06-29 20:00 | 2028 50% ECP | 700 | 95.46 | 510 | 442 | No
2028-06-29 21:00 | 2028 50% ECP | 700 | 364.61 | 510 | 442 | No
2028-06-29 22:00 | 2028 50% ECP | 700 | 364.61 | 510 | 442 | No
2028-06-29 23:00 | 2028 50% ECP | 700 | 364.61 | 510 | 442 | No
2028-06-30 | 2028 50% ECP | 700 | 505 | 510 | 442 | No
2028-06-30 01:00 | 2028 50% ECP | 700 | 505 | 510 | 442 | No
2028-06-30 02:00 | 2028 50% ECP | 700 | 505 | 510 | 442 | No
2028-06-30 03:00 | 2028 50% ECP | 700 | 505 | 510 | 442 | No
2028-06-30 04:00 | 2028 50% ECP | 700 | 505 | 510 | 442 | No
2028-06-30 05:00 | 2028 50% ECP | 700 | 505 | 510 | 442 | No
2028-06-30 06:00 | 2028 50% ECP | 700 | 273.23 | 510 | 442 | No
2028-06-30 07:00 | 2028 50% ECP | 700 | 154.46 | 510 | 442 | No
2028-06-30 08:00 | 2028 50% ECP | 700 | 152.37 | 510 | 442 | No
2028-06-30 09:00 | 2028 50% ECP | 700 | 0 | 368.52 | 442 | No
2028-06-30 10:00 | 2028 50% ECP | 632.26 | 0 | 68.52 | 442 | No
2028-06-30 11:00 | 2028 50% ECP | 512.56 | 0 | 0 | 442 | No
2028-06-30 12:00 | 2028 50% ECP | -87.44 | 0 | 0 | 442 | No
2028-06-30 13:00 | 2028 50% ECP | -602.37 | 0 | 0 | 442 | No
2028-06-30 14:00 | 2028 50% ECP | -338.6 | 0 | 0 | 442 | No
2028-06-30 15:00 | 2028 50% ECP | 171.24 | 0 | 0 | 442 | No
2028-06-30 16:00 | 2028 50% ECP | 700 | 0 | 222.68 | 442 | No
2028-06-30 17:00 | 2028 50% ECP | 700 | 85.29 | 510 | 442 | No
2028-06-30 18:00 | 2028 50% ECP | 700 | 120.8 | 438.2 | 442 | No
2028-06-30 19:00 | 2028 50% ECP | 700 | 0 | 138.2 | 442 | No
2028-06-30 20:00 | 2028 50% ECP | 700 | 274.67 | 438.2 | 442 | No
2028-06-30 21:00 | 2028 50% ECP | 700 | 505 | 510 | 442 | No
2028-06-30 22:00 | 2028 50% ECP | 700 | 505 | 510 | 442 | No
2028-06-30 23:00 | 2028 50% ECP | 700 | 505 | 510 | 442 | No
2028-07-01 | 2028 50% ECP | 700 | 254.09 | 510 | 442 | No
2028-07-01 01:00 | 2028 50% ECP | 700 | 505 | 510 | 442 | No
2028-07-01 02:00 | 2028 50% ECP | 700 | 365.68 | 510 | 442 | No
2028-07-01 03:00 | 2028 50% ECP | 700 | 333.05 | 510 | 442 | No
2028-07-01 04:00 | 2028 50% ECP | 700 | 472.1 | 510 | 442 | No
2028-07-01 05:00 | 2028 50% ECP | 700 | 172.1 | 510 | 442 | No
2028-07-01 06:00 | 2028 50% ECP | 700 | 92.46 | 510 | 442 | No
2028-07-01 07:00 | 2028 50% ECP | 700 | 325.87 | 510 | 442 | No
2028-07-01 08:00 | 2028 50% ECP | 700 | 25.87 | 510 | 442 | No
2028-07-01 09:00 | 2028 50% ECP | 700 | 0 | 255.94 | 442 | No
2028-07-01 10:00 | 2028 50% ECP | 700 | 0 | 255.94 | 442 | No
2028-07-01 11:00 | 2028 50% ECP | 700 | 0 | 255.94 | 442 | No
2028-07-01 12:00 | 2028 50% ECP | 700 | 0 | 283.91 | 442 | No
2028-07-01 13:00 | 2028 50% ECP | 700 | 0 | 283.91 | 442 | No
2028-07-01 14:00 | 2028 50% ECP | 700 | 0 | 0 | 442 | No
2028-07-01 15:00 | 2028 50% ECP | 700 | 0 | -45.69 | 442 | No
2028-07-01 16:00 | 2028 50% ECP | 700 | -300 | -345.69 | 353.75 | No
2028-07-01 17:00 | 2028 50% ECP | 700 | -526 | -510 | 336.17 | No
2028-07-01 18:00 | 2028 50% ECP | 700 | -526 | -510 | 286.28 | No
2028-07-01 19:00 | 2028 50% ECP | 700 | -526 | -510 | 424.93 | No
2028-07-01 20:00 | 2028 50% ECP | 700 | -298.46 | -210 | 382.03 | No
2028-07-01 21:00 | 2028 50% ECP | 700 | 1.54 | 90 | 359.15 | No
2028-07-01 22:00 | 2028 50% ECP | 700 | 301.54 | 390 | 442 | No
2028-07-01 23:00 | 2028 50% ECP | 700 | 215.65 | 510 | 442 | No
2028-07-02 | 2028 50% ECP | 700 | 125.06 | 510 | 442 | No
2028-07-02 01:00 | 2028 50% ECP | 700 | 311.67 | 510 | 442 | No
2028-07-02 02:00 | 2028 50% ECP | 700 | 11.67 | 510 | 442 | No
2028-07-02 03:00 | 2028 50% ECP | 700 | 170.74 | 510 | 442 | No
2028-07-02 04:00 | 2028 50% ECP | 700 | 402.94 | 510 | 442 | No
2028-07-02 05:00 | 2028 50% ECP | 700 | 474.77 | 510 | 442 | No
2028-07-02 06:00 | 2028 50% ECP | 700 | 189.18 | 390 | 442 | No
2028-07-02 07:00 | 2028 50% ECP | 600 | 0 | 90 | 336.27 | No
2028-07-02 08:00 | 2028 50% ECP | 0 | -247 | -210 | 336.27 | No
2028-07-02 09:00 | 2028 50% ECP | -600 | -247 | -510 | 111.18 | No
2028-07-02 10:00 | 2028 50% ECP | -700 | -447.81 | -510 | 111.18 | No
2028-07-02 11:00 | 2028 50% ECP | -700 | -284.28 | -510 | 111.18 | No
2028-07-02 12:00 | 2028 50% ECP | -700 | -526 | -510 | 360.01 | No
2028-07-02 13:00 | 2028 50% ECP | -700 | -526 | -510 | 291.38 | No
2028-07-02 14:00 | 2028 50% ECP | -700 | -503.59 | -510 | 294.3 | No
2028-07-02 15:00 | 2028 50% ECP | -486.05 | -226 | -510 | 417.06 | No
2028-07-02 16:00 | 2028 50% ECP | 113.95 | -526 | -510 | 438.08 | No
2028-07-02 17:00 | 2028 50% ECP | 700 | -526 | -510 | 442 | No
2028-07-02 18:00 | 2028 50% ECP | 700 | -415.94 | -510 | 442 | No
2028-07-02 19:00 | 2028 50% ECP | 700 | -415.94 | -510 | 442 | No
2028-07-02 20:00 | 2028 50% ECP | 700 | -115.94 | -510 | 442 | No
2028-07-02 21:00 | 2028 50% ECP | 700 | -115.94 | -300 | 442 | No
2028-07-02 22:00 | 2028 50% ECP | 700 | 110.74 | 0 | 442 | No
2028-07-02 23:00 | 2028 50% ECP | 156.41 | 0 | 0 | 428.92 | No
2028-07-03 | 2028 50% ECP | -144.08 | 0 | -90 | 258.46 | No
2028-07-03 01:00 | 2028 50% ECP | -700 | -38.63 | -390 | -41.54 | No
2028-07-03 02:00 | 2028 50% ECP | -700 | 261.37 | -90 | 258.46 | Yes
2028-07-03 03:00 | 2028 50% ECP | -700 | 505 | 210 | 442 | Yes
2028-07-03 04:00 | 2028 50% ECP | -700 | 505 | 510 | 442 | Yes
2028-07-03 05:00 | 2028 50% ECP | -700 | 505 | 510 | 442 | Yes
2028-07-03 06:00 | 2028 50% ECP | -700 | 505 | 510 | 442 | Yes
2028-07-03 07:00 | 2028 50% ECP | -700 | 505 | 510 | 442 | Yes
2028-07-03 08:00 | 2028 50% ECP | -700 | 505 | 510 | 442 | Yes
2028-07-03 09:00 | 2028 50% ECP | -700 | 505 | 510 | 442 | Yes
2028-07-03 10:00 | 2028 50% ECP | -700 | 505 | 510 | 442 | Yes
2028-07-03 11:00 | 2028 50% ECP | -700 | 505 | 510 | 442 | Yes
2028-07-03 12:00 | 2028 50% ECP | -627.4 | 505 | 510 | 442 | No
2028-07-03 13:00 | 2028 50% ECP | -235.38 | 505 | 510 | 442 | No
2028-07-03 14:00 | 2028 50% ECP | -59.27 | 505 | 510 | 442 | No
2028-07-03 15:00 | 2028 50% ECP | 166.64 | 505 | 510 | 442 | No
2028-07-03 16:00 | 2028 50% ECP | 518.86 | 300 | 510 | 442 | No
2028-07-03 17:00 | 2028 50% ECP | 700 | 0 | 445.94 | 442 | No
2028-07-03 18:00 | 2028 50% ECP | 700 | 5.24 | 510 | 442 | No
2028-07-03 19:00 | 2028 50% ECP | 700 | 186.69 | 510 | 442 | No
2028-07-03 20:00 | 2028 50% ECP | 700 | 45.72 | 510 | 442 | No
2028-07-03 21:00 | 2028 50% ECP | 700 | 345.72 | 510 | 442 | No
2028-07-03 22:00 | 2028 50% ECP | 700 | 505 | 510 | 442 | No
2028-07-03 23:00 | 2028 50% ECP | 700 | 266.29 | 510 | 442 | No
2028-07-04 | 2028 50% ECP | 700 | 379.51 | 510 | 442 | No
2028-07-04 01:00 | 2028 50% ECP | 700 | 379.51 | 510 | 442 | No
2028-07-04 02:00 | 2028 50% ECP | 700 | 379.51 | 510 | 442 | No
2028-07-04 03:00 | 2028 50% ECP | 700 | 505 | 510 | 442 | No
2028-07-04 04:00 | 2028 50% ECP | 700 | 457.02 | 510 | 442 | No
2028-07-04 05:00 | 2028 50% ECP | 700 | 157.02 | 510 | 442 | No
2028-07-04 06:00 | 2028 50% ECP | 700 | 157.02 | 510 | 442 | No
2028-07-04 07:00 | 2028 50% ECP | 700 | 0 | 210 | 373.22 | No
2028-07-04 08:00 | 2028 50% ECP | 700 | 300 | 510 | 442 | No
2028-07-04 09:00 | 2028 50% ECP | 700 | 0 | 445.93 | 442 | No
2028-07-04 10:00 | 2028 50% ECP | 700 | 0 | 300 | 442 | No
2028-07-04 11:00 | 2028 50% ECP | 364.31 | 0 | 0 | 442 | No
2028-07-04 12:00 | 2028 50% ECP | -235.69 | 0 | -225.91 | 442 | No
2028-07-04 13:00 | 2028 50% ECP | -497.25 | 0 | -67.94 | 442 | No
2028-07-04 14:00 | 2028 50% ECP | -700 | 0 | -367.94 | 442 | No
2028-07-04 15:00 | 2028 50% ECP | -700 | 0 | -121.24 | 442 | No
2028-07-04 16:00 | 2028 50% ECP | -648.97 | 0 | 0 | 442 | No
2028-07-04 17:00 | 2028 50% ECP | -261.98 | 0 | 0 | 442 | No
2028-07-04 18:00 | 2028 50% ECP | -700 | 0 | -273.38 | 300 | No
2028-07-04 19:00 | 2028 50% ECP | -700 | -95 | -494.69 | 0 | No
2028-07-04 20:00 | 2028 50% ECP | -700 | 205 | -194.69 | 252.66 | Yes
2028-07-04 21:00 | 2028 50% ECP | -700 | 505 | 105.31 | 349.05 | Yes
2028-07-04 22:00 | 2028 50% ECP | -700 | 505 | 405.31 | 361.71 | Yes
2028-07-04 23:00 | 2028 50% ECP | -700 | 505 | 510 | 135.29 | Yes
2028-07-05 | 2028 50% ECP | -700 | 505 | 510 | 9.9 | Yes
2028-07-05 01:00 | 2028 50% ECP | -700 | 505 | 510 | -39.56 | Yes
2028-07-05 02:00 | 2028 50% ECP | -700 | 505 | 510 | -113.03 | Yes
2028-07-05 03:00 | 2028 50% ECP | -700 | 505 | 510 | 126.8 | Yes
2028-07-05 04:00 | 2028 50% ECP | -700 | 505 | 510 | 426.8 | Yes
2028-07-05 05:00 | 2028 50% ECP | -700 | 505 | 510 | 189.46 | Yes
2028-07-05 06:00 | 2028 50% ECP | -700 | 505 | 510 | 442 | Yes
2028-07-05 07:00 | 2028 50% ECP | -700 | 205 | 510 | 366.8 | Yes
2028-07-05 08:00 | 2028 50% ECP | -700 | 505 | 510 | 442 | Yes
2028-07-05 09:00 | 2028 50% ECP | -584.12 | 505 | 510 | 442 | Yes
2028-07-05 10:00 | 2028 50% ECP | -700 | 489.93 | 364.38 | 442 | Yes
2028-07-05 11:00 | 2028 50% ECP | -700 | 505 | 64.38 | 442 | Yes
2028-07-05 12:00 | 2028 50% ECP | -700 | 249.89 | 364.38 | 142 | Yes
2028-07-05 13:00 | 2028 50% ECP | -289.9 | 505 | 64.38 | -68 | Yes
2028-07-05 14:00 | 2028 50% ECP | -700 | 505 | 116.57 | 160.48 | Yes
2028-07-05 15:00 | 2028 50% ECP | -700 | 205 | 416.57 | 277.03 | Yes
2028-07-05 16:00 | 2028 50% ECP | -700 | 505 | 247.11 | 251.49 | Yes
2028-07-05 17:00 | 2028 50% ECP | -700 | 505 | 510 | 420.25 | Yes
2028-07-05 18:00 | 2028 50% ECP | -700 | 505 | 510 | 328.27 | Yes
2028-07-05 19:00 | 2028 50% ECP | -700 | 505 | 510 | 384.64 | Yes
2028-07-05 20:00 | 2028 50% ECP | -700 | 505 | 510 | 442 | Yes
2028-07-05 21:00 | 2028 50% ECP | -700 | 505 | 510 | 442 | Yes
2028-07-05 22:00 | 2028 50% ECP | -700 | 205 | 510 | 278.19 | Yes
2028-07-05 23:00 | 2028 50% ECP | -700 | 505 | 510 | 442 | Yes
2028-07-06 | 2028 50% ECP | -700 | 505 | 510 | 442 | Yes
2028-07-06 01:00 | 2028 50% ECP | -700 | 505 | 510 | 396.88 | Yes
2028-07-06 02:00 | 2028 50% ECP | -700 | 505 | 510 | 404.22 | Yes
2028-07-06 03:00 | 2028 50% ECP | -700 | 505 | 510 | 294.27 | Yes
2028-07-06 04:00 | 2028 50% ECP | -700 | 505 | 510 | 332.15 | Yes
2028-07-06 05:00 | 2028 50% ECP | -700 | 505 | 510 | 126.21 | Yes
2028-07-06 06:00 | 2028 50% ECP | -700 | 374 | 390 | 330.48 | Yes
2028-07-06 07:00 | 2028 50% ECP | -700 | 74 | 90 | 286.91 | No
2028-07-06 08:00 | 2028 50% ECP | -700 | -226 | -210 | -13.09 | Yes
2028-07-06 09:00 | 2028 50% ECP | -700 | -526 | -510 | -313.09 | Yes
2028-07-06 10:00 | 2028 50% ECP | -700 | -226 | -210 | -13.09 | Yes
2028-07-06 11:00 | 2028 50% ECP | -700 | -526 | -510 | -313.09 | Yes
2028-07-06 12:00 | 2028 50% ECP | -700 | -526 | -510 | -76 | Yes
2028-07-06 13:00 | 2028 50% ECP | -700 | -526 | -510 | -62.65 | Yes
2028-07-06 14:00 | 2028 50% ECP | -700 | -526 | -510 | -40.17 | Yes
2028-07-06 15:00 | 2028 50% ECP | -500 | -226 | -331.06 | 161.94 | No
2028-07-06 16:00 | 2028 50% ECP | 100 | 0 | -329.27 | 386.48 | No
2028-07-06 17:00 | 2028 50% ECP | 700 | -45.78 | -210 | 442 | No
2028-07-06 18:00 | 2028 50% ECP | 700 | -345.78 | -510 | 142 | No
2028-07-06 19:00 | 2028 50% ECP | 700 | -526 | -510 | 442 | No
2028-07-06 20:00 | 2028 50% ECP | 700 | -496.2 | -510 | 269.49 | No
2028-07-06 21:00 | 2028 50% ECP | 700 | -196.2 | -210 | 442 | No
2028-07-06 22:00 | 2028 50% ECP | 700 | 103.8 | 90 | 442 | No
2028-07-06 23:00 | 2028 50% ECP | 700 | 403.8 | 390 | 442 | No
2028-07-07 | 2028 50% ECP | 700 | 170.6 | 510 | 442 | No
2028-07-07 01:00 | 2028 50% ECP | 700 | 470.6 | 510 | 442 | No
2028-07-07 02:00 | 2028 50% ECP | 700 | 505 | 510 | 442 | No
2028-07-07 03:00 | 2028 50% ECP | 700 | 505 | 510 | 442 | No
2028-07-07 04:00 | 2028 50% ECP | 700 | 394.03 | 510 | 442 | No
2028-07-07 05:00 | 2028 50% ECP | 700 | 301.17 | 510 | 442 | No
2028-07-07 06:00 | 2028 50% ECP | 700 | 1.17 | 510 | 442 | No
2028-07-07 07:00 | 2028 50% ECP | 700 | 50.72 | 300 | 442 | No
2028-07-07 08:00 | 2028 50% ECP | 568.64 | 0 | 0 | 442 | No
2028-07-07 09:00 | 2028 50% ECP | 41.02 | 0 | 0 | 442 | No
2028-07-07 10:00 | 2028 50% ECP | -343.23 | 0 | 0 | 442 | No
2028-07-07 11:00 | 2028 50% ECP | -700 | 0 | -129.69 | 442 | No
2028-07-07 12:00 | 2028 50% ECP | -118.69 | 0 | 0 | 442 | No
2028-07-07 13:00 | 2028 50% ECP | 21.46 | 0 | 0 | 442 | No
2028-07-07 14:00 | 2028 50% ECP | 288.79 | 0 | 0 | 442 | No
2028-07-07 15:00 | 2028 50% ECP | 310.17 | 0 | 0 | 442 | No
2028-07-07 16:00 | 2028 50% ECP | 378.32 | 0 | 210 | 442 | No
2028-07-07 17:00 | 2028 50% ECP | 700 | 300 | 510 | 442 | No
2028-07-07 18:00 | 2028 50% ECP | 700 | 169.28 | 510 | 442 | No
2028-07-07 19:00 | 2028 50% ECP | 700 | 169.28 | 510 | 442 | No
2028-07-07 20:00 | 2028 50% ECP | 700 | 235.68 | 510 | 442 | No
2028-07-07 21:00 | 2028 50% ECP | 700 | 161.42 | 510 | 442 | No
2028-07-07 22:00 | 2028 50% ECP | 700 | 173.88 | 510 | 442 | No
2028-07-07 23:00 | 2028 50% ECP | 700 | 473.88 | 510 | 442 | No
2028-07-08 | 2028 50% ECP | 700 | 505 | 510 | 442 | No
2028-07-08 01:00 | 2028 50% ECP | 700 | 505 | 510 | 442 | No
2028-07-08 02:00 | 2028 50% ECP | 700 | 505 | 510 | 442 | No
2028-07-08 03:00 | 2028 50% ECP | 700 | 505 | 510 | 442 | No
2028-07-08 04:00 | 2028 50% ECP | 700 | 505 | 510 | 442 | No
2028-07-08 05:00 | 2028 50% ECP | 700 | 451.21 | 510 | 442 | No
2028-07-08 06:00 | 2028 50% ECP | 700 | 151.21 | 510 | 442 | No
2028-07-08 07:00 | 2028 50% ECP | 700 | 300 | 493.44 | 442 | No
2028-07-08 08:00 | 2028 50% ECP | 498.27 | 0 | 193.44 | 442 | No
2028-07-08 09:00 | 2028 50% ECP | 559.59 | 0 | 0 | 442 | No
2028-07-08 10:00 | 2028 50% ECP | 369.09 | 0 | -210 | 442 | No
2028-07-08 11:00 | 2028 50% ECP | 700 | -213.9 | -510 | 415.73 | No
2028-07-08 12:00 | 2028 50% ECP | 534.02 | 0 | -210 | 442 | No
2028-07-08 13:00 | 2028 50% ECP | 0 | 0 | -141.77 | 442 | No
2028-07-08 14:00 | 2028 50% ECP | 252.97 | 0 | -441.77 | 442 | No
2028-07-08 15:00 | 2028 50% ECP | 519.06 | -162.49 | -434.12 | 442 | No
2028-07-08 16:00 | 2028 50% ECP | 700 | -462.49 | -510 | 304.02 | No
2028-07-08 17:00 | 2028 50% ECP | 700 | -162.49 | -210 | 377.56 | No
2028-07-08 18:00 | 2028 50% ECP | 700 | 137.51 | 90 | 442 | No
2028-07-08 19:00 | 2028 50% ECP | 700 | -157.32 | -90 | 419.14 | No
2028-07-08 20:00 | 2028 50% ECP | 700 | 142.68 | 210 | 442 | No
2028-07-08 21:00 | 2028 50% ECP | 700 | 19.56 | 510 | 442 | No
2028-07-08 22:00 | 2028 50% ECP | 700 | 0 | 510 | 328.63 | No
2028-07-08 23:00 | 2028 50% ECP | 700 | 173.19 | 510 | 442 | No
2028-07-09 | 2028 50% ECP | 700 | 261.32 | 510 | 387.25 | No
2028-07-09 01:00 | 2028 50% ECP | 700 | 501.34 | 510 | 442 | No
2028-07-09 02:00 | 2028 50% ECP | 700 | 501.34 | 510 | 442 | No
2028-07-09 03:00 | 2028 50% ECP | 700 | 467.29 | 510 | 442 | No
2028-07-09 04:00 | 2028 50% ECP | 700 | 467.29 | 510 | 442 | No
2028-07-09 05:00 | 2028 50% ECP | 700 | 295.17 | 510 | 442 | No
2028-07-09 06:00 | 2028 50% ECP | 700 | 353.81 | 510 | 442 | No
2028-07-09 07:00 | 2028 50% ECP | 500 | 53.81 | 210 | 411.22 | No
2028-07-09 08:00 | 2028 50% ECP | -100 | -130.21 | -90 | 111.22 | No
2028-07-09 09:00 | 2028 50% ECP | -700 | -362.56 | -390 | 39.82 | No
2028-07-09 10:00 | 2028 50% ECP | -700 | -526 | -510 | -95.59 | No
2028-07-09 11:00 | 2028 50% ECP | -700 | -314.33 | -510 | -381.94 | No
2028-07-09 12:00 | 2028 50% ECP | -700 | -526 | -510 | -486.03 | No
2028-07-09 13:00 | 2028 50% ECP | -700 | -389.03 | -510 | -375.46 | No
2028-07-09 14:00 | 2028 50% ECP | -700 | -204.73 | -510 | -391.06 | No
2028-07-09 15:00 | 2028 50% ECP | -700 | -121.9 | -510 | -310.97 | No
2028-07-09 16:00 | 2028 50% ECP | -700 | 0 | -510 | -397.64 | No
2028-07-09 17:00 | 2028 50% ECP | -364.97 | 0 | -210 | -97.64 | No
2028-07-09 18:00 | 2028 50% ECP | 130.16 | 0 | 0 | 0 | No
2028-07-09 19:00 | 2028 50% ECP | 700 | 0 | 54.09 | 55.95 | No
2028-07-09 20:00 | 2028 50% ECP | 700 | 0 | 14.65 | 215.15 | No
2028-07-09 21:00 | 2028 50% ECP | 700 | 25.89 | 314.65 | 273.89 | No
2028-07-09 22:00 | 2028 50% ECP | 700 | 325.89 | 510 | 442 | No
2028-07-09 23:00 | 2028 50% ECP | 700 | 175.3 | 510 | 442 | No
2028-07-10 | 2028 50% ECP | 700 | 122.58 | 510 | 442 | No
2028-07-10 01:00 | 2028 50% ECP | 700 | 363.25 | 510 | 442 | No
2028-07-10 02:00 | 2028 50% ECP | 700 | 265.47 | 510 | 442 | No
2028-07-10 03:00 | 2028 50% ECP | 700 | 374.05 | 510 | 442 | No
2028-07-10 04:00 | 2028 50% ECP | 667.28 | 505 | 510 | 442 | No
2028-07-10 05:00 | 2028 50% ECP | 700 | 260.67 | 510 | 442 | No
2028-07-10 06:00 | 2028 50% ECP | 500 | 300 | 228.21 | 442 | No
2028-07-10 07:00 | 2028 50% ECP | -100 | 0 | -71.79 | 442 | No
2028-07-10 08:00 | 2028 50% ECP | -700 | -300 | -371.79 | 260.18 | No
2028-07-10 09:00 | 2028 50% ECP | -700 | -526 | -510 | 17.64 | No
2028-07-10 10:00 | 2028 50% ECP | -700 | -526 | -510 | 38.47 | No
2028-07-10 11:00 | 2028 50% ECP | -700 | -526 | -510 | -219.24 | No
2028-07-10 12:00 | 2028 50% ECP | -700 | -526 | -510 | -144.11 | No
2028-07-10 13:00 | 2028 50% ECP | -700 | -526 | -510 | -114.57 | No
2028-07-10 14:00 | 2028 50% ECP | -700 | -526 | -510 | 0 | No
2028-07-10 15:00 | 2028 50% ECP | -700 | -526 | -510 | -263.68 | No
2028-07-10 16:00 | 2028 50% ECP | -200.86 | -229.21 | -300 | -265.81 | No
2028-07-10 17:00 | 2028 50% ECP | 399.14 | 0 | 0 | 0 | No
2028-07-10 18:00 | 2028 50% ECP | 700 | 0 | -210 | 143.01 | No
2028-07-10 19:00 | 2028 50% ECP | 700 | -300 | -510 | -156.99 | No
2028-07-10 20:00 | 2028 50% ECP | 700 | -268.78 | -210 | 0 | No
2028-07-10 21:00 | 2028 50% ECP | 700 | 31.22 | 90 | 300 | No
2028-07-10 22:00 | 2028 50% ECP | 700 | 331.22 | 390 | 442 | No
2028-07-10 23:00 | 2028 50% ECP | 700 | 505 | 510 | 442 | No
2028-07-11 | 2028 50% ECP | 700 | 505 | 510 | 442 | No
2028-07-11 01:00 | 2028 50% ECP | 700 | 505 | 510 | 442 | No
2028-07-11 02:00 | 2028 50% ECP | 700 | 505 | 510 | 442 | No
2028-07-11 03:00 | 2028 50% ECP | 700 | 505 | 510 | 442 | No
2028-07-11 04:00 | 2028 50% ECP | 700 | 383.51 | 510 | 442 | No
2028-07-11 05:00 | 2028 50% ECP | 700 | 440.38 | 510 | 442 | No
2028-07-11 06:00 | 2028 50% ECP | 700 | 259.49 | 210 | 442 | No
2028-07-11 07:00 | 2028 50% ECP | 500 | 0 | -90 | 353.23 | No
2028-07-11 08:00 | 2028 50% ECP | -100 | -39.18 | -390 | 442 | No
2028-07-11 09:00 | 2028 50% ECP | -700 | -84.23 | -510 | 442 | No
2028-07-11 10:00 | 2028 50% ECP | -700 | -384.23 | -510 | 442 | No
2028-07-11 11:00 | 2028 50% ECP | -700 | -267.69 | -510 | 442 | No
2028-07-11 12:00 | 2028 50% ECP | -700 | -526 | -510 | 442 | No
2028-07-11 13:00 | 2028 50% ECP | -700 | -391.07 | -510 | 442 | No
2028-07-11 14:00 | 2028 50% ECP | -700 | -391.07 | -510 | 442 | No
2028-07-11 15:00 | 2028 50% ECP | -500 | -136.28 | -510 | 442 | No
2028-07-11 16:00 | 2028 50% ECP | 100 | 0 | -367.12 | 442 | No
2028-07-11 17:00 | 2028 50% ECP | 700 | 0 | -86.82 | 442 | No
2028-07-11 18:00 | 2028 50% ECP | 700 | -300 | -386.82 | 442 | No
2028-07-11 19:00 | 2028 50% ECP | 700 | -395 | -502.39 | 442 | No
2028-07-11 20:00 | 2028 50% ECP | 700 | -95 | -202.39 | 442 | No
2028-07-11 21:00 | 2028 50% ECP | 700 | 205 | 97.61 | 442 | No
2028-07-11 22:00 | 2028 50% ECP | 700 | 505 | 397.61 | 442 | No
2028-07-11 23:00 | 2028 50% ECP | 700 | 505 | 510 | 442 | No
2028-07-12 | 2028 50% ECP | 700 | 260.07 | 510 | 442 | No
2028-07-12 01:00 | 2028 50% ECP | 700 | 467.75 | 510 | 442 | No
2028-07-12 02:00 | 2028 50% ECP | 700 | 274.15 | 510 | 442 | No
2028-07-12 03:00 | 2028 50% ECP | 700 | 320.7 | 510 | 442 | No
2028-07-12 04:00 | 2028 50% ECP | 700 | 239.57 | 510 | 442 | No
2028-07-12 05:00 | 2028 50% ECP | 700 | 0 | 510 | 442 | No
2028-07-12 06:00 | 2028 50% ECP | 700 | 19.39 | 210 | 442 | No
2028-07-12 07:00 | 2028 50% ECP | 100 | -125.23 | -90 | 442 | No
2028-07-12 08:00 | 2028 50% ECP | -500 | -399.47 | -390 | 442 | No
2028-07-12 09:00 | 2028 50% ECP | -700 | -526 | -510 | 442 | No
2028-07-12 10:00 | 2028 50% ECP | -700 | -526 | -510 | 269.24 | No
2028-07-12 11:00 | 2028 50% ECP | -700 | -526 | -510 | 168.35 | No
2028-07-12 12:00 | 2028 50% ECP | -700 | -526 | -510 | 215.22 | No
2028-07-12 13:00 | 2028 50% ECP | -700 | -526 | -510 | 0.23 | No
2028-07-12 14:00 | 2028 50% ECP | -700 | -526 | -510 | 59.96 | No
2028-07-12 15:00 | 2028 50% ECP | -338.65 | -226 | -210 | 34.45 | No
2028-07-12 16:00 | 2028 50% ECP | 144.91 | 0 | 0 | 201.5 | No
2028-07-12 17:00 | 2028 50% ECP | 700 | 0 | 300 | 308.39 | No
2028-07-12 18:00 | 2028 50% ECP | 700 | 0 | 510 | 442 | No
2028-07-12 19:00 | 2028 50% ECP | 700 | 0 | 510 | 442 | No
2028-07-12 20:00 | 2028 50% ECP | 700 | 0 | 510 | 326.88 | No
2028-07-12 21:00 | 2028 50% ECP | 700 | 0 | 510 | 441.16 | No
2028-07-12 22:00 | 2028 50% ECP | 700 | 0 | 510 | 335.59 | No
2028-07-12 23:00 | 2028 50% ECP | 527.21 | 300 | 510 | 442 | No
2028-07-13 | 2028 50% ECP | 665.67 | 505 | 510 | 442 | No
2028-07-13 01:00 | 2028 50% ECP | 265.89 | 505 | 510 | 442 | No
2028-07-13 02:00 | 2028 50% ECP | 176.99 | 505 | 510 | 442 | No
2028-07-13 03:00 | 2028 50% ECP | 700 | 374.26 | 510 | 442 | No
2028-07-13 04:00 | 2028 50% ECP | 700 | 74.26 | 510 | 442 | No
2028-07-13 05:00 | 2028 50% ECP | 700 | 271 | 510 | 442 | No
2028-07-13 06:00 | 2028 50% ECP | 700 | 366.63 | 510 | 442 | No
2028-07-13 07:00 | 2028 50% ECP | 700 | 274.57 | 510 | 442 | No
2028-07-13 08:00 | 2028 50% ECP | 700 | 0 | 300 | 406.5 | No
2028-07-13 09:00 | 2028 50% ECP | 436.15 | 0 | 0 | 106.5 | No
2028-07-13 10:00 | 2028 50% ECP | 0 | 0 | 0 | 356.89 | No
2028-07-13 11:00 | 2028 50% ECP | -93.5 | 0 | 0 | 284.77 | No
2028-07-13 12:00 | 2028 50% ECP | 0 | 0 | 0 | 114.42 | No
2028-07-13 13:00 | 2028 50% ECP | -79.52 | 0 | 0 | 24.49 | No
2028-07-13 14:00 | 2028 50% ECP | -79.52 | 0 | 0 | 10.6 | No
2028-07-13 15:00 | 2028 50% ECP | -56.88 | 0 | 0 | 310.17 | No
2028-07-13 16:00 | 2028 50% ECP | 533.3 | -185.79 | -218.27 | 149.92 | No
2028-07-13 17:00 | 2028 50% ECP | 700 | -485.79 | -510 | 124.45 | No
2028-07-13 18:00 | 2028 50% ECP | 700 | -526 | -510 | 344.56 | No
2028-07-13 19:00 | 2028 50% ECP | 700 | -232.43 | -210 | 44.56 | No
2028-07-13 20:00 | 2028 50% ECP | 700 | 67.57 | 90 | 344.56 | No
2028-07-13 21:00 | 2028 50% ECP | 700 | 367.57 | 390 | 442 | No
2028-07-13 22:00 | 2028 50% ECP | 700 | 346.23 | 510 | 442 | No
2028-07-13 23:00 | 2028 50% ECP | 700 | 313.44 | 510 | 442 | No
2028-07-14 | 2028 50% ECP | 700 | 382.97 | 510 | 442 | No
2028-07-14 01:00 | 2028 50% ECP | 700 | 294.15 | 510 | 442 | No
2028-07-14 02:00 | 2028 50% ECP | 700 | 258.03 | 510 | 442 | No
2028-07-14 03:00 | 2028 50% ECP | 700 | 224.79 | 510 | 442 | No
2028-07-14 04:00 | 2028 50% ECP | 700 | 449.21 | 510 | 442 | No
2028-07-14 05:00 | 2028 50% ECP | 700 | 449.21 | 510 | 442 | No
2028-07-14 06:00 | 2028 50% ECP | 700 | 449.21 | 510 | 442 | No
2028-07-14 07:00 | 2028 50% ECP | 700 | 201.82 | 510 | 442 | No
2028-07-14 08:00 | 2028 50% ECP | 332.25 | 0 | 210 | 442 | No
2028-07-14 09:00 | 2028 50% ECP | -227.24 | 0 | 0 | 442 | No
2028-07-14 10:00 | 2028 50% ECP | -243.69 | 0 | 0 | 442 | No
2028-07-14 11:00 | 2028 50% ECP | 18.47 | 0 | 0 | 442 | No
2028-07-14 12:00 | 2028 50% ECP | -24.16 | 0 | 0 | 442 | No
2028-07-14 13:00 | 2028 50% ECP | 270 | 0 | 0 | 442 | No
2028-07-14 14:00 | 2028 50% ECP | -56.37 | 0 | 0 | 442 | No
2028-07-14 15:00 | 2028 50% ECP | -416.17 | 0 | 0 | 442 | No
2028-07-14 16:00 | 2028 50% ECP | 0 | -23.8 | 0 | 442 | No
2028-07-14 17:00 | 2028 50% ECP | 600 | 57.13 | 300 | 442 | No
2028-07-14 18:00 | 2028 50% ECP | 700 | 210.77 | 510 | 442 | No
2028-07-14 19:00 | 2028 50% ECP | 700 | 505 | 510 | 442 | No
2028-07-14 20:00 | 2028 50% ECP | 700 | 429.39 | 510 | 442 | No
2028-07-14 21:00 | 2028 50% ECP | 700 | 137.39 | 510 | 442 | No
2028-07-14 22:00 | 2028 50% ECP | 700 | 0 | 374.39 | 382 | No
2028-07-14 23:00 | 2028 50% ECP | 700 | 0 | 74.39 | 216.17 | No
2028-07-15 | 2028 50% ECP | 700 | 0 | 51.96 | 65.65 | No
2028-07-15 01:00 | 2028 50% ECP | 700 | 0 | 104.17 | 202.64 | No
2028-07-15 02:00 | 2028 50% ECP | 700 | 0 | 0 | 93.67 | No
2028-07-15 03:00 | 2028 50% ECP | 330.26 | 0 | 0 | 81.88 | No
2028-07-15 04:00 | 2028 50% ECP | 121.06 | 0 | 0 | 0 | No
2028-07-15 05:00 | 2028 50% ECP | 322.51 | 0 | 0 | 146.03 | No
2028-07-15 06:00 | 2028 50% ECP | 229.53 | 0 | 0 | 0 | No
2028-07-15 07:00 | 2028 50% ECP | -100 | 0 | -13.85 | 109.42 | No
2028-07-15 08:00 | 2028 50% ECP | -700 | -250.89 | -313.85 | 40.88 | No
2028-07-15 09:00 | 2028 50% ECP | -700 | -526 | -510 | -18.58 | Yes
2028-07-15 10:00 | 2028 50% ECP | -700 | -526 | -510 | -127.35 | Yes
2028-07-15 11:00 | 2028 50% ECP | -700 | -526 | -510 | -74.15 | Yes
2028-07-15 12:00 | 2028 50% ECP | -700 | -526 | -510 | -119.05 | Yes
2028-07-15 13:00 | 2028 50% ECP | -700 | -526 | -510 | -333.83 | Yes
2028-07-15 14:00 | 2028 50% ECP | -700 | -526 | -510 | -178.83 | Yes
2028-07-15 15:00 | 2028 50% ECP | -700 | -526 | -510 | 58.31 | Yes
2028-07-15 16:00 | 2028 50% ECP | -700 | -526 | -510 | -90.75 | Yes
2028-07-15 17:00 | 2028 50% ECP | -239.88 | -226 | -262.84 | 0 | No
2028-07-15 18:00 | 2028 50% ECP | 360.12 | 0 | 0 | 0 | No
2028-07-15 19:00 | 2028 50% ECP | 700 | 0 | 0 | 0 | No
2028-07-15 20:00 | 2028 50% ECP | 700 | 0 | 0 | 165.55 | No
2028-07-15 21:00 | 2028 50% ECP | 700 | 0 | 268.04 | 142 | No
2028-07-15 22:00 | 2028 50% ECP | 700 | 0 | 510 | 442 | No
2028-07-15 23:00 | 2028 50% ECP | 700 | 71.66 | 510 | 442 | No
2028-07-16 | 2028 50% ECP | 700 | 339.18 | 510 | 442 | No
2028-07-16 01:00 | 2028 50% ECP | 700 | 339.18 | 510 | 442 | No
2028-07-16 02:00 | 2028 50% ECP | 700 | 355.53 | 510 | 442 | No
2028-07-16 03:00 | 2028 50% ECP | 700 | 505 | 510 | 442 | No
2028-07-16 04:00 | 2028 50% ECP | 700 | 505 | 394.42 | 442 | No
2028-07-16 05:00 | 2028 50% ECP | 700 | 237.87 | 94.42 | 442 | No
2028-07-16 06:00 | 2028 50% ECP | 700 | -62.13 | -205.58 | 277.08 | No
2028-07-16 07:00 | 2028 50% ECP | 700 | -362.13 | -505.58 | 200.68 | No
2028-07-16 08:00 | 2028 50% ECP | 500 | -62.13 | -228.13 | 305.22 | No
2028-07-16 09:00 | 2028 50% ECP | -100 | -50.02 | -394.98 | 186.73 | No
2028-07-16 10:00 | 2028 50% ECP | -700 | -350.02 | -510 | 200.67 | No
2028-07-16 11:00 | 2028 50% ECP | -700 | -526 | -510 | 142.21 | No
2028-07-16 12:00 | 2028 50% ECP | -700 | -526 | -510 | -37.17 | Yes
2028-07-16 13:00 | 2028 50% ECP | -700 | -526 | -510 | -156.76 | Yes
2028-07-16 14:00 | 2028 50% ECP | -700 | -526 | -510 | -304.69 | Yes
2028-07-16 15:00 | 2028 50% ECP | -700 | -526 | -510 | -411.64 | Yes
2028-07-16 16:00 | 2028 50% ECP | -700 | -526 | -510 | -111.64 | No
2028-07-16 17:00 | 2028 50% ECP | -217.18 | -300 | -510 | 85.75 | No
2028-07-16 18:00 | 2028 50% ECP | 156.16 | 0 | -210 | 0 | No
2028-07-16 19:00 | 2028 50% ECP | 700 | -120.75 | -510 | 0 | No
2028-07-16 20:00 | 2028 50% ECP | 700 | -161.38 | -300 | 163.35 | No
2028-07-16 21:00 | 2028 50% ECP | 700 | 0 | 0 | 442 | No
2028-07-16 22:00 | 2028 50% ECP | 700 | 0 | 300 | 442 | No
2028-07-16 23:00 | 2028 50% ECP | 700 | 0 | 510 | 202.88 | No
2028-07-17 | 2028 50% ECP | 700 | 55.48 | 510 | 442 | No
2028-07-17 01:00 | 2028 50% ECP | 700 | 0 | 510 | 142 | No
2028-07-17 02:00 | 2028 50% ECP | 700 | 0 | 510 | 348.51 | No
2028-07-17 03:00 | 2028 50% ECP | 700 | 0 | 510 | 393.51 | No
2028-07-17 04:00 | 2028 50% ECP | 700 | 0 | 510 | 393.51 | No
2028-07-17 05:00 | 2028 50% ECP | 700 | 0 | 510 | 240.51 | No
2028-07-17 06:00 | 2028 50% ECP | 700 | 0 | 510 | 240.51 | No
2028-07-17 07:00 | 2028 50% ECP | 500 | 0 | 300 | 350.52 | No
2028-07-17 08:00 | 2028 50% ECP | -100 | 0 | 0 | 442 | No
2028-07-17 09:00 | 2028 50% ECP | -700 | 0 | -63.19 | 442 | No
2028-07-17 10:00 | 2028 50% ECP | -700 | 0 | -264.34 | 442 | No
2028-07-17 11:00 | 2028 50% ECP | -700 | 0 | -510 | 442 | No
2028-07-17 12:00 | 2028 50% ECP | -700 | 0 | -292.6 | 442 | No
2028-07-17 13:00 | 2028 50% ECP | -700 | 0 | 0 | 442 | No
2028-07-17 14:00 | 2028 50% ECP | -557.6 | 0 | 0 | 442 | No
2028-07-17 15:00 | 2028 50% ECP | 7.5 | 0 | 0 | 442 | No
2028-07-17 16:00 | 2028 50% ECP | 604.6 | 0 | 32.25 | 442 | No
2028-07-17 17:00 | 2028 50% ECP | 700 | 0 | 332.25 | 442 | No
2028-07-17 18:00 | 2028 50% ECP | 700 | 205 | 244.16 | 442 | No
2028-07-17 19:00 | 2028 50% ECP | 700 | 505 | 510 | 442 | No
2028-07-17 20:00 | 2028 50% ECP | 700 | 505 | 510 | 442 | No
2028-07-17 21:00 | 2028 50% ECP | 700 | 505 | 510 | 442 | No
2028-07-17 22:00 | 2028 50% ECP | 700 | 505 | 510 | 442 | No
2028-07-17 23:00 | 2028 50% ECP | 700 | 505 | 510 | 442 | No
2028-07-18 | 2028 50% ECP | 700 | 205 | 510 | 442 | No
2028-07-18 01:00 | 2028 50% ECP | 700 | 42.85 | 510 | 442 | No
2028-07-18 02:00 | 2028 50% ECP | 700 | 0 | 510 | 442 | No
2028-07-18 03:00 | 2028 50% ECP | 700 | 10.44 | 510 | 442 | No
2028-07-18 04:00 | 2028 50% ECP | 700 | 10.44 | 510 | 442 | No
2028-07-18 05:00 | 2028 50% ECP | 700 | 0 | 510 | 442 | Yes
2028-07-18 06:00 | 2028 50% ECP | 700 | 77.74 | 381.34 | 442 | No
2028-07-18 07:00 | 2028 50% ECP | 700 | 0 | 81.34 | 442 | No
2028-07-18 08:00 | 2028 50% ECP | 700 | -300 | -218.66 | 142 | No
2028-07-18 09:00 | 2028 50% ECP | 312.58 | 0 | -434.54 | 130.37 | No
2028-07-18 10:00 | 2028 50% ECP | -287.42 | -72.6 | -510 | 430.37 | No
2028-07-18 11:00 | 2028 50% ECP | -700 | -372.6 | -510 | 442 | No
2028-07-18 12:00 | 2028 50% ECP | -700 | -372.6 | -510 | 155.89 | No
2028-07-18 13:00 | 2028 50% ECP | -700 | -304.78 | -510 | 155.89 | No
2028-07-18 14:00 | 2028 50% ECP | -700 | -366.14 | -510 | 155.89 | No
2028-07-18 15:00 | 2028 50% ECP | -700 | -361.85 | -510 | 39.32 | No
2028-07-18 16:00 | 2028 50% ECP | -100 | -233.59 | -300 | 339.32 | No
2028-07-18 17:00 | 2028 50% ECP | 500 | 0 | 0 | 433.49 | No
2028-07-18 18:00 | 2028 50% ECP | 700 | 0 | -300 | 236.12 | No
2028-07-18 19:00 | 2028 50% ECP | 700 | 0 | -510 | 345.81 | No
2028-07-18 20:00 | 2028 50% ECP | 700 | 0 | -372.82 | 45.81 | No
2028-07-18 21:00 | 2028 50% ECP | 700 | 0 | -72.82 | 345.81 | No
2028-07-18 22:00 | 2028 50% ECP | 700 | 72.62 | 210 | 442 | No
2028-07-18 23:00 | 2028 50% ECP | 700 | 372.62 | 510 | 442 | No
2028-07-19 | 2028 50% ECP | 700 | 207.78 | 510 | 442 | No
2028-07-19 01:00 | 2028 50% ECP | 700 | 417.35 | 510 | 442 | No
2028-07-19 02:00 | 2028 50% ECP | 700 | 397.73 | 510 | 442 | No
2028-07-19 03:00 | 2028 50% ECP | 700 | 392.92 | 510 | 442 | No
2028-07-19 04:00 | 2028 50% ECP | 700 | 412.52 | 510 | 442 | No
2028-07-19 05:00 | 2028 50% ECP | 700 | 307.5 | 510 | 442 | No
2028-07-19 06:00 | 2028 50% ECP | 700 | 300 | 370.37 | 442 | No
2028-07-19 07:00 | 2028 50% ECP | 248.59 | 0 | 70.37 | 354.44 | No
2028-07-19 08:00 | 2028 50% ECP | -351.41 | -300 | -229.63 | 54.44 | No
2028-07-19 09:00 | 2028 50% ECP | -700 | -526 | -510 | 0 | No
2028-07-19 10:00 | 2028 50% ECP | -700 | -526 | -510 | 253.84 | No
2028-07-19 11:00 | 2028 50% ECP | -700 | -526 | -510 | -8.06 | No
2028-07-19 12:00 | 2028 50% ECP | -700 | -526 | -510 | 0 | No
2028-07-19 13:00 | 2028 50% ECP | -700 | -526 | -510 | -276.58 | No
2028-07-19 14:00 | 2028 50% ECP | -700 | -526 | -510 | -402.22 | No
2028-07-19 15:00 | 2028 50% ECP | -700 | -465.15 | -510 | -130.2 | No
2028-07-19 16:00 | 2028 50% ECP | -440.15 | -222.13 | -300 | 0 | No
2028-07-19 17:00 | 2028 50% ECP | 159.85 | 0 | 0 | 300 | No
2028-07-19 18:00 | 2028 50% ECP | 700 | 0 | -300 | 0 | No
2028-07-19 19:00 | 2028 50% ECP | 700 | 0 | -510 | 235.14 | No
2028-07-19 20:00 | 2028 50% ECP | 700 | 0 | -489.11 | 402.17 | No
2028-07-19 21:00 | 2028 50% ECP | 700 | 0 | -189.11 | 442 | No
2028-07-19 22:00 | 2028 50% ECP | 700 | 182.75 | 110.89 | 242.24 | No
2028-07-19 23:00 | 2028 50% ECP | 700 | 482.75 | 410.89 | 442 | No
2028-07-20 | 2028 50% ECP | 700 | 213.36 | 510 | 442 | No
2028-07-20 01:00 | 2028 50% ECP | 700 | 505 | 510 | 442 | No
2028-07-20 02:00 | 2028 50% ECP | 700 | 459.29 | 510 | 442 | No
2028-07-20 03:00 | 2028 50% ECP | 700 | 505 | 510 | 442 | No
2028-07-20 04:00 | 2028 50% ECP | 700 | 505 | 510 | 442 | No
2028-07-20 05:00 | 2028 50% ECP | 700 | 352.11 | 510 | 442 | No
2028-07-20 06:00 | 2028 50% ECP | 700 | 61.12 | 300 | 442 | No
2028-07-20 07:00 | 2028 50% ECP | 600 | 0 | 0 | 442 | No
2028-07-20 08:00 | 2028 50% ECP | 0 | -170 | -300 | 442 | No
2028-07-20 09:00 | 2028 50% ECP | -600 | -470 | -510 | 442 | No
2028-07-20 10:00 | 2028 50% ECP | -700 | -170 | -510 | 442 | No
2028-07-20 11:00 | 2028 50% ECP | -700 | -459.45 | -510 | 274.08 | No
2028-07-20 12:00 | 2028 50% ECP | -700 | -526 | -510 | 329.21 | No
2028-07-20 13:00 | 2028 50% ECP | -700 | -481.72 | -510 | 442 | No
2028-07-20 14:00 | 2028 50% ECP | -700 | -181.72 | -510 | 373.23 | No
2028-07-20 15:00 | 2028 50% ECP | -203.55 | -212.03 | -510 | 442 | No
2028-07-20 16:00 | 2028 50% ECP | 396.45 | -512.03 | -510 | 436 | No
2028-07-20 17:00 | 2028 50% ECP | 700 | -369.33 | -510 | 442 | No
2028-07-20 18:00 | 2028 50% ECP | 700 | -69.33 | -510 | 442 | No
2028-07-20 19:00 | 2028 50% ECP | 700 | 0 | -510 | 442 | No
2028-07-20 20:00 | 2028 50% ECP | 700 | 0 | -375.04 | 442 | No
2028-07-20 21:00 | 2028 50% ECP | 700 | 0 | -75.04 | 442 | No
2028-07-20 22:00 | 2028 50% ECP | 700 | 42.86 | 224.96 | 442 | No
2028-07-20 23:00 | 2028 50% ECP | 700 | 333.99 | 510 | 442 | No
2028-07-21 | 2028 50% ECP | 700 | 487.34 | 510 | 442 | No
2028-07-21 01:00 | 2028 50% ECP | 700 | 346.93 | 510 | 442 | No
2028-07-21 02:00 | 2028 50% ECP | 700 | 293.48 | 510 | 442 | No
2028-07-21 03:00 | 2028 50% ECP | 700 | 375.64 | 510 | 442 | No
2028-07-21 04:00 | 2028 50% ECP | 700 | 81.14 | 510 | 442 | No
2028-07-21 05:00 | 2028 50% ECP | 700 | 228.19 | 510 | 442 | No
2028-07-21 06:00 | 2028 50% ECP | 700 | 339.3 | 510 | 442 | No
2028-07-21 07:00 | 2028 50% ECP | 500 | 183.32 | 210 | 442 | No
2028-07-21 08:00 | 2028 50% ECP | -100 | -116.68 | -90 | 442 | No
2028-07-21 09:00 | 2028 50% ECP | -700 | -359.77 | -390 | 442 | No
2028-07-21 10:00 | 2028 50% ECP | -700 | -359.77 | -510 | 442 | No
2028-07-21 11:00 | 2028 50% ECP | -700 | -359.77 | -510 | 442 | No
2028-07-21 12:00 | 2028 50% ECP | -700 | -359.77 | -510 | 442 | No
2028-07-21 13:00 | 2028 50% ECP | -700 | -291.55 | -510 | 442 | No
2028-07-21 14:00 | 2028 50% ECP | -700 | -291.55 | -510 | 442 | No
2028-07-21 15:00 | 2028 50% ECP | -500 | -134.5 | -510 | 442 | No
2028-07-21 16:00 | 2028 50% ECP | 100 | 0 | -276.75 | 442 | No
2028-07-21 17:00 | 2028 50% ECP | 700 | 0 | -39.67 | 442 | No
2028-07-21 18:00 | 2028 50% ECP | 700 | -300 | -339.67 | 442 | No
2028-07-21 19:00 | 2028 50% ECP | 700 | -300 | -267.79 | 442 | No
2028-07-21 20:00 | 2028 50% ECP | 700 | 0 | 32.21 | 442 | No
2028-07-21 21:00 | 2028 50% ECP | 700 | 300 | 332.21 | 442 | No
2028-07-21 22:00 | 2028 50% ECP | 700 | 486.96 | 510 | 442 | No
2028-07-21 23:00 | 2028 50% ECP | 700 | 383.08 | 510 | 442 | No
2028-07-22 | 2028 50% ECP | 700 | 83.08 | 510 | 354.08 | No
2028-07-22 01:00 | 2028 50% ECP | 700 | 318.14 | 510 | 442 | No
2028-07-22 02:00 | 2028 50% ECP | 700 | 23.58 | 510 | 442 | No
2028-07-22 03:00 | 2028 50% ECP | 700 | 0 | 510 | 233.28 | No
2028-07-22 04:00 | 2028 50% ECP | 700 | 0 | 510 | 299.61 | No
2028-07-22 05:00 | 2028 50% ECP | 700 | 0 | 445.21 | 0 | No
2028-07-22 06:00 | 2028 50% ECP | 700 | 0 | 373.9 | 0 | No
2028-07-22 07:00 | 2028 50% ECP | 700 | 0 | 288.68 | 68.17 | No
2028-07-22 08:00 | 2028 50% ECP | 346.64 | 0 | 0 | 0 | No
2028-07-22 09:00 | 2028 50% ECP | -229.44 | 0 | 0 | 67.52 | No
2028-07-22 10:00 | 2028 50% ECP | -700 | 0 | -240.15 | 270.02 | No
2028-07-22 11:00 | 2028 50% ECP | -700 | 0 | -294.04 | 274.19 | No
2028-07-22 12:00 | 2028 50% ECP | -700 | -149.46 | -510 | 119.69 | No
2028-07-22 13:00 | 2028 50% ECP | -700 | 0 | -331.84 | 348.63 | No
2028-07-22 14:00 | 2028 50% ECP | -700 | 0 | -182.89 | 56.87 | No
2028-07-22 15:00 | 2028 50% ECP | -700 | 0 | -358.54 | 153.53 | No
2028-07-22 16:00 | 2028 50% ECP | -218.21 | -61.22 | -90 | 387.59 | No
2028-07-22 17:00 | 2028 50% ECP | 381.79 | 0 | 210 | 442 | No
2028-07-22 18:00 | 2028 50% ECP | 700 | 209.51 | 510 | 442 | No
2028-07-22 19:00 | 2028 50% ECP | 700 | 98.92 | 510 | 442 | No
2028-07-22 20:00 | 2028 50% ECP | 700 | 60.08 | 510 | 442 | No
2028-07-22 21:00 | 2028 50% ECP | 700 | 67.82 | 510 | 442 | No
2028-07-22 22:00 | 2028 50% ECP | 700 | 144.13 | 510 | 442 | No
2028-07-22 23:00 | 2028 50% ECP | 700 | 129.9 | 510 | 442 | No
2028-07-23 | 2028 50% ECP | 700 | 244.75 | 510 | 442 | No
2028-07-23 01:00 | 2028 50% ECP | 700 | 93.77 | 510 | 442 | No
2028-07-23 02:00 | 2028 50% ECP | 700 | 342.65 | 510 | 442 | No
2028-07-23 03:00 | 2028 50% ECP | 700 | 342.65 | 510 | 442 | No
2028-07-23 04:00 | 2028 50% ECP | 700 | 230.84 | 510 | 442 | No
2028-07-23 05:00 | 2028 50% ECP | 700 | 199.29 | 510 | 442 | No
2028-07-23 06:00 | 2028 50% ECP | 700 | 270.36 | 510 | 442 | No
2028-07-23 07:00 | 2028 50% ECP | 700 | 444.48 | 510 | 442 | No
2028-07-23 08:00 | 2028 50% ECP | 700 | 248.67 | 510 | 442 | No
2028-07-23 09:00 | 2028 50% ECP | 331.45 | 0 | 210 | 294.94 | No
2028-07-23 10:00 | 2028 50% ECP | 0 | 0 | 0 | 442 | No
2028-07-23 11:00 | 2028 50% ECP | 0 | 0 | 0 | 442 | No
2028-07-23 12:00 | 2028 50% ECP | 0 | 0 | 0 | 442 | No
2028-07-23 13:00 | 2028 50% ECP | 0 | 0 | 0 | 442 | No
2028-07-23 14:00 | 2028 50% ECP | 0 | 0 | 0 | 348.56 | No
2028-07-23 15:00 | 2028 50% ECP | 0 | 0 | -161.48 | 48.56 | No
2028-07-23 16:00 | 2028 50% ECP | 479.32 | -192.61 | -210 | 138.86 | No
2028-07-23 17:00 | 2028 50% ECP | 700 | -492.61 | -510 | 0 | No
2028-07-23 18:00 | 2028 50% ECP | 700 | -192.61 | -356.05 | 167.11 | No
2028-07-23 19:00 | 2028 50% ECP | 700 | 0 | -56.05 | 0 | No
2028-07-23 20:00 | 2028 50% ECP | 700 | 0 | 0 | 300 | No
2028-07-23 21:00 | 2028 50% ECP | 700 | 0 | 0 | 235.39 | No
2028-07-23 22:00 | 2028 50% ECP | 700 | 0 | 0 | 235.39 | No
2028-07-23 23:00 | 2028 50% ECP | 700 | 282.12 | 300 | 442 | No
2028-07-24 | 2028 50% ECP | 700 | 505 | 510 | 442 | No
2028-07-24 01:00 | 2028 50% ECP | 700 | 505 | 510 | 442 | No
2028-07-24 02:00 | 2028 50% ECP | 700 | 465.87 | 510 | 442 | No
2028-07-24 03:00 | 2028 50% ECP | 700 | 473.93 | 510 | 442 | No
2028-07-24 04:00 | 2028 50% ECP | 700 | 369.24 | 436.53 | 442 | No
2028-07-24 05:00 | 2028 50% ECP | 700 | 69.24 | 136.53 | 388.15 | No
2028-07-24 06:00 | 2028 50% ECP | 700 | 0 | -163.47 | 442 | No
2028-07-24 07:00 | 2028 50% ECP | 700 | -226 | -463.47 | 442 | No
2028-07-24 08:00 | 2028 50% ECP | 679.91 | -526 | -510 | 442 | No
2028-07-24 09:00 | 2028 50% ECP | 79.91 | -373.59 | -510 | 442 | No
2028-07-24 10:00 | 2028 50% ECP | -520.09 | -409.9 | -510 | 442 | No
2028-07-24 11:00 | 2028 50% ECP | -700 | -455.64 | -510 | 442 | No
2028-07-24 12:00 | 2028 50% ECP | -700 | -489.4 | -510 | 442 | No
2028-07-24 13:00 | 2028 50% ECP | -647 | -189.4 | -210 | 328.99 | No
2028-07-24 14:00 | 2028 50% ECP | -237.33 | 0 | -300 | 56.65 | No
2028-07-24 15:00 | 2028 50% ECP | 362.67 | 0 | 0 | 287 | No
2028-07-24 16:00 | 2028 50% ECP | 100 | 0 | 188.52 | 363.42 | No
2028-07-24 17:00 | 2028 50% ECP | 700 | 136.27 | 488.52 | 442 | No
2028-07-24 18:00 | 2028 50% ECP | 700 | 407.14 | 510 | 442 | No
2028-07-24 19:00 | 2028 50% ECP | 700 | 259.36 | 510 | 442 | No
2028-07-24 20:00 | 2028 50% ECP | 700 | 0 | 510 | 316.26 | No
2028-07-24 21:00 | 2028 50% ECP | 700 | 296.06 | 510 | 442 | No
2028-07-24 22:00 | 2028 50% ECP | 700 | 249.25 | 510 | 442 | No
2028-07-24 23:00 | 2028 50% ECP | 700 | 505 | 510 | 442 | No
2028-07-25 | 2028 50% ECP | 700 | 505 | 510 | 442 | No
2028-07-25 01:00 | 2028 50% ECP | 231.1 | 505 | 510 | 442 | No
2028-07-25 02:00 | 2028 50% ECP | 106.54 | 505 | 510 | 442 | No
2028-07-25 03:00 | 2028 50% ECP | 106.54 | 300 | 510 | 442 | No
2028-07-25 04:00 | 2028 50% ECP | 700 | 0 | 364.93 | 142 | No
2028-07-25 05:00 | 2028 50% ECP | 700 | 0 | 294.71 | 0 | No
2028-07-25 06:00 | 2028 50% ECP | 700 | 0 | 177.37 | 142 | No
2028-07-25 07:00 | 2028 50% ECP | 700 | 0 | 477.37 | 442 | No
2028-07-25 08:00 | 2028 50% ECP | 700 | 0 | 275.31 | 442 | No
2028-07-25 09:00 | 2028 50% ECP | 700 | 0 | 0 | 142 | No
2028-07-25 10:00 | 2028 50% ECP | 468.08 | 0 | 0 | 127.32 | No
2028-07-25 11:00 | 2028 50% ECP | 487.94 | 0 | 0 | 427.32 | No
2028-07-25 12:00 | 2028 50% ECP | 700 | 0 | 0 | 442 | No
2028-07-25 13:00 | 2028 50% ECP | 632.36 | 0 | 0 | 442 | No
2028-07-25 14:00 | 2028 50% ECP | 700 | 0 | 206.4 | 442 | No
2028-07-25 15:00 | 2028 50% ECP | 700 | 0 | 176.34 | 442 | No
2028-07-25 16:00 | 2028 50% ECP | 700 | 0 | 423.68 | 442 | No
2028-07-25 17:00 | 2028 50% ECP | 700 | 300 | 442.05 | 442 | No
2028-07-25 18:00 | 2028 50% ECP | 700 | 0 | 142.05 | 260.06 | No
2028-07-25 19:00 | 2028 50% ECP | 700 | 205 | 210 | 439.4 | No
2028-07-25 20:00 | 2028 50% ECP | 700 | 505 | 510 | 442 | No
2028-07-25 21:00 | 2028 50% ECP | 700 | 505 | 510 | 442 | No
2028-07-25 22:00 | 2028 50% ECP | 700 | 494.47 | 510 | 442 | No
2028-07-25 23:00 | 2028 50% ECP | 700 | 194.47 | 446.5 | 442 | No
2028-07-26 | 2028 50% ECP | 700 | 356.09 | 510 | 442 | No
2028-07-26 01:00 | 2028 50% ECP | 700 | 56.09 | 510 | 442 | No
2028-07-26 02:00 | 2028 50% ECP | 700 | 0 | 510 | 442 | No
2028-07-26 03:00 | 2028 50% ECP | 700 | 0 | 510 | 331.81 | No
2028-07-26 04:00 | 2028 50% ECP | 700 | 0 | 510 | 442 | No
2028-07-26 05:00 | 2028 50% ECP | 700 | 0 | 510 | 424.87 | No
2028-07-26 06:00 | 2028 50% ECP | 700 | 0 | 510 | 442 | No
2028-07-26 07:00 | 2028 50% ECP | 700 | 41.83 | 336.44 | 442 | No
2028-07-26 08:00 | 2028 50% ECP | 100 | 0 | 36.44 | 442 | No
2028-07-26 09:00 | 2028 50% ECP | -500 | 0 | -37.18 | 442 | No
2028-07-26 10:00 | 2028 50% ECP | -700 | 0 | -159.34 | 442 | No
2028-07-26 11:00 | 2028 50% ECP | -700 | 0 | -459.34 | 442 | No
2028-07-26 12:00 | 2028 50% ECP | -700 | 0 | -510 | 391.29 | No
2028-07-26 13:00 | 2028 50% ECP | -700 | 0 | -510 | 432.04 | No
2028-07-26 14:00 | 2028 50% ECP | -700 | 0 | -510 | 248.11 | No
2028-07-26 15:00 | 2028 50% ECP | -700 | 0 | -295.2 | 314.69 | No
2028-07-26 16:00 | 2028 50% ECP | -120.65 | -95 | -90 | 314.69 | No
2028-07-26 17:00 | 2028 50% ECP | 479.35 | 205 | 210 | 442 | No
2028-07-26 18:00 | 2028 50% ECP | 700 | 505 | 510 | 442 | No
2028-07-26 19:00 | 2028 50% ECP | 700 | 505 | 510 | 442 | No
2028-07-26 20:00 | 2028 50% ECP | 700 | 505 | 510 | 442 | No
2028-07-26 21:00 | 2028 50% ECP | 700 | 505 | 510 | 442 | No
2028-07-26 22:00 | 2028 50% ECP | 700 | 505 | 510 | 442 | No
2028-07-26 23:00 | 2028 50% ECP | 700 | 483.58 | 510 | 442 | No
2028-07-27 | 2028 50% ECP | 100 | 505 | 510 | 442 | No
2028-07-27 01:00 | 2028 50% ECP | -343.94 | 505 | 510 | 442 | No
2028-07-27 02:00 | 2028 50% ECP | 74.14 | 505 | 510 | 442 | No
2028-07-27 03:00 | 2028 50% ECP | 304.35 | 505 | 510 | 442 | No
2028-07-27 04:00 | 2028 50% ECP | 608.51 | 505 | 510 | 442 | No
2028-07-27 05:00 | 2028 50% ECP | 449.39 | 505 | 510 | 442 | No
2028-07-27 06:00 | 2028 50% ECP | 303.68 | 505 | 510 | 442 | No
2028-07-27 07:00 | 2028 50% ECP | 86.26 | 205 | 210 | 442 | No
2028-07-27 08:00 | 2028 50% ECP | -100 | -95 | -90 | 442 | No
2028-07-27 09:00 | 2028 50% ECP | -700 | -395 | -390 | 442 | No
2028-07-27 10:00 | 2028 50% ECP | -700 | -95 | -90 | 442 | Yes
2028-07-27 11:00 | 2028 50% ECP | -700 | 205 | 210 | 442 | Yes
2028-07-27 12:00 | 2028 50% ECP | -700 | 505 | 510 | 442 | Yes
2028-07-27 13:00 | 2028 50% ECP | -700 | 505 | 510 | 442 | Yes
2028-07-27 14:00 | 2028 50% ECP | -700 | 357.8 | 210 | 255.27 | Yes
2028-07-27 15:00 | 2028 50% ECP | -700 | 57.8 | -90 | -44.73 | Yes
2028-07-27 16:00 | 2028 50% ECP | -700 | -242.2 | -390 | -344.73 | Yes
2028-07-27 17:00 | 2028 50% ECP | -700 | -526 | -510 | -44.73 | Yes
2028-07-27 18:00 | 2028 50% ECP | -600 | -226 | -299.52 | -4.45 | No
2028-07-27 19:00 | 2028 50% ECP | 0 | 0 | 0 | 0 | No
2028-07-27 20:00 | 2028 50% ECP | 600 | 0 | 0 | 0 | No
2028-07-27 21:00 | 2028 50% ECP | 700 | 0 | 0 | 0 | No
2028-07-27 22:00 | 2028 50% ECP | 700 | 0 | 0 | 0 | No
2028-07-27 23:00 | 2028 50% ECP | 700 | 0 | 0 | 0 | No
2028-07-28 | 2028 50% ECP | 468.7 | 0 | 158.52 | -45.15 | No
2028-07-28 01:00 | 2028 50% ECP | 343.35 | 0 | 458.52 | 211.01 | No
2028-07-28 02:00 | 2028 50% ECP | 700 | 0 | 510 | 82.66 | No
2028-07-28 03:00 | 2028 50% ECP | 164.41 | 300 | 510 | 187.97 | No
2028-07-28 04:00 | 2028 50% ECP | 700 | 0 | 300 | 30.32 | No
2028-07-28 05:00 | 2028 50% ECP | 360.36 | 0 | 0 | -9.84 | No
2028-07-28 06:00 | 2028 50% ECP | 500 | 0 | 0 | -7.59 | No
2028-07-28 07:00 | 2028 50% ECP | -100 | 0 | 96.09 | 0 | No
2028-07-28 08:00 | 2028 50% ECP | -700 | 300 | 396.09 | 300 | Yes
2028-07-28 09:00 | 2028 50% ECP | -700 | 505 | 510 | 442 | Yes
2028-07-28 10:00 | 2028 50% ECP | -700 | 505 | 510 | 442 | Yes
2028-07-28 11:00 | 2028 50% ECP | -700 | 336.2 | 210 | 160.44 | Yes
2028-07-28 12:00 | 2028 50% ECP | -700 | 36.2 | -90 | -139.56 | Yes
2028-07-28 13:00 | 2028 50% ECP | -700 | -263.8 | -390 | -439.56 | Yes
2028-07-28 14:00 | 2028 50% ECP | -700 | -526 | -510 | -255.49 | Yes
2028-07-28 15:00 | 2028 50% ECP | -700 | -526 | -510 | 44.51 | Yes
2028-07-28 16:00 | 2028 50% ECP | -292.84 | -226 | -210 | 73.3 | No
2028-07-28 17:00 | 2028 50% ECP | 228.48 | 0 | 90 | 125.83 | No
2028-07-28 18:00 | 2028 50% ECP | 700 | 205 | 390 | 425.83 | No
2028-07-28 19:00 | 2028 50% ECP | 700 | 505 | 510 | 442 | No
2028-07-28 20:00 | 2028 50% ECP | 700 | 469.75 | 510 | 442 | No
2028-07-28 21:00 | 2028 50% ECP | 700 | 469.75 | 510 | 442 | No
2028-07-28 22:00 | 2028 50% ECP | 700 | 505 | 510 | 442 | No
2028-07-28 23:00 | 2028 50% ECP | 700 | 505 | 510 | 442 | No
2028-07-29 | 2028 50% ECP | 700 | 505 | 510 | 442 | No
2028-07-29 01:00 | 2028 50% ECP | 700 | 505 | 510 | 442 | No
2028-07-29 02:00 | 2028 50% ECP | 700 | 505 | 510 | 442 | No
2028-07-29 03:00 | 2028 50% ECP | 700 | 505 | 510 | 442 | No
2028-07-29 04:00 | 2028 50% ECP | 700 | 505 | 510 | 442 | No
2028-07-29 05:00 | 2028 50% ECP | 700 | 300 | 510 | 442 | No
2028-07-29 06:00 | 2028 50% ECP | 700 | 0 | 210 | 285.6 | No
2028-07-29 07:00 | 2028 50% ECP | 700 | 0 | 41.91 | 347.81 | No
2028-07-29 08:00 | 2028 50% ECP | 600 | 0 | -200.07 | 325.72 | No
2028-07-29 09:00 | 2028 50% ECP | 0 | -205.02 | -500.07 | 369.61 | No
2028-07-29 10:00 | 2028 50% ECP | 0 | -370.15 | -510 | 375.3 | No
2028-07-29 11:00 | 2028 50% ECP | 0 | -158.34 | -510 | 442 | No
2028-07-29 12:00 | 2028 50% ECP | 0 | -70.16 | -510 | 442 | No
2028-07-29 13:00 | 2028 50% ECP | 308.4 | 0 | -210 | 442 | No
2028-07-29 14:00 | 2028 50% ECP | 657.42 | 0 | 0 | 442 | No
2028-07-29 15:00 | 2028 50% ECP | 700 | 0 | 0 | 442 | No
2028-07-29 16:00 | 2028 50% ECP | 700 | 0 | 167.39 | 442 | No
2028-07-29 17:00 | 2028 50% ECP | 700 | 0 | 210 | 442 | No
2028-07-29 18:00 | 2028 50% ECP | 700 | 255.82 | 510 | 442 | No
2028-07-29 19:00 | 2028 50% ECP | 700 | 273.02 | 510 | 442 | No
2028-07-29 20:00 | 2028 50% ECP | 700 | 287.31 | 510 | 442 | No
2028-07-29 21:00 | 2028 50% ECP | 700 | 129.18 | 510 | 442 | No
2028-07-29 22:00 | 2028 50% ECP | 512.19 | 265.52 | 510 | 442 | No
2028-07-29 23:00 | 2028 50% ECP | -87.81 | 505 | 510 | 442 | No
2028-07-30 | 2028 50% ECP | -217.39 | 505 | 510 | 442 | No
2028-07-30 01:00 | 2028 50% ECP | -177.05 | 505 | 510 | 442 | No
2028-07-30 02:00 | 2028 50% ECP | -543.56 | 505 | 510 | 442 | No
2028-07-30 03:00 | 2028 50% ECP | -136.29 | 505 | 510 | 442 | No
2028-07-30 04:00 | 2028 50% ECP | -700 | 505 | 510 | 442 | No
2028-07-30 05:00 | 2028 50% ECP | -217.42 | 505 | 510 | 442 | No
2028-07-30 06:00 | 2028 50% ECP | -438.2 | 505 | 510 | 442 | No
2028-07-30 07:00 | 2028 50% ECP | -700 | 505 | 510 | 442 | No
2028-07-30 08:00 | 2028 50% ECP | -700 | 505 | 510 | 442 | Yes
2028-07-30 09:00 | 2028 50% ECP | -700 | 505 | 510 | 442 | Yes
2028-07-30 10:00 | 2028 50% ECP | -700 | 505 | 510 | 442 | Yes
2028-07-30 11:00 | 2028 50% ECP | -700 | 505 | 510 | 442 | Yes
2028-07-30 12:00 | 2028 50% ECP | -700 | 505 | 510 | 442 | Yes
2028-07-30 13:00 | 2028 50% ECP | -700 | 505 | 510 | 442 | Yes
2028-07-30 14:00 | 2028 50% ECP | -700 | 505 | 510 | 442 | Yes
2028-07-30 15:00 | 2028 50% ECP | -700 | 505 | 510 | 442 | Yes
2028-07-30 16:00 | 2028 50% ECP | -700 | 505 | 510 | 442 | Yes
2028-07-30 17:00 | 2028 50% ECP | -700 | 505 | 290.3 | 394.87 | Yes
2028-07-30 18:00 | 2028 50% ECP | -700 | 300 | -9.7 | 94.87 | No
2028-07-30 19:00 | 2028 50% ECP | -700 | 0 | -309.7 | -205.13 | No
2028-07-30 20:00 | 2028 50% ECP | -700 | -175.17 | -300 | -300 | No
2028-07-30 21:00 | 2028 50% ECP | -700 | 124.83 | 0 | 0 | No
2028-07-30 22:00 | 2028 50% ECP | -700 | 424.83 | 300 | 300 | No
2028-07-30 23:00 | 2028 50% ECP | -700 | 505 | 510 | 442 | Yes
2028-07-31 | 2028 50% ECP | -600 | 505 | 510 | 442 | No
2028-07-31 01:00 | 2028 50% ECP | 0 | 505 | 510 | 442 | No
2028-07-31 02:00 | 2028 50% ECP | -248.17 | 505 | 510 | 442 | No
2028-07-31 03:00 | 2028 50% ECP | 0 | 505 | 510 | 442 | No
2028-07-31 04:00 | 2028 50% ECP | -501.44 | 505 | 510 | 442 | No
2028-07-31 05:00 | 2028 50% ECP | 0 | 505 | 510 | 442 | No
2028-07-31 06:00 | 2028 50% ECP | 600 | 205 | 334.14 | 200.3 | No
2028-07-31 07:00 | 2028 50% ECP | 700 | 0 | 265.52 | 236.27 | No
2028-07-31 08:00 | 2028 50% ECP | 279.51 | 0 | 0 | 31.47 | No
2028-07-31 09:00 | 2028 50% ECP | -72.75 | 0 | 0 | 58.7 | No
2028-07-31 10:00 | 2028 50% ECP | 51.28 | 0 | 0 | 137.65 | No
2028-07-31 11:00 | 2028 50% ECP | 378.46 | 0 | 0 | 202.19 | No
2028-07-31 12:00 | 2028 50% ECP | -4.18 | 0 | 94.64 | 368.38 | No
2028-07-31 13:00 | 2028 50% ECP | -49.22 | 0 | 0 | 442 | No
2028-07-31 14:00 | 2028 50% ECP | -402.68 | 0 | 0 | 442 | No
2028-07-31 15:00 | 2028 50% ECP | -233.03 | 0 | 0 | 194.83 | No
2028-07-31 16:00 | 2028 50% ECP | 130.82 | 0 | 210 | 390.38 | No
2028-07-31 17:00 | 2028 50% ECP | 700 | 65.1 | 510 | 442 | No
2028-07-31 18:00 | 2028 50% ECP | 700 | 282.48 | 510 | 442 | No
2028-07-31 19:00 | 2028 50% ECP | 700 | 505 | 510 | 442 | No
2028-07-31 20:00 | 2028 50% ECP | 700 | 505 | 510 | 442 | No
2028-07-31 21:00 | 2028 50% ECP | 700 | 505 | 510 | 442 | No
2028-07-31 22:00 | 2028 50% ECP | 700 | 505 | 510 | 442 | No
2028-07-31 23:00 | 2028 50% ECP | 700 | 505 | 510 | 442 | No
2028-08-01 | 2028 50% ECP | 700 | 488.27 | 510 | 442 | No
2028-08-01 01:00 | 2028 50% ECP | 700 | 488.27 | 510 | 442 | No
2028-08-01 02:00 | 2028 50% ECP | 700 | 219.09 | 510 | 442 | No
2028-08-01 03:00 | 2028 50% ECP | 700 | 219.09 | 510 | 442 | No
2028-08-01 04:00 | 2028 50% ECP | 700 | 300 | 510 | 442 | No
2028-08-01 05:00 | 2028 50% ECP | 700 | 300 | 390 | 442 | No
2028-08-01 06:00 | 2028 50% ECP | 700 | 0 | 90 | 442 | No
2028-08-01 07:00 | 2028 50% ECP | 700 | -300 | -210 | 318.29 | No
2028-08-01 08:00 | 2028 50% ECP | 243.31 | -300 | -510 | 442 | No
2028-08-01 09:00 | 2028 50% ECP | -323.25 | 0 | -210 | 442 | No
2028-08-01 10:00 | 2028 50% ECP | -323.25 | -300 | -510 | 442 | No
2028-08-01 11:00 | 2028 50% ECP | -27.64 | -526 | -510 | 442 | No
2028-08-01 12:00 | 2028 50% ECP | 0 | -526 | -510 | 442 | No
2028-08-01 13:00 | 2028 50% ECP | 0 | -526 | -510 | 442 | No
2028-08-01 14:00 | 2028 50% ECP | 0 | -226 | -464.53 | 442 | No
2028-08-01 15:00 | 2028 50% ECP | 317.52 | -526 | -510 | 374.93 | No
2028-08-01 16:00 | 2028 50% ECP | 700 | -470.56 | -510 | 221.21 | No
2028-08-01 17:00 | 2028 50% ECP | 700 | -300 | -510 | 221.21 | No
2028-08-01 18:00 | 2028 50% ECP | 700 | 0 | -510 | 442 | No
2028-08-01 19:00 | 2028 50% ECP | 700 | 0 | -390 | 442 | No
2028-08-01 20:00 | 2028 50% ECP | 700 | 0 | -90 | 344.57 | No
2028-08-01 21:00 | 2028 50% ECP | 700 | 205 | 210 | 442 | No
2028-08-01 22:00 | 2028 50% ECP | 700 | 505 | 510 | 442 | No
2028-08-01 23:00 | 2028 50% ECP | 700 | 205 | 510 | 442 | No
2028-08-02 | 2028 50% ECP | 700 | 505 | 510 | 442 | No
2028-08-02 01:00 | 2028 50% ECP | 700 | 505 | 510 | 442 | No
2028-08-02 02:00 | 2028 50% ECP | 700 | 505 | 510 | 442 | No
2028-08-02 03:00 | 2028 50% ECP | 700 | 374.27 | 510 | 442 | No
2028-08-02 04:00 | 2028 50% ECP | 700 | 427.4 | 510 | 442 | No
2028-08-02 05:00 | 2028 50% ECP | 700 | 331.04 | 510 | 442 | No
2028-08-02 06:00 | 2028 50% ECP | 700 | 300 | 431.98 | 442 | No
2028-08-02 07:00 | 2028 50% ECP | 700 | 0 | 131.98 | 227.85 | No
2028-08-02 08:00 | 2028 50% ECP | 255.08 | 0 | -168.02 | 442 | No
2028-08-02 09:00 | 2028 50% ECP | -344.92 | -300 | -468.02 | 442 | No
2028-08-02 10:00 | 2028 50% ECP | -700 | 0 | -168.02 | 442 | No
2028-08-02 11:00 | 2028 50% ECP | -700 | 0 | 0 | 442 | No
2028-08-02 12:00 | 2028 50% ECP | -700 | 0 | -27.48 | 442 | No
2028-08-02 13:00 | 2028 50% ECP | -700 | -42.16 | -210 | 442 | No
2028-08-02 14:00 | 2028 50% ECP | -103.55 | -342.16 | -510 | 442 | No
2028-08-02 15:00 | 2028 50% ECP | 0 | -42.16 | -510 | 442 | No
2028-08-02 16:00 | 2028 50% ECP | 100 | -218.87 | -510 | 442 | No
2028-08-02 17:00 | 2028 50% ECP | 700 | -235.64 | -510 | 442 | No
2028-08-02 18:00 | 2028 50% ECP | 700 | -48 | -510 | 442 | No
2028-08-02 19:00 | 2028 50% ECP | 700 | 0 | -471.19 | 442 | No
2028-08-02 20:00 | 2028 50% ECP | 700 | 0 | -171.19 | 442 | No
2028-08-02 21:00 | 2028 50% ECP | 700 | 205 | 128.81 | 442 | No
2028-08-02 22:00 | 2028 50% ECP | 700 | 505 | 428.81 | 442 | No
2028-08-02 23:00 | 2028 50% ECP | 700 | 505 | 510 | 442 | No
2028-08-03 | 2028 50% ECP | 700 | 505 | 510 | 442 | No
2028-08-03 01:00 | 2028 50% ECP | 700 | 505 | 510 | 442 | No
2028-08-03 02:00 | 2028 50% ECP | 700 | 505 | 510 | 442 | No
2028-08-03 03:00 | 2028 50% ECP | 700 | 505 | 510 | 442 | No
2028-08-03 04:00 | 2028 50% ECP | 700 | 426.43 | 510 | 442 | No
2028-08-03 05:00 | 2028 50% ECP | 700 | 338.81 | 510 | 442 | No
2028-08-03 06:00 | 2028 50% ECP | 700 | 38.81 | 467.03 | 442 | No
2028-08-03 07:00 | 2028 50% ECP | 700 | 0 | 167.03 | 442 | No
2028-08-03 08:00 | 2028 50% ECP | 163.35 | 0 | 0 | 442 | No
2028-08-03 09:00 | 2028 50% ECP | -436.65 | 0 | -300 | 442 | No
2028-08-03 10:00 | 2028 50% ECP | -700 | -276.41 | -510 | 442 | No
2028-08-03 11:00 | 2028 50% ECP | -700 | 0 | -510 | 442 | No
2028-08-03 12:00 | 2028 50% ECP | -700 | 0 | -510 | 442 | No
2028-08-03 13:00 | 2028 50% ECP | -700 | 0 | -510 | 442 | No
2028-08-03 14:00 | 2028 50% ECP | -700 | 0 | -510 | 442 | No
2028-08-03 15:00 | 2028 50% ECP | -100 | 0 | -510 | 442 | No
2028-08-03 16:00 | 2028 50% ECP | 500 | 0 | -477.55 | 372.59 | No
2028-08-03 17:00 | 2028 50% ECP | 700 | 0 | -388.71 | 418.46 | No
2028-08-03 18:00 | 2028 50% ECP | 700 | 0 | -88.71 | 252.96 | No
2028-08-03 19:00 | 2028 50% ECP | 700 | 0 | -79.59 | 390.48 | No
2028-08-03 20:00 | 2028 50% ECP | 700 | 0 | -79.59 | 417.4 | No
2028-08-03 21:00 | 2028 50% ECP | 700 | 99.97 | 210 | 328.45 | No
2028-08-03 22:00 | 2028 50% ECP | 700 | 399.97 | 510 | 442 | No
2028-08-03 23:00 | 2028 50% ECP | 700 | 352.81 | 510 | 442 | No
2028-08-04 | 2028 50% ECP | 556.48 | 52.81 | 210 | 353.7 | No
2028-08-04 01:00 | 2028 50% ECP | 311.99 | 0 | 62.87 | 201.44 | No
2028-08-04 02:00 | 2028 50% ECP | -288.01 | 0 | 0 | 72.99 | No
2028-08-04 03:00 | 2028 50% ECP | -700 | 300 | 300 | 372.99 | Yes
2028-08-04 04:00 | 2028 50% ECP | -700 | 505 | 510 | 442 | Yes
2028-08-04 05:00 | 2028 50% ECP | -700 | 505 | 510 | 442 | Yes
2028-08-04 06:00 | 2028 50% ECP | -700 | 505 | 510 | 442 | Yes
2028-08-04 07:00 | 2028 50% ECP | -700 | 505 | 510 | 442 | Yes
2028-08-04 08:00 | 2028 50% ECP | -700 | 505 | 510 | 442 | Yes
2028-08-04 09:00 | 2028 50% ECP | -700 | 505 | 510 | 442 | Yes
2028-08-04 10:00 | 2028 50% ECP | -700 | 505 | 510 | 442 | Yes
2028-08-04 11:00 | 2028 50% ECP | -222.47 | 505 | 510 | 442 | Yes
2028-08-04 12:00 | 2028 50% ECP | 377.53 | 505 | 510 | 442 | Yes
2028-08-04 13:00 | 2028 50% ECP | 700 | 505 | 510 | 442 | Yes
2028-08-04 14:00 | 2028 50% ECP | 500 | 505 | 510 | 442 | Yes
2028-08-04 15:00 | 2028 50% ECP | -100 | 505 | 510 | 442 | Yes
2028-08-04 16:00 | 2028 50% ECP | -700 | 505 | 510 | 442 | Yes
2028-08-04 17:00 | 2028 50% ECP | -700 | 505 | 510 | 442 | Yes
2028-08-04 18:00 | 2028 50% ECP | -700 | 505 | 510 | 442 | Yes
2028-08-04 19:00 | 2028 50% ECP | -700 | 505 | 510 | 442 | Yes
2028-08-04 20:00 | 2028 50% ECP | -700 | 505 | 510 | 442 | Yes
2028-08-04 21:00 | 2028 50% ECP | -700 | 505 | 510 | 442 | Yes
2028-08-04 22:00 | 2028 50% ECP | -700 | 505 | 510 | 442 | Yes
2028-08-04 23:00 | 2028 50% ECP | -700 | 505 | 510 | 442 | Yes
2028-08-05 | 2028 50% ECP | -339.65 | 505 | 510 | 442 | No
2028-08-05 01:00 | 2028 50% ECP | 260.35 | 505 | 510 | 442 | No
2028-08-05 02:00 | 2028 50% ECP | -239.31 | 505 | 510 | 442 | No
2028-08-05 03:00 | 2028 50% ECP | -91.84 | 505 | 510 | 442 | No
2028-08-05 04:00 | 2028 50% ECP | 83.34 | 505 | 510 | 442 | No
2028-08-05 05:00 | 2028 50% ECP | -458.42 | 505 | 510 | 442 | No
2028-08-05 06:00 | 2028 50% ECP | -118.72 | 505 | 510 | 442 | No
2028-08-05 07:00 | 2028 50% ECP | -184.91 | 505 | 510 | 442 | No
2028-08-05 08:00 | 2028 50% ECP | 31.3 | 505 | 510 | 442 | No
2028-08-05 09:00 | 2028 50% ECP | 555.05 | 505 | 510 | 442 | No
2028-08-05 10:00 | 2028 50% ECP | 600 | 505 | 510 | 442 | No
2028-08-05 11:00 | 2028 50% ECP | 0 | 505 | 510 | 442 | No
2028-08-05 12:00 | 2028 50% ECP | -600 | 505 | 510 | 442 | No
2028-08-05 13:00 | 2028 50% ECP | -700 | 505 | 510 | 442 | No
2028-08-05 14:00 | 2028 50% ECP | -700 | 205 | 210 | 442 | No
2028-08-05 15:00 | 2028 50% ECP | -100 | 0 | 27.47 | 442 | No
2028-08-05 16:00 | 2028 50% ECP | 500 | 0 | 274.66 | 442 | No
2028-08-05 17:00 | 2028 50% ECP | 700 | 109.99 | 316.14 | 442 | No
2028-08-05 18:00 | 2028 50% ECP | 700 | 0 | 16.14 | 442 | No
2028-08-05 19:00 | 2028 50% ECP | 700 | -300 | -283.86 | 142 | No
2028-08-05 20:00 | 2028 50% ECP | 700 | 0 | 16.14 | 442 | No
2028-08-05 21:00 | 2028 50% ECP | 700 | 236.4 | 316.14 | 442 | No
2028-08-05 22:00 | 2028 50% ECP | 700 | 505 | 510 | 442 | No
2028-08-05 23:00 | 2028 50% ECP | 700 | 505 | 510 | 442 | No
2028-08-06 | 2028 50% ECP | 700 | 505 | 510 | 442 | No
2028-08-06 01:00 | 2028 50% ECP | 700 | 505 | 510 | 442 | No
2028-08-06 02:00 | 2028 50% ECP | 700 | 205 | 510 | 442 | No
2028-08-06 03:00 | 2028 50% ECP | 700 | 403.96 | 510 | 442 | No
2028-08-06 04:00 | 2028 50% ECP | 700 | 171.41 | 510 | 442 | No
2028-08-06 05:00 | 2028 50% ECP | 700 | 0 | 506.49 | 442 | No
2028-08-06 06:00 | 2028 50% ECP | 700 | 0 | 206.49 | 302.35 | No
2028-08-06 07:00 | 2028 50% ECP | 500 | 0 | 90 | 304.07 | No
2028-08-06 08:00 | 2028 50% ECP | -100 | -226 | -210 | 137.45 | No
2028-08-06 09:00 | 2028 50% ECP | -700 | -526 | -510 | 37.78 | No
2028-08-06 10:00 | 2028 50% ECP | -700 | -526 | -510 | 32.33 | No
2028-08-06 11:00 | 2028 50% ECP | -700 | -526 | -510 | -267.67 | No
2028-08-06 12:00 | 2028 50% ECP | -700 | -526 | -510 | -495.85 | No
2028-08-06 13:00 | 2028 50% ECP | -700 | -526 | -510 | -318.81 | No
2028-08-06 14:00 | 2028 50% ECP | -700 | -248.12 | -510 | -18.81 | No
2028-08-06 15:00 | 2028 50% ECP | -700 | -411.7 | -510 | -34.98 | No
2028-08-06 16:00 | 2028 50% ECP | -600 | -200.42 | -300 | 238.32 | No
2028-08-06 17:00 | 2028 50% ECP | 0 | 0 | 0 | 311.07 | No
2028-08-06 18:00 | 2028 50% ECP | 526.3 | 0 | 0 | 442 | No
2028-08-06 19:00 | 2028 50% ECP | 700 | 0 | 300 | 442 | No
2028-08-06 20:00 | 2028 50% ECP | 700 | 0 | 510 | 442 | No
2028-08-06 21:00 | 2028 50% ECP | 700 | 0 | 510 | 426.29 | No
2028-08-06 22:00 | 2028 50% ECP | 700 | 0 | 415.81 | 339.82 | No
2028-08-06 23:00 | 2028 50% ECP | 700 | 0 | 115.81 | 214.94 | No
2028-08-07 | 2028 50% ECP | 700 | 0 | 125.8 | 114.13 | No
2028-08-07 01:00 | 2028 50% ECP | 700 | 0 | 80.27 | 43.24 | No
2028-08-07 02:00 | 2028 50% ECP | 700 | 0 | 0 | 102.72 | No
2028-08-07 03:00 | 2028 50% ECP | 700 | 0 | 250.27 | 146.55 | No
2028-08-07 04:00 | 2028 50% ECP | 700 | 0 | 183.12 | 442 | No
2028-08-07 05:00 | 2028 50% ECP | 700 | 0 | 483.12 | 147.74 | No
2028-08-07 06:00 | 2028 50% ECP | 700 | 0 | 270.29 | 137.59 | No
2028-08-07 07:00 | 2028 50% ECP | 700 | 0 | 251.17 | 413.59 | No
2028-08-07 08:00 | 2028 50% ECP | 611.09 | 0 | 0 | 413.59 | No
2028-08-07 09:00 | 2028 50% ECP | 611.09 | 0 | 0 | 293.1 | No
2028-08-07 10:00 | 2028 50% ECP | 11.09 | 0 | 0 | 202.28 | No
2028-08-07 11:00 | 2028 50% ECP | 0 | 0 | 0 | 442 | No
2028-08-07 12:00 | 2028 50% ECP | 589.22 | 0 | 0 | 442 | No
2028-08-07 13:00 | 2028 50% ECP | 117.28 | 0 | 0 | 427.18 | No
2028-08-07 14:00 | 2028 50% ECP | 0 | 0 | 0 | 427.18 | No
2028-08-07 15:00 | 2028 50% ECP | 401.5 | 0 | 0 | 442 | No
2028-08-07 16:00 | 2028 50% ECP | 700 | 0 | 296.84 | 442 | No
2028-08-07 17:00 | 2028 50% ECP | 700 | 205 | 175.49 | 442 | No
2028-08-07 18:00 | 2028 50% ECP | 700 | -95 | -124.51 | 244.51 | No
2028-08-07 19:00 | 2028 50% ECP | 700 | -395 | -405.25 | 346.78 | No
2028-08-07 20:00 | 2028 50% ECP | 700 | -95 | -105.25 | 211.64 | No
2028-08-07 21:00 | 2028 50% ECP | 700 | 205 | 194.75 | 142 | No
2028-08-07 22:00 | 2028 50% ECP | 700 | 505 | 494.75 | 442 | No
2028-08-07 23:00 | 2028 50% ECP | 700 | 505 | 510 | 442 | No
2028-08-08 | 2028 50% ECP | 700 | 505 | 510 | 442 | No
2028-08-08 01:00 | 2028 50% ECP | 700 | 505 | 510 | 442 | No
2028-08-08 02:00 | 2028 50% ECP | 700 | 505 | 510 | 442 | No
2028-08-08 03:00 | 2028 50% ECP | 700 | 505 | 510 | 442 | No
2028-08-08 04:00 | 2028 50% ECP | 700 | 505 | 510 | 442 | No
2028-08-08 05:00 | 2028 50% ECP | 700 | 505 | 510 | 442 | No
2028-08-08 06:00 | 2028 50% ECP | 700 | 205 | 510 | 442 | No
2028-08-08 07:00 | 2028 50% ECP | 700 | 0 | 390 | 442 | No
2028-08-08 08:00 | 2028 50% ECP | 118.64 | 0 | 90 | 442 | No
2028-08-08 09:00 | 2028 50% ECP | -481.36 | -159.87 | -210 | 442 | No
2028-08-08 10:00 | 2028 50% ECP | -700 | 0 | -510 | 442 | No
2028-08-08 11:00 | 2028 50% ECP | -700 | -300 | -510 | 442 | No
2028-08-08 12:00 | 2028 50% ECP | -700 | 0 | -510 | 442 | No
2028-08-08 13:00 | 2028 50% ECP | -700 | 0 | -510 | 442 | No
2028-08-08 14:00 | 2028 50% ECP | -700 | 0 | -510 | 442 | No
2028-08-08 15:00 | 2028 50% ECP | -500 | -233.17 | -510 | 442 | No
2028-08-08 16:00 | 2028 50% ECP | 100 | 0 | -244.28 | 442 | No
2028-08-08 17:00 | 2028 50% ECP | 700 | 0 | 55.72 | 442 | No
2028-08-08 18:00 | 2028 50% ECP | 700 | 0 | -244.28 | 402.36 | No
2028-08-08 19:00 | 2028 50% ECP | 700 | 0 | -300.73 | 322.88 | No
2028-08-08 20:00 | 2028 50% ECP | 700 | 0 | -0.73 | 351.81 | No
2028-08-08 21:00 | 2028 50% ECP | 700 | 205 | 210 | 289.57 | No
2028-08-08 22:00 | 2028 50% ECP | 700 | 505 | 510 | 442 | No
2028-08-08 23:00 | 2028 50% ECP | 700 | 454.6 | 510 | 442 | No
2028-08-09 | 2028 50% ECP | 700 | 505 | 510 | 442 | No
2028-08-09 01:00 | 2028 50% ECP | 700 | 505 | 510 | 442 | No
2028-08-09 02:00 | 2028 50% ECP | 700 | 505 | 510 | 442 | No
2028-08-09 03:00 | 2028 50% ECP | 700 | 505 | 510 | 442 | No
2028-08-09 04:00 | 2028 50% ECP | 700 | 505 | 510 | 442 | No
2028-08-09 05:00 | 2028 50% ECP | 700 | 205 | 323.4 | 293.75 | No
2028-08-09 06:00 | 2028 50% ECP | 700 | 0 | 23.4 | -6.25 | No
2028-08-09 07:00 | 2028 50% ECP | 700 | 0 | 0 | 0 | No
2028-08-09 08:00 | 2028 50% ECP | 602.78 | 0 | 0 | 300 | No
2028-08-09 09:00 | 2028 50% ECP | 2.78 | 0 | 0 | 442 | No
2028-08-09 10:00 | 2028 50% ECP | -597.22 | 0 | 0 | 442 | No
2028-08-09 11:00 | 2028 50% ECP | -700 | 0 | 0 | 442 | No
2028-08-09 12:00 | 2028 50% ECP | -700 | 0 | -100.96 | 442 | No
2028-08-09 13:00 | 2028 50% ECP | -700 | 0 | 0 | 442 | No
2028-08-09 14:00 | 2028 50% ECP | -600 | 0 | -267.35 | 442 | No
2028-08-09 15:00 | 2028 50% ECP | 0 | -226 | -267.35 | 442 | No
2028-08-09 16:00 | 2028 50% ECP | 600 | -526 | -510 | 435.55 | No
2028-08-09 17:00 | 2028 50% ECP | 700 | -226 | -222.54 | 435.55 | No
2028-08-09 18:00 | 2028 50% ECP | 700 | 0 | 19.69 | 431.89 | No
2028-08-09 19:00 | 2028 50% ECP | 700 | 0 | 186.91 | 431.89 | No
2028-08-09 20:00 | 2028 50% ECP | 700 | 0 | 186.91 | 431.89 | No
2028-08-09 21:00 | 2028 50% ECP | 700 | 0 | 286.02 | 374.28 | No
2028-08-09 22:00 | 2028 50% ECP | 700 | 131.93 | 210 | 378.34 | No
2028-08-09 23:00 | 2028 50% ECP | 700 | 431.93 | 510 | 442 | No
2028-08-10 | 2028 50% ECP | 700 | 505 | 510 | 442 | No
2028-08-10 01:00 | 2028 50% ECP | 700 | 505 | 510 | 442 | No
2028-08-10 02:00 | 2028 50% ECP | 700 | 505 | 510 | 442 | No
2028-08-10 03:00 | 2028 50% ECP | 700 | 500.17 | 510 | 442 | No
2028-08-10 04:00 | 2028 50% ECP | 700 | 500.17 | 510 | 442 | No
2028-08-10 05:00 | 2028 50% ECP | 700 | 295.17 | 510 | 442 | No
2028-08-10 06:00 | 2028 50% ECP | 700 | 0 | 510 | 372.24 | No
2028-08-10 07:00 | 2028 50% ECP | 700 | 0 | 510 | 417.09 | No
2028-08-10 08:00 | 2028 50% ECP | 700 | 0 | 501.79 | 442 | No
2028-08-10 09:00 | 2028 50% ECP | 700 | 0 | 201.79 | 442 | No
2028-08-10 10:00 | 2028 50% ECP | 700 | 0 | 0 | 442 | No
2028-08-10 11:00 | 2028 50% ECP | 700 | 0 | 0 | 442 | No
2028-08-10 12:00 | 2028 50% ECP | 700 | 0 | 137.01 | 442 | No
2028-08-10 13:00 | 2028 50% ECP | 700 | 0 | 271.42 | 442 | No
2028-08-10 14:00 | 2028 50% ECP | 700 | 0 | 271.42 | 442 | No
2028-08-10 15:00 | 2028 50% ECP | 700 | 134.06 | 429.06 | 442 | No
2028-08-10 16:00 | 2028 50% ECP | 700 | 434.06 | 510 | 442 | No
2028-08-10 17:00 | 2028 50% ECP | 700 | 259.73 | 510 | 442 | No
2028-08-10 18:00 | 2028 50% ECP | 700 | 505 | 510 | 442 | No
2028-08-10 19:00 | 2028 50% ECP | 700 | 505 | 510 | 442 | No
2028-08-10 20:00 | 2028 50% ECP | 700 | 505 | 510 | 442 | No
2028-08-10 21:00 | 2028 50% ECP | 700 | 505 | 510 | 442 | No
2028-08-10 22:00 | 2028 50% ECP | 700 | 505 | 510 | 442 | No
2028-08-10 23:00 | 2028 50% ECP | 700 | 505 | 510 | 442 | No
2028-08-11 | 2028 50% ECP | 700 | 505 | 510 | 442 | No
2028-08-11 01:00 | 2028 50% ECP | 700 | 505 | 510 | 442 | No
2028-08-11 02:00 | 2028 50% ECP | 700 | 505 | 510 | 442 | No
2028-08-11 03:00 | 2028 50% ECP | 700 | 505 | 510 | 442 | No
2028-08-11 04:00 | 2028 50% ECP | 700 | 244.15 | 510 | 442 | No
2028-08-11 05:00 | 2028 50% ECP | 700 | 244.15 | 510 | 442 | No
2028-08-11 06:00 | 2028 50% ECP | 700 | 505 | 510 | 442 | No
2028-08-11 07:00 | 2028 50% ECP | 700 | 300 | 510 | 442 | No
2028-08-11 08:00 | 2028 50% ECP | 354.51 | 0 | 210 | 442 | No
2028-08-11 09:00 | 2028 50% ECP | -245.49 | -97.61 | -90 | 442 | No
2028-08-11 10:00 | 2028 50% ECP | -700 | -62.44 | -390 | 442 | No
2028-08-11 11:00 | 2028 50% ECP | -700 | -52.76 | -510 | 442 | No
2028-08-11 12:00 | 2028 50% ECP | -700 | 0 | -510 | 442 | No
2028-08-11 13:00 | 2028 50% ECP | -700 | -238.66 | -510 | 442 | No
2028-08-11 14:00 | 2028 50% ECP | -700 | -43.46 | -410.28 | 442 | No
2028-08-11 15:00 | 2028 50% ECP | -131.09 | -88.29 | -110.28 | 442 | No
2028-08-11 16:00 | 2028 50% ECP | 468.91 | 0 | 189.72 | 442 | No
2028-08-11 17:00 | 2028 50% ECP | 700 | 0 | 489.72 | 442 | No
2028-08-11 18:00 | 2028 50% ECP | 700 | 0 | 212.6 | 442 | No
2028-08-11 19:00 | 2028 50% ECP | 700 | 0 | 0 | 442 | No
2028-08-11 20:00 | 2028 50% ECP | 700 | 0 | 300 | 442 | No
2028-08-11 21:00 | 2028 50% ECP | 700 | 0 | 0 | 442 | No
2028-08-11 22:00 | 2028 50% ECP | 700 | 137.28 | 264.36 | 394.64 | No
2028-08-11 23:00 | 2028 50% ECP | 700 | 437.28 | 510 | 442 | No
2028-08-12 | 2028 50% ECP | 700 | 505 | 510 | 442 | No
2028-08-12 01:00 | 2028 50% ECP | 700 | 505 | 510 | 442 | No
2028-08-12 02:00 | 2028 50% ECP | 700 | 505 | 510 | 442 | No
2028-08-12 03:00 | 2028 50% ECP | 700 | 487.49 | 510 | 442 | No
2028-08-12 04:00 | 2028 50% ECP | 700 | 404.44 | 510 | 442 | No
2028-08-12 05:00 | 2028 50% ECP | 700 | 505 | 510 | 442 | No
2028-08-12 06:00 | 2028 50% ECP | 700 | 494.02 | 510 | 442 | No
2028-08-12 07:00 | 2028 50% ECP | 700 | 300 | 362.54 | 442 | No
2028-08-12 08:00 | 2028 50% ECP | 100 | 0 | 62.54 | 442 | No
2028-08-12 09:00 | 2028 50% ECP | -500 | -300 | -237.46 | 365.96 | No
2028-08-12 10:00 | 2028 50% ECP | -700 | -526 | -510 | 246.19 | No
2028-08-12 11:00 | 2028 50% ECP | -700 | -526 | -510 | 237.2 | No
2028-08-12 12:00 | 2028 50% ECP | -700 | -526 | -510 | 225.83 | No
2028-08-12 13:00 | 2028 50% ECP | -700 | -526 | -510 | 226.83 | No
2028-08-12 14:00 | 2028 50% ECP | -700 | -356.01 | -510 | 215.86 | No
2028-08-12 15:00 | 2028 50% ECP | -500 | -56.01 | -210 | 146.77 | No
2028-08-12 16:00 | 2028 50% ECP | 100 | 0 | 90 | 294.2 | No
2028-08-12 17:00 | 2028 50% ECP | 700 | 0 | 390 | 442 | No
2028-08-12 18:00 | 2028 50% ECP | 700 | 0.03 | 510 | 442 | No
2028-08-12 19:00 | 2028 50% ECP | 700 | 128.96 | 510 | 442 | No
2028-08-12 20:00 | 2028 50% ECP | 700 | 0 | 510 | 442 | No
2028-08-12 21:00 | 2028 50% ECP | 700 | 205 | 510 | 442 | No
2028-08-12 22:00 | 2028 50% ECP | 648.72 | 505 | 510 | 442 | No
2028-08-12 23:00 | 2028 50% ECP | 409.88 | 505 | 510 | 442 | No
2028-08-13 | 2028 50% ECP | 590.81 | 505 | 510 | 442 | No
2028-08-13 01:00 | 2028 50% ECP | 700 | 505 | 510 | 442 | No
2028-08-13 02:00 | 2028 50% ECP | 700 | 505 | 510 | 442 | No
2028-08-13 03:00 | 2028 50% ECP | 700 | 257.66 | 510 | 442 | No
2028-08-13 04:00 | 2028 50% ECP | 700 | 370.98 | 510 | 442 | No
2028-08-13 05:00 | 2028 50% ECP | 700 | 70.98 | 510 | 442 | No
2028-08-13 06:00 | 2028 50% ECP | 700 | 0 | 510 | 222.66 | No
2028-08-13 07:00 | 2028 50% ECP | 700 | 259.16 | 300 | 442 | No
2028-08-13 08:00 | 2028 50% ECP | 558.41 | 0 | 0 | 272.95 | No
2028-08-13 09:00 | 2028 50% ECP | 0 | 0 | -110.49 | 151.7 | No
2028-08-13 10:00 | 2028 50% ECP | 0 | 0 | 0 | 164.1 | No
2028-08-13 11:00 | 2028 50% ECP | 0 | 0 | 0 | 271.57 | No
2028-08-13 12:00 | 2028 50% ECP | 0 | 0 | 0 | 220.86 | No
2028-08-13 13:00 | 2028 50% ECP | 0 | 0 | 0 | 137.93 | No
2028-08-13 14:00 | 2028 50% ECP | 0 | 0 | -131.24 | 0 | No
2028-08-13 15:00 | 2028 50% ECP | 0 | 0 | -397.57 | 0 | No
2028-08-13 16:00 | 2028 50% ECP | 100 | 0 | -171.51 | 61.74 | No
2028-08-13 17:00 | 2028 50% ECP | 700 | 0 | 128.49 | 361.74 | No
2028-08-13 18:00 | 2028 50% ECP | 700 | 17.59 | 428.49 | 442 | No
2028-08-13 19:00 | 2028 50% ECP | 700 | 0 | 210 | 142 | No
2028-08-13 20:00 | 2028 50% ECP | 700 | 300 | 510 | 442 | No
2028-08-13 21:00 | 2028 50% ECP | 700 | 505 | 510 | 442 | No
2028-08-13 22:00 | 2028 50% ECP | 700 | 505 | 510 | 442 | No
2028-08-13 23:00 | 2028 50% ECP | 700 | 505 | 510 | 442 | No
2028-08-14 | 2028 50% ECP | 700 | 505 | 510 | 442 | No
2028-08-14 01:00 | 2028 50% ECP | 700 | 505 | 510 | 442 | No
2028-08-14 02:00 | 2028 50% ECP | 700 | 505 | 510 | 442 | No
2028-08-14 03:00 | 2028 50% ECP | 700 | 505 | 510 | 442 | No
2028-08-14 04:00 | 2028 50% ECP | 700 | 505 | 510 | 442 | No
2028-08-14 05:00 | 2028 50% ECP | 700 | 505 | 510 | 442 | No
2028-08-14 06:00 | 2028 50% ECP | 700 | 205 | 210 | 442 | No
2028-08-14 07:00 | 2028 50% ECP | 700 | -95 | -90 | 142 | No
2028-08-14 08:00 | 2028 50% ECP | 100 | 0 | -70.27 | 442 | No
2028-08-14 09:00 | 2028 50% ECP | -500 | 0 | -370.27 | 442 | No
2028-08-14 10:00 | 2028 50% ECP | -700 | 0 | -510 | 442 | No
2028-08-14 11:00 | 2028 50% ECP | -700 | 0 | -510 | 442 | No
2028-08-14 12:00 | 2028 50% ECP | -700 | 0 | -510 | 442 | No
2028-08-14 13:00 | 2028 50% ECP | -700 | 0 | -510 | 442 | No
2028-08-14 14:00 | 2028 50% ECP | -700 | 0 | -510 | 442 | No
2028-08-14 15:00 | 2028 50% ECP | -220.68 | 0 | -510 | 442 | No
2028-08-14 16:00 | 2028 50% ECP | 379.32 | -27.99 | -390 | 442 | No
2028-08-14 17:00 | 2028 50% ECP | 700 | -84.66 | -90 | 442 | No
2028-08-14 18:00 | 2028 50% ECP | 700 | 0 | 210 | 442 | No
2028-08-14 19:00 | 2028 50% ECP | 700 | 0 | 510 | 442 | No
2028-08-14 20:00 | 2028 50% ECP | 700 | 137.14 | 510 | 442 | No
2028-08-14 21:00 | 2028 50% ECP | 700 | 0 | 510 | 442 | No
2028-08-14 22:00 | 2028 50% ECP | 700 | 144.37 | 510 | 442 | No
2028-08-14 23:00 | 2028 50% ECP | 700 | 444.37 | 510 | 442 | No
2028-08-15 | 2028 50% ECP | 700 | 505 | 510 | 442 | No
2028-08-15 01:00 | 2028 50% ECP | 700 | 505 | 510 | 442 | No
2028-08-15 02:00 | 2028 50% ECP | 700 | 505 | 510 | 442 | No
2028-08-15 03:00 | 2028 50% ECP | 700 | 505 | 510 | 442 | No
2028-08-15 04:00 | 2028 50% ECP | 700 | 505 | 510 | 442 | No
2028-08-15 05:00 | 2028 50% ECP | 700 | 294.98 | 510 | 442 | No
2028-08-15 06:00 | 2028 50% ECP | 700 | 0 | 253.35 | 442 | No
2028-08-15 07:00 | 2028 50% ECP | 700 | 0 | -46.65 | 442 | No
2028-08-15 08:00 | 2028 50% ECP | 700 | -300 | -346.65 | 442 | No
2028-08-15 09:00 | 2028 50% ECP | 643.59 | -526 | -510 | 438.72 | No
2028-08-15 10:00 | 2028 50% ECP | 43.59 | -226 | -210 | 442 | No
2028-08-15 11:00 | 2028 50% ECP | 643.59 | -500.7 | -510 | 442 | No
2028-08-15 12:00 | 2028 50% ECP | 700 | -407.8 | -510 | 442 | No
2028-08-15 13:00 | 2028 50% ECP | 700 | -526 | -510 | 207.53 | No
2028-08-15 14:00 | 2028 50% ECP | 700 | -526 | -510 | 223.47 | No
2028-08-15 15:00 | 2028 50% ECP | 700 | -362.1 | -390 | 249.2 | No
2028-08-15 16:00 | 2028 50% ECP | 700 | -62.1 | -90 | 442 | No
2028-08-15 17:00 | 2028 50% ECP | 700 | 0 | 210 | 442 | No
2028-08-15 18:00 | 2028 50% ECP | 700 | 0 | 510 | 442 | No
2028-08-15 19:00 | 2028 50% ECP | 700 | 300 | 510 | 442 | No
2028-08-15 20:00 | 2028 50% ECP | 700 | 300 | 510 | 442 | No
2028-08-15 21:00 | 2028 50% ECP | 700 | 424.58 | 510 | 442 | No
2028-08-15 22:00 | 2028 50% ECP | 700 | 505 | 510 | 442 | No
2028-08-15 23:00 | 2028 50% ECP | 700 | 347 | 510 | 442 | No
2028-08-16 | 2028 50% ECP | 700 | 505 | 510 | 442 | No
2028-08-16 01:00 | 2028 50% ECP | 700 | 505 | 510 | 442 | No
2028-08-16 02:00 | 2028 50% ECP | 700 | 505 | 510 | 442 | No
2028-08-16 03:00 | 2028 50% ECP | 700 | 505 | 510 | 442 | No
2028-08-16 04:00 | 2028 50% ECP | 700 | 505 | 510 | 442 | No
2028-08-16 05:00 | 2028 50% ECP | 700 | 505 | 510 | 442 | No
2028-08-16 06:00 | 2028 50% ECP | 700 | 505 | 510 | 442 | No
2028-08-16 07:00 | 2028 50% ECP | 700 | 205 | 510 | 284.4 | No
2028-08-16 08:00 | 2028 50% ECP | 700 | 0 | 510 | 327.4 | No
2028-08-16 09:00 | 2028 50% ECP | 700 | 0 | 283.17 | 402.73 | No
2028-08-16 10:00 | 2028 50% ECP | 700 | 0 | -16.83 | 442 | No
2028-08-16 11:00 | 2028 50% ECP | 700 | -265.92 | -316.83 | 383.15 | No
2028-08-16 12:00 | 2028 50% ECP | 700 | 0 | -342.51 | 442 | No
2028-08-16 13:00 | 2028 50% ECP | 700 | -294.42 | -510 | 386.9 | No
2028-08-16 14:00 | 2028 50% ECP | 700 | -526 | -510 | 442 | No
2028-08-16 15:00 | 2028 50% ECP | 700 | -526 | -510 | 442 | No
2028-08-16 16:00 | 2028 50% ECP | 700 | -226 | -210 | 442 | No
2028-08-16 17:00 | 2028 50% ECP | 700 | 0 | 90 | 442 | No
2028-08-16 18:00 | 2028 50% ECP | 700 | 0 | 390 | 442 | No
2028-08-16 19:00 | 2028 50% ECP | 700 | 0 | 510 | 442 | No
2028-08-16 20:00 | 2028 50% ECP | 700 | 0 | 510 | 442 | No
2028-08-16 21:00 | 2028 50% ECP | 700 | 0 | 510 | 442 | No
2028-08-16 22:00 | 2028 50% ECP | 700 | 206.5 | 510 | 442 | No
2028-08-16 23:00 | 2028 50% ECP | 700 | 456.9 | 510 | 442 | No
2028-08-17 | 2028 50% ECP | 700 | 505 | 510 | 442 | No
2028-08-17 01:00 | 2028 50% ECP | 700 | 505 | 510 | 442 | No
2028-08-17 02:00 | 2028 50% ECP | 700 | 505 | 510 | 442 | No
2028-08-17 03:00 | 2028 50% ECP | 700 | 505 | 510 | 442 | No
2028-08-17 04:00 | 2028 50% ECP | 700 | 505 | 510 | 442 | No
2028-08-17 05:00 | 2028 50% ECP | 700 | 300 | 510 | 347.64 | No
2028-08-17 06:00 | 2028 50% ECP | 700 | 0 | 210 | 47.64 | No
2028-08-17 07:00 | 2028 50% ECP | 700 | 0 | 510 | 111.69 | No
2028-08-17 08:00 | 2028 50% ECP | 700 | 0 | 510 | 302.51 | No
2028-08-17 09:00 | 2028 50% ECP | 700 | 0 | 510 | 442 | No
2028-08-17 10:00 | 2028 50% ECP | 700 | 0 | 451.31 | 302.86 | No
2028-08-17 11:00 | 2028 50% ECP | 700 | 0 | 218.34 | 433.39 | No
2028-08-17 12:00 | 2028 50% ECP | 700 | 0 | 190.1 | 362.92 | No
2028-08-17 13:00 | 2028 50% ECP | 700 | 0 | -109.9 | 356.6 | No
2028-08-17 14:00 | 2028 50% ECP | 700 | 0 | -243.37 | 335.79 | No
2028-08-17 15:00 | 2028 50% ECP | 700 | -14.04 | -186.71 | 380.51 | No
2028-08-17 16:00 | 2028 50% ECP | 700 | 0 | 113.29 | 435.68 | No
2028-08-17 17:00 | 2028 50% ECP | 700 | 0 | 413.29 | 442 | No
2028-08-17 18:00 | 2028 50% ECP | 700 | 93.02 | 510 | 442 | No
2028-08-17 19:00 | 2028 50% ECP | 700 | 5.44 | 510 | 442 | No
2028-08-17 20:00 | 2028 50% ECP | 700 | 5.44 | 510 | 442 | No
2028-08-17 21:00 | 2028 50% ECP | 700 | 163.93 | 510 | 442 | No
2028-08-17 22:00 | 2028 50% ECP | 700 | 436.74 | 510 | 442 | No
2028-08-17 23:00 | 2028 50% ECP | 700 | 136.74 | 510 | 442 | No
2028-08-18 | 2028 50% ECP | 700 | 136.74 | 510 | 442 | No
2028-08-18 01:00 | 2028 50% ECP | 700 | 65.49 | 510 | 442 | No
2028-08-18 02:00 | 2028 50% ECP | 700 | 65.49 | 510 | 442 | No
2028-08-18 03:00 | 2028 50% ECP | 700 | 365.49 | 510 | 442 | No
2028-08-18 04:00 | 2028 50% ECP | 700 | 505 | 510 | 442 | No
2028-08-18 05:00 | 2028 50% ECP | 700 | 505 | 510 | 442 | No
2028-08-18 06:00 | 2028 50% ECP | 700 | 505 | 510 | 442 | No
2028-08-18 07:00 | 2028 50% ECP | 700 | 505 | 510 | 442 | No
2028-08-18 08:00 | 2028 50% ECP | 700 | 241.94 | 510 | 442 | No
2028-08-18 09:00 | 2028 50% ECP | 411.12 | 0 | 210 | 442 | No
2028-08-18 10:00 | 2028 50% ECP | 0 | 0 | 0 | 442 | No
2028-08-18 11:00 | 2028 50% ECP | -8.35 | 0 | 0 | 442 | No
2028-08-18 12:00 | 2028 50% ECP | -608.35 | 0 | 0 | 442 | No
2028-08-18 13:00 | 2028 50% ECP | -608.35 | 0 | 0 | 442 | No
2028-08-18 14:00 | 2028 50% ECP | -504.74 | 0 | 0 | 442 | No
2028-08-18 15:00 | 2028 50% ECP | -504.74 | 0 | 0 | 442 | No
2028-08-18 16:00 | 2028 50% ECP | 67.91 | 0 | 0 | 442 | No
2028-08-18 17:00 | 2028 50% ECP | 667.91 | 141.9 | 277.7 | 442 | No
2028-08-18 18:00 | 2028 50% ECP | 700 | 441.9 | 510 | 442 | No
2028-08-18 19:00 | 2028 50% ECP | 700 | 505 | 510 | 442 | No
2028-08-18 20:00 | 2028 50% ECP | 700 | 505 | 510 | 442 | No
2028-08-18 21:00 | 2028 50% ECP | 700 | 505 | 510 | 442 | No
2028-08-18 22:00 | 2028 50% ECP | 700 | 505 | 510 | 442 | No
2028-08-18 23:00 | 2028 50% ECP | 700 | 505 | 510 | 442 | No
2028-08-19 | 2028 50% ECP | 700 | 505 | 510 | 442 | No
2028-08-19 01:00 | 2028 50% ECP | 700 | 358.89 | 510 | 442 | No
2028-08-19 02:00 | 2028 50% ECP | 700 | 272.97 | 510 | 442 | No
2028-08-19 03:00 | 2028 50% ECP | 700 | 272.97 | 510 | 442 | No
2028-08-19 04:00 | 2028 50% ECP | 700 | 338.86 | 510 | 442 | No
2028-08-19 05:00 | 2028 50% ECP | 700 | 338.86 | 510 | 442 | No
2028-08-19 06:00 | 2028 50% ECP | 700 | 382.87 | 510 | 442 | No
2028-08-19 07:00 | 2028 50% ECP | 700 | 256.87 | 510 | 442 | No
2028-08-19 08:00 | 2028 50% ECP | 651.51 | 267.55 | 510 | 442 | No
2028-08-19 09:00 | 2028 50% ECP | 51.51 | 205 | 449.6 | 142 | No
2028-08-19 10:00 | 2028 50% ECP | -548.49 | 505 | 510 | 442 | No
2028-08-19 11:00 | 2028 50% ECP | -700 | 505 | 510 | 442 | No
2028-08-19 12:00 | 2028 50% ECP | -700 | 505 | 510 | 442 | Yes
2028-08-19 13:00 | 2028 50% ECP | -700 | 505 | 510 | 334.06 | Yes
2028-08-19 14:00 | 2028 50% ECP | -700 | 505 | 510 | 144.3 | Yes
2028-08-19 15:00 | 2028 50% ECP | -700 | 505 | 510 | 413.69 | Yes
2028-08-19 16:00 | 2028 50% ECP | -700 | 505 | 510 | 264.84 | No
2028-08-19 17:00 | 2028 50% ECP | -700 | 505 | 510 | 178.31 | No
2028-08-19 18:00 | 2028 50% ECP | -700 | 505 | 510 | 70.52 | No
2028-08-19 19:00 | 2028 50% ECP | -700 | 505 | 510 | 89.41 | Yes
2028-08-19 20:00 | 2028 50% ECP | -700 | 505 | 510 | 40.12 | Yes
2028-08-19 21:00 | 2028 50% ECP | -700 | 505 | 510 | 139.57 | Yes
2028-08-19 22:00 | 2028 50% ECP | -700 | 505 | 510 | 416.88 | Yes
2028-08-19 23:00 | 2028 50% ECP | -700 | 505 | 510 | 116.88 | Yes
2028-08-20 | 2028 50% ECP | -700 | 505 | 340.23 | -183.12 | Yes
2028-08-20 01:00 | 2028 50% ECP | -700 | 505 | 510 | -200.78 | Yes
2028-08-20 02:00 | 2028 50% ECP | -700 | 505 | 510 | -356.13 | Yes
2028-08-20 03:00 | 2028 50% ECP | -700 | 505 | 510 | -266.29 | Yes
2028-08-20 04:00 | 2028 50% ECP | -700 | 505 | 290.44 | -244.89 | Yes
2028-08-20 05:00 | 2028 50% ECP | -700 | 505 | 210 | -481.62 | Yes
2028-08-20 06:00 | 2028 50% ECP | -700 | 300 | 510 | -403.34 | Yes
2028-08-20 07:00 | 2028 50% ECP | -700 | 0 | 312.57 | -131.14 | Yes
2028-08-20 08:00 | 2028 50% ECP | -700 | 0 | 510 | -425.49 | Yes
2028-08-20 09:00 | 2028 50% ECP | -700 | 0 | 510 | -383.28 | Yes
2028-08-20 10:00 | 2028 50% ECP | -700 | 153.54 | 210 | -88.06 | Yes
2028-08-20 11:00 | 2028 50% ECP | -700 | 258.32 | 210 | -68 | Yes
2028-08-20 12:00 | 2028 50% ECP | -700 | 428.74 | 510 | -211.28 | Yes
2028-08-20 13:00 | 2028 50% ECP | -700 | 505 | 510 | 88.72 | Yes
2028-08-20 14:00 | 2028 50% ECP | -700 | 490.32 | 210 | -211.28 | Yes
2028-08-20 15:00 | 2028 50% ECP | -700 | 269.68 | 210 | -71.37 | Yes
2028-08-20 16:00 | 2028 50% ECP | -700 | 480.49 | 510 | -68 | Yes
2028-08-20 17:00 | 2028 50% ECP | -700 | 505 | 510 | 91.64 | Yes
2028-08-20 18:00 | 2028 50% ECP | -700 | 505 | 510 | 125.38 | Yes
2028-08-20 19:00 | 2028 50% ECP | -700 | 505 | 510 | 80.16 | Yes
2028-08-20 20:00 | 2028 50% ECP | -700 | 505 | 510 | 57.18 | Yes
2028-08-20 21:00 | 2028 50% ECP | -700 | 505 | 510 | 16.06 | Yes
2028-08-20 22:00 | 2028 50% ECP | -700 | 505 | 510 | -70.64 | Yes
2028-08-20 23:00 | 2028 50% ECP | -700 | 505 | 510 | -153.39 | Yes
2028-08-21 | 2028 50% ECP | -700 | 505 | 510 | 0 | Yes
2028-08-21 01:00 | 2028 50% ECP | -700 | 505 | 510 | 0 | Yes
2028-08-21 02:00 | 2028 50% ECP | -700 | 505 | 510 | 0 | Yes
2028-08-21 03:00 | 2028 50% ECP | -700 | 505 | 510 | 0 | Yes
2028-08-21 04:00 | 2028 50% ECP | -700 | 505 | 510 | 283.88 | Yes
2028-08-21 05:00 | 2028 50% ECP | -700 | 505 | 510 | 442 | Yes
2028-08-21 06:00 | 2028 50% ECP | -700 | 505 | 510 | 442 | Yes
2028-08-21 07:00 | 2028 50% ECP | -700 | 505 | 510 | 442 | Yes
2028-08-21 08:00 | 2028 50% ECP | -700 | 505 | 510 | 442 | Yes
2028-08-21 09:00 | 2028 50% ECP | -700 | 505 | 510 | 442 | Yes
2028-08-21 10:00 | 2028 50% ECP | -700 | 505 | 510 | 442 | Yes
2028-08-21 11:00 | 2028 50% ECP | -700 | 505 | 510 | 442 | Yes
2028-08-21 12:00 | 2028 50% ECP | -700 | 505 | 510 | 442 | Yes
2028-08-21 13:00 | 2028 50% ECP | -700 | 505 | 510 | 442 | Yes
2028-08-21 14:00 | 2028 50% ECP | -700 | 505 | 510 | 442 | Yes
2028-08-21 15:00 | 2028 50% ECP | -700 | 505 | 510 | 442 | Yes
2028-08-21 16:00 | 2028 50% ECP | -700 | 505 | 510 | 442 | Yes
2028-08-21 17:00 | 2028 50% ECP | -700 | 505 | 510 | 442 | No
2028-08-21 18:00 | 2028 50% ECP | -700 | 505 | 510 | 409.36 | No
2028-08-21 19:00 | 2028 50% ECP | -490.25 | 205 | 210 | 109.36 | No
2028-08-21 20:00 | 2028 50% ECP | 0 | 0 | 0 | 0 | No
2028-08-21 21:00 | 2028 50% ECP | 0 | 0 | 0 | 0 | No
2028-08-21 22:00 | 2028 50% ECP | -100 | 205 | 210 | 267.49 | No
2028-08-21 23:00 | 2028 50% ECP | -700 | 505 | 510 | 442 | No
2028-08-22 | 2028 50% ECP | -438.92 | 505 | 510 | 442 | No
2028-08-22 01:00 | 2028 50% ECP | -194.46 | 505 | 510 | 442 | No
2028-08-22 02:00 | 2028 50% ECP | -186.32 | 505 | 510 | 442 | No
2028-08-22 03:00 | 2028 50% ECP | -643.03 | 505 | 510 | 442 | No
2028-08-22 04:00 | 2028 50% ECP | -402.47 | 505 | 510 | 442 | No
2028-08-22 05:00 | 2028 50% ECP | -658.16 | 505 | 510 | 442 | No
2028-08-22 06:00 | 2028 50% ECP | -58.16 | 205 | 210 | 323.79 | No
2028-08-22 07:00 | 2028 50% ECP | -164.72 | 0 | 0 | 442 | No
2028-08-22 08:00 | 2028 50% ECP | -700 | 0 | 0 | 414.77 | No
2028-08-22 09:00 | 2028 50% ECP | -700 | 300 | 300 | 442 | Yes
2028-08-22 10:00 | 2028 50% ECP | -700 | 505 | 510 | 442 | Yes
2028-08-22 11:00 | 2028 50% ECP | -700 | 505 | 510 | 442 | Yes
2028-08-22 12:00 | 2028 50% ECP | -700 | 505 | 510 | 442 | Yes
2028-08-22 13:00 | 2028 50% ECP | -700 | 505 | 510 | 442 | Yes
2028-08-22 14:00 | 2028 50% ECP | -700 | 505 | 510 | 442 | Yes
2028-08-22 15:00 | 2028 50% ECP | -700 | 300 | 337.24 | 442 | Yes
2028-08-22 16:00 | 2028 50% ECP | -700 | 0 | 37.24 | 442 | Yes
2028-08-22 17:00 | 2028 50% ECP | -100 | 2.33 | 263.38 | 442 | No
2028-08-22 18:00 | 2028 50% ECP | 500 | 302.33 | 510 | 442 | No
2028-08-22 19:00 | 2028 50% ECP | 700 | 11.62 | 510 | 442 | No
2028-08-22 20:00 | 2028 50% ECP | 700 | 300 | 510 | 442 | No
2028-08-22 21:00 | 2028 50% ECP | 700 | 300 | 510 | 442 | No
2028-08-22 22:00 | 2028 50% ECP | 700 | 0 | 510 | 442 | No
2028-08-22 23:00 | 2028 50% ECP | 700 | 0 | 510 | 442 | No
2028-08-23 | 2028 50% ECP | 700 | 300 | 510 | 442 | No
2028-08-23 01:00 | 2028 50% ECP | 700 | 505 | 510 | 442 | No
2028-08-23 02:00 | 2028 50% ECP | 700 | 505 | 510 | 442 | No
2028-08-23 03:00 | 2028 50% ECP | 700 | 351.77 | 510 | 442 | No
2028-08-23 04:00 | 2028 50% ECP | 700 | 151.18 | 485.56 | 442 | No
2028-08-23 05:00 | 2028 50% ECP | 700 | 451.18 | 510 | 442 | No
2028-08-23 06:00 | 2028 50% ECP | 700 | 477.43 | 510 | 442 | No
2028-08-23 07:00 | 2028 50% ECP | 700 | 505 | 510 | 442 | No
2028-08-23 08:00 | 2028 50% ECP | 700 | 300 | 318.61 | 442 | No
2028-08-23 09:00 | 2028 50% ECP | 100 | 0 | 18.61 | 442 | No
2028-08-23 10:00 | 2028 50% ECP | -500 | -300 | -281.39 | 442 | No
2028-08-23 11:00 | 2028 50% ECP | -700 | -456.73 | -510 | 442 | No
2028-08-23 12:00 | 2028 50% ECP | -700 | -456.73 | -510 | 442 | No
2028-08-23 13:00 | 2028 50% ECP | -700 | -300 | -510 | 442 | No
2028-08-23 14:00 | 2028 50% ECP | -700 | 0 | -455.03 | 442 | No
2028-08-23 15:00 | 2028 50% ECP | -100 | -265.68 | -214.46 | 442 | No
2028-08-23 16:00 | 2028 50% ECP | 500 | 0 | 85.54 | 442 | No
2028-08-23 17:00 | 2028 50% ECP | 671.82 | 205 | 210 | 442 | No
2028-08-23 18:00 | 2028 50% ECP | 700 | 505 | 510 | 442 | No
2028-08-23 19:00 | 2028 50% ECP | 700 | 505 | 510 | 442 | No
2028-08-23 20:00 | 2028 50% ECP | 700 | 505 | 510 | 442 | No
2028-08-23 21:00 | 2028 50% ECP | 700 | 505 | 510 | 442 | No
2028-08-23 22:00 | 2028 50% ECP | 700 | 505 | 510 | 442 | No
2028-08-23 23:00 | 2028 50% ECP | 700 | 505 | 510 | 442 | No
2028-08-24 | 2028 50% ECP | 700 | 505 | 510 | 442 | No
2028-08-24 01:00 | 2028 50% ECP | 700 | 505 | 510 | 442 | No
2028-08-24 02:00 | 2028 50% ECP | 700 | 505 | 510 | 442 | No
2028-08-24 03:00 | 2028 50% ECP | 700 | 505 | 510 | 442 | No
2028-08-24 04:00 | 2028 50% ECP | 700 | 505 | 510 | 442 | No
2028-08-24 05:00 | 2028 50% ECP | 700 | 205 | 510 | 215.49 | No
2028-08-24 06:00 | 2028 50% ECP | 700 | 0 | 300 | 322.25 | No
2028-08-24 07:00 | 2028 50% ECP | 700 | 0 | 0 | 370.02 | No
2028-08-24 08:00 | 2028 50% ECP | 700 | -272.72 | -300 | 442 | No
2028-08-24 09:00 | 2028 50% ECP | 531.42 | -526 | -510 | 286.39 | No
2028-08-24 10:00 | 2028 50% ECP | 202.24 | -526 | -510 | 345.16 | No
2028-08-24 11:00 | 2028 50% ECP | 334.82 | -526 | -510 | 290.03 | No
2028-08-24 12:00 | 2028 50% ECP | 700 | -526 | -510 | 290.03 | No
2028-08-24 13:00 | 2028 50% ECP | 411.61 | -526 | -510 | 266.26 | No
2028-08-24 14:00 | 2028 50% ECP | 12.54 | -226 | -420.73 | 442 | No
2028-08-24 15:00 | 2028 50% ECP | 368.2 | -526 | -510 | 159.51 | No
2028-08-24 16:00 | 2028 50% ECP | 700 | -300 | -306.29 | 231.06 | No
2028-08-24 17:00 | 2028 50% ECP | 700 | 0 | -6.29 | 231.06 | No
2028-08-24 18:00 | 2028 50% ECP | 700 | 300 | 293.71 | 442 | No
2028-08-24 19:00 | 2028 50% ECP | 700 | 306.87 | 510 | 442 | No
2028-08-24 20:00 | 2028 50% ECP | 700 | 80.33 | 510 | 442 | No
2028-08-24 21:00 | 2028 50% ECP | 600 | 103.92 | 365.58 | 335.85 | No
2028-08-24 22:00 | 2028 50% ECP | 0 | 0 | 65.58 | 35.85 | No
2028-08-24 23:00 | 2028 50% ECP | -600 | -257.57 | -234.42 | -264.15 | No
2028-08-25 | 2028 50% ECP | -700 | 42.43 | 65.58 | 35.85 | Yes
2028-08-25 01:00 | 2028 50% ECP | -700 | 342.43 | 365.58 | 335.85 | Yes
2028-08-25 02:00 | 2028 50% ECP | -700 | 505 | 510 | 229.91 | Yes
2028-08-25 03:00 | 2028 50% ECP | -700 | 505 | 510 | 0 | Yes
2028-08-25 04:00 | 2028 50% ECP | -700 | 505 | 510 | -168.17 | Yes
2028-08-25 05:00 | 2028 50% ECP | -700 | 505 | 510 | -187.65 | Yes
2028-08-25 06:00 | 2028 50% ECP | -700 | 505 | 510 | 0 | Yes
2028-08-25 07:00 | 2028 50% ECP | -700 | 505 | 510 | 34.17 | Yes
2028-08-25 08:00 | 2028 50% ECP | -700 | 505 | 510 | 153.18 | Yes
2028-08-25 09:00 | 2028 50% ECP | -700 | 505 | 510 | 234.52 | Yes
2028-08-25 10:00 | 2028 50% ECP | -700 | 323.9 | 510 | 162.98 | Yes
2028-08-25 11:00 | 2028 50% ECP | -700 | 505 | 510 | 149.9 | Yes
2028-08-25 12:00 | 2028 50% ECP | -700 | 505 | 510 | 104.79 | Yes
2028-08-25 13:00 | 2028 50% ECP | -700 | 505 | 510 | 169.97 | Yes
2028-08-25 14:00 | 2028 50% ECP | -700 | 505 | 510 | 172.15 | Yes
2028-08-25 15:00 | 2028 50% ECP | -700 | 505 | 510 | 331.57 | Yes
2028-08-25 16:00 | 2028 50% ECP | -700 | 505 | 510 | 442 | Yes
2028-08-25 17:00 | 2028 50% ECP | -700 | 505 | 510 | 442 | Yes
2028-08-25 18:00 | 2028 50% ECP | -700 | 505 | 510 | 442 | Yes
2028-08-25 19:00 | 2028 50% ECP | -700 | 505 | 510 | 439.06 | Yes
2028-08-25 20:00 | 2028 50% ECP | -700 | 505 | 510 | 442 | Yes
2028-08-25 21:00 | 2028 50% ECP | -700 | 505 | 510 | 442 | Yes
2028-08-25 22:00 | 2028 50% ECP | -700 | 505 | 510 | 442 | Yes
2028-08-25 23:00 | 2028 50% ECP | -700 | 505 | 510 | 442 | Yes
2028-08-26 | 2028 50% ECP | -598.37 | 505 | 510 | 442 | No
2028-08-26 01:00 | 2028 50% ECP | 1.63 | 505 | 510 | 442 | No
2028-08-26 02:00 | 2028 50% ECP | 601.63 | 505 | 510 | 442 | No
2028-08-26 03:00 | 2028 50% ECP | 394.72 | 505 | 510 | 442 | No
2028-08-26 04:00 | 2028 50% ECP | 697.73 | 505 | 510 | 442 | No
2028-08-26 05:00 | 2028 50% ECP | 700 | 505 | 510 | 442 | No
2028-08-26 06:00 | 2028 50% ECP | 700 | 505 | 510 | 442 | No
2028-08-26 07:00 | 2028 50% ECP | 700 | 505 | 510 | 442 | No
2028-08-26 08:00 | 2028 50% ECP | 662.2 | 300 | 300 | 442 | No
2028-08-26 09:00 | 2028 50% ECP | 62.2 | 0 | 0 | 442 | No
2028-08-26 10:00 | 2028 50% ECP | -537.8 | 0 | -151.45 | 442 | No
2028-08-26 11:00 | 2028 50% ECP | -700 | 0 | -451.45 | 442 | No
2028-08-26 12:00 | 2028 50% ECP | -700 | 0 | -510 | 442 | No
2028-08-26 13:00 | 2028 50% ECP | -700 | 0 | -245.5 | 442 | No
2028-08-26 14:00 | 2028 50% ECP | -700 | 0 | -127.05 | 403.09 | No
2028-08-26 15:00 | 2028 50% ECP | -109.92 | 0 | -300 | 403.09 | No
2028-08-26 16:00 | 2028 50% ECP | 490.08 | 0 | 0 | 425.94 | No
2028-08-26 17:00 | 2028 50% ECP | 661.55 | 0 | 0 | 442 | No
2028-08-26 18:00 | 2028 50% ECP | 700 | 0 | -212.7 | 442 | No
2028-08-26 19:00 | 2028 50% ECP | 700 | -120.6 | -90 | 340.86 | No
2028-08-26 20:00 | 2028 50% ECP | 700 | 179.4 | 210 | 380.29 | No
2028-08-26 21:00 | 2028 50% ECP | 700 | 479.4 | 510 | 442 | No
2028-08-26 22:00 | 2028 50% ECP | 700 | 505 | 510 | 442 | No
2028-08-26 23:00 | 2028 50% ECP | 700 | 505 | 510 | 442 | No
2028-08-27 | 2028 50% ECP | 700 | 505 | 510 | 442 | No
2028-08-27 01:00 | 2028 50% ECP | 700 | 505 | 510 | 442 | No
2028-08-27 02:00 | 2028 50% ECP | 700 | 505 | 510 | 442 | No
2028-08-27 03:00 | 2028 50% ECP | 700 | 505 | 510 | 442 | No
2028-08-27 04:00 | 2028 50% ECP | 700 | 505 | 510 | 442 | No
2028-08-27 05:00 | 2028 50% ECP | 700 | 300 | 340.97 | 442 | No
2028-08-27 06:00 | 2028 50% ECP | 700 | 0 | 40.97 | 215.56 | No
2028-08-27 07:00 | 2028 50% ECP | 700 | 300 | 340.97 | 442 | No
2028-08-27 08:00 | 2028 50% ECP | 700 | 0 | 40.97 | 142 | No
2028-08-27 09:00 | 2028 50% ECP | 700 | 205 | 340.97 | 442 | No
2028-08-27 10:00 | 2028 50% ECP | 700 | 505 | 510 | 442 | No
2028-08-27 11:00 | 2028 50% ECP | 700 | 505 | 510 | 442 | No
2028-08-27 12:00 | 2028 50% ECP | 700 | 505 | 510 | 442 | No
2028-08-27 13:00 | 2028 50% ECP | 700 | 505 | 510 | 442 | No
2028-08-27 14:00 | 2028 50% ECP | 700 | 505 | 510 | 442 | No
2028-08-27 15:00 | 2028 50% ECP | 700 | 505 | 510 | 442 | No
2028-08-27 16:00 | 2028 50% ECP | 700 | 300 | 300 | 442 | No
2028-08-27 17:00 | 2028 50% ECP | 700 | 0 | 0 | 360.65 | No
2028-08-27 18:00 | 2028 50% ECP | 700 | 0 | -40.07 | 393.02 | No
2028-08-27 19:00 | 2028 50% ECP | 700 | 0 | -250.65 | 228.86 | No
2028-08-27 20:00 | 2028 50% ECP | 700 | 0 | 0 | 323.87 | No
2028-08-27 21:00 | 2028 50% ECP | 700 | 91.43 | 210 | 142 | No
2028-08-27 22:00 | 2028 50% ECP | 700 | 391.43 | 510 | 442 | No
2028-08-27 23:00 | 2028 50% ECP | 700 | 91.43 | 510 | 389.15 | No
2028-08-28 | 2028 50% ECP | 700 | 178.05 | 510 | 202.11 | No
2028-08-28 01:00 | 2028 50% ECP | 700 | 17.12 | 510 | -97.89 | No
2028-08-28 02:00 | 2028 50% ECP | 377.57 | 0 | 210 | -397.89 | No
2028-08-28 03:00 | 2028 50% ECP | 507.92 | 0 | 87.48 | -510 | No
2028-08-28 04:00 | 2028 50% ECP | 0 | 0 | 387.48 | -510 | No
2028-08-28 05:00 | 2028 50% ECP | 0 | 0 | 446.28 | -510 | No
2028-08-28 06:00 | 2028 50% ECP | 0 | 0 | 146.28 | -510 | No
2028-08-28 07:00 | 2028 50% ECP | 138.79 | 0 | 210 | -412.29 | No
2028-08-28 08:00 | 2028 50% ECP | -294.2 | 137.47 | 510 | -112.29 | No
2028-08-28 09:00 | 2028 50% ECP | -700 | 437.47 | 510 | 187.71 | Yes
2028-08-28 10:00 | 2028 50% ECP | -700 | 505 | 510 | 442 | Yes
2028-08-28 11:00 | 2028 50% ECP | -700 | 505 | 510 | 442 | Yes
2028-08-28 12:00 | 2028 50% ECP | -700 | 505 | 510 | 442 | Yes
2028-08-28 13:00 | 2028 50% ECP | -700 | 505 | 510 | 442 | Yes
2028-08-28 14:00 | 2028 50% ECP | -700 | 505 | 510 | 442 | Yes
2028-08-28 15:00 | 2028 50% ECP | -700 | 505 | 510 | 442 | Yes
2028-08-28 16:00 | 2028 50% ECP | -700 | 505 | 510 | 442 | Yes
2028-08-28 17:00 | 2028 50% ECP | -700 | 205 | 376.65 | 442 | No
2028-08-28 18:00 | 2028 50% ECP | -100 | 231.53 | 510 | 442 | No
2028-08-28 19:00 | 2028 50% ECP | 500 | 0 | 210 | 142 | No
2028-08-28 20:00 | 2028 50% ECP | 699.06 | 0 | 0 | 442 | No
2028-08-28 21:00 | 2028 50% ECP | 99.06 | 0 | 88.13 | 248.62 | No
2028-08-28 22:00 | 2028 50% ECP | 651.49 | 0 | 388.13 | 442 | No
2028-08-28 23:00 | 2028 50% ECP | 51.49 | 205 | 510 | 408.02 | No
2028-08-29 | 2028 50% ECP | 520.23 | 505 | 510 | 442 | No
2028-08-29 01:00 | 2028 50% ECP | 0 | 505 | 510 | 442 | No
2028-08-29 02:00 | 2028 50% ECP | -38.23 | 505 | 510 | 442 | No
2028-08-29 03:00 | 2028 50% ECP | 0 | 255.33 | 510 | 442 | No
2028-08-29 04:00 | 2028 50% ECP | -179.78 | 505 | 510 | 442 | No
2028-08-29 05:00 | 2028 50% ECP | 420.22 | 205 | 291.07 | 142 | No
2028-08-29 06:00 | 2028 50% ECP | 600 | 0 | 510 | 237.6 | No
2028-08-29 07:00 | 2028 50% ECP | 0 | 11.06 | 510 | 403.84 | No
2028-08-29 08:00 | 2028 50% ECP | -600 | 0 | 210 | 103.84 | No
2028-08-29 09:00 | 2028 50% ECP | -700 | 300 | 510 | 403.84 | Yes
2028-08-29 10:00 | 2028 50% ECP | -700 | 505 | 510 | 442 | Yes
2028-08-29 11:00 | 2028 50% ECP | -700 | 505 | 510 | 442 | Yes
2028-08-29 12:00 | 2028 50% ECP | -700 | 374 | 390 | 390 | Yes
2028-08-29 13:00 | 2028 50% ECP | -700 | 74 | 90 | 90 | Yes
2028-08-29 14:00 | 2028 50% ECP | -700 | -226 | -210 | -210 | Yes
2028-08-29 15:00 | 2028 50% ECP | -700 | -526 | -510 | -510 | Yes
2028-08-29 16:00 | 2028 50% ECP | -380.46 | -300 | -210 | -210 | No
2028-08-29 17:00 | 2028 50% ECP | 219.54 | 0 | 90 | 90 | No
2028-08-29 18:00 | 2028 50% ECP | 700 | 30.21 | 390 | 390 | No
2028-08-29 19:00 | 2028 50% ECP | 700 | 68.31 | 510 | 442 | No
2028-08-29 20:00 | 2028 50% ECP | 700 | 205 | 510 | 442 | No
2028-08-29 21:00 | 2028 50% ECP | 700 | 505 | 510 | 442 | No
2028-08-29 22:00 | 2028 50% ECP | 700 | 415.6 | 510 | 442 | No
2028-08-29 23:00 | 2028 50% ECP | 700 | 415.6 | 510 | 442 | No
2028-08-30 | 2028 50% ECP | 700 | 380.47 | 510 | 442 | No
2028-08-30 01:00 | 2028 50% ECP | 700 | 219.76 | 510 | 442 | No
2028-08-30 02:00 | 2028 50% ECP | 700 | 219.76 | 510 | 442 | No
2028-08-30 03:00 | 2028 50% ECP | 700 | 223.13 | 510 | 442 | No
2028-08-30 04:00 | 2028 50% ECP | 700 | 0 | 510 | 442 | No
2028-08-30 05:00 | 2028 50% ECP | 700 | 246.94 | 510 | 442 | No
2028-08-30 06:00 | 2028 50% ECP | 700 | 300 | 211.33 | 442 | No
2028-08-30 07:00 | 2028 50% ECP | 700 | 0 | -88.67 | 442 | No
2028-08-30 08:00 | 2028 50% ECP | 600 | -300 | -388.67 | 442 | No
2028-08-30 09:00 | 2028 50% ECP | 0 | 0 | -180.54 | 442 | No
2028-08-30 10:00 | 2028 50% ECP | -600 | 0 | -180.54 | 442 | No
2028-08-30 11:00 | 2028 50% ECP | -700 | 0 | -216.08 | 442 | No
2028-08-30 12:00 | 2028 50% ECP | -672.66 | 0 | -216.08 | 442 | No
2028-08-30 13:00 | 2028 50% ECP | -72.66 | -300 | -510 | 442 | No
2028-08-30 14:00 | 2028 50% ECP | 100 | -198.38 | -300.71 | 442 | No
2028-08-30 15:00 | 2028 50% ECP | 700 | -498.38 | -510 | 442 | No
2028-08-30 16:00 | 2028 50% ECP | 700 | -198.38 | -210 | 442 | No
2028-08-30 17:00 | 2028 50% ECP | 700 | 0 | 90 | 442 | No
2028-08-30 18:00 | 2028 50% ECP | 700 | 0 | 390 | 442 | No
2028-08-30 19:00 | 2028 50% ECP | 700 | 188.62 | 510 | 442 | No
2028-08-30 20:00 | 2028 50% ECP | 700 | 488.62 | 510 | 442 | No
2028-08-30 21:00 | 2028 50% ECP | 700 | 188.62 | 510 | 442 | No
2028-08-30 22:00 | 2028 50% ECP | 700 | 205 | 510 | 442 | No
2028-08-30 23:00 | 2028 50% ECP | 700 | 505 | 510 | 442 | No
2028-08-31 | 2028 50% ECP | 700 | 497.39 | 510 | 442 | No
2028-08-31 01:00 | 2028 50% ECP | 700 | 505 | 510 | 442 | No
2028-08-31 02:00 | 2028 50% ECP | 700 | 505 | 510 | 442 | No
2028-08-31 03:00 | 2028 50% ECP | 700 | 505 | 510 | 442 | No
2028-08-31 04:00 | 2028 50% ECP | 700 | 205 | 510 | 442 | No
2028-08-31 05:00 | 2028 50% ECP | 700 | 0 | 381.66 | 442 | No
2028-08-31 06:00 | 2028 50% ECP | 700 | 50.34 | 510 | 442 | No
2028-08-31 07:00 | 2028 50% ECP | 700 | 0 | 349.18 | 442 | No
2028-08-31 08:00 | 2028 50% ECP | 148.33 | 0 | 49.18 | 442 | No
2028-08-31 09:00 | 2028 50% ECP | -451.67 | -300 | -250.82 | 442 | No
2028-08-31 10:00 | 2028 50% ECP | -700 | -526 | -510 | 253.15 | No
2028-08-31 11:00 | 2028 50% ECP | -700 | -526 | -510 | 237.92 | No
2028-08-31 12:00 | 2028 50% ECP | -700 | -526 | -510 | 0 | No
2028-08-31 13:00 | 2028 50% ECP | -700 | -526 | -510 | 21.48 | No
2028-08-31 14:00 | 2028 50% ECP | -700 | -300 | -359.56 | 176.78 | No
2028-08-31 15:00 | 2028 50% ECP | -100 | 0 | -59.56 | 428.09 | No
2028-08-31 16:00 | 2028 50% ECP | 500 | 235.48 | 240.44 | 442 | No
2028-08-31 17:00 | 2028 50% ECP | 700 | 366.18 | 510 | 442 | No
2028-08-31 18:00 | 2028 50% ECP | 700 | 505 | 510 | 442 | No
2028-08-31 19:00 | 2028 50% ECP | 700 | 505 | 510 | 442 | No
2028-08-31 20:00 | 2028 50% ECP | 700 | 505 | 510 | 442 | No
2028-08-31 21:00 | 2028 50% ECP | 700 | 505 | 510 | 442 | No
2028-08-31 22:00 | 2028 50% ECP | 700 | 505 | 510 | 442 | No
2028-08-31 23:00 | 2028 50% ECP | 700 | 390.41 | 510 | 442 | No
2028-09-01 | 2028 50% ECP | 700 | 199.17 | 510 | 442 | No
2028-09-01 01:00 | 2028 50% ECP | 700 | 98.25 | 510 | 442 | No
2028-09-01 02:00 | 2028 50% ECP | 700 | 0 | 510 | 442 | No
2028-09-01 03:00 | 2028 50% ECP | 700 | 0 | 348.15 | 442 | No
2028-09-01 04:00 | 2028 50% ECP | 700 | 157.76 | 510 | 442 | No
2028-09-01 05:00 | 2028 50% ECP | 700 | 65.07 | 510 | 442 | No
2028-09-01 06:00 | 2028 50% ECP | 700 | 365.07 | 510 | 442 | No
2028-09-01 07:00 | 2028 50% ECP | 700 | 215.06 | 510 | 442 | No
2028-09-01 08:00 | 2028 50% ECP | 700 | 300 | 510 | 442 | No
2028-09-01 09:00 | 2028 50% ECP | 291.19 | 0 | 210 | 442 | No
2028-09-01 10:00 | 2028 50% ECP | -100 | 0 | 171.73 | 433.65 | No
2028-09-01 11:00 | 2028 50% ECP | -700 | 205 | 210 | 271.3 | No
2028-09-01 12:00 | 2028 50% ECP | -700 | 505 | 510 | 442 | No
2028-09-01 13:00 | 2028 50% ECP | -700 | 505 | 510 | 442 | No
2028-09-01 14:00 | 2028 50% ECP | -700 | 505 | 510 | 442 | No
2028-09-01 15:00 | 2028 50% ECP | -700 | 505 | 510 | 442 | No
2028-09-01 16:00 | 2028 50% ECP | -100 | 212.45 | 510 | 442 | No
2028-09-01 17:00 | 2028 50% ECP | 500 | 0 | 510 | 185.95 | No
2028-09-01 18:00 | 2028 50% ECP | 700 | 0 | 510 | 394.17 | No
2028-09-01 19:00 | 2028 50% ECP | 700 | 300 | 510 | 442 | No
2028-09-01 20:00 | 2028 50% ECP | 500 | 205 | 485.35 | 142 | No
2028-09-01 21:00 | 2028 50% ECP | -100 | 505 | 510 | 442 | No
2028-09-01 22:00 | 2028 50% ECP | -700 | 505 | 510 | 442 | Yes
2028-09-01 23:00 | 2028 50% ECP | -700 | 505 | 510 | 442 | Yes
2028-09-02 | 2028 50% ECP | -700 | 505 | 510 | 442 | Yes
2028-09-02 01:00 | 2028 50% ECP | -700 | 505 | 510 | 442 | Yes
2028-09-02 02:00 | 2028 50% ECP | -700 | 505 | 510 | 442 | Yes
2028-09-02 03:00 | 2028 50% ECP | -700 | 505 | 510 | 442 | Yes
2028-09-02 04:00 | 2028 50% ECP | -700 | 505 | 510 | 442 | Yes
2028-09-02 05:00 | 2028 50% ECP | -700 | 505 | 510 | 442 | Yes
2028-09-02 06:00 | 2028 50% ECP | -700 | 505 | 510 | 442 | Yes
2028-09-02 07:00 | 2028 50% ECP | -700 | 505 | 510 | 442 | Yes
2028-09-02 08:00 | 2028 50% ECP | -700 | 505 | 510 | 442 | Yes
2028-09-02 09:00 | 2028 50% ECP | -700 | 505 | 510 | 442 | Yes
2028-09-02 10:00 | 2028 50% ECP | -700 | 505 | 510 | 442 | Yes
2028-09-02 11:00 | 2028 50% ECP | -700 | 505 | 510 | 442 | Yes
2028-09-02 12:00 | 2028 50% ECP | -700 | 505 | 510 | 442 | Yes
2028-09-02 13:00 | 2028 50% ECP | -700 | 505 | 510 | 442 | Yes
2028-09-02 14:00 | 2028 50% ECP | -700 | 505 | 510 | 442 | Yes
2028-09-02 15:00 | 2028 50% ECP | -700 | 505 | 510 | 442 | Yes
2028-09-02 16:00 | 2028 50% ECP | -700 | 505 | 510 | 442 | Yes
2028-09-02 17:00 | 2028 50% ECP | -700 | 505 | 510 | 442 | Yes
2028-09-02 18:00 | 2028 50% ECP | -700 | 205 | 510 | 301.81 | Yes
2028-09-02 19:00 | 2028 50% ECP | -700 | 505 | 510 | 442 | Yes
2028-09-02 20:00 | 2028 50% ECP | -700 | 505 | 510 | 442 | Yes
2028-09-02 21:00 | 2028 50% ECP | -700 | 505 | 510 | 442 | Yes
2028-09-02 22:00 | 2028 50% ECP | -700 | 505 | 510 | 442 | Yes
2028-09-02 23:00 | 2028 50% ECP | -700 | 505 | 510 | 442 | Yes
2028-09-03 | 2028 50% ECP | -700 | 505 | 510 | 442 | Yes
2028-09-03 01:00 | 2028 50% ECP | -700 | 505 | 510 | 442 | No
2028-09-03 02:00 | 2028 50% ECP | -700 | 300 | 510 | 442 | Yes
2028-09-03 03:00 | 2028 50% ECP | -100 | 0 | 210 | 142 | No
2028-09-03 04:00 | 2028 50% ECP | 248.31 | 0 | 0 | 0 | No
2028-09-03 05:00 | 2028 50% ECP | 73.5 | 0 | 0 | 73.7 | No
2028-09-03 06:00 | 2028 50% ECP | 673.5 | 0 | 0 | 93.26 | No
2028-09-03 07:00 | 2028 50% ECP | 73.5 | 0 | 0 | 0 | No
2028-09-03 08:00 | 2028 50% ECP | -100 | -226 | -210 | 0 | No
2028-09-03 09:00 | 2028 50% ECP | -700 | -526 | -510 | -17.59 | No
2028-09-03 10:00 | 2028 50% ECP | -700 | -526 | -510 | -317.59 | Yes
2028-09-03 11:00 | 2028 50% ECP | -700 | -226 | -210 | -17.59 | Yes
2028-09-03 12:00 | 2028 50% ECP | -700 | -226 | -210 | -83.6 | Yes
2028-09-03 13:00 | 2028 50% ECP | -700 | -526 | -510 | -383.6 | Yes
2028-09-03 14:00 | 2028 50% ECP | -700 | -526 | -510 | -510 | Yes
2028-09-03 15:00 | 2028 50% ECP | -700 | -526 | -510 | -464.67 | Yes
2028-09-03 16:00 | 2028 50% ECP | -700 | -526 | -510 | -411.42 | No
2028-09-03 17:00 | 2028 50% ECP | -104.39 | -226 | -300 | -159.3 | No
2028-09-03 18:00 | 2028 50% ECP | 495.61 | 0 | 0 | 0 | No
2028-09-03 19:00 | 2028 50% ECP | 700 | -300 | -300 | -300 | No
2028-09-03 20:00 | 2028 50% ECP | 700 | 0 | 0 | 0 | No
2028-09-03 21:00 | 2028 50% ECP | 700 | 0 | 300 | 0 | No
2028-09-03 22:00 | 2028 50% ECP | 700 | 0 | 510 | 0 | No
2028-09-03 23:00 | 2028 50% ECP | 700 | 0 | 510 | 0 | No
2028-09-04 | 2028 50% ECP | 700 | 0 | 510 | 13.59 | No
2028-09-04 01:00 | 2028 50% ECP | 700 | 0 | 510 | 0 | No
2028-09-04 02:00 | 2028 50% ECP | 700 | 0 | 313.49 | -113.89 | No
2028-09-04 03:00 | 2028 50% ECP | 700 | 0 | 453.17 | 0 | No
2028-09-04 04:00 | 2028 50% ECP | 700 | 0 | 378.87 | -76.88 | No
2028-09-04 05:00 | 2028 50% ECP | 700 | 34.61 | 510 | 223.12 | No
2028-09-04 06:00 | 2028 50% ECP | 700 | 0 | 510 | 62.94 | No
2028-09-04 07:00 | 2028 50% ECP | 700 | 0 | 510 | 233.7 | No
2028-09-04 08:00 | 2028 50% ECP | 699.69 | 0 | 273.02 | 0 | No
2028-09-04 09:00 | 2028 50% ECP | 99.69 | 0 | 0 | 287.43 | No
2028-09-04 10:00 | 2028 50% ECP | -500.31 | -300 | -300 | -12.57 | No
2028-09-04 11:00 | 2028 50% ECP | -700 | -468.07 | -510 | -229.8 | No
2028-09-04 12:00 | 2028 50% ECP | -700 | -526 | -510 | -210 | No
2028-09-04 13:00 | 2028 50% ECP | -700 | -526 | -510 | 90 | No
2028-09-04 14:00 | 2028 50% ECP | -700 | -526 | -510 | -210 | No
2028-09-04 15:00 | 2028 50% ECP | -700 | -300.4 | -510 | -510 | No
2028-09-04 16:00 | 2028 50% ECP | -333.95 | -0.4 | -210 | -210 | No
2028-09-04 17:00 | 2028 50% ECP | 186.68 | 0 | 0 | 0 | No
2028-09-04 18:00 | 2028 50% ECP | 700 | 141.45 | 300 | 218.83 | No
2028-09-04 19:00 | 2028 50% ECP | 700 | 441.45 | 510 | 442 | No
2028-09-04 20:00 | 2028 50% ECP | 700 | 141.45 | 210 | 142 | No
2028-09-04 21:00 | 2028 50% ECP | 700 | 441.45 | 510 | 442 | No
2028-09-04 22:00 | 2028 50% ECP | 700 | 281.99 | 510 | 442 | No
2028-09-04 23:00 | 2028 50% ECP | 700 | 0 | 510 | 217.34 | No
2028-09-05 | 2028 50% ECP | 700 | 0 | 510 | 442 | No
2028-09-05 01:00 | 2028 50% ECP | 700 | 0 | 510 | 317.54 | No
2028-09-05 02:00 | 2028 50% ECP | 700 | 0 | 510 | 442 | No
2028-09-05 03:00 | 2028 50% ECP | 700 | 0 | 510 | 305.88 | No
2028-09-05 04:00 | 2028 50% ECP | 700 | 242.54 | 510 | 442 | No
2028-09-05 05:00 | 2028 50% ECP | 700 | 0 | 510 | 142 | No
2028-09-05 06:00 | 2028 50% ECP | 700 | 205 | 510 | 284.63 | No
2028-09-05 07:00 | 2028 50% ECP | 700 | 505 | 510 | 442 | No
2028-09-05 08:00 | 2028 50% ECP | 500 | 205 | 300 | 442 | No
2028-09-05 09:00 | 2028 50% ECP | -100 | 0 | 0 | 236.13 | No
2028-09-05 10:00 | 2028 50% ECP | -700 | 0 | 0 | 150.06 | No
2028-09-05 11:00 | 2028 50% ECP | -700 | 0 | -157.02 | 141.44 | No
2028-09-05 12:00 | 2028 50% ECP | -700 | 0 | -457.02 | 65 | No
2028-09-05 13:00 | 2028 50% ECP | -700 | 0 | -226.47 | 0 | No
2028-09-05 14:00 | 2028 50% ECP | -215.23 | 0 | -226.47 | 175.35 | No
2028-09-05 15:00 | 2028 50% ECP | 384.77 | -223.26 | -510 | 430.58 | No
2028-09-05 16:00 | 2028 50% ECP | 700 | -295.13 | -510 | 183.07 | No
2028-09-05 17:00 | 2028 50% ECP | 700 | -18.15 | -510 | 357.9 | No
2028-09-05 18:00 | 2028 50% ECP | 700 | 0 | -390 | 287.28 | No
2028-09-05 19:00 | 2028 50% ECP | 700 | 0 | -90 | 272.18 | No
2028-09-05 20:00 | 2028 50% ECP | 700 | 205 | 210 | 442 | No
2028-09-05 21:00 | 2028 50% ECP | 700 | 505 | 510 | 442 | No
2028-09-05 22:00 | 2028 50% ECP | 700 | 505 | 510 | 442 | No
2028-09-05 23:00 | 2028 50% ECP | 700 | 282.33 | 510 | 442 | No
2028-09-06 | 2028 50% ECP | 700 | 59.82 | 510 | 442 | No
2028-09-06 01:00 | 2028 50% ECP | 700 | 359.82 | 510 | 442 | No
2028-09-06 02:00 | 2028 50% ECP | 700 | 444.02 | 510 | 442 | No
2028-09-06 03:00 | 2028 50% ECP | 700 | 444.02 | 510 | 442 | No
2028-09-06 04:00 | 2028 50% ECP | 700 | 420.61 | 510 | 442 | No
2028-09-06 05:00 | 2028 50% ECP | 700 | 120.61 | 510 | 442 | No
2028-09-06 06:00 | 2028 50% ECP | 700 | 182.9 | 510 | 442 | No
2028-09-06 07:00 | 2028 50% ECP | 700 | 300 | 253.35 | 442 | No
2028-09-06 08:00 | 2028 50% ECP | 700 | 0 | -46.65 | 442 | No
2028-09-06 09:00 | 2028 50% ECP | 700 | 0 | -236.34 | 442 | No
2028-09-06 10:00 | 2028 50% ECP | 474.86 | 0 | 0 | 442 | No
2028-09-06 11:00 | 2028 50% ECP | 700 | 0 | 0 | 442 | No
2028-09-06 12:00 | 2028 50% ECP | 700 | 0 | 0 | 442 | No
2028-09-06 13:00 | 2028 50% ECP | 258.99 | 0 | -112.18 | 442 | No
2028-09-06 14:00 | 2028 50% ECP | 382.41 | -226 | -210 | 442 | No
2028-09-06 15:00 | 2028 50% ECP | 642.66 | -526 | -510 | 396.35 | No
2028-09-06 16:00 | 2028 50% ECP | 700 | -293.43 | -510 | 442 | No
2028-09-06 17:00 | 2028 50% ECP | 700 | 0 | -496.43 | 442 | No
2028-09-06 18:00 | 2028 50% ECP | 700 | 0 | -269 | 442 | No
2028-09-06 19:00 | 2028 50% ECP | 700 | 0 | -300 | 442 | No
2028-09-06 20:00 | 2028 50% ECP | 700 | 0 | 0 | 442 | No
2028-09-06 21:00 | 2028 50% ECP | 700 | 0 | 0 | 442 | No
2028-09-06 22:00 | 2028 50% ECP | 700 | 0 | 89.07 | 442 | No
2028-09-06 23:00 | 2028 50% ECP | 700 | 300 | 389.07 | 442 | No
2028-09-07 | 2028 50% ECP | 700 | 88.43 | 510 | 442 | No
2028-09-07 01:00 | 2028 50% ECP | 700 | 89.37 | 510 | 442 | No
2028-09-07 02:00 | 2028 50% ECP | 700 | 0 | 368.8 | 442 | No
2028-09-07 03:00 | 2028 50% ECP | 700 | 0 | 68.8 | 364.57 | No
2028-09-07 04:00 | 2028 50% ECP | 582.52 | 0 | 0 | 137.3 | No
2028-09-07 05:00 | 2028 50% ECP | 633.01 | 0 | 0 | 437.3 | No
2028-09-07 06:00 | 2028 50% ECP | 579.63 | 0 | 0 | 442 | No
2028-09-07 07:00 | 2028 50% ECP | 641.7 | 0 | 0 | 442 | No
2028-09-07 08:00 | 2028 50% ECP | 633.66 | 0 | 0 | 442 | No
2028-09-07 09:00 | 2028 50% ECP | 33.66 | 0 | 0 | 442 | No
2028-09-07 10:00 | 2028 50% ECP | -566.34 | -300 | -300 | 442 | No
2028-09-07 11:00 | 2028 50% ECP | -700 | 0 | 0 | 442 | No
2028-09-07 12:00 | 2028 50% ECP | -700 | 121.27 | 0 | 442 | No
2028-09-07 13:00 | 2028 50% ECP | -700 | -24.5 | -300 | 442 | No
2028-09-07 14:00 | 2028 50% ECP | -700 | -74.59 | -338.62 | 442 | No
2028-09-07 15:00 | 2028 50% ECP | -100 | 0 | -38.62 | 414.29 | No
2028-09-07 16:00 | 2028 50% ECP | 500 | 69.88 | 261.38 | 442 | No
2028-09-07 17:00 | 2028 50% ECP | 700 | 205 | 403.18 | 442 | No
2028-09-07 18:00 | 2028 50% ECP | 700 | 505 | 510 | 442 | No
2028-09-07 19:00 | 2028 50% ECP | 700 | 205 | 439.53 | 343.65 | No
2028-09-07 20:00 | 2028 50% ECP | 700 | 505 | 510 | 442 | No
2028-09-07 21:00 | 2028 50% ECP | 700 | 505 | 510 | 442 | No
2028-09-07 22:00 | 2028 50% ECP | 700 | 505 | 510 | 442 | No
2028-09-07 23:00 | 2028 50% ECP | 700 | 244.44 | 510 | 442 | No
2028-09-08 | 2028 50% ECP | 700 | 428.02 | 510 | 442 | No
2028-09-08 01:00 | 2028 50% ECP | 700 | 428.02 | 510 | 442 | No
2028-09-08 02:00 | 2028 50% ECP | 700 | 505 | 510 | 442 | No
2028-09-08 03:00 | 2028 50% ECP | 700 | 310.82 | 510 | 442 | No
2028-09-08 04:00 | 2028 50% ECP | 700 | 234.96 | 510 | 442 | No
2028-09-08 05:00 | 2028 50% ECP | 700 | 234.96 | 510 | 442 | No
2028-09-08 06:00 | 2028 50% ECP | 700 | 234.96 | 510 | 442 | No
2028-09-08 07:00 | 2028 50% ECP | 700 | 505 | 510 | 442 | No
2028-09-08 08:00 | 2028 50% ECP | 700 | 340.31 | 510 | 442 | No
2028-09-08 09:00 | 2028 50% ECP | 700 | 300 | 311.08 | 442 | No
2028-09-08 10:00 | 2028 50% ECP | 100 | 0 | 11.08 | 442 | No
2028-09-08 11:00 | 2028 50% ECP | -195.81 | 0 | 0 | 442 | No
2028-09-08 12:00 | 2028 50% ECP | -651.15 | 0 | 0 | 442 | No
2028-09-08 13:00 | 2028 50% ECP | -666.11 | 0 | 0 | 442 | No
2028-09-08 14:00 | 2028 50% ECP | -700 | 0 | 0 | 442 | No
2028-09-08 15:00 | 2028 50% ECP | -184.85 | 0 | 0 | 442 | No
2028-09-08 16:00 | 2028 50% ECP | 403.11 | 0 | 0 | 442 | No
2028-09-08 17:00 | 2028 50% ECP | 700 | 0 | 218.35 | 430.93 | No
2028-09-08 18:00 | 2028 50% ECP | 531.51 | 0 | 210 | 366.89 | No
2028-09-08 19:00 | 2028 50% ECP | 700 | 81.15 | 510 | 442 | No
2028-09-08 20:00 | 2028 50% ECP | 700 | 205 | 510 | 257.7 | No
2028-09-08 21:00 | 2028 50% ECP | 700 | 505 | 510 | 442 | No
2028-09-08 22:00 | 2028 50% ECP | 700 | 505 | 510 | 442 | No
2028-09-08 23:00 | 2028 50% ECP | 700 | 505 | 510 | 439.63 | No
2028-09-09 | 2028 50% ECP | 373.37 | 494.55 | 510 | 139.63 | No
2028-09-09 01:00 | 2028 50% ECP | 700 | 194.55 | 510 | 439.63 | No
2028-09-09 02:00 | 2028 50% ECP | 700 | 0 | 510 | 353 | No
2028-09-09 03:00 | 2028 50% ECP | 700 | 0 | 510 | 199.16 | No
2028-09-09 04:00 | 2028 50% ECP | 700 | 0 | 317.17 | 11.65 | No
2028-09-09 05:00 | 2028 50% ECP | 700 | 0 | 440.95 | 0 | No
2028-09-09 06:00 | 2028 50% ECP | 700 | 0 | 390 | 144.16 | No
2028-09-09 07:00 | 2028 50% ECP | 500 | 0 | 90 | 425.97 | No
2028-09-09 08:00 | 2028 50% ECP | -100 | -226 | -210 | 217.42 | No
2028-09-09 09:00 | 2028 50% ECP | -700 | -526 | -510 | -82.58 | No
2028-09-09 10:00 | 2028 50% ECP | -700 | -526 | -510 | -241.25 | No
2028-09-09 11:00 | 2028 50% ECP | -700 | -526 | -510 | -510 | No
2028-09-09 12:00 | 2028 50% ECP | -700 | -526 | -510 | -398.36 | No
2028-09-09 13:00 | 2028 50% ECP | -700 | -526 | -510 | -490.97 | No
2028-09-09 14:00 | 2028 50% ECP | -700 | -526 | -510 | -510 | No
2028-09-09 15:00 | 2028 50% ECP | -447.91 | -226 | -510 | -218.48 | No
2028-09-09 16:00 | 2028 50% ECP | 152.09 | -5.08 | -210 | 0 | No
2028-09-09 17:00 | 2028 50% ECP | 700 | -305.08 | -510 | 61.36 | No
2028-09-09 18:00 | 2028 50% ECP | 700 | -218.7 | -510 | 328.73 | No
2028-09-09 19:00 | 2028 50% ECP | 700 | -196.18 | -210 | 442 | No
2028-09-09 20:00 | 2028 50% ECP | 700 | 103.82 | 90 | 442 | No
2028-09-09 21:00 | 2028 50% ECP | 700 | 403.82 | 390 | 442 | No
2028-09-09 22:00 | 2028 50% ECP | 700 | 505 | 510 | 442 | No
2028-09-09 23:00 | 2028 50% ECP | 700 | 505 | 510 | 442 | No
2028-09-10 | 2028 50% ECP | 700 | 505 | 510 | 442 | No
2028-09-10 01:00 | 2028 50% ECP | 700 | 505 | 510 | 442 | No
2028-09-10 02:00 | 2028 50% ECP | 700 | 505 | 510 | 442 | No
2028-09-10 03:00 | 2028 50% ECP | 700 | 505 | 510 | 442 | No
2028-09-10 04:00 | 2028 50% ECP | 700 | 300 | 456.78 | 442 | No
2028-09-10 05:00 | 2028 50% ECP | 700 | 0 | 156.78 | 362.17 | No
2028-09-10 06:00 | 2028 50% ECP | 700 | 0 | -143.22 | 367.13 | No
2028-09-10 07:00 | 2028 50% ECP | 700 | -226 | -364.79 | 355.58 | No
2028-09-10 08:00 | 2028 50% ECP | 449.33 | -526 | -510 | 428.35 | No
2028-09-10 09:00 | 2028 50% ECP | 0 | -300 | -510 | 442 | No
2028-09-10 10:00 | 2028 50% ECP | -186.05 | 0 | -210 | 442 | No
2028-09-10 11:00 | 2028 50% ECP | -700 | 0 | 0 | 442 | No
2028-09-10 12:00 | 2028 50% ECP | -700 | 0 | 0 | 273.93 | No
2028-09-10 13:00 | 2028 50% ECP | -542.93 | 0 | 0 | 442 | No
2028-09-10 14:00 | 2028 50% ECP | -700 | 0 | 0 | 302.3 | No
2028-09-10 15:00 | 2028 50% ECP | -100 | 0 | 0 | 442 | No
2028-09-10 16:00 | 2028 50% ECP | 166.87 | 0 | 0 | 442 | No
2028-09-10 17:00 | 2028 50% ECP | 700 | 0 | -13.28 | 442 | No
2028-09-10 18:00 | 2028 50% ECP | 700 | -300 | -313.28 | 334.99 | No
2028-09-10 19:00 | 2028 50% ECP | 700 | -526 | -510 | 61.12 | No
2028-09-10 20:00 | 2028 50% ECP | 700 | -300 | -471.49 | 361.12 | No
2028-09-10 21:00 | 2028 50% ECP | 636.23 | 0 | -171.49 | 353.88 | No
2028-09-10 22:00 | 2028 50% ECP | 700 | 300 | 128.51 | 442 | No
2028-09-10 23:00 | 2028 50% ECP | 700 | 0 | 95.47 | 142 | No
2028-09-11 | 2028 50% ECP | 500 | 0 | 268.99 | 0 | No
2028-09-11 01:00 | 2028 50% ECP | -100 | 0 | -1.47 | 0 | No
2028-09-11 02:00 | 2028 50% ECP | -700 | 45.93 | 210 | 142 | No
2028-09-11 03:00 | 2028 50% ECP | -700 | 345.93 | 510 | 442 | No
2028-09-11 04:00 | 2028 50% ECP | -700 | 505 | 510 | 442 | No
2028-09-11 05:00 | 2028 50% ECP | -700 | 252.79 | 210 | 142 | No
2028-09-11 06:00 | 2028 50% ECP | -700 | -47.21 | -90 | -158 | No
2028-09-11 07:00 | 2028 50% ECP | -700 | 252.79 | 210 | 142 | No
2028-09-11 08:00 | 2028 50% ECP | -700 | 505 | 510 | 442 | No
2028-09-11 09:00 | 2028 50% ECP | -700 | 250.76 | 210 | 442 | No
2028-09-11 10:00 | 2028 50% ECP | -700 | -49.24 | -90 | 294.52 | No
2028-09-11 11:00 | 2028 50% ECP | -700 | -349.24 | -390 | -5.48 | No
2028-09-11 12:00 | 2028 50% ECP | -700 | -179.08 | -510 | 134.12 | No
2028-09-11 13:00 | 2028 50% ECP | -700 | 120.92 | -210 | 434.12 | No
2028-09-11 14:00 | 2028 50% ECP | -700 | 0 | -376.86 | 208.08 | No
2028-09-11 15:00 | 2028 50% ECP | -138.69 | 0 | -76.86 | 71.94 | No
2028-09-11 16:00 | 2028 50% ECP | 352.54 | 0 | 210 | 371.94 | No
2028-09-11 17:00 | 2028 50% ECP | 700 | 300 | 510 | 442 | No
2028-09-11 18:00 | 2028 50% ECP | 700 | 97.11 | 488.07 | 367.22 | No
2028-09-11 19:00 | 2028 50% ECP | 700 | 0 | 188.07 | 67.22 | No
2028-09-11 20:00 | 2028 50% ECP | 700 | 205 | 488.07 | 184.8 | No
2028-09-11 21:00 | 2028 50% ECP | 700 | 505 | 510 | 442 | No
2028-09-11 22:00 | 2028 50% ECP | 700 | 382.44 | 510 | 442 | No
2028-09-11 23:00 | 2028 50% ECP | 700 | 338.02 | 510 | 442 | No
2028-09-12 | 2028 50% ECP | 700 | 38.02 | 510 | 439 | No
2028-09-12 01:00 | 2028 50% ECP | 700 | 0 | 510 | 139 | No
2028-09-12 02:00 | 2028 50% ECP | 700 | 0 | 510 | 192.81 | No
2028-09-12 03:00 | 2028 50% ECP | 700 | 0 | 510 | 218.72 | No
2028-09-12 04:00 | 2028 50% ECP | 700 | 0 | 510 | 262.89 | No
2028-09-12 05:00 | 2028 50% ECP | 700 | 0 | 510 | 209.29 | No
2028-09-12 06:00 | 2028 50% ECP | 700 | 171.61 | 510 | 442 | No
2028-09-12 07:00 | 2028 50% ECP | 700 | 300 | 379.16 | 442 | No
2028-09-12 08:00 | 2028 50% ECP | 100 | 0 | 79.16 | 442 | No
2028-09-12 09:00 | 2028 50% ECP | -500 | -300 | -220.84 | 442 | No
2028-09-12 10:00 | 2028 50% ECP | -700 | -526 | -510 | 142 | Yes
2028-09-12 11:00 | 2028 50% ECP | -700 | -526 | -510 | 0 | Yes
2028-09-12 12:00 | 2028 50% ECP | -700 | -526 | -510 | 0 | Yes
2028-09-12 13:00 | 2028 50% ECP | -700 | -526 | -510 | 93.07 | Yes
2028-09-12 14:00 | 2028 50% ECP | -700 | -526 | -510 | 393.07 | Yes
2028-09-12 15:00 | 2028 50% ECP | -700 | -526 | -510 | 231.34 | Yes
2028-09-12 16:00 | 2028 50% ECP | -700 | -526 | -510 | 216.44 | Yes
2028-09-12 17:00 | 2028 50% ECP | -700 | -526 | -510 | 342.64 | No
2028-09-12 18:00 | 2028 50% ECP | -700 | -526 | -510 | 42.64 | No
2028-09-12 19:00 | 2028 50% ECP | -700 | -226 | 0 | 342.64 | Yes
2028-09-12 20:00 | 2028 50% ECP | -700 | 74 | 0 | 442 | Yes
2028-09-12 21:00 | 2028 50% ECP | -700 | 374 | 0 | 442 | Yes
2028-09-12 22:00 | 2028 50% ECP | -700 | 505 | 0 | 442 | Yes
2028-09-12 23:00 | 2028 50% ECP | -700 | 505 | 0 | 348.86 | Yes
2028-09-13 | 2028 50% ECP | -700 | 505 | 0 | 442 | Yes
2028-09-13 01:00 | 2028 50% ECP | -700 | 505 | 0 | 442 | Yes
2028-09-13 02:00 | 2028 50% ECP | -700 | 505 | 0 | 442 | Yes
2028-09-13 03:00 | 2028 50% ECP | -700 | 374 | 0 | 390 | Yes
2028-09-13 04:00 | 2028 50% ECP | -700 | 74 | 0 | 90 | Yes
2028-09-13 05:00 | 2028 50% ECP | -700 | -226 | 0 | -210 | No
2028-09-13 06:00 | 2028 50% ECP | -700 | -526 | 0 | -510 | No
2028-09-13 07:00 | 2028 50% ECP | -700 | -226 | 0 | -210 | No
2028-09-13 08:00 | 2028 50% ECP | -700 | 74 | 0 | 90 | Yes
2028-09-13 09:00 | 2028 50% ECP | -700 | 374 | 0 | 390 | Yes
2028-09-13 10:00 | 2028 50% ECP | -700 | 505 | 0 | 442 | Yes
2028-09-13 11:00 | 2028 50% ECP | -700 | 505 | 0 | 442 | Yes
2028-09-13 12:00 | 2028 50% ECP | -100 | 505 | 0 | 442 | Yes
2028-09-13 13:00 | 2028 50% ECP | -546.12 | 505 | 0 | 442 | Yes
2028-09-13 14:00 | 2028 50% ECP | -700 | 505 | 0 | 442 | Yes
2028-09-13 15:00 | 2028 50% ECP | -700 | 505 | 0 | 442 | Yes
2028-09-13 16:00 | 2028 50% ECP | -700 | 300 | 0 | 442 | Yes
2028-09-13 17:00 | 2028 50% ECP | -235.17 | 0 | 0 | 369.72 | No
2028-09-13 18:00 | 2028 50% ECP | 364.83 | 0 | 0 | 442 | No
2028-09-13 19:00 | 2028 50% ECP | 700 | 300 | 0 | 442 | No
2028-09-13 20:00 | 2028 50% ECP | 700 | 428.81 | 0 | 442 | No
2028-09-13 21:00 | 2028 50% ECP | 700 | 505 | 0 | 442 | No
2028-09-13 22:00 | 2028 50% ECP | 700 | 225.65 | 0 | 442 | No
2028-09-13 23:00 | 2028 50% ECP | 700 | 153.69 | 0 | 442 | No
2028-09-14 | 2028 50% ECP | 700 | 453.69 | 0 | 442 | No
2028-09-14 01:00 | 2028 50% ECP | 700 | 488.11 | 0 | 442 | No
2028-09-14 02:00 | 2028 50% ECP | 700 | 218.26 | 0 | 442 | No
2028-09-14 03:00 | 2028 50% ECP | 700 | 141.66 | 0 | 442 | No
2028-09-14 04:00 | 2028 50% ECP | 700 | 213.43 | 0 | 442 | No
2028-09-14 05:00 | 2028 50% ECP | 700 | 0 | 0 | 442 | No
2028-09-14 06:00 | 2028 50% ECP | 700 | -300 | 0 | 442 | No
2028-09-14 07:00 | 2028 50% ECP | 700 | -173.19 | 0 | 442 | No
2028-09-14 08:00 | 2028 50% ECP | 700 | -273.16 | 0 | 442 | No
2028-09-14 09:00 | 2028 50% ECP | 700 | -446.19 | 0 | 442 | No
2028-09-14 10:00 | 2028 50% ECP | 700 | -526 | 0 | 442 | No
2028-09-14 11:00 | 2028 50% ECP | 700 | -226 | 0 | 442 | No
2028-09-14 12:00 | 2028 50% ECP | 700 | -526 | 0 | 442 | No
2028-09-14 13:00 | 2028 50% ECP | 700 | -397.41 | 0 | 442 | No
2028-09-14 14:00 | 2028 50% ECP | 700 | -526 | 0 | 442 | No
2028-09-14 15:00 | 2028 50% ECP | 700 | -526 | 0 | 442 | No
2028-09-14 16:00 | 2028 50% ECP | 700 | -526 | 0 | 442 | No
2028-09-14 17:00 | 2028 50% ECP | 700 | -469.64 | 0 | 442 | No
2028-09-14 18:00 | 2028 50% ECP | 700 | -526 | 0 | 442 | No
2028-09-14 19:00 | 2028 50% ECP | 700 | -226 | -510 | 442 | No
2028-09-14 20:00 | 2028 50% ECP | 700 | -95.72 | -210 | 442 | No
2028-09-14 21:00 | 2028 50% ECP | 700 | 204.28 | 90 | 442 | No
2028-09-14 22:00 | 2028 50% ECP | 700 | 332.91 | 390 | 442 | No
2028-09-14 23:00 | 2028 50% ECP | 700 | 144.57 | 510 | 442 | No
2028-09-15 | 2028 50% ECP | 700 | 443.87 | 510 | 442 | No
2028-09-15 01:00 | 2028 50% ECP | 700 | 323.86 | 510 | 442 | No
2028-09-15 02:00 | 2028 50% ECP | 700 | 500.08 | 510 | 442 | No
2028-09-15 03:00 | 2028 50% ECP | 700 | 500.08 | 510 | 442 | No
2028-09-15 04:00 | 2028 50% ECP | 700 | 224.56 | 510 | 442 | No
2028-09-15 05:00 | 2028 50% ECP | 669.52 | 197.21 | 210 | 442 | No
2028-09-15 06:00 | 2028 50% ECP | 700 | 497.21 | 510 | 442 | No
2028-09-15 07:00 | 2028 50% ECP | 700 | 505 | 510 | 442 | No
2028-09-15 08:00 | 2028 50% ECP | 700 | 300 | 452.06 | 442 | No
2028-09-15 09:00 | 2028 50% ECP | 700 | 0 | 152.06 | 442 | No
2028-09-15 10:00 | 2028 50% ECP | 126.16 | 0 | 0 | 426.29 | No
2028-09-15 11:00 | 2028 50% ECP | 136.26 | 0 | 0 | 442 | No
2028-09-15 12:00 | 2028 50% ECP | 57.99 | 0 | 0 | 442 | No
2028-09-15 13:00 | 2028 50% ECP | 145.75 | 0 | 0 | 442 | No
2028-09-15 14:00 | 2028 50% ECP | 248.69 | 0 | -78.21 | 442 | No
2028-09-15 15:00 | 2028 50% ECP | 450.59 | -300 | -378.21 | 435.36 | No
2028-09-15 16:00 | 2028 50% ECP | 573.77 | -526 | -510 | 442 | No
2028-09-15 17:00 | 2028 50% ECP | 700 | -226 | -210 | 442 | No
2028-09-15 18:00 | 2028 50% ECP | 700 | 0 | -80.75 | 442 | No
2028-09-15 19:00 | 2028 50% ECP | 700 | 0 | -80.75 | 442 | No
2028-09-15 20:00 | 2028 50% ECP | 700 | 0 | -80.75 | 442 | No
2028-09-15 21:00 | 2028 50% ECP | 700 | 0 | -300 | 442 | No
2028-09-15 22:00 | 2028 50% ECP | 700 | 0 | 0 | 442 | No
2028-09-15 23:00 | 2028 50% ECP | 700 | 61.84 | 300 | 442 | No
2028-09-16 | 2028 50% ECP | 700 | 361.84 | 510 | 442 | No
2028-09-16 01:00 | 2028 50% ECP | 700 | 260.82 | 510 | 442 | No
2028-09-16 02:00 | 2028 50% ECP | 700 | 144.44 | 510 | 442 | No
2028-09-16 03:00 | 2028 50% ECP | 700 | 168.19 | 510 | 442 | No
2028-09-16 04:00 | 2028 50% ECP | 700 | 139.64 | 510 | 442 | No
2028-09-16 05:00 | 2028 50% ECP | 700 | 258.9 | 510 | 442 | No
2028-09-16 06:00 | 2028 50% ECP | 700 | 119.14 | 488.05 | 442 | No
2028-09-16 07:00 | 2028 50% ECP | 700 | 419.14 | 510 | 442 | No
2028-09-16 08:00 | 2028 50% ECP | 700 | 209.66 | 510 | 442 | No
2028-09-16 09:00 | 2028 50% ECP | 590.28 | 0 | 210 | 252.77 | No
2028-09-16 10:00 | 2028 50% ECP | 0 | 0 | 0 | 103.63 | No
2028-09-16 11:00 | 2028 50% ECP | -515.68 | 0 | 0 | 310.68 | No
2028-09-16 12:00 | 2028 50% ECP | -669.71 | 0 | 0 | 388.52 | No
2028-09-16 13:00 | 2028 50% ECP | -690.26 | 0 | 0 | 315.4 | No
2028-09-16 14:00 | 2028 50% ECP | -202.14 | 0 | 0 | 339.08 | No
2028-09-16 15:00 | 2028 50% ECP | 0 | 0 | 0 | 411.49 | No
2028-09-16 16:00 | 2028 50% ECP | 600 | 0 | 252.61 | 411.2 | No
2028-09-16 17:00 | 2028 50% ECP | 700 | 0 | 322.29 | 442 | No
2028-09-16 18:00 | 2028 50% ECP | 700 | 0 | 91.64 | 142 | No
2028-09-16 19:00 | 2028 50% ECP | 700 | 300 | 391.64 | 442 | No
2028-09-16 20:00 | 2028 50% ECP | 700 | 505 | 510 | 442 | No
2028-09-16 21:00 | 2028 50% ECP | 700 | 214.88 | 510 | 442 | No
2028-09-16 22:00 | 2028 50% ECP | 700 | 0 | 510 | 384.04 | No
2028-09-16 23:00 | 2028 50% ECP | 700 | 35.84 | 510 | 442 | No
2028-09-17 | 2028 50% ECP | 700 | 255.63 | 510 | 442 | No
2028-09-17 01:00 | 2028 50% ECP | 700 | 505 | 510 | 442 | No
2028-09-17 02:00 | 2028 50% ECP | 700 | 505 | 510 | 442 | No
2028-09-17 03:00 | 2028 50% ECP | 700 | 305.45 | 510 | 442 | No
2028-09-17 04:00 | 2028 50% ECP | 700 | 468.17 | 510 | 442 | No
2028-09-17 05:00 | 2028 50% ECP | 700 | 348.39 | 510 | 442 | No
2028-09-17 06:00 | 2028 50% ECP | 700 | 107.03 | 510 | 442 | No
2028-09-17 07:00 | 2028 50% ECP | 700 | 25.51 | 394.57 | 442 | No
2028-09-17 08:00 | 2028 50% ECP | 100 | 0 | 94.57 | 442 | No
2028-09-17 09:00 | 2028 50% ECP | -500 | 0 | -205.43 | 442 | No
2028-09-17 10:00 | 2028 50% ECP | -700 | 0 | -505.43 | 442 | No
2028-09-17 11:00 | 2028 50% ECP | -700 | -144.5 | -510 | 442 | No
2028-09-17 12:00 | 2028 50% ECP | -700 | -282.22 | -510 | 442 | No
2028-09-17 13:00 | 2028 50% ECP | -700 | -312.44 | -510 | 442 | No
2028-09-17 14:00 | 2028 50% ECP | -700 | -312.44 | -510 | 442 | No
2028-09-17 15:00 | 2028 50% ECP | -119.28 | -526 | -510 | 442 | No
2028-09-17 16:00 | 2028 50% ECP | 419.24 | -526 | -510 | 442 | No
2028-09-17 17:00 | 2028 50% ECP | 700 | -526 | -510 | 442 | No
2028-09-17 18:00 | 2028 50% ECP | 700 | -526 | -510 | 442 | No
2028-09-17 19:00 | 2028 50% ECP | 700 | -300 | -283.74 | 442 | No
2028-09-17 20:00 | 2028 50% ECP | 700 | 0 | 16.26 | 442 | No
2028-09-17 21:00 | 2028 50% ECP | 700 | 300 | 316.26 | 442 | No
2028-09-17 22:00 | 2028 50% ECP | 700 | 341.98 | 510 | 442 | No
2028-09-17 23:00 | 2028 50% ECP | 700 | 41.98 | 338.7 | 291.41 | No
2028-09-18 | 2028 50% ECP | 700 | 0 | 510 | 442 | No
2028-09-18 01:00 | 2028 50% ECP | 700 | 0 | 510 | 442 | No
2028-09-18 02:00 | 2028 50% ECP | 700 | 147.38 | 510 | 442 | No
2028-09-18 03:00 | 2028 50% ECP | 700 | 242.4 | 510 | 442 | No
2028-09-18 04:00 | 2028 50% ECP | 700 | 80.32 | 510 | 442 | No
2028-09-18 05:00 | 2028 50% ECP | 700 | 121.59 | 510 | 442 | No
2028-09-18 06:00 | 2028 50% ECP | 700 | 196.29 | 510 | 442 | No
2028-09-18 07:00 | 2028 50% ECP | 700 | 201.22 | 510 | 442 | No
2028-09-18 08:00 | 2028 50% ECP | 600 | 156.64 | 210 | 442 | No
2028-09-18 09:00 | 2028 50% ECP | 0 | -143.36 | -90 | 442 | No
2028-09-18 10:00 | 2028 50% ECP | -600 | -443.36 | -390 | 442 | No
2028-09-18 11:00 | 2028 50% ECP | -700 | -526 | -510 | 442 | No
2028-09-18 12:00 | 2028 50% ECP | -700 | -526 | -510 | 442 | No
2028-09-18 13:00 | 2028 50% ECP | -700 | -526 | -510 | 442 | No
2028-09-18 14:00 | 2028 50% ECP | -700 | -526 | -510 | 442 | No
2028-09-18 15:00 | 2028 50% ECP | -700 | -517.43 | -390 | 442 | No
2028-09-18 16:00 | 2028 50% ECP | -311.87 | -217.43 | -90 | 442 | No
2028-09-18 17:00 | 2028 50% ECP | 288.13 | 82.57 | 210 | 442 | No
2028-09-18 18:00 | 2028 50% ECP | 700 | 382.57 | 510 | 442 | No
2028-09-18 19:00 | 2028 50% ECP | 700 | 505 | 510 | 442 | No
2028-09-18 20:00 | 2028 50% ECP | 700 | 505 | 510 | 442 | No
2028-09-18 21:00 | 2028 50% ECP | 700 | 505 | 510 | 442 | No
2028-09-18 22:00 | 2028 50% ECP | 700 | 505 | 510 | 442 | No
2028-09-18 23:00 | 2028 50% ECP | 700 | 205 | 510 | 282.27 | No
2028-09-19 | 2028 50% ECP | 700 | 0 | 510 | 348.62 | No
2028-09-19 01:00 | 2028 50% ECP | 700 | 205 | 510 | 249.56 | No
2028-09-19 02:00 | 2028 50% ECP | 506.55 | 505 | 510 | 442 | No
2028-09-19 03:00 | 2028 50% ECP | 700 | 205 | 510 | 292.17 | No
2028-09-19 04:00 | 2028 50% ECP | 700 | 0 | 510 | 256.73 | No
2028-09-19 05:00 | 2028 50% ECP | 700 | 0 | 510 | 337.58 | No
2028-09-19 06:00 | 2028 50% ECP | 700 | 205 | 510 | 327.49 | No
2028-09-19 07:00 | 2028 50% ECP | 700 | 505 | 510 | 442 | No
2028-09-19 08:00 | 2028 50% ECP | 623.32 | 300 | 300 | 442 | No
2028-09-19 09:00 | 2028 50% ECP | 23.32 | 0 | 0 | 288.78 | No
2028-09-19 10:00 | 2028 50% ECP | -576.68 | -54.08 | -300 | 442 | No
2028-09-19 11:00 | 2028 50% ECP | -700 | -354.08 | -510 | 406.57 | No
2028-09-19 12:00 | 2028 50% ECP | -700 | -54.08 | -510 | 403.55 | No
2028-09-19 13:00 | 2028 50% ECP | -700 | -79.15 | -510 | 369.68 | No
2028-09-19 14:00 | 2028 50% ECP | -700 | 0 | -510 | 442 | No
2028-09-19 15:00 | 2028 50% ECP | -100 | 0 | -275.3 | 442 | No
2028-09-19 16:00 | 2028 50% ECP | 500 | 0 | 24.7 | 442 | No
2028-09-19 17:00 | 2028 50% ECP | 700 | 205 | 322.03 | 442 | No
2028-09-19 18:00 | 2028 50% ECP | 700 | 505 | 510 | 442 | No
2028-09-19 19:00 | 2028 50% ECP | 700 | 505 | 510 | 442 | No
2028-09-19 20:00 | 2028 50% ECP | 700 | 505 | 510 | 442 | No
2028-09-19 21:00 | 2028 50% ECP | 700 | 505 | 510 | 442 | No
2028-09-19 22:00 | 2028 50% ECP | 700 | 505 | 510 | 442 | No
2028-09-19 23:00 | 2028 50% ECP | 700 | 493.69 | 510 | 442 | No
2028-09-20 | 2028 50% ECP | 700 | 440.75 | 510 | 442 | No
2028-09-20 01:00 | 2028 50% ECP | 700 | 252.79 | 510 | 442 | No
2028-09-20 02:00 | 2028 50% ECP | 700 | 0 | 510 | 442 | No
2028-09-20 03:00 | 2028 50% ECP | 700 | 32.94 | 510 | 442 | No
2028-09-20 04:00 | 2028 50% ECP | 700 | 32.94 | 510 | 442 | No
2028-09-20 05:00 | 2028 50% ECP | 700 | 150.69 | 510 | 442 | No
2028-09-20 06:00 | 2028 50% ECP | 700 | 267.08 | 317.81 | 442 | No
2028-09-20 07:00 | 2028 50% ECP | 700 | 0 | 17.81 | 442 | No
2028-09-20 08:00 | 2028 50% ECP | 700 | 286.83 | 317.81 | 442 | No
2028-09-20 09:00 | 2028 50% ECP | 239.8 | 0 | 17.81 | 442 | No
2028-09-20 10:00 | 2028 50% ECP | -360.2 | 0 | 0 | 442 | No
2028-09-20 11:00 | 2028 50% ECP | -700 | 0 | 0 | 442 | No
2028-09-20 12:00 | 2028 50% ECP | -313.58 | 0 | 0 | 442 | No
2028-09-20 13:00 | 2028 50% ECP | -484.2 | 0 | 0 | 442 | No
2028-09-20 14:00 | 2028 50% ECP | 0 | 0 | 0 | 442 | No
2028-09-20 15:00 | 2028 50% ECP | 100 | -238.3 | -5.01 | 442 | No
2028-09-20 16:00 | 2028 50% ECP | 700 | 0 | 294.99 | 442 | No
2028-09-20 17:00 | 2028 50% ECP | 700 | 0 | 0 | 346.4 | No
2028-09-20 18:00 | 2028 50% ECP | 700 | 0 | 38.97 | 346.4 | No
2028-09-20 19:00 | 2028 50% ECP | 700 | 0 | 38.97 | 432.27 | No
2028-09-20 20:00 | 2028 50% ECP | 700 | 0 | 338.97 | 442 | No
2028-09-20 21:00 | 2028 50% ECP | 700 | 0 | 290.11 | 288.86 | No
2028-09-20 22:00 | 2028 50% ECP | 700 | 0 | 290.11 | 188.54 | No
2028-09-20 23:00 | 2028 50% ECP | 700 | 69.45 | 510 | 290.65 | No
2028-09-21 | 2028 50% ECP | 700 | 369.45 | 510 | 442 | No
2028-09-21 01:00 | 2028 50% ECP | 700 | 353.89 | 510 | 442 | No
2028-09-21 02:00 | 2028 50% ECP | 700 | 505 | 510 | 442 | No
2028-09-21 03:00 | 2028 50% ECP | 700 | 329.21 | 510 | 442 | No
2028-09-21 04:00 | 2028 50% ECP | 700 | 329.21 | 510 | 442 | No
2028-09-21 05:00 | 2028 50% ECP | 700 | 182.62 | 300 | 442 | No
2028-09-21 06:00 | 2028 50% ECP | 700 | 0 | 0 | 250.71 | No
2028-09-21 07:00 | 2028 50% ECP | 700 | 0 | -83.05 | 393.49 | No
2028-09-21 08:00 | 2028 50% ECP | 700 | 0 | -383.05 | 269.97 | No
2028-09-21 09:00 | 2028 50% ECP | 100 | -86.31 | -510 | 442 | No
2028-09-21 10:00 | 2028 50% ECP | -500 | -147.29 | -510 | 442 | No
2028-09-21 11:00 | 2028 50% ECP | -700 | -300 | -510 | 442 | No
2028-09-21 12:00 | 2028 50% ECP | -700 | 0 | -299.21 | 442 | No
2028-09-21 13:00 | 2028 50% ECP | -700 | 0 | -400.22 | 442 | No
2028-09-21 14:00 | 2028 50% ECP | -700 | 0 | -400.22 | 442 | No
2028-09-21 15:00 | 2028 50% ECP | -190.79 | -300 | -510 | 442 | No
2028-09-21 16:00 | 2028 50% ECP | 381.23 | 0 | -210 | 442 | No
2028-09-21 17:00 | 2028 50% ECP | 700 | -54.53 | -510 | 436.05 | No
2028-09-21 18:00 | 2028 50% ECP | 700 | -54.53 | -390 | 436.05 | No
2028-09-21 19:00 | 2028 50% ECP | 700 | -95 | -90 | 436.05 | No
2028-09-21 20:00 | 2028 50% ECP | 700 | 205 | 210 | 436.05 | No
2028-09-21 21:00 | 2028 50% ECP | 700 | 505 | 510 | 442 | No
2028-09-21 22:00 | 2028 50% ECP | 700 | 505 | 510 | 442 | No
2028-09-21 23:00 | 2028 50% ECP | 700 | 411.77 | 510 | 442 | No
2028-09-22 | 2028 50% ECP | 700 | 223.87 | 510 | 442 | No
2028-09-22 01:00 | 2028 50% ECP | 700 | 280.11 | 510 | 442 | No
2028-09-22 02:00 | 2028 50% ECP | 700 | 413.01 | 510 | 442 | No
2028-09-22 03:00 | 2028 50% ECP | 700 | 113.01 | 510 | 142 | No
2028-09-22 04:00 | 2028 50% ECP | 600 | 0 | 286.4 | 123.39 | No
2028-09-22 05:00 | 2028 50% ECP | 0 | 0 | 510 | 423.39 | No
2028-09-22 06:00 | 2028 50% ECP | 0 | 0 | 210 | 123.39 | No
2028-09-22 07:00 | 2028 50% ECP | 600 | 0 | 68.57 | 0 | No
2028-09-22 08:00 | 2028 50% ECP | 0 | 0 | 166.71 | 0 | No
2028-09-22 09:00 | 2028 50% ECP | -600 | -300 | -133.29 | -300 | No
2028-09-22 10:00 | 2028 50% ECP | -700 | 0 | 166.71 | 0 | Yes
2028-09-22 11:00 | 2028 50% ECP | -700 | 300 | 466.71 | 300 | Yes
2028-09-22 12:00 | 2028 50% ECP | -700 | 505 | 510 | 442 | Yes
2028-09-22 13:00 | 2028 50% ECP | -700 | 505 | 510 | 442 | Yes
2028-09-22 14:00 | 2028 50% ECP | -700 | 505 | 510 | 442 | Yes
2028-09-22 15:00 | 2028 50% ECP | -700 | 505 | 510 | 442 | Yes
2028-09-22 16:00 | 2028 50% ECP | -167.21 | 505 | 510 | 442 | No
2028-09-22 17:00 | 2028 50% ECP | 432.79 | 205 | 510 | 442 | No
2028-09-22 18:00 | 2028 50% ECP | 700 | 451.92 | 510 | 442 | No
2028-09-22 19:00 | 2028 50% ECP | 700 | 282.34 | 510 | 442 | No
2028-09-22 20:00 | 2028 50% ECP | 700 | 282.34 | 510 | 442 | No
2028-09-22 21:00 | 2028 50% ECP | 700 | 505 | 510 | 442 | No
2028-09-22 22:00 | 2028 50% ECP | 700 | 205 | 510 | 442 | No
2028-09-22 23:00 | 2028 50% ECP | 700 | 233.22 | 510 | 442 | No
2028-09-23 | 2028 50% ECP | 700 | 441.42 | 510 | 442 | No
2028-09-23 01:00 | 2028 50% ECP | 700 | 141.42 | 510 | 442 | No
2028-09-23 02:00 | 2028 50% ECP | 700 | 312.1 | 510 | 442 | No
2028-09-23 03:00 | 2028 50% ECP | 700 | 205.2 | 510 | 442 | No
2028-09-23 04:00 | 2028 50% ECP | 700 | 156.79 | 510 | 442 | No
2028-09-23 05:00 | 2028 50% ECP | 700 | 0 | 510 | 442 | No
2028-09-23 06:00 | 2028 50% ECP | 700 | 122.76 | 510 | 442 | No
2028-09-23 07:00 | 2028 50% ECP | 700 | 329.29 | 510 | 442 | No
2028-09-23 08:00 | 2028 50% ECP | 700 | 285.37 | 510 | 442 | No
2028-09-23 09:00 | 2028 50% ECP | 700 | 111.17 | 510 | 442 | No
2028-09-23 10:00 | 2028 50% ECP | 700 | 144.44 | 510 | 442 | No
2028-09-23 11:00 | 2028 50% ECP | 700 | 0 | 428.54 | 442 | No
2028-09-23 12:00 | 2028 50% ECP | 700 | 0 | 128.54 | 442 | No
2028-09-23 13:00 | 2028 50% ECP | 700 | 0 | 0 | 442 | No
2028-09-23 14:00 | 2028 50% ECP | 700 | 0 | 0 | 442 | No
2028-09-23 15:00 | 2028 50% ECP | 700 | 0 | -211.52 | 442 | No
2028-09-23 16:00 | 2028 50% ECP | 700 | 0 | -399.34 | 442 | No
2028-09-23 17:00 | 2028 50% ECP | 700 | 0 | -399.34 | 395.01 | No
2028-09-23 18:00 | 2028 50% ECP | 700 | 0 | -510 | 395.01 | No
2028-09-23 19:00 | 2028 50% ECP | 700 | 0 | -210 | 395.01 | No
2028-09-23 20:00 | 2028 50% ECP | 700 | 0 | -300 | 395.01 | No
2028-09-23 21:00 | 2028 50% ECP | 700 | 0 | 0 | 410.17 | No
2028-09-23 22:00 | 2028 50% ECP | 700 | 279.55 | 300 | 442 | No
2028-09-23 23:00 | 2028 50% ECP | 700 | 58.56 | 510 | 442 | No
2028-09-24 | 2028 50% ECP | 500 | 130.63 | 510 | 442 | No
2028-09-24 01:00 | 2028 50% ECP | -100 | 0 | 373.04 | 223.65 | No
2028-09-24 02:00 | 2028 50% ECP | -700 | 205 | 510 | 352.45 | No
2028-09-24 03:00 | 2028 50% ECP | -700 | 505 | 510 | 442 | No
2028-09-24 04:00 | 2028 50% ECP | -700 | 205 | 210 | 142 | No
2028-09-24 05:00 | 2028 50% ECP | -152.02 | 0 | 0 | 0 | No
2028-09-24 06:00 | 2028 50% ECP | -37.75 | 0 | 0 | 0 | No
2028-09-24 07:00 | 2028 50% ECP | 0 | 0 | 29.79 | 0 | No
2028-09-24 08:00 | 2028 50% ECP | 0 | 0 | 0 | 0 | No
2028-09-24 09:00 | 2028 50% ECP | -100 | 0 | 0 | 0 | No
2028-09-24 10:00 | 2028 50% ECP | -700 | 289.68 | 90 | 143.59 | No
2028-09-24 11:00 | 2028 50% ECP | -700 | -10.32 | -210 | -156.41 | No
2028-09-24 12:00 | 2028 50% ECP | -700 | -310.32 | -510 | -456.41 | No
2028-09-24 13:00 | 2028 50% ECP | -700 | -526 | -510 | -286.98 | No
2028-09-24 14:00 | 2028 50% ECP | -700 | -526 | -510 | -338.34 | No
2028-09-24 15:00 | 2028 50% ECP | -700 | -526 | -510 | -198.47 | No
2028-09-24 16:00 | 2028 50% ECP | -700 | -526 | -510 | -19.63 | No
2028-09-24 17:00 | 2028 50% ECP | -100 | -226 | -210 | 280.37 | No
2028-09-24 18:00 | 2028 50% ECP | 500 | -526 | -510 | 70.79 | No
2028-09-24 19:00 | 2028 50% ECP | 349.55 | -226 | -210 | 370.79 | No
2028-09-24 20:00 | 2028 50% ECP | 0 | 0 | 0 | 309.1 | No
2028-09-24 21:00 | 2028 50% ECP | 0 | 140.88 | 210 | 442 | No
2028-09-24 22:00 | 2028 50% ECP | 0 | 440.88 | 510 | 442 | No
2028-09-24 23:00 | 2028 50% ECP | -532.84 | 505 | 510 | 442 | No
2028-09-25 | 2028 50% ECP | -700 | 505 | 510 | 442 | No
2028-09-25 01:00 | 2028 50% ECP | -700 | 505 | 510 | 442 | No
2028-09-25 02:00 | 2028 50% ECP | -700 | 505 | 510 | 442 | No
2028-09-25 03:00 | 2028 50% ECP | -700 | 505 | 510 | 442 | No
2028-09-25 04:00 | 2028 50% ECP | -700 | 505 | 510 | 442 | No
2028-09-25 05:00 | 2028 50% ECP | -700 | 205 | 210 | 142 | No
2028-09-25 06:00 | 2028 50% ECP | -700 | -9.53 | -90 | 39.8 | No
2028-09-25 07:00 | 2028 50% ECP | -700 | 0 | -296.18 | 339.8 | No
2028-09-25 08:00 | 2028 50% ECP | -700 | -130.02 | -375.94 | 147.19 | No
2028-09-25 09:00 | 2028 50% ECP | -700 | -430.02 | -510 | 442 | No
2028-09-25 10:00 | 2028 50% ECP | -700 | -130.02 | -210 | 442 | Yes
2028-09-25 11:00 | 2028 50% ECP | -700 | 169.98 | 90 | 409.08 | Yes
2028-09-25 12:00 | 2028 50% ECP | -700 | 469.98 | 390 | 442 | Yes
2028-09-25 13:00 | 2028 50% ECP | -700 | 505 | 510 | 442 | Yes
2028-09-25 14:00 | 2028 50% ECP | -700 | 505 | 510 | 431.39 | Yes
2028-09-25 15:00 | 2028 50% ECP | -700 | 300 | 510 | 300 | Yes
2028-09-25 16:00 | 2028 50% ECP | -558.12 | 0 | 306.81 | 0 | No
2028-09-25 17:00 | 2028 50% ECP | 41.88 | 0 | 510 | 300 | No
2028-09-25 18:00 | 2028 50% ECP | 641.88 | 300 | 510 | 414.8 | No
2028-09-25 19:00 | 2028 50% ECP | 700 | 442.46 | 510 | 114.8 | No
2028-09-25 20:00 | 2028 50% ECP | 700 | 505 | 510 | 414.8 | No
2028-09-25 21:00 | 2028 50% ECP | 700 | 505 | 510 | 442 | No
2028-09-25 22:00 | 2028 50% ECP | 700 | 505 | 510 | 442 | No
2028-09-25 23:00 | 2028 50% ECP | 700 | 420.78 | 510 | 442 | No
2028-09-26 | 2028 50% ECP | 700 | 505 | 510 | 442 | No
2028-09-26 01:00 | 2028 50% ECP | 700 | 505 | 510 | 442 | No
2028-09-26 02:00 | 2028 50% ECP | 700 | 248.52 | 510 | 442 | No
2028-09-26 03:00 | 2028 50% ECP | 700 | 152.47 | 510 | 442 | No
2028-09-26 04:00 | 2028 50% ECP | 700 | 0 | 510 | 380.64 | No
2028-09-26 05:00 | 2028 50% ECP | 700 | 0 | 510 | 195.24 | No
2028-09-26 06:00 | 2028 50% ECP | 700 | 0 | 510 | 442 | No
2028-09-26 07:00 | 2028 50% ECP | 700 | 285.97 | 510 | 442 | No
2028-09-26 08:00 | 2028 50% ECP | 643.69 | 300 | 510 | 442 | No
2028-09-26 09:00 | 2028 50% ECP | 43.69 | 0 | 210 | 442 | No
2028-09-26 10:00 | 2028 50% ECP | -556.31 | 205 | 210 | 165.47 | No
2028-09-26 11:00 | 2028 50% ECP | -700 | 505 | 510 | 442 | No
2028-09-26 12:00 | 2028 50% ECP | -700 | 205 | 210 | 442 | No
2028-09-26 13:00 | 2028 50% ECP | -700 | 0 | -90 | 442 | No
2028-09-26 14:00 | 2028 50% ECP | -700 | 0 | -268.86 | 442 | No
2028-09-26 15:00 | 2028 50% ECP | -100 | -59.68 | 0 | 442 | No
2028-09-26 16:00 | 2028 50% ECP | 500 | 240.32 | 300 | 442 | No
2028-09-26 17:00 | 2028 50% ECP | 700 | 300 | 488.72 | 442 | No
2028-09-26 18:00 | 2028 50% ECP | 700 | 0 | 188.72 | 442 | No
2028-09-26 19:00 | 2028 50% ECP | 700 | -300 | -111.28 | 442 | No
2028-09-26 20:00 | 2028 50% ECP | 700 | 0 | 188.72 | 442 | No
2028-09-26 21:00 | 2028 50% ECP | 700 | 300 | 488.72 | 442 | No
2028-09-26 22:00 | 2028 50% ECP | 700 | 505 | 510 | 442 | No
2028-09-26 23:00 | 2028 50% ECP | 700 | 367.93 | 510 | 442 | No
2028-09-27 | 2028 50% ECP | 700 | 505 | 510 | 442 | No
2028-09-27 01:00 | 2028 50% ECP | 700 | 505 | 510 | 442 | No
2028-09-27 02:00 | 2028 50% ECP | 700 | 505 | 510 | 442 | No
2028-09-27 03:00 | 2028 50% ECP | 700 | 505 | 510 | 442 | No
2028-09-27 04:00 | 2028 50% ECP | 700 | 505 | 510 | 442 | No
2028-09-27 05:00 | 2028 50% ECP | 700 | 205 | 291.16 | 442 | No
2028-09-27 06:00 | 2028 50% ECP | 700 | 0 | 0 | 218.52 | No
2028-09-27 07:00 | 2028 50% ECP | 700 | 0 | 0 | 419.78 | No
2028-09-27 08:00 | 2028 50% ECP | 700 | 0 | -67.4 | 442 | No
2028-09-27 09:00 | 2028 50% ECP | 600 | -280.51 | -367.4 | 442 | No
2028-09-27 10:00 | 2028 50% ECP | 0 | 0 | -275.93 | 442 | No
2028-09-27 11:00 | 2028 50% ECP | -130.65 | 0 | 0 | 442 | No
2028-09-27 12:00 | 2028 50% ECP | 0 | 0 | -210 | 442 | No
2028-09-27 13:00 | 2028 50% ECP | 0 | -300 | -510 | 442 | No
2028-09-27 14:00 | 2028 50% ECP | 5.82 | -496.59 | -510 | 442 | No
2028-09-27 15:00 | 2028 50% ECP | 605.82 | -526 | -510 | 390.63 | No
2028-09-27 16:00 | 2028 50% ECP | 700 | -226 | -510 | 442 | No
2028-09-27 17:00 | 2028 50% ECP | 700 | 0 | -315.23 | 442 | No
2028-09-27 18:00 | 2028 50% ECP | 700 | 0 | -510 | 442 | No
2028-09-27 19:00 | 2028 50% ECP | 700 | 0 | -286.47 | 442 | No
2028-09-27 20:00 | 2028 50% ECP | 700 | 0 | -300 | 442 | No
2028-09-27 21:00 | 2028 50% ECP | 700 | 0 | 0 | 442 | No
2028-09-27 22:00 | 2028 50% ECP | 700 | 123.12 | 300 | 442 | No
2028-09-27 23:00 | 2028 50% ECP | 700 | 66.74 | 510 | 442 | No
2028-09-28 | 2028 50% ECP | 700 | 0 | 330.7 | 442 | No
2028-09-28 01:00 | 2028 50% ECP | 600 | 0 | 99.07 | 365.97 | No
2028-09-28 02:00 | 2028 50% ECP | 0 | 0 | 0 | 321.22 | No
2028-09-28 03:00 | 2028 50% ECP | 558.2 | 0 | 0 | 442 | No
2028-09-28 04:00 | 2028 50% ECP | 700 | 0 | 191.31 | 442 | No
2028-09-28 05:00 | 2028 50% ECP | 700 | 0 | 491.31 | 442 | No
2028-09-28 06:00 | 2028 50% ECP | 700 | 0 | 402.89 | 442 | No
2028-09-28 07:00 | 2028 50% ECP | 700 | 297.58 | 510 | 442 | No
2028-09-28 08:00 | 2028 50% ECP | 700 | 417.59 | 510 | 442 | No
2028-09-28 09:00 | 2028 50% ECP | 473.27 | 117.59 | 210 | 442 | No
2028-09-28 10:00 | 2028 50% ECP | 0 | 0 | 0 | 442 | No
2028-09-28 11:00 | 2028 50% ECP | -464.42 | 0 | 0 | 442 | No
2028-09-28 12:00 | 2028 50% ECP | -464.42 | 0 | 0 | 442 | No
2028-09-28 13:00 | 2028 50% ECP | -700 | 0 | 0 | 428.09 | No
2028-09-28 14:00 | 2028 50% ECP | -700 | 0 | 0 | 128.09 | No
2028-09-28 15:00 | 2028 50% ECP | -500 | 0 | 0 | 374.6 | No
2028-09-28 16:00 | 2028 50% ECP | 100 | 0 | 0 | 433.07 | No
2028-09-28 17:00 | 2028 50% ECP | 700 | 0 | 53.52 | 224.34 | No
2028-09-28 18:00 | 2028 50% ECP | 700 | 0 | 150.68 | 408.62 | No
2028-09-28 19:00 | 2028 50% ECP | 700 | 0 | 450.68 | 385.76 | No
2028-09-28 20:00 | 2028 50% ECP | 700 | 0 | 150.68 | 345.71 | No
2028-09-28 21:00 | 2028 50% ECP | 700 | 205 | 354.98 | 286.09 | No
2028-09-28 22:00 | 2028 50% ECP | 700 | 505 | 510 | 442 | No
2028-09-28 23:00 | 2028 50% ECP | 700 | 408.41 | 510 | 442 | No
2028-09-29 | 2028 50% ECP | 700 | 505 | 510 | 442 | No
2028-09-29 01:00 | 2028 50% ECP | 700 | 505 | 510 | 442 | No
2028-09-29 02:00 | 2028 50% ECP | 700 | 505 | 510 | 442 | No
2028-09-29 03:00 | 2028 50% ECP | 700 | 505 | 510 | 442 | No
2028-09-29 04:00 | 2028 50% ECP | 700 | 505 | 510 | 442 | No
2028-09-29 05:00 | 2028 50% ECP | 700 | 205 | 510 | 385.35 | No
2028-09-29 06:00 | 2028 50% ECP | 700 | 0 | 210 | 85.35 | No
2028-09-29 07:00 | 2028 50% ECP | 700 | 17.42 | 510 | 385.35 | No
2028-09-29 08:00 | 2028 50% ECP | 700 | 217.11 | 355.08 | 442 | No
2028-09-29 09:00 | 2028 50% ECP | 600 | 0 | 55.08 | 442 | No
2028-09-29 10:00 | 2028 50% ECP | 0 | -177.88 | -244.92 | 442 | No
2028-09-29 11:00 | 2028 50% ECP | -600 | 0 | -269.08 | 442 | No
2028-09-29 12:00 | 2028 50% ECP | -700 | 0 | -287.58 | 442 | No
2028-09-29 13:00 | 2028 50% ECP | -566.39 | 0 | 0 | 442 | No
2028-09-29 14:00 | 2028 50% ECP | -463.62 | 0 | 0 | 390.17 | No
2028-09-29 15:00 | 2028 50% ECP | -137.22 | 0 | 0 | 390.17 | No
2028-09-29 16:00 | 2028 50% ECP | -14.28 | 0 | 0 | 442 | No
2028-09-29 17:00 | 2028 50% ECP | 452.66 | 0 | 0 | 442 | No
2028-09-29 18:00 | 2028 50% ECP | -68.89 | 0 | 0 | 442 | No
2028-09-29 19:00 | 2028 50% ECP | -347.91 | 0 | 0 | 442 | No
2028-09-29 20:00 | 2028 50% ECP | -700 | 300 | 300 | 442 | Yes
2028-09-29 21:00 | 2028 50% ECP | -700 | 505 | 510 | 442 | Yes
2028-09-29 22:00 | 2028 50% ECP | -700 | 505 | 510 | 442 | Yes
2028-09-29 23:00 | 2028 50% ECP | -700 | 505 | 510 | 442 | Yes
2028-09-30 | 2028 50% ECP | -700 | 505 | 510 | 442 | Yes
2028-09-30 01:00 | 2028 50% ECP | -700 | 505 | 510 | 442 | Yes
2028-09-30 02:00 | 2028 50% ECP | -700 | 505 | 510 | 442 | No
2028-09-30 03:00 | 2028 50% ECP | -420.49 | 505 | 510 | 442 | No
2028-09-30 04:00 | 2028 50% ECP | 1.21 | 505 | 510 | 442 | No
2028-09-30 05:00 | 2028 50% ECP | 387.46 | 505 | 510 | 442 | No
2028-09-30 06:00 | 2028 50% ECP | 348.66 | 505 | 510 | 442 | No
2028-09-30 07:00 | 2028 50% ECP | 700 | 505 | 510 | 442 | No
2028-09-30 08:00 | 2028 50% ECP | 700 | 422.89 | 510 | 442 | No
2028-09-30 09:00 | 2028 50% ECP | 700 | 122.89 | 502.15 | 442 | No
2028-09-30 10:00 | 2028 50% ECP | 700 | 28.66 | 510 | 442 | No
2028-09-30 11:00 | 2028 50% ECP | 155.68 | 0 | 210 | 442 | No
2028-09-30 12:00 | 2028 50% ECP | 700 | 0 | 165.42 | 310.25 | No
2028-09-30 13:00 | 2028 50% ECP | 700 | 0 | 282.33 | 142 | No
2028-09-30 14:00 | 2028 50% ECP | 700 | 0 | 410.04 | 442 | No
2028-09-30 15:00 | 2028 50% ECP | 700 | 0 | 510 | 275.31 | No
2028-09-30 16:00 | 2028 50% ECP | 461.46 | 205 | 210 | 358.58 | No
2028-09-30 17:00 | 2028 50% ECP | 700 | 505 | 510 | 442 | No
2028-09-30 18:00 | 2028 50% ECP | 700 | 427.97 | 510 | 442 | No
2028-09-30 19:00 | 2028 50% ECP | 700 | 427.97 | 510 | 442 | No
2028-09-30 20:00 | 2028 50% ECP | 700 | 505 | 510 | 442 | No
2028-09-30 21:00 | 2028 50% ECP | 700 | 505 | 510 | 442 | No
2028-09-30 22:00 | 2028 50% ECP | 700 | 505 | 510 | 442 | No
2028-09-30 23:00 | 2028 50% ECP | 700 | 505 | 510 | 442 | No
2028-10-01 | 2028 50% ECP | 700 | 505 | 510 | 442 | No
2028-10-01 01:00 | 2028 50% ECP | 700 | 505 | 510 | 442 | No
2028-10-01 02:00 | 2028 50% ECP | 700 | 505 | 510 | 442 | No
2028-10-01 03:00 | 2028 50% ECP | 700 | 505 | 510 | 442 | No
2028-10-01 04:00 | 2028 50% ECP | 700 | 505 | 510 | 442 | No
2028-10-01 05:00 | 2028 50% ECP | 700 | 300 | 510 | 442 | No
2028-10-01 06:00 | 2028 50% ECP | 700 | 0 | 284.04 | 284.44 | No
2028-10-01 07:00 | 2028 50% ECP | 700 | 0 | 0 | 441.32 | No
2028-10-01 08:00 | 2028 50% ECP | 700 | -226 | -210 | 394.1 | No
2028-10-01 09:00 | 2028 50% ECP | 700 | -526 | -510 | 394.78 | No
2028-10-01 10:00 | 2028 50% ECP | 700 | -526 | -510 | 380.65 | No
2028-10-01 11:00 | 2028 50% ECP | 700 | -526 | -510 | 310.83 | No
2028-10-01 12:00 | 2028 50% ECP | 700 | -526 | -510 | 324.74 | No
2028-10-01 13:00 | 2028 50% ECP | 700 | -526 | -510 | 323.58 | No
2028-10-01 14:00 | 2028 50% ECP | 700 | -526 | -510 | 321.09 | No
2028-10-01 15:00 | 2028 50% ECP | 700 | -226 | -210 | 350.65 | No
2028-10-01 16:00 | 2028 50% ECP | 700 | 0 | 0 | 372.69 | No
2028-10-01 17:00 | 2028 50% ECP | 700 | 0 | 198.4 | 432.61 | No
2028-10-01 18:00 | 2028 50% ECP | 700 | 0 | 140.45 | 425.65 | No
2028-10-01 19:00 | 2028 50% ECP | 700 | 0 | 140.45 | 425.65 | No
2028-10-01 20:00 | 2028 50% ECP | 700 | 0 | 210 | 381.24 | No
2028-10-01 21:00 | 2028 50% ECP | 700 | 287.96 | 510 | 442 | No
2028-10-01 22:00 | 2028 50% ECP | 700 | 116.02 | 510 | 442 | No
2028-10-01 23:00 | 2028 50% ECP | 700 | 313.46 | 510 | 442 | No
2028-10-02 | 2028 50% ECP | 700 | 459.63 | 510 | 442 | No
2028-10-02 01:00 | 2028 50% ECP | 387.41 | 505 | 510 | 442 | No
2028-10-02 02:00 | 2028 50% ECP | -111.71 | 505 | 510 | 442 | No
2028-10-02 03:00 | 2028 50% ECP | -461.64 | 505 | 510 | 442 | No
2028-10-02 04:00 | 2028 50% ECP | -675.99 | 505 | 510 | 442 | No
2028-10-02 05:00 | 2028 50% ECP | -402.48 | 505 | 510 | 442 | No
2028-10-02 06:00 | 2028 50% ECP | 72.62 | 205 | 210 | 439.96 | No
2028-10-02 07:00 | 2028 50% ECP | 580.99 | 20.67 | 300 | 442 | No
2028-10-02 08:00 | 2028 50% ECP | -19.01 | 0 | 0 | 442 | No
2028-10-02 09:00 | 2028 50% ECP | -619.01 | -300 | -300 | 442 | No
2028-10-02 10:00 | 2028 50% ECP | -700 | -498.75 | -510 | 442 | No
2028-10-02 11:00 | 2028 50% ECP | -700 | -226 | -210 | 442 | No
2028-10-02 12:00 | 2028 50% ECP | -700 | -526 | -510 | 442 | No
2028-10-02 13:00 | 2028 50% ECP | -700 | -526 | -510 | 442 | No
2028-10-02 14:00 | 2028 50% ECP | -700 | -526 | -510 | 442 | No
2028-10-02 15:00 | 2028 50% ECP | -700 | -526 | -435.64 | 381.25 | No
2028-10-02 16:00 | 2028 50% ECP | -315.94 | -300 | -135.64 | 442 | No
2028-10-02 17:00 | 2028 50% ECP | 284.06 | 0 | 164.36 | 442 | No
2028-10-02 18:00 | 2028 50% ECP | 700 | 36.24 | 464.36 | 442 | No
2028-10-02 19:00 | 2028 50% ECP | 700 | 0 | 510 | 442 | No
2028-10-02 20:00 | 2028 50% ECP | 700 | 239.39 | 510 | 442 | No
2028-10-02 21:00 | 2028 50% ECP | 700 | 374.78 | 510 | 442 | No
2028-10-02 22:00 | 2028 50% ECP | 700 | 270.25 | 510 | 442 | No
2028-10-02 23:00 | 2028 50% ECP | 477.71 | 505 | 510 | 442 | No
2028-10-03 | 2028 50% ECP | 700 | 505 | 510 | 442 | No
2028-10-03 01:00 | 2028 50% ECP | 700 | 505 | 510 | 442 | No
2028-10-03 02:00 | 2028 50% ECP | 700 | 505 | 510 | 442 | No
2028-10-03 03:00 | 2028 50% ECP | 607.09 | 505 | 510 | 442 | No
2028-10-03 04:00 | 2028 50% ECP | 700 | 505 | 510 | 442 | No
2028-10-03 05:00 | 2028 50% ECP | 290.19 | 505 | 510 | 442 | No
2028-10-03 06:00 | 2028 50% ECP | 700 | 302.35 | 510 | 442 | No
2028-10-03 07:00 | 2028 50% ECP | 700 | 505 | 510 | 442 | No
2028-10-03 08:00 | 2028 50% ECP | 700 | 505 | 510 | 442 | No
2028-10-03 09:00 | 2028 50% ECP | 681.5 | 505 | 510 | 442 | No
2028-10-03 10:00 | 2028 50% ECP | 81.5 | 505 | 510 | 442 | No
2028-10-03 11:00 | 2028 50% ECP | -156.4 | 420.13 | 510 | 442 | No
2028-10-03 12:00 | 2028 50% ECP | -234.76 | 505 | 510 | 442 | No
2028-10-03 13:00 | 2028 50% ECP | 0 | 505 | 510 | 442 | No
2028-10-03 14:00 | 2028 50% ECP | 0 | 505 | 510 | 442 | No
2028-10-03 15:00 | 2028 50% ECP | 600 | 205 | 215.12 | 222.42 | No
2028-10-03 16:00 | 2028 50% ECP | 700 | 376.11 | 510 | 442 | No
2028-10-03 17:00 | 2028 50% ECP | 700 | 505 | 510 | 442 | No
2028-10-03 18:00 | 2028 50% ECP | 700 | 505 | 510 | 442 | No
2028-10-03 19:00 | 2028 50% ECP | 700 | 505 | 510 | 442 | No
2028-10-03 20:00 | 2028 50% ECP | 700 | 505 | 510 | 442 | No
2028-10-03 21:00 | 2028 50% ECP | 700 | 505 | 510 | 326.28 | No
2028-10-03 22:00 | 2028 50% ECP | 100 | 472.22 | 510 | 26.28 | No
2028-10-03 23:00 | 2028 50% ECP | -332 | 505 | 510 | 73.32 | No
2028-10-04 | 2028 50% ECP | -700 | 505 | 510 | 38.66 | Yes
2028-10-04 01:00 | 2028 50% ECP | -700 | 505 | 510 | 155.42 | Yes
2028-10-04 02:00 | 2028 50% ECP | -700 | 505 | 510 | 0 | Yes
2028-10-04 03:00 | 2028 50% ECP | -700 | 505 | 510 | -68 | Yes
2028-10-04 04:00 | 2028 50% ECP | -700 | 505 | 510 | 231.66 | Yes
2028-10-04 05:00 | 2028 50% ECP | -700 | 505 | 510 | -68 | Yes
2028-10-04 06:00 | 2028 50% ECP | -700 | 505 | 510 | 32.47 | Yes
2028-10-04 07:00 | 2028 50% ECP | -700 | 505 | 510 | 315.98 | Yes
2028-10-04 08:00 | 2028 50% ECP | -700 | 505 | 510 | 442 | Yes
2028-10-04 09:00 | 2028 50% ECP | -700 | 505 | 510 | 442 | Yes
2028-10-04 10:00 | 2028 50% ECP | -700 | 374 | 390 | 442 | Yes
2028-10-04 11:00 | 2028 50% ECP | -700 | 74 | 90 | 442 | Yes
2028-10-04 12:00 | 2028 50% ECP | -700 | -226 | -210 | 442 | Yes
2028-10-04 13:00 | 2028 50% ECP | -700 | -526 | -510 | 442 | Yes
2028-10-04 14:00 | 2028 50% ECP | -700 | -526 | -510 | 442 | Yes
2028-10-04 15:00 | 2028 50% ECP | -700 | -482.5 | -510 | 442 | No
2028-10-04 16:00 | 2028 50% ECP | -491.89 | -526 | -510 | 442 | No
2028-10-04 17:00 | 2028 50% ECP | 0 | -526 | -510 | 442 | No
2028-10-04 18:00 | 2028 50% ECP | 458.15 | -526 | -510 | 442 | No
2028-10-04 19:00 | 2028 50% ECP | 458.15 | -526 | -510 | 442 | No
2028-10-04 20:00 | 2028 50% ECP | 395.81 | -526 | -510 | 303.35 | No
2028-10-04 21:00 | 2028 50% ECP | 246.67 | -526 | -510 | 135.52 | No
2028-10-04 22:00 | 2028 50% ECP | 246.67 | -226 | -210 | 426.39 | No
2028-10-04 23:00 | 2028 50% ECP | -201.9 | 0 | 0 | 434.83 | No
2028-10-05 | 2028 50% ECP | 0 | 0 | 0 | 181.35 | No
2028-10-05 01:00 | 2028 50% ECP | -6.27 | 0 | 0 | 110.98 | No
2028-10-05 02:00 | 2028 50% ECP | 0 | 0 | 0 | 180.53 | No
2028-10-05 03:00 | 2028 50% ECP | -547.46 | 0 | 0 | 148.4 | No
2028-10-05 04:00 | 2028 50% ECP | -463.93 | 0 | 17.62 | 442 | No
2028-10-05 05:00 | 2028 50% ECP | -301.78 | 0 | 0 | 368.04 | No
2028-10-05 06:00 | 2028 50% ECP | 0 | 0 | 0 | 368.04 | No
2028-10-05 07:00 | 2028 50% ECP | 301.12 | 28.52 | 210 | 205.61 | No
2028-10-05 08:00 | 2028 50% ECP | 700 | 328.52 | 510 | 442 | No
2028-10-05 09:00 | 2028 50% ECP | 600 | 205 | 452.75 | 442 | No
2028-10-05 10:00 | 2028 50% ECP | 0 | 505 | 510 | 442 | No
2028-10-05 11:00 | 2028 50% ECP | 0 | 205 | 210 | 442 | No
2028-10-05 12:00 | 2028 50% ECP | 0 | 300 | 510 | 442 | No
2028-10-05 13:00 | 2028 50% ECP | 168 | 0 | 210 | 442 | No
2028-10-05 14:00 | 2028 50% ECP | 584.62 | 121.1 | 210 | 442 | No
2028-10-05 15:00 | 2028 50% ECP | 700 | 421.1 | 510 | 442 | No
2028-10-05 16:00 | 2028 50% ECP | 700 | 300 | 483.19 | 442 | No
2028-10-05 17:00 | 2028 50% ECP | 700 | 0 | 183.19 | 442 | No
2028-10-05 18:00 | 2028 50% ECP | 700 | -300 | -116.81 | 442 | No
2028-10-05 19:00 | 2028 50% ECP | 700 | -30.25 | -90 | 442 | No
2028-10-05 20:00 | 2028 50% ECP | 700 | 205 | 210 | 442 | No
2028-10-05 21:00 | 2028 50% ECP | 700 | 505 | 510 | 442 | No
2028-10-05 22:00 | 2028 50% ECP | 700 | 417.49 | 510 | 442 | No
2028-10-05 23:00 | 2028 50% ECP | 693.67 | 117.49 | 210 | 442 | No
2028-10-06 | 2028 50% ECP | 357.35 | 0 | 0 | 442 | No
2028-10-06 01:00 | 2028 50% ECP | 228.15 | 0 | 1.03 | 442 | No
2028-10-06 02:00 | 2028 50% ECP | -371.85 | 205 | 210 | 442 | No
2028-10-06 03:00 | 2028 50% ECP | -700 | 505 | 510 | 442 | No
2028-10-06 04:00 | 2028 50% ECP | -700 | 505 | 510 | 442 | No
2028-10-06 05:00 | 2028 50% ECP | -700 | 205 | 210 | 442 | No
2028-10-06 06:00 | 2028 50% ECP | -381.11 | 0 | 0 | 442 | No
2028-10-06 07:00 | 2028 50% ECP | 0 | 0 | 0 | 442 | No
2028-10-06 08:00 | 2028 50% ECP | 282.29 | 0 | 0 | 442 | No
2028-10-06 09:00 | 2028 50% ECP | 0 | 0 | 105.78 | 442 | No
2028-10-06 10:00 | 2028 50% ECP | -337.97 | 0 | 210 | 382.81 | No
2028-10-06 11:00 | 2028 50% ECP | -700 | 300 | 510 | 442 | No
2028-10-06 12:00 | 2028 50% ECP | -700 | 505 | 305.73 | 442 | Yes
2028-10-06 13:00 | 2028 50% ECP | -700 | 205 | 5.73 | 442 | Yes
2028-10-06 14:00 | 2028 50% ECP | -700 | -95 | -294.27 | 142 | Yes
2028-10-06 15:00 | 2028 50% ECP | -700 | 205 | 5.73 | 442 | Yes
2028-10-06 16:00 | 2028 50% ECP | -700 | 0 | -270.48 | 142 | Yes
2028-10-06 17:00 | 2028 50% ECP | -100 | 0 | 0 | 0 | No
2028-10-06 18:00 | 2028 50% ECP | 0 | 0 | 300 | 214.82 | No
2028-10-06 19:00 | 2028 50% ECP | 375.94 | 0 | 210 | 142 | No
2028-10-06 20:00 | 2028 50% ECP | 134.16 | 300 | 510 | 442 | No
2028-10-06 21:00 | 2028 50% ECP | 196.48 | 505 | 510 | 412.55 | No
2028-10-06 22:00 | 2028 50% ECP | 0 | 505 | 510 | 442 | No
2028-10-06 23:00 | 2028 50% ECP | -55.59 | 505 | 510 | 442 | No
2028-10-07 | 2028 50% ECP | 544.41 | 448.17 | 510 | 198.67 | No
2028-10-07 01:00 | 2028 50% ECP | 700 | 505 | 510 | 442 | No
2028-10-07 02:00 | 2028 50% ECP | 700 | 505 | 510 | 442 | No
2028-10-07 03:00 | 2028 50% ECP | 700 | 466.8 | 510 | 442 | No
2028-10-07 04:00 | 2028 50% ECP | 700 | 466.8 | 510 | 442 | No
2028-10-07 05:00 | 2028 50% ECP | 700 | 419.94 | 510 | 442 | No
2028-10-07 06:00 | 2028 50% ECP | 700 | 119.94 | 510 | 442 | No
2028-10-07 07:00 | 2028 50% ECP | 700 | 393.1 | 510 | 442 | No
2028-10-07 08:00 | 2028 50% ECP | 700 | 505 | 510 | 442 | No
2028-10-07 09:00 | 2028 50% ECP | 700 | 205 | 510 | 306.14 | No
2028-10-07 10:00 | 2028 50% ECP | 700 | 0 | 285.66 | 434.94 | No
2028-10-07 11:00 | 2028 50% ECP | 700 | 0 | 345.52 | 280.25 | No
2028-10-07 12:00 | 2028 50% ECP | 700 | 0 | 345.52 | 377.11 | No
2028-10-07 13:00 | 2028 50% ECP | 700 | 0 | 122.14 | 442 | No
2028-10-07 14:00 | 2028 50% ECP | 700 | 0 | 6.36 | 442 | No
2028-10-07 15:00 | 2028 50% ECP | 700 | 0 | -293.64 | 442 | No
2028-10-07 16:00 | 2028 50% ECP | 700 | 0 | -510 | 442 | No
2028-10-07 17:00 | 2028 50% ECP | 700 | 0 | -461.05 | 442 | No
2028-10-07 18:00 | 2028 50% ECP | 700 | 0 | -161.05 | 442 | No
2028-10-07 19:00 | 2028 50% ECP | 700 | 0 | 45.31 | 442 | No
2028-10-07 20:00 | 2028 50% ECP | 700 | 300 | 345.31 | 442 | No
2028-10-07 21:00 | 2028 50% ECP | 700 | 27.19 | 501.59 | 442 | No
2028-10-07 22:00 | 2028 50% ECP | 700 | 327.19 | 510 | 442 | No
2028-10-07 23:00 | 2028 50% ECP | 700 | 56.03 | 510 | 442 | No
2028-10-08 | 2028 50% ECP | 700 | 0 | 506.28 | 401.28 | No
2028-10-08 01:00 | 2028 50% ECP | 700 | 0 | 510 | 406.1 | No
2028-10-08 02:00 | 2028 50% ECP | 700 | 0 | 510 | 406.1 | No
2028-10-08 03:00 | 2028 50% ECP | 700 | 0 | 210 | 442 | No
2028-10-08 04:00 | 2028 50% ECP | 700 | 0 | 57.37 | 442 | No
2028-10-08 05:00 | 2028 50% ECP | 700 | 0 | 325.26 | 442 | No
2028-10-08 06:00 | 2028 50% ECP | 700 | 150.31 | 510 | 430 | No
2028-10-08 07:00 | 2028 50% ECP | 700 | 450.31 | 510 | 442 | No
2028-10-08 08:00 | 2028 50% ECP | 700 | 373.3 | 510 | 442 | No
2028-10-08 09:00 | 2028 50% ECP | 696.33 | 73.3 | 210 | 442 | No
2028-10-08 10:00 | 2028 50% ECP | 412.3 | 0 | 0 | 442 | No
2028-10-08 11:00 | 2028 50% ECP | 0 | 0 | 0 | 442 | No
2028-10-08 12:00 | 2028 50% ECP | 0 | 0 | 0 | 383.56 | No
2028-10-08 13:00 | 2028 50% ECP | 0 | 0 | 0 | 300.36 | No
2028-10-08 14:00 | 2028 50% ECP | 0 | 0 | 0 | 181.67 | No
2028-10-08 15:00 | 2028 50% ECP | 100 | 0 | -210 | 89.38 | No
2028-10-08 16:00 | 2028 50% ECP | 700 | -300 | -510 | 236.4 | No
2028-10-08 17:00 | 2028 50% ECP | 700 | -526 | -510 | 442 | No
2028-10-08 18:00 | 2028 50% ECP | 700 | -526 | -510 | 442 | No
2028-10-08 19:00 | 2028 50% ECP | 700 | -526 | -510 | 442 | No
2028-10-08 20:00 | 2028 50% ECP | 700 | -300 | -510 | 368.37 | No
2028-10-08 21:00 | 2028 50% ECP | 700 | 0 | -210 | 325.82 | No
2028-10-08 22:00 | 2028 50% ECP | 700 | 0 | 14.52 | 25.82 | No
2028-10-08 23:00 | 2028 50% ECP | 700 | 0 | 300 | 90.5 | No
2028-10-09 | 2028 50% ECP | 539.7 | 0 | 0 | 0 | No
2028-10-09 01:00 | 2028 50% ECP | 0 | 0 | 300 | 186.3 | No
2028-10-09 02:00 | 2028 50% ECP | 0 | 0 | 442.44 | 0 | No
2028-10-09 03:00 | 2028 50% ECP | 0 | 0 | 510 | 279.59 | No
2028-10-09 04:00 | 2028 50% ECP | 0 | 0 | 510 | 196.19 | No
2028-10-09 05:00 | 2028 50% ECP | 600 | 0 | 275.18 | 22.75 | No
2028-10-09 06:00 | 2028 50% ECP | 700 | 0 | 510 | 322.75 | No
2028-10-09 07:00 | 2028 50% ECP | 700 | 205 | 510 | 363.67 | No
2028-10-09 08:00 | 2028 50% ECP | 700 | 505 | 510 | 442 | No
2028-10-09 09:00 | 2028 50% ECP | 700 | 491.65 | 510 | 442 | No
2028-10-09 10:00 | 2028 50% ECP | 144.53 | 191.65 | 210 | 142 | No
2028-10-09 11:00 | 2028 50% ECP | -455.47 | 0 | -90 | 156.08 | No
2028-10-09 12:00 | 2028 50% ECP | -700 | 0 | -390 | 0 | No
2028-10-09 13:00 | 2028 50% ECP | -700 | 0 | -479.86 | 0 | No
2028-10-09 14:00 | 2028 50% ECP | -700 | 0 | -345.62 | 0 | No
2028-10-09 15:00 | 2028 50% ECP | -500 | 0 | -45.62 | 0 | No
2028-10-09 16:00 | 2028 50% ECP | 100 | 0 | 0 | 157.63 | No
2028-10-09 17:00 | 2028 50% ECP | 700 | 0 | 0 | 335.14 | No
2028-10-09 18:00 | 2028 50% ECP | 700 | 300 | 300 | 442 | No
2028-10-09 19:00 | 2028 50% ECP | 700 | 505 | 510 | 442 | No
2028-10-09 20:00 | 2028 50% ECP | 700 | 505 | 510 | 442 | No
2028-10-09 21:00 | 2028 50% ECP | 700 | 505 | 510 | 442 | No
2028-10-09 22:00 | 2028 50% ECP | 700 | 312.1 | 510 | 442 | No
2028-10-09 23:00 | 2028 50% ECP | 700 | 246.49 | 510 | 442 | No
2028-10-10 | 2028 50% ECP | 600 | 0 | 510 | 348.93 | No
2028-10-10 01:00 | 2028 50% ECP | 0 | 0 | 510 | 142 | No
2028-10-10 02:00 | 2028 50% ECP | -600 | 0 | 510 | 442 | No
2028-10-10 03:00 | 2028 50% ECP | -700 | 278.61 | 510 | 442 | No
2028-10-10 04:00 | 2028 50% ECP | -700 | 0 | 300 | 261.62 | No
2028-10-10 05:00 | 2028 50% ECP | -636.77 | 0 | 0 | -38.38 | No
2028-10-10 06:00 | 2028 50% ECP | -69.73 | 0 | -176.88 | -23.71 | No
2028-10-10 07:00 | 2028 50% ECP | 530.27 | 0 | 123.12 | 142 | No
2028-10-10 08:00 | 2028 50% ECP | 700 | 0 | 423.12 | 442 | No
2028-10-10 09:00 | 2028 50% ECP | 250.35 | 0 | 297.59 | 280.74 | No
2028-10-10 10:00 | 2028 50% ECP | -349.65 | 0 | 0 | 33.36 | No
2028-10-10 11:00 | 2028 50% ECP | -700 | 248.69 | 300 | 333.36 | No
2028-10-10 12:00 | 2028 50% ECP | -700 | 505 | 510 | 442 | No
2028-10-10 13:00 | 2028 50% ECP | -700 | 205 | 210 | 228.98 | No
2028-10-10 14:00 | 2028 50% ECP | -481.54 | 0 | -39.85 | 259.31 | No
2028-10-10 15:00 | 2028 50% ECP | 118.46 | 0 | 50.62 | 10.14 | No
2028-10-10 16:00 | 2028 50% ECP | 700 | 0 | 350.62 | 144.94 | No
2028-10-10 17:00 | 2028 50% ECP | 700 | 291.9 | 510 | 442 | No
2028-10-10 18:00 | 2028 50% ECP | 700 | 205 | 494.83 | 293.77 | No
2028-10-10 19:00 | 2028 50% ECP | 700 | 505 | 510 | 442 | No
2028-10-10 20:00 | 2028 50% ECP | 700 | 505 | 510 | 442 | No
2028-10-10 21:00 | 2028 50% ECP | 700 | 505 | 510 | 442 | No
2028-10-10 22:00 | 2028 50% ECP | 700 | 505 | 510 | 442 | No
2028-10-10 23:00 | 2028 50% ECP | 700 | 205 | 510 | 432.41 | No
2028-10-11 | 2028 50% ECP | 700 | 505 | 510 | 442 | No
2028-10-11 01:00 | 2028 50% ECP | 700 | 378.51 | 510 | 442 | No
2028-10-11 02:00 | 2028 50% ECP | 700 | 505 | 510 | 442 | No
2028-10-11 03:00 | 2028 50% ECP | 700 | 505 | 510 | 442 | No
2028-10-11 04:00 | 2028 50% ECP | 700 | 505 | 510 | 442 | No
2028-10-11 05:00 | 2028 50% ECP | 700 | 505 | 510 | 442 | No
2028-10-11 06:00 | 2028 50% ECP | 700 | 332.38 | 510 | 442 | No
2028-10-11 07:00 | 2028 50% ECP | 700 | 505 | 510 | 442 | No
2028-10-11 08:00 | 2028 50% ECP | 700 | 505 | 510 | 442 | No
2028-10-11 09:00 | 2028 50% ECP | 700 | 257.08 | 510 | 442 | No
2028-10-11 10:00 | 2028 50% ECP | 700 | 257.08 | 510 | 442 | No
2028-10-11 11:00 | 2028 50% ECP | 700 | 0 | 510 | 442 | No
2028-10-11 12:00 | 2028 50% ECP | 700 | 216.36 | 390 | 442 | No
2028-10-11 13:00 | 2028 50% ECP | 700 | 0 | 90 | 442 | No
2028-10-11 14:00 | 2028 50% ECP | 700 | -205.19 | -210 | 442 | No
2028-10-11 15:00 | 2028 50% ECP | 700 | -505.19 | -510 | 438.33 | No
2028-10-11 16:00 | 2028 50% ECP | 700 | -219.46 | -210 | 282.28 | No
2028-10-11 17:00 | 2028 50% ECP | 700 | -519.46 | -510 | -17.72 | No
2028-10-11 18:00 | 2028 50% ECP | 700 | -526 | -510 | -231.82 | No
2028-10-11 19:00 | 2028 50% ECP | 700 | -226 | -210 | 68.18 | No
2028-10-11 20:00 | 2028 50% ECP | 700 | 74 | 90 | 368.18 | No
2028-10-11 21:00 | 2028 50% ECP | 700 | 0 | 191.48 | 100.28 | No
2028-10-11 22:00 | 2028 50% ECP | 700 | -111.61 | -90 | 142 | No
2028-10-11 23:00 | 2028 50% ECP | 700 | 137.9 | 210 | 442 | No
2028-10-12 | 2028 50% ECP | 700 | 263.78 | 510 | 442 | No
2028-10-12 01:00 | 2028 50% ECP | 700 | 487.95 | 510 | 442 | No
2028-10-12 02:00 | 2028 50% ECP | 700 | 187.95 | 510 | 370.02 | No
2028-10-12 03:00 | 2028 50% ECP | 700 | 72.5 | 510 | 442 | No
2028-10-12 04:00 | 2028 50% ECP | 500.16 | 0 | 210 | 187.06 | No
2028-10-12 05:00 | 2028 50% ECP | 0 | 0 | 0 | 132.55 | No
2028-10-12 06:00 | 2028 50% ECP | 195.53 | 0 | 0 | 290.88 | No
2028-10-12 07:00 | 2028 50% ECP | 365.87 | 0 | -210 | -9.12 | No
2028-10-12 08:00 | 2028 50% ECP | 500 | -300 | -510 | -309.12 | No
2028-10-12 09:00 | 2028 50% ECP | -100 | 0 | -397.27 | -9.12 | No
2028-10-12 10:00 | 2028 50% ECP | -700 | 0 | -300 | -70.24 | No
2028-10-12 11:00 | 2028 50% ECP | -700 | 300 | 0 | 229.76 | No
2028-10-12 12:00 | 2028 50% ECP | -700 | 74 | 90 | 90 | No
2028-10-12 13:00 | 2028 50% ECP | -700 | -226 | -210 | -210 | No
2028-10-12 14:00 | 2028 50% ECP | -700 | -526 | -510 | -510 | No
2028-10-12 15:00 | 2028 50% ECP | -700 | -520.95 | -510 | -245.48 | No
2028-10-12 16:00 | 2028 50% ECP | -668.25 | -300 | -300 | 54.52 | No
2028-10-12 17:00 | 2028 50% ECP | -68.25 | 0 | 0 | 354.52 | No
2028-10-12 18:00 | 2028 50% ECP | 487.65 | 0 | 0 | 442 | No
2028-10-12 19:00 | 2028 50% ECP | 700 | 0 | 0 | 442 | No
2028-10-12 20:00 | 2028 50% ECP | 700 | 0 | 0 | 442 | No
2028-10-12 21:00 | 2028 50% ECP | 700 | 0 | 0 | 442 | No
2028-10-12 22:00 | 2028 50% ECP | 700 | 0 | 0 | 442 | No
2028-10-12 23:00 | 2028 50% ECP | 332.23 | 0 | 210 | 303.89 | No
2028-10-13 | 2028 50% ECP | 162.43 | 34.15 | 510 | 442 | No
2028-10-13 01:00 | 2028 50% ECP | 0 | 91.79 | 510 | 442 | No
2028-10-13 02:00 | 2028 50% ECP | 0 | 0 | 510 | 442 | No
2028-10-13 03:00 | 2028 50% ECP | 0 | 133.89 | 510 | 442 | No
2028-10-13 04:00 | 2028 50% ECP | -64.15 | 300 | 510 | 442 | No
2028-10-13 05:00 | 2028 50% ECP | 404.82 | 0 | 210 | 340.41 | No
2028-10-13 06:00 | 2028 50% ECP | 395.53 | 0 | 205.42 | 442 | No
2028-10-13 07:00 | 2028 50% ECP | 700 | 0 | 505.42 | 442 | No
2028-10-13 08:00 | 2028 50% ECP | 700 | 0 | 510 | 379.97 | No
2028-10-13 09:00 | 2028 50% ECP | 500 | 0 | 300 | 79.97 | No
2028-10-13 10:00 | 2028 50% ECP | -100 | -150 | 0 | -220.03 | No
2028-10-13 11:00 | 2028 50% ECP | -700 | -95 | -90 | -209.21 | No
2028-10-13 12:00 | 2028 50% ECP | -700 | 205 | 210 | 90.79 | No
2028-10-13 13:00 | 2028 50% ECP | -700 | 505 | 510 | 390.79 | No
2028-10-13 14:00 | 2028 50% ECP | -700 | 505 | 510 | 442 | No
2028-10-13 15:00 | 2028 50% ECP | -666.2 | 505 | 510 | 442 | No
2028-10-13 16:00 | 2028 50% ECP | -66.2 | 205 | 510 | 442 | No
2028-10-13 17:00 | 2028 50% ECP | 533.8 | 293.66 | 510 | 442 | No
2028-10-13 18:00 | 2028 50% ECP | 700 | 505 | 510 | 442 | No
2028-10-13 19:00 | 2028 50% ECP | 700 | 505 | 510 | 224.46 | No
2028-10-13 20:00 | 2028 50% ECP | 700 | 505 | 510 | -75.54 | No
2028-10-13 21:00 | 2028 50% ECP | 700 | 505 | 510 | 224.46 | No
2028-10-13 22:00 | 2028 50% ECP | 628.87 | 505 | 510 | 442 | No
2028-10-13 23:00 | 2028 50% ECP | 119.17 | 505 | 510 | 442 | No
2028-10-14 | 2028 50% ECP | 700 | 505 | 510 | 442 | No
2028-10-14 01:00 | 2028 50% ECP | 700 | 505 | 510 | 390 | No
2028-10-14 02:00 | 2028 50% ECP | 700 | 505 | 510 | 90 | No
2028-10-14 03:00 | 2028 50% ECP | 700 | 505 | 510 | -210 | No
2028-10-14 04:00 | 2028 50% ECP | 700 | 505 | 510 | -510 | No
2028-10-14 05:00 | 2028 50% ECP | 700 | 205 | 510 | -210 | No
2028-10-14 06:00 | 2028 50% ECP | 700 | 0 | 510 | -238.76 | No
2028-10-14 07:00 | 2028 50% ECP | 700 | 160.91 | 510 | -18.95 | No
2028-10-14 08:00 | 2028 50% ECP | 700 | 460.91 | 510 | 258.17 | No
2028-10-14 09:00 | 2028 50% ECP | 700 | 486.56 | 510 | 347.6 | No
2028-10-14 10:00 | 2028 50% ECP | 700 | 443.84 | 510 | 442 | No
2028-10-14 11:00 | 2028 50% ECP | 700 | 143.84 | 510 | 442 | No
2028-10-14 12:00 | 2028 50% ECP | 700 | 0 | 510 | 442 | No
2028-10-14 13:00 | 2028 50% ECP | 700 | 221.88 | 510 | 442 | No
2028-10-14 14:00 | 2028 50% ECP | 700 | 291.13 | 510 | 442 | No
2028-10-14 15:00 | 2028 50% ECP | 700 | 261.68 | 510 | 442 | No
2028-10-14 16:00 | 2028 50% ECP | 700 | 362.08 | 510 | 442 | No
2028-10-14 17:00 | 2028 50% ECP | 700 | 62.08 | 210 | 142 | No
2028-10-14 18:00 | 2028 50% ECP | 700 | 205 | 210 | 142 | No
2028-10-14 19:00 | 2028 50% ECP | 700 | 505 | 510 | 442 | No
2028-10-14 20:00 | 2028 50% ECP | 700 | 505 | 510 | 442 | No
2028-10-14 21:00 | 2028 50% ECP | 700 | 505 | 510 | 442 | No
2028-10-14 22:00 | 2028 50% ECP | 700 | 505 | 510 | 442 | No
2028-10-14 23:00 | 2028 50% ECP | 700 | 296.3 | 510 | 442 | No
2028-10-15 | 2028 50% ECP | 700 | 505 | 510 | 442 | No
2028-10-15 01:00 | 2028 50% ECP | 700 | 505 | 510 | 442 | No
2028-10-15 02:00 | 2028 50% ECP | 700 | 505 | 510 | 442 | No
2028-10-15 03:00 | 2028 50% ECP | 700 | 505 | 510 | 442 | No
2028-10-15 04:00 | 2028 50% ECP | 700 | 505 | 510 | 442 | No
2028-10-15 05:00 | 2028 50% ECP | 700 | 205 | 300 | 234.21 | No
2028-10-15 06:00 | 2028 50% ECP | 700 | 0 | 0 | 203.15 | No
2028-10-15 07:00 | 2028 50% ECP | 700 | 0 | 0 | 337.89 | No
2028-10-15 08:00 | 2028 50% ECP | 700 | 0 | -182.97 | 407.33 | No
2028-10-15 09:00 | 2028 50% ECP | 700 | -226 | -482.97 | 331.42 | No
2028-10-15 10:00 | 2028 50% ECP | 700 | -526 | -510 | 361.84 | No
2028-10-15 11:00 | 2028 50% ECP | 700 | -475.85 | -510 | 402.03 | No
2028-10-15 12:00 | 2028 50% ECP | 700 | -526 | -510 | 427.04 | No
2028-10-15 13:00 | 2028 50% ECP | 700 | -526 | -510 | 419.99 | No
2028-10-15 14:00 | 2028 50% ECP | 700 | -444.55 | -510 | 430.41 | No
2028-10-15 15:00 | 2028 50% ECP | 700 | -526 | -510 | 373.45 | No
2028-10-15 16:00 | 2028 50% ECP | 700 | -226 | -407.25 | 177.43 | No
2028-10-15 17:00 | 2028 50% ECP | 700 | 0 | -413.71 | 227.46 | No
2028-10-15 18:00 | 2028 50% ECP | 700 | 0 | -113.71 | 429.07 | No
2028-10-15 19:00 | 2028 50% ECP | 700 | 0 | 0 | 429.07 | No
2028-10-15 20:00 | 2028 50% ECP | 700 | 0 | 0 | 245.4 | No
2028-10-15 21:00 | 2028 50% ECP | 700 | 0 | -68.48 | 406.62 | No
2028-10-15 22:00 | 2028 50% ECP | 700 | 0 | 135.16 | 442 | No
2028-10-15 23:00 | 2028 50% ECP | 700 | 201.9 | 435.16 | 442 | No
2028-10-16 | 2028 50% ECP | 700 | 486.14 | 510 | 442 | No
2028-10-16 01:00 | 2028 50% ECP | 700 | 426.32 | 510 | 442 | No
2028-10-16 02:00 | 2028 50% ECP | 700 | 505 | 510 | 442 | No
2028-10-16 03:00 | 2028 50% ECP | 700 | 205 | 510 | 442 | No
2028-10-16 04:00 | 2028 50% ECP | 700 | 415.86 | 390 | 442 | No
2028-10-16 05:00 | 2028 50% ECP | 700 | 129.62 | 90 | 415.23 | No
2028-10-16 06:00 | 2028 50% ECP | 700 | -170.38 | -210 | 115.23 | No
2028-10-16 07:00 | 2028 50% ECP | 700 | 0 | -510 | 0 | No
2028-10-16 08:00 | 2028 50% ECP | 700 | 0 | -510 | 300 | No
2028-10-16 09:00 | 2028 50% ECP | 700 | -83.08 | -510 | 391.36 | No
2028-10-16 10:00 | 2028 50% ECP | 700 | 0 | -210 | 442 | No
2028-10-16 11:00 | 2028 50% ECP | 600 | 0 | 0 | 442 | No
2028-10-16 12:00 | 2028 50% ECP | 0 | 0 | 0 | 442 | No
2028-10-16 13:00 | 2028 50% ECP | 88.04 | 0 | -17.57 | 442 | No
2028-10-16 14:00 | 2028 50% ECP | 406.8 | -300 | -317.57 | 442 | No
2028-10-16 15:00 | 2028 50% ECP | 424.88 | -526 | -510 | 235.22 | No
2028-10-16 16:00 | 2028 50% ECP | 700 | -526 | -510 | 442 | No
2028-10-16 17:00 | 2028 50% ECP | 700 | -526 | -510 | 442 | No
2028-10-16 18:00 | 2028 50% ECP | 700 | -526 | -510 | 333.27 | No
2028-10-16 19:00 | 2028 50% ECP | 700 | -300 | -411.27 | 442 | No
2028-10-16 20:00 | 2028 50% ECP | 700 | 0 | -111.27 | 442 | No
2028-10-16 21:00 | 2028 50% ECP | 700 | 300 | 188.73 | 442 | No
2028-10-16 22:00 | 2028 50% ECP | 700 | 295.81 | 488.73 | 442 | No
2028-10-16 23:00 | 2028 50% ECP | 700 | 195.83 | 510 | 442 | No
2028-10-17 | 2028 50% ECP | 700 | 495.83 | 510 | 442 | No
2028-10-17 01:00 | 2028 50% ECP | 700 | 195.83 | 510 | 442 | No
2028-10-17 02:00 | 2028 50% ECP | 700 | 0 | 510 | 442 | No
2028-10-17 03:00 | 2028 50% ECP | 700 | 0 | 510 | 442 | No
2028-10-17 04:00 | 2028 50% ECP | 700 | 0 | 510 | 442 | No
2028-10-17 05:00 | 2028 50% ECP | 700 | 208.73 | 390 | 442 | No
2028-10-17 06:00 | 2028 50% ECP | 700 | 175.04 | 90 | 442 | No
2028-10-17 07:00 | 2028 50% ECP | 700 | -124.96 | -210 | 402.54 | No
2028-10-17 08:00 | 2028 50% ECP | 700 | 0 | -510 | 210.2 | No
2028-10-17 09:00 | 2028 50% ECP | 700 | 0 | -510 | 437.77 | No
2028-10-17 10:00 | 2028 50% ECP | 700 | 0 | -210 | 442 | No
2028-10-17 11:00 | 2028 50% ECP | 700 | 0 | 0 | 442 | No
2028-10-17 12:00 | 2028 50% ECP | 700 | -226 | -210 | 442 | No
2028-10-17 13:00 | 2028 50% ECP | 700 | -526 | -510 | 365.86 | No
2028-10-17 14:00 | 2028 50% ECP | 700 | -526 | -510 | 332.78 | No
2028-10-17 15:00 | 2028 50% ECP | 700 | -526 | -510 | 348.46 | No
2028-10-17 16:00 | 2028 50% ECP | 700 | -226 | -510 | 374.78 | No
2028-10-17 17:00 | 2028 50% ECP | 700 | 0 | -510 | 442 | No
2028-10-17 18:00 | 2028 50% ECP | 700 | 0 | -510 | 442 | No
2028-10-17 19:00 | 2028 50% ECP | 700 | 0 | -510 | 442 | No
2028-10-17 20:00 | 2028 50% ECP | 700 | 0 | -510 | 426.92 | No
2028-10-17 21:00 | 2028 50% ECP | 700 | 0 | -491.47 | 388.62 | No
2028-10-17 22:00 | 2028 50% ECP | 700 | 0 | -191.47 | 238.52 | No
2028-10-17 23:00 | 2028 50% ECP | 700 | 300 | 108.53 | 442 | No
2028-10-18 | 2028 50% ECP | 700 | 0 | 408.53 | 442 | No
2028-10-18 01:00 | 2028 50% ECP | 700 | 0 | 510 | 442 | No
2028-10-18 02:00 | 2028 50% ECP | 700 | 0 | 510 | 442 | No
2028-10-18 03:00 | 2028 50% ECP | 700 | 245.68 | 390 | 442 | No
2028-10-18 04:00 | 2028 50% ECP | 700 | 59.5 | 90 | 369.76 | No
2028-10-18 05:00 | 2028 50% ECP | 700 | -240.5 | -210 | 69.76 | No
2028-10-18 06:00 | 2028 50% ECP | 700 | -53.99 | -510 | 112.94 | No
2028-10-18 07:00 | 2028 50% ECP | 700 | 0 | -480.2 | 282.91 | No
2028-10-18 08:00 | 2028 50% ECP | 700 | 0 | -480.2 | 402.06 | No
2028-10-18 09:00 | 2028 50% ECP | 700 | -226 | -510 | 383.87 | No
2028-10-18 10:00 | 2028 50% ECP | 700 | -526 | -510 | 397.4 | No
2028-10-18 11:00 | 2028 50% ECP | 700 | -526 | -510 | 336.95 | No
2028-10-18 12:00 | 2028 50% ECP | 700 | -526 | -510 | 170.94 | No
2028-10-18 13:00 | 2028 50% ECP | 700 | -226 | -210 | 442 | No
2028-10-18 14:00 | 2028 50% ECP | 700 | 0 | -53.33 | 442 | No
2028-10-18 15:00 | 2028 50% ECP | 700 | -300 | -353.33 | 291.09 | No
2028-10-18 16:00 | 2028 50% ECP | 700 | 0 | -510 | 329.79 | No
2028-10-18 17:00 | 2028 50% ECP | 700 | 0 | -510 | 369.73 | No
2028-10-18 18:00 | 2028 50% ECP | 700 | 0 | -477.88 | 434.87 | No
2028-10-18 19:00 | 2028 50% ECP | 700 | 0 | -177.88 | 434.87 | No
2028-10-18 20:00 | 2028 50% ECP | 700 | 21.54 | 122.12 | 442 | No
2028-10-18 21:00 | 2028 50% ECP | 700 | 230.51 | 422.12 | 442 | No
2028-10-18 22:00 | 2028 50% ECP | 700 | 474.14 | 510 | 442 | No
2028-10-18 23:00 | 2028 50% ECP | 130.83 | 205 | 256.19 | 362.05 | No
2028-10-19 | 2028 50% ECP | -406.8 | 505 | 510 | 442 | No
2028-10-19 01:00 | 2028 50% ECP | -700 | 505 | 510 | 442 | Yes
2028-10-19 02:00 | 2028 50% ECP | -700 | 505 | 510 | 442 | Yes
2028-10-19 03:00 | 2028 50% ECP | -700 | 505 | 510 | 442 | Yes
2028-10-19 04:00 | 2028 50% ECP | -700 | 505 | 510 | 442 | Yes
2028-10-19 05:00 | 2028 50% ECP | -700 | 505 | 510 | 442 | Yes
2028-10-19 06:00 | 2028 50% ECP | -700 | 505 | 510 | 442 | Yes
2028-10-19 07:00 | 2028 50% ECP | -700 | 505 | 510 | 442 | Yes
2028-10-19 08:00 | 2028 50% ECP | -700 | 505 | 510 | 442 | No
2028-10-19 09:00 | 2028 50% ECP | -700 | 205 | 294.5 | 142 | No
2028-10-19 10:00 | 2028 50% ECP | -700 | 505 | 510 | 442 | Yes
2028-10-19 11:00 | 2028 50% ECP | -700 | 505 | 510 | 442 | Yes
2028-10-19 12:00 | 2028 50% ECP | -700 | 505 | 510 | 442 | Yes
2028-10-19 13:00 | 2028 50% ECP | -700 | 505 | 510 | 442 | No
2028-10-19 14:00 | 2028 50% ECP | -700 | 505 | 510 | 442 | No
2028-10-19 15:00 | 2028 50% ECP | -700 | 505 | 510 | 442 | No
2028-10-19 16:00 | 2028 50% ECP | -700 | 505 | 510 | 442 | No
2028-10-19 17:00 | 2028 50% ECP | -100 | 205 | 210 | 142 | No
2028-10-19 18:00 | 2028 50% ECP | -100 | 0 | 0 | 0 | No
2028-10-19 19:00 | 2028 50% ECP | -107.68 | 0 | 0 | 142.36 | No
2028-10-19 20:00 | 2028 50% ECP | -700 | 16.31 | 210 | 442 | No
2028-10-19 21:00 | 2028 50% ECP | -700 | 316.31 | 510 | 442 | No
2028-10-19 22:00 | 2028 50% ECP | -700 | 505 | 510 | 442 | Yes
2028-10-19 23:00 | 2028 50% ECP | -700 | 505 | 510 | 442 | Yes
2028-10-20 | 2028 50% ECP | -700 | 505 | 510 | 442 | Yes
2028-10-20 01:00 | 2028 50% ECP | -700 | 505 | 510 | 442 | Yes
2028-10-20 02:00 | 2028 50% ECP | -700 | 505 | 510 | 442 | Yes
2028-10-20 03:00 | 2028 50% ECP | -700 | 505 | 510 | 442 | Yes
2028-10-20 04:00 | 2028 50% ECP | -700 | 505 | 510 | 442 | Yes
2028-10-20 05:00 | 2028 50% ECP | -700 | 505 | 510 | 442 | Yes
2028-10-20 06:00 | 2028 50% ECP | -700 | 505 | 510 | 442 | Yes
2028-10-20 07:00 | 2028 50% ECP | -700 | 505 | 510 | 442 | Yes
2028-10-20 08:00 | 2028 50% ECP | -700 | 505 | 510 | 442 | Yes
2028-10-20 09:00 | 2028 50% ECP | -700 | 505 | 510 | 442 | Yes
2028-10-20 10:00 | 2028 50% ECP | -700 | 505 | 510 | 442 | Yes
2028-10-20 11:00 | 2028 50% ECP | -700 | 505 | 510 | 442 | Yes
2028-10-20 12:00 | 2028 50% ECP | -700 | 505 | 510 | 442 | Yes
2028-10-20 13:00 | 2028 50% ECP | -700 | 505 | 510 | 442 | Yes
2028-10-20 14:00 | 2028 50% ECP | -700 | 505 | 510 | 442 | Yes
2028-10-20 15:00 | 2028 50% ECP | -700 | 505 | 510 | 442 | Yes
2028-10-20 16:00 | 2028 50% ECP | -700 | 505 | 510 | 442 | Yes
2028-10-20 17:00 | 2028 50% ECP | -700 | 505 | 510 | 442 | Yes
2028-10-20 18:00 | 2028 50% ECP | -700 | 505 | 510 | 442 | No
2028-10-20 19:00 | 2028 50% ECP | -700 | 505 | 510 | 442 | No
2028-10-20 20:00 | 2028 50% ECP | -100 | 505 | 510 | 442 | No
2028-10-20 21:00 | 2028 50% ECP | 361.56 | 505 | 510 | 442 | No
2028-10-20 22:00 | 2028 50% ECP | 189.76 | 505 | 510 | 442 | No
2028-10-20 23:00 | 2028 50% ECP | 0 | 505 | 510 | 442 | No
2028-10-21 | 2028 50% ECP | 597.28 | 505 | 510 | 239.92 | No
2028-10-21 01:00 | 2028 50% ECP | 700 | 505 | 510 | 297.65 | No
2028-10-21 02:00 | 2028 50% ECP | 700 | 205 | 510 | 308.22 | No
2028-10-21 03:00 | 2028 50% ECP | 700 | 0 | 510 | 333.04 | No
2028-10-21 04:00 | 2028 50% ECP | 700 | 0 | 510 | 279.98 | No
2028-10-21 05:00 | 2028 50% ECP | 700 | 0 | 510 | 442 | No
2028-10-21 06:00 | 2028 50% ECP | 700 | 0 | 510 | 442 | No
2028-10-21 07:00 | 2028 50% ECP | 700 | 0 | 300 | 442 | No
2028-10-21 08:00 | 2028 50% ECP | 700 | 0 | 0 | 442 | No
2028-10-21 09:00 | 2028 50% ECP | 700 | 0 | 0 | 442 | No
2028-10-21 10:00 | 2028 50% ECP | 165.88 | 0 | -126.55 | 326.61 | No
2028-10-21 11:00 | 2028 50% ECP | 0 | 0 | -426.55 | 78.67 | No
2028-10-21 12:00 | 2028 50% ECP | -600 | 0 | -413.67 | 261.23 | No
2028-10-21 13:00 | 2028 50% ECP | -700 | 0 | -427.51 | 193.34 | No
2028-10-21 14:00 | 2028 50% ECP | -700 | -139.66 | -510 | -106.66 | No
2028-10-21 15:00 | 2028 50% ECP | -700 | 0 | -510 | -406.66 | No
2028-10-21 16:00 | 2028 50% ECP | -551.88 | 0 | -210 | -217.47 | No
2028-10-21 17:00 | 2028 50% ECP | 0 | 0 | -300 | -6.66 | No
2028-10-21 18:00 | 2028 50% ECP | 276.48 | 0 | 0 | 0 | No
2028-10-21 19:00 | 2028 50% ECP | 700 | 0 | 300 | 0 | No
2028-10-21 20:00 | 2028 50% ECP | 700 | 0 | 510 | -192.38 | No
2028-10-21 21:00 | 2028 50% ECP | 700 | 0 | 510 | -319.39 | No
2028-10-21 22:00 | 2028 50% ECP | 700 | 0 | 510 | -348.47 | No
2028-10-21 23:00 | 2028 50% ECP | 700 | 0 | 277.69 | -462.61 | No
2028-10-22 | 2028 50% ECP | 700 | 205 | 510 | -286.83 | No
2028-10-22 01:00 | 2028 50% ECP | 700 | 505 | 510 | 13.17 | No
2028-10-22 02:00 | 2028 50% ECP | 700 | 505 | 510 | -286.83 | No
2028-10-22 03:00 | 2028 50% ECP | 700 | 505 | 510 | -271.18 | No
2028-10-22 04:00 | 2028 50% ECP | 700 | 505 | 510 | -435.8 | No
2028-10-22 05:00 | 2028 50% ECP | 700 | 247.92 | 510 | -316.85 | No
2028-10-22 06:00 | 2028 50% ECP | 700 | 309.49 | 510 | -16.85 | No
2028-10-22 07:00 | 2028 50% ECP | 700 | 9.49 | 510 | 211.76 | No
2028-10-22 08:00 | 2028 50% ECP | 700 | 0 | 283.55 | 137.69 | No
2028-10-22 09:00 | 2028 50% ECP | 700 | 0 | 510 | 437.69 | No
2028-10-22 10:00 | 2028 50% ECP | 700 | 0 | 510 | 442 | No
2028-10-22 11:00 | 2028 50% ECP | 700 | 0 | 510 | 442 | No
2028-10-22 12:00 | 2028 50% ECP | 700 | 0 | 510 | 442 | No
2028-10-22 13:00 | 2028 50% ECP | 700 | 0 | 377.24 | 442 | No
2028-10-22 14:00 | 2028 50% ECP | 700 | 0 | 77.24 | 442 | No
2028-10-22 15:00 | 2028 50% ECP | 700 | 0 | -222.76 | 385.67 | No
2028-10-22 16:00 | 2028 50% ECP | 700 | 0 | -510 | 442 | No
2028-10-22 17:00 | 2028 50% ECP | 700 | 0 | -510 | 319.08 | No
2028-10-22 18:00 | 2028 50% ECP | 700 | 0 | -510 | 442 | No
2028-10-22 19:00 | 2028 50% ECP | 700 | 0 | -510 | 442 | No
2028-10-22 20:00 | 2028 50% ECP | 700 | 0 | -300 | 422.53 | No
2028-10-22 21:00 | 2028 50% ECP | 473.13 | 0 | 0 | 378.27 | No
2028-10-22 22:00 | 2028 50% ECP | -100 | 0 | 184.39 | 126.12 | No
2028-10-22 23:00 | 2028 50% ECP | -700 | -95 | -90 | 58.22 | No
2028-10-23 | 2028 50% ECP | -100 | 205 | 210 | 358.22 | No
2028-10-23 01:00 | 2028 50% ECP | 8.49 | 505 | 510 | 442 | No
2028-10-23 02:00 | 2028 50% ECP | 282.83 | 505 | 510 | 442 | No
2028-10-23 03:00 | 2028 50% ECP | 358.2 | 505 | 510 | 442 | No
2028-10-23 04:00 | 2028 50% ECP | 523.12 | 505 | 510 | 442 | No
2028-10-23 05:00 | 2028 50% ECP | 700 | 205 | 378.78 | 142 | No
2028-10-23 06:00 | 2028 50% ECP | 700 | 225.39 | 510 | 442 | No
2028-10-23 07:00 | 2028 50% ECP | 700 | 205 | 416.33 | 442 | No
2028-10-23 08:00 | 2028 50% ECP | 700 | 505 | 510 | 442 | No
2028-10-23 09:00 | 2028 50% ECP | 700 | 495.14 | 510 | 442 | No
2028-10-23 10:00 | 2028 50% ECP | 700 | 195.14 | 262.82 | 442 | No
2028-10-23 11:00 | 2028 50% ECP | 700 | 0 | 81.87 | 442 | No
2028-10-23 12:00 | 2028 50% ECP | 406.27 | 0 | 0 | 442 | No
2028-10-23 13:00 | 2028 50% ECP | 591.53 | 0 | 0 | 421.81 | No
2028-10-23 14:00 | 2028 50% ECP | 700 | 0 | 0 | 418.64 | No
2028-10-23 15:00 | 2028 50% ECP | 700 | 300 | 90.08 | 442 | No
2028-10-23 16:00 | 2028 50% ECP | 700 | 0 | -209.92 | 317.41 | No
2028-10-23 17:00 | 2028 50% ECP | 700 | -300 | -509.92 | 201.99 | No
2028-10-23 18:00 | 2028 50% ECP | 700 | -106.96 | -300 | 256.31 | No
2028-10-23 19:00 | 2028 50% ECP | 500 | 193.04 | 0 | 442 | No
2028-10-23 20:00 | 2028 50% ECP | -100 | 0 | -126.15 | 420.92 | No
2028-10-23 21:00 | 2028 50% ECP | -700 | 300 | 173.85 | 442 | Yes
2028-10-23 22:00 | 2028 50% ECP | -700 | 505 | 473.85 | 442 | Yes
2028-10-23 23:00 | 2028 50% ECP | -700 | 505 | 510 | 209.67 | Yes
2028-10-24 | 2028 50% ECP | -700 | 505 | 510 | 286.07 | Yes
2028-10-24 01:00 | 2028 50% ECP | -700 | 505 | 510 | 210.25 | Yes
2028-10-24 02:00 | 2028 50% ECP | -700 | 505 | 510 | 0 | Yes
2028-10-24 03:00 | 2028 50% ECP | -700 | 505 | 510 | 0 | Yes
2028-10-24 04:00 | 2028 50% ECP | -700 | 505 | 467.86 | 208.25 | Yes
2028-10-24 05:00 | 2028 50% ECP | -700 | 300 | 167.86 | 0 | Yes
2028-10-24 06:00 | 2028 50% ECP | -700 | 0 | -132.14 | -300 | No
2028-10-24 07:00 | 2028 50% ECP | -355.51 | 0 | 0 | 0 | No
2028-10-24 08:00 | 2028 50% ECP | 244.49 | 0 | 0 | 62.16 | No
2028-10-24 09:00 | 2028 50% ECP | 172.46 | 0 | 210 | 142 | No
2028-10-24 10:00 | 2028 50% ECP | -427.54 | 300 | 510 | 442 | No
2028-10-24 11:00 | 2028 50% ECP | -700 | 92.1 | 510 | 309.91 | No
2028-10-24 12:00 | 2028 50% ECP | -700 | 392.1 | 510 | 359.82 | No
2028-10-24 13:00 | 2028 50% ECP | -700 | 92.1 | 210 | 59.82 | No
2028-10-24 14:00 | 2028 50% ECP | -700 | 0 | 0 | 0 | No
2028-10-24 15:00 | 2028 50% ECP | -475.94 | 0 | 0 | 0 | No
2028-10-24 16:00 | 2028 50% ECP | 100 | 0 | 0 | 205.19 | No
2028-10-24 17:00 | 2028 50% ECP | 700 | 0 | 0 | 442 | No
2028-10-24 18:00 | 2028 50% ECP | 700 | 0 | 0 | 442 | No
2028-10-24 19:00 | 2028 50% ECP | 700 | 0 | 0 | 415.15 | No
2028-10-24 20:00 | 2028 50% ECP | 305.3 | 0 | 0 | 128.41 | No
2028-10-24 21:00 | 2028 50% ECP | -100 | 0 | 0 | 0 | No
2028-10-24 22:00 | 2028 50% ECP | -700 | 0 | -145.23 | -165.85 | No
2028-10-24 23:00 | 2028 50% ECP | -700 | 300 | 154.77 | 134.15 | Yes
2028-10-25 | 2028 50% ECP | -700 | 505 | 454.77 | 434.15 | Yes
2028-10-25 01:00 | 2028 50% ECP | -700 | 505 | 510 | 442 | Yes
2028-10-25 02:00 | 2028 50% ECP | -700 | 505 | 510 | 442 | Yes
2028-10-25 03:00 | 2028 50% ECP | -700 | 505 | 510 | 442 | Yes
2028-10-25 04:00 | 2028 50% ECP | -700 | 374 | 390 | 440.34 | Yes
2028-10-25 05:00 | 2028 50% ECP | -700 | 74 | 90 | 140.34 | Yes
2028-10-25 06:00 | 2028 50% ECP | -700 | -226 | -210 | -159.66 | No
2028-10-25 07:00 | 2028 50% ECP | -700 | -526 | -510 | -459.66 | No
2028-10-25 08:00 | 2028 50% ECP | -700 | -300 | -491.34 | -159.66 | No
2028-10-25 09:00 | 2028 50% ECP | -700 | 0 | -191.34 | 140.34 | No
2028-10-25 10:00 | 2028 50% ECP | -700 | 300 | 108.66 | 440.34 | No
2028-10-25 11:00 | 2028 50% ECP | -700 | 74 | 90 | 247.42 | No
2028-10-25 12:00 | 2028 50% ECP | -700 | -226 | -210 | -52.58 | No
2028-10-25 13:00 | 2028 50% ECP | -700 | -526 | -510 | -352.58 | No
2028-10-25 14:00 | 2028 50% ECP | -700 | -405.97 | -510 | -412.93 | No
2028-10-25 15:00 | 2028 50% ECP | -700 | -105.97 | -210 | -112.93 | No
2028-10-25 16:00 | 2028 50% ECP | -148.89 | 0 | 0 | 0 | No
2028-10-25 17:00 | 2028 50% ECP | -447.21 | 0 | 0 | 0 | No
2028-10-25 18:00 | 2028 50% ECP | 0 | 0 | 0 | 0 | No
2028-10-25 19:00 | 2028 50% ECP | 0 | 0 | 0 | 0 | No
2028-10-25 20:00 | 2028 50% ECP | 0 | 0 | 0 | 0 | No
2028-10-25 21:00 | 2028 50% ECP | -305.01 | 0 | 0 | 0 | No
2028-10-25 22:00 | 2028 50% ECP | -700 | 0 | 300 | 170.42 | No
2028-10-25 23:00 | 2028 50% ECP | -700 | 300 | 510 | 442 | Yes
2028-10-26 | 2028 50% ECP | -700 | 505 | 510 | 442 | Yes
2028-10-26 01:00 | 2028 50% ECP | -700 | 505 | 510 | 442 | Yes
2028-10-26 02:00 | 2028 50% ECP | -700 | 505 | 510 | 442 | Yes
2028-10-26 03:00 | 2028 50% ECP | -700 | 505 | 390 | 426.48 | Yes
2028-10-26 04:00 | 2028 50% ECP | -700 | 374 | 90 | 126.48 | Yes
2028-10-26 05:00 | 2028 50% ECP | -700 | 74 | -210 | -173.52 | Yes
2028-10-26 06:00 | 2028 50% ECP | -700 | -226 | -510 | -473.52 | No
2028-10-26 07:00 | 2028 50% ECP | -700 | -526 | -510 | -510 | No
2028-10-26 08:00 | 2028 50% ECP | -700 | -526 | -510 | -510 | No
2028-10-26 09:00 | 2028 50% ECP | -700 | -504.21 | -510 | -344.31 | No
2028-10-26 10:00 | 2028 50% ECP | -700 | -204.21 | -210 | -158 | No
2028-10-26 11:00 | 2028 50% ECP | -700 | 72.61 | 90 | 142 | No
2028-10-26 12:00 | 2028 50% ECP | -700 | 372.61 | 390 | 442 | No
2028-10-26 13:00 | 2028 50% ECP | -700 | 72.61 | 90 | 142 | No
2028-10-26 14:00 | 2028 50% ECP | -700 | -227.39 | -210 | -158 | No
2028-10-26 15:00 | 2028 50% ECP | -100 | -67.26 | 0 | -40.01 | No
2028-10-26 16:00 | 2028 50% ECP | 500 | 0 | 300 | 259.99 | No
2028-10-26 17:00 | 2028 50% ECP | 700 | 160.88 | 478.81 | 442 | No
2028-10-26 18:00 | 2028 50% ECP | 700 | 0 | 178.81 | 154.27 | No
2028-10-26 19:00 | 2028 50% ECP | 700 | 300 | 478.81 | 442 | No
2028-10-26 20:00 | 2028 50% ECP | 700 | 0 | 510 | 442 | No
2028-10-26 21:00 | 2028 50% ECP | 700 | 0 | 510 | 442 | No
2028-10-26 22:00 | 2028 50% ECP | 700 | 300 | 510 | 442 | No
2028-10-26 23:00 | 2028 50% ECP | 700 | 0 | 476.19 | 364.36 | No
2028-10-27 | 2028 50% ECP | 320.15 | 0 | 176.19 | 281.98 | No
2028-10-27 01:00 | 2028 50% ECP | -279.85 | 0 | 0 | 391.43 | No
2028-10-27 02:00 | 2028 50% ECP | -700 | 0 | 0 | 371.78 | No
2028-10-27 03:00 | 2028 50% ECP | -603.4 | 0 | 0 | 413.65 | No
2028-10-27 04:00 | 2028 50% ECP | -700 | 205 | 210 | 325.61 | No
2028-10-27 05:00 | 2028 50% ECP | -700 | 505 | 510 | 442 | No
2028-10-27 06:00 | 2028 50% ECP | -700 | 505 | 510 | 442 | No
2028-10-27 07:00 | 2028 50% ECP | -136.65 | 505 | 510 | 442 | No
2028-10-27 08:00 | 2028 50% ECP | 463.35 | 205 | 377.1 | 330.91 | No
2028-10-27 09:00 | 2028 50% ECP | 500 | 0 | 77.1 | 442 | No
2028-10-27 10:00 | 2028 50% ECP | -100 | 0 | 377.1 | 442 | No
2028-10-27 11:00 | 2028 50% ECP | -700 | 205 | 279.36 | 442 | No
2028-10-27 12:00 | 2028 50% ECP | -700 | 505 | 510 | 442 | Yes
2028-10-27 13:00 | 2028 50% ECP | -700 | 505 | 213.07 | 442 | Yes
2028-10-27 14:00 | 2028 50% ECP | -700 | 300 | -86.93 | 442 | Yes
2028-10-27 15:00 | 2028 50% ECP | -700 | 0 | -386.93 | 162.28 | No
2028-10-27 16:00 | 2028 50% ECP | -700 | 0 | -86.93 | 442 | No
2028-10-27 17:00 | 2028 50% ECP | -700 | 0 | 0 | 442 | No
2028-10-27 18:00 | 2028 50% ECP | -221.45 | 0 | 0 | 442 | No
2028-10-27 19:00 | 2028 50% ECP | -700 | 205 | 210 | 442 | No
2028-10-27 20:00 | 2028 50% ECP | -700 | 505 | 510 | 442 | No
2028-10-27 21:00 | 2028 50% ECP | -700 | 505 | 510 | 442 | No
2028-10-27 22:00 | 2028 50% ECP | -700 | 505 | 510 | 442 | Yes
2028-10-27 23:00 | 2028 50% ECP | -700 | 505 | 510 | 442 | Yes
2028-10-28 | 2028 50% ECP | -700 | 505 | 510 | 442 | Yes
2028-10-28 01:00 | 2028 50% ECP | -700 | 505 | 510 | 442 | Yes
2028-10-28 02:00 | 2028 50% ECP | -700 | 505 | 510 | 442 | Yes
2028-10-28 03:00 | 2028 50% ECP | -700 | 505 | 510 | 442 | Yes
2028-10-28 04:00 | 2028 50% ECP | -700 | 505 | 510 | 442 | Yes
2028-10-28 05:00 | 2028 50% ECP | -700 | 505 | 510 | 442 | Yes
2028-10-28 06:00 | 2028 50% ECP | -700 | 505 | 510 | 442 | Yes
2028-10-28 07:00 | 2028 50% ECP | -700 | 505 | 510 | 442 | Yes
2028-10-28 08:00 | 2028 50% ECP | -700 | 505 | 510 | 442 | Yes
2028-10-28 09:00 | 2028 50% ECP | -700 | 505 | 510 | 442 | Yes
2028-10-28 10:00 | 2028 50% ECP | -700 | 505 | 510 | 442 | Yes
2028-10-28 11:00 | 2028 50% ECP | -700 | 505 | 510 | 442 | Yes
2028-10-28 12:00 | 2028 50% ECP | -700 | 505 | 510 | 442 | Yes
2028-10-28 13:00 | 2028 50% ECP | -700 | 505 | 210 | 442 | Yes
2028-10-28 14:00 | 2028 50% ECP | -700 | 230.76 | -90 | 442 | Yes
2028-10-28 15:00 | 2028 50% ECP | -700 | -69.24 | -390 | 293.04 | No
2028-10-28 16:00 | 2028 50% ECP | -700 | -48.92 | -510 | 0 | No
2028-10-28 17:00 | 2028 50% ECP | -100 | 0 | -210 | 0 | No
2028-10-28 18:00 | 2028 50% ECP | 0 | 0 | 0 | 0 | No
2028-10-28 19:00 | 2028 50% ECP | -230.07 | 0 | 203.04 | 0 | No
2028-10-28 20:00 | 2028 50% ECP | -550.91 | 0 | 0 | -53.35 | No
2028-10-28 21:00 | 2028 50% ECP | -282.29 | 0 | 241.86 | 0 | No
2028-10-28 22:00 | 2028 50% ECP | -422.82 | 205 | 210 | 142 | No
2028-10-28 23:00 | 2028 50% ECP | -700 | 505 | 510 | 442 | No
2028-10-29 | 2028 50% ECP | -700 | 205 | 300 | 237.74 | No
2028-10-29 01:00 | 2028 50% ECP | -545.94 | 0 | 0 | 0 | No
2028-10-29 02:00 | 2028 50% ECP | -700 | 0 | 0 | 0 | No
2028-10-29 03:00 | 2028 50% ECP | -700 | 0 | -244.34 | 43.12 | No
2028-10-29 04:00 | 2028 50% ECP | -700 | -251.07 | -510 | 132.07 | No
2028-10-29 05:00 | 2028 50% ECP | -700 | -526 | -510 | 209.77 | Yes
2028-10-29 06:00 | 2028 50% ECP | -700 | -226 | -210 | 442 | Yes
2028-10-29 07:00 | 2028 50% ECP | -700 | 0 | 90 | 335.06 | Yes
2028-10-29 08:00 | 2028 50% ECP | -700 | -226 | -210 | 372.31 | Yes
2028-10-29 09:00 | 2028 50% ECP | -700 | -526 | -510 | 72.31 | Yes
2028-10-29 10:00 | 2028 50% ECP | -700 | -226 | -210 | 372.31 | Yes
2028-10-29 11:00 | 2028 50% ECP | -700 | 74 | 90 | 442 | Yes
2028-10-29 12:00 | 2028 50% ECP | -700 | 374 | 390 | 442 | Yes
2028-10-29 13:00 | 2028 50% ECP | -700 | 505 | 510 | 442 | Yes
2028-10-29 14:00 | 2028 50% ECP | -700 | 505 | 510 | 442 | Yes
2028-10-29 15:00 | 2028 50% ECP | -700 | 320.78 | 210 | 276.98 | Yes
2028-10-29 16:00 | 2028 50% ECP | -700 | 20.78 | -90 | -23.02 | Yes
2028-10-29 17:00 | 2028 50% ECP | -700 | -279.22 | -390 | -323.02 | Yes
2028-10-29 18:00 | 2028 50% ECP | -700 | -526 | -510 | -313.99 | Yes
2028-10-29 19:00 | 2028 50% ECP | -700 | -226 | -210 | -13.99 | Yes
2028-10-29 20:00 | 2028 50% ECP | -700 | 74 | 90 | 286.01 | Yes
2028-10-29 21:00 | 2028 50% ECP | -700 | 374 | 390 | 442 | Yes
2028-10-29 22:00 | 2028 50% ECP | -700 | 505 | 510 | 442 | Yes
2028-10-29 23:00 | 2028 50% ECP | -700 | 505 | 510 | 442 | Yes
2028-10-30 | 2028 50% ECP | -700 | 505 | 510 | 442 | Yes
2028-10-30 01:00 | 2028 50% ECP | -210.14 | 505 | 510 | 442 | No
2028-10-30 02:00 | 2028 50% ECP | 216.45 | 505 | 510 | 442 | No
2028-10-30 03:00 | 2028 50% ECP | 264.32 | 300 | 510 | 442 | No
2028-10-30 04:00 | 2028 50% ECP | 700 | 0 | 510 | 356.67 | No
2028-10-30 05:00 | 2028 50% ECP | 700 | 0 | 300 | 240.39 | No
2028-10-30 06:00 | 2028 50% ECP | 700 | 0 | 0 | 290.17 | No
2028-10-30 07:00 | 2028 50% ECP | 700 | -70.01 | -300 | 158.66 | No
2028-10-30 08:00 | 2028 50% ECP | 700 | -70.01 | -510 | 442 | No
2028-10-30 09:00 | 2028 50% ECP | 700 | -228.8 | -510 | 442 | No
2028-10-30 10:00 | 2028 50% ECP | 700 | -526 | -510 | 442 | No
2028-10-30 11:00 | 2028 50% ECP | 700 | -481.44 | -510 | 442 | No
2028-10-30 12:00 | 2028 50% ECP | 700 | -226 | -210 | 442 | No
2028-10-30 13:00 | 2028 50% ECP | 700 | -526 | -510 | 218.07 | No
2028-10-30 14:00 | 2028 50% ECP | 700 | -314.86 | -510 | -81.93 | No
2028-10-30 15:00 | 2028 50% ECP | 700 | -259.53 | -510 | -75.32 | No
2028-10-30 16:00 | 2028 50% ECP | 408.3 | -526 | -510 | -45.32 | No
2028-10-30 17:00 | 2028 50% ECP | 19.23 | -526 | -510 | -318.12 | No
2028-10-30 18:00 | 2028 50% ECP | 619.23 | -526 | -510 | -18.12 | No
2028-10-30 19:00 | 2028 50% ECP | 676.32 | -526 | 0 | 268.4 | No
2028-10-30 20:00 | 2028 50% ECP | 76.32 | -226 | 0 | 442 | No
2028-10-30 21:00 | 2028 50% ECP | -523.68 | -6.88 | 0 | 432.48 | No
2028-10-30 22:00 | 2028 50% ECP | -700 | -33.78 | 0 | 132.48 | No
2028-10-30 23:00 | 2028 50% ECP | -700 | 266.22 | 0 | 432.48 | Yes
2028-10-31 | 2028 50% ECP | -700 | 505 | 0 | 406.29 | Yes
2028-10-31 01:00 | 2028 50% ECP | -700 | 505 | 0 | 232 | Yes
2028-10-31 02:00 | 2028 50% ECP | -700 | 505 | 0 | -68 | Yes
2028-10-31 03:00 | 2028 50% ECP | -700 | 505 | 0 | -68 | Yes
2028-10-31 04:00 | 2028 50% ECP | -700 | 505 | 0 | 0 | Yes
2028-10-31 05:00 | 2028 50% ECP | -700 | 505 | 0 | 0 | Yes
2028-10-31 06:00 | 2028 50% ECP | -700 | 505 | 0 | -10.05 | Yes
2028-10-31 07:00 | 2028 50% ECP | -700 | 505 | 0 | 195.66 | Yes
2028-10-31 08:00 | 2028 50% ECP | -700 | 505 | 0 | 258.78 | Yes
2028-10-31 09:00 | 2028 50% ECP | -700 | 505 | 0 | 338.71 | Yes
2028-10-31 10:00 | 2028 50% ECP | -700 | 505 | 0 | 442 | Yes
2028-10-31 11:00 | 2028 50% ECP | -700 | 505 | 0 | 442 | Yes
2028-10-31 12:00 | 2028 50% ECP | -700 | 505 | 0 | 295.92 | Yes
2028-10-31 13:00 | 2028 50% ECP | -700 | 505 | 0 | 291.95 | Yes
2028-10-31 14:00 | 2028 50% ECP | -700 | 505 | 0 | 289.26 | Yes
2028-10-31 15:00 | 2028 50% ECP | -700 | 505 | 0 | 258.81 | Yes
2028-10-31 16:00 | 2028 50% ECP | -700 | 300 | 0 | 280.32 | Yes
2028-10-31 17:00 | 2028 50% ECP | -667.56 | 0 | 0 | -19.68 | No
2028-10-31 18:00 | 2028 50% ECP | -67.56 | 0 | 0 | 0 | No
2028-10-31 19:00 | 2028 50% ECP | -667.56 | 0 | 0 | 0 | No
2028-10-31 20:00 | 2028 50% ECP | -681.46 | 0 | 0 | 0 | No
2028-10-31 21:00 | 2028 50% ECP | -700 | 0 | 0 | 0 | No
2028-10-31 22:00 | 2028 50% ECP | -700 | 300 | 0 | 300 | Yes
2028-10-31 23:00 | 2028 50% ECP | -700 | 505 | 0 | 442 | Yes
2028-11-01 | 2028 50% ECP | -700 | 505 | 0 | 442 | Yes
2028-11-01 01:00 | 2028 50% ECP | -700 | 505 | 0 | 313.29 | Yes
2028-11-01 02:00 | 2028 50% ECP | -700 | 505 | 0 | 284.32 | Yes
2028-11-01 03:00 | 2028 50% ECP | -700 | 505 | 0 | 290.9 | Yes
2028-11-01 04:00 | 2028 50% ECP | -700 | 505 | 0 | 0 | Yes
2028-11-01 05:00 | 2028 50% ECP | -700 | 505 | 0 | 300 | Yes
2028-11-01 06:00 | 2028 50% ECP | -700 | 505 | 0 | 442 | Yes
2028-11-01 07:00 | 2028 50% ECP | -700 | 505 | 0 | 442 | Yes
2028-11-01 08:00 | 2028 50% ECP | -700 | 205 | 0 | 439.63 | Yes
2028-11-01 09:00 | 2028 50% ECP | -700 | 505 | 0 | 442 | Yes
2028-11-01 10:00 | 2028 50% ECP | -700 | 505 | 0 | 442 | Yes
2028-11-01 11:00 | 2028 50% ECP | -700 | 505 | 0 | 442 | Yes
2028-11-01 12:00 | 2028 50% ECP | -700 | 505 | 0 | 442 | Yes
2028-11-01 13:00 | 2028 50% ECP | -700 | 505 | 0 | 442 | Yes
2028-11-01 14:00 | 2028 50% ECP | -700 | 300 | 0 | 442 | Yes
2028-11-01 15:00 | 2028 50% ECP | -563.65 | 0 | 0 | 142 | No
2028-11-01 16:00 | 2028 50% ECP | -74.44 | -73.51 | 0 | 183.81 | No
2028-11-01 17:00 | 2028 50% ECP | 525.56 | 0 | 0 | 442 | No
2028-11-01 18:00 | 2028 50% ECP | 700 | 251.92 | 0 | 442 | No
2028-11-01 19:00 | 2028 50% ECP | 700 | 475.42 | 300 | 442 | No
2028-11-01 20:00 | 2028 50% ECP | 700 | 175.42 | 510 | 442 | No
2028-11-01 21:00 | 2028 50% ECP | 700 | 175.42 | 510 | 442 | No
2028-11-01 22:00 | 2028 50% ECP | 700 | 475.42 | 510 | 442 | No
2028-11-01 23:00 | 2028 50% ECP | 700 | 475.42 | 510 | 442 | No
2028-11-02 | 2028 50% ECP | 700 | 505 | 510 | 442 | No
2028-11-02 01:00 | 2028 50% ECP | 700 | 505 | 510 | 442 | No
2028-11-02 02:00 | 2028 50% ECP | 433.71 | 205 | 210 | 367.68 | No
2028-11-02 03:00 | 2028 50% ECP | 626.08 | 0 | 0 | 367.68 | No
2028-11-02 04:00 | 2028 50% ECP | 638.29 | 0 | 0 | 356.45 | No
2028-11-02 05:00 | 2028 50% ECP | 659.22 | 0 | 0 | 103.08 | No
2028-11-02 06:00 | 2028 50% ECP | 700 | 0 | 0 | 262.38 | No
2028-11-02 07:00 | 2028 50% ECP | 700 | 0 | 0 | 442 | No
2028-11-02 08:00 | 2028 50% ECP | 695.04 | 0 | 187.67 | 442 | No
2028-11-02 09:00 | 2028 50% ECP | 700 | 0 | 487.67 | 442 | No
2028-11-02 10:00 | 2028 50% ECP | 211.01 | 0 | 187.67 | 442 | No
2028-11-02 11:00 | 2028 50% ECP | -22.14 | 0 | 0 | 442 | No
2028-11-02 12:00 | 2028 50% ECP | -365.82 | 0 | 0 | 442 | No
2028-11-02 13:00 | 2028 50% ECP | -602.54 | 0 | 0 | 442 | No
2028-11-02 14:00 | 2028 50% ECP | -700 | 0 | -218.32 | 442 | No
2028-11-02 15:00 | 2028 50% ECP | -700 | 0 | -206.34 | 442 | No
2028-11-02 16:00 | 2028 50% ECP | -192.48 | 0 | 0 | 442 | No
2028-11-02 17:00 | 2028 50% ECP | 15.66 | 0 | 0 | 442 | No
2028-11-02 18:00 | 2028 50% ECP | 615.66 | 82.55 | 227.46 | 412.09 | No
2028-11-02 19:00 | 2028 50% ECP | 700 | 382.55 | 510 | 442 | No
2028-11-02 20:00 | 2028 50% ECP | 700 | 82.55 | 510 | 382.32 | No
2028-11-02 21:00 | 2028 50% ECP | 700 | 0 | 426.59 | 139.44 | No
2028-11-02 22:00 | 2028 50% ECP | 600 | 158.33 | 510 | 439.44 | No
2028-11-02 23:00 | 2028 50% ECP | 0 | 0 | 210 | 139.44 | No
2028-11-03 | 2028 50% ECP | 375.63 | 0 | 306.82 | 439.44 | No
2028-11-03 01:00 | 2028 50% ECP | 512.27 | 0 | 210 | 442 | No
2028-11-03 02:00 | 2028 50% ECP | 0 | 105.15 | 510 | 442 | No
2028-11-03 03:00 | 2028 50% ECP | 0 | 300 | 510 | 442 | No
2028-11-03 04:00 | 2028 50% ECP | 0 | 0 | 210 | 442 | No
2028-11-03 05:00 | 2028 50% ECP | 0 | 0 | 210 | 442 | No
2028-11-03 06:00 | 2028 50% ECP | 0 | 0 | 510 | 442 | No
2028-11-03 07:00 | 2028 50% ECP | 0 | 205 | 210 | 442 | No
2028-11-03 08:00 | 2028 50% ECP | 232.1 | 505 | 510 | 442 | No
2028-11-03 09:00 | 2028 50% ECP | 700 | 364.25 | 510 | 442 | No
2028-11-03 10:00 | 2028 50% ECP | 447.92 | 64.25 | 210 | 442 | No
2028-11-03 11:00 | 2028 50% ECP | 0 | 0 | 503.27 | 442 | No
2028-11-03 12:00 | 2028 50% ECP | 0 | 0 | 203.27 | 442 | No
2028-11-03 13:00 | 2028 50% ECP | 0 | 0 | 0 | 442 | No
2028-11-03 14:00 | 2028 50% ECP | 238.38 | 0 | 210 | 442 | No
2028-11-03 15:00 | 2028 50% ECP | 700 | 116.43 | 510 | 442 | No
2028-11-03 16:00 | 2028 50% ECP | 700 | 300 | 362.86 | 442 | No
2028-11-03 17:00 | 2028 50% ECP | 700 | 0 | 62.86 | 442 | No
2028-11-03 18:00 | 2028 50% ECP | 700 | -30.95 | -90 | 442 | No
2028-11-03 19:00 | 2028 50% ECP | 700 | 269.05 | 210 | 442 | No
2028-11-03 20:00 | 2028 50% ECP | 700 | 505 | 510 | 442 | No
2028-11-03 21:00 | 2028 50% ECP | 700 | 505 | 510 | 442 | No
2028-11-03 22:00 | 2028 50% ECP | 700 | 329.35 | 510 | 442 | No
2028-11-03 23:00 | 2028 50% ECP | 700 | 244.66 | 510 | 442 | No
2028-11-04 | 2028 50% ECP | 700 | 368.39 | 510 | 442 | No
2028-11-04 01:00 | 2028 50% ECP | 700 | 279.78 | 510 | 442 | No
2028-11-04 02:00 | 2028 50% ECP | 700 | 474.91 | 510 | 442 | No
2028-11-04 03:00 | 2028 50% ECP | 700 | 308.4 | 300 | 442 | No
2028-11-04 04:00 | 2028 50% ECP | 700 | 308.4 | 0 | 442 | No
2028-11-04 05:00 | 2028 50% ECP | 700 | 308.4 | 0 | 442 | No
2028-11-04 06:00 | 2028 50% ECP | 700 | 251.43 | 0 | 442 | No
2028-11-04 07:00 | 2028 50% ECP | 700 | 216.99 | 0 | 442 | No
2028-11-04 08:00 | 2028 50% ECP | 700 | 315.19 | 0 | 442 | No
2028-11-04 09:00 | 2028 50% ECP | 700 | 342.47 | 0 | 442 | No
2028-11-04 10:00 | 2028 50% ECP | 700 | 412.96 | 0 | 442 | No
2028-11-04 11:00 | 2028 50% ECP | 700 | 112.96 | 0 | 442 | No
2028-11-04 12:00 | 2028 50% ECP | 700 | 0 | 0 | 442 | No
2028-11-04 13:00 | 2028 50% ECP | 700 | -226 | 0 | 442 | No
2028-11-04 14:00 | 2028 50% ECP | 700 | -526 | 0 | 234.33 | No
2028-11-04 15:00 | 2028 50% ECP | 700 | -526 | 0 | 382.56 | No
2028-11-04 16:00 | 2028 50% ECP | 700 | -226 | 0 | 216.16 | No
2028-11-04 17:00 | 2028 50% ECP | 700 | -526 | 0 | -83.84 | No
2028-11-04 18:00 | 2028 50% ECP | 700 | -526 | 0 | -54.62 | No
2028-11-04 19:00 | 2028 50% ECP | 700 | -226 | 0 | 245.38 | No
2028-11-04 20:00 | 2028 50% ECP | 700 | 39.32 | 0 | 442 | No
2028-11-04 21:00 | 2028 50% ECP | 700 | 39.32 | 0 | 442 | No
2028-11-04 22:00 | 2028 50% ECP | 700 | 0 | 0 | 420.75 | No
2028-11-04 23:00 | 2028 50% ECP | 700 | -234.96 | 0 | 234.2 | No
2028-11-05 | 2028 50% ECP | 700 | 0 | 0 | 419.31 | No
2028-11-05 01:00 | 2028 50% ECP | 700 | 0 | 0 | 233.14 | No
2028-11-05 02:00 | 2028 50% ECP | 700 | 0 | 0 | 442 | No
2028-11-05 03:00 | 2028 50% ECP | 700 | 0 | 0 | 442 | No
2028-11-05 04:00 | 2028 50% ECP | 700 | 0 | 0 | 442 | No
2028-11-05 05:00 | 2028 50% ECP | 700 | -226 | 0 | 208.67 | No
2028-11-05 06:00 | 2028 50% ECP | 700 | -526 | 0 | 193.19 | No
2028-11-05 07:00 | 2028 50% ECP | 700 | -526 | 0 | 31.12 | No
2028-11-05 08:00 | 2028 50% ECP | 700 | -305.54 | 0 | -268.88 | No
2028-11-05 09:00 | 2028 50% ECP | 700 | -445.33 | 0 | -182.12 | No
2028-11-05 10:00 | 2028 50% ECP | 700 | -526 | 0 | -88.11 | No
2028-11-05 11:00 | 2028 50% ECP | 700 | -526 | 0 | -164.12 | No
2028-11-05 12:00 | 2028 50% ECP | 700 | -526 | 0 | -107.4 | No
2028-11-05 13:00 | 2028 50% ECP | 700 | -526 | 0 | -75.8 | No
2028-11-05 14:00 | 2028 50% ECP | 700 | -526 | 0 | -98 | No
2028-11-05 15:00 | 2028 50% ECP | 700 | -526 | 0 | -210 | No
2028-11-05 16:00 | 2028 50% ECP | 290.94 | -526 | 0 | -510 | No
2028-11-05 17:00 | 2028 50% ECP | 700 | -526 | 0 | -510 | No
2028-11-05 18:00 | 2028 50% ECP | 700 | -526 | 0 | -510 | No
2028-11-05 19:00 | 2028 50% ECP | 700 | -526 | 0 | -510 | No
2028-11-05 20:00 | 2028 50% ECP | 700 | -526 | 0 | -510 | No
2028-11-05 21:00 | 2028 50% ECP | 700 | -526 | 0 | -460.38 | No
2028-11-05 22:00 | 2028 50% ECP | 700 | -270.39 | 0 | -160.38 | No
2028-11-05 23:00 | 2028 50% ECP | 700 | -526 | 0 | -239.64 | No
2028-11-06 | 2028 50% ECP | 700 | -226 | 0 | -261.48 | No
2028-11-06 01:00 | 2028 50% ECP | 700 | -493.98 | 0 | -9.75 | No
2028-11-06 02:00 | 2028 50% ECP | 700 | -526 | 0 | -32.01 | No
2028-11-06 03:00 | 2028 50% ECP | 700 | -482.81 | 0 | -30.03 | No
2028-11-06 04:00 | 2028 50% ECP | 700 | -182.81 | -3.01 | 269.97 | No
2028-11-06 05:00 | 2028 50% ECP | 700 | -482.81 | -303.01 | 0 | No
2028-11-06 06:00 | 2028 50% ECP | 100 | -299.64 | -510 | -233.71 | No
2028-11-06 07:00 | 2028 50% ECP | 0 | -57.57 | -510 | 10.31 | No
2028-11-06 08:00 | 2028 50% ECP | 100 | -175.98 | -508.51 | 240.01 | No
2028-11-06 09:00 | 2028 50% ECP | 700 | -475.98 | -510 | 442 | No
2028-11-06 10:00 | 2028 50% ECP | 419.24 | -526 | -510 | 442 | No
2028-11-06 11:00 | 2028 50% ECP | 419.24 | -526 | -510 | 442 | No
2028-11-06 12:00 | 2028 50% ECP | 419.24 | -226 | -210 | 442 | No
2028-11-06 13:00 | 2028 50% ECP | 0 | 0 | 0 | 442 | No
2028-11-06 14:00 | 2028 50% ECP | 437.57 | -226 | -210 | 442 | No
2028-11-06 15:00 | 2028 50% ECP | 700 | -526 | -510 | 300 | No
2028-11-06 16:00 | 2028 50% ECP | 100 | -226 | -510 | 0 | No
2028-11-06 17:00 | 2028 50% ECP | 100 | -300 | -510 | 91.86 | No
2028-11-06 18:00 | 2028 50% ECP | 700 | 0 | -403.28 | 391.86 | No
2028-11-06 19:00 | 2028 50% ECP | 700 | 0 | -103.28 | 442 | No
2028-11-06 20:00 | 2028 50% ECP | 700 | 0 | -124.7 | 175.83 | No
2028-11-06 21:00 | 2028 50% ECP | 700 | 0 | 0 | 284.07 | No
2028-11-06 22:00 | 2028 50% ECP | 700 | 0 | 277.27 | 249.08 | No
2028-11-06 23:00 | 2028 50% ECP | 700 | 300 | 510 | 442 | No
2028-11-07 | 2028 50% ECP | 700 | 505 | 510 | 442 | No
2028-11-07 01:00 | 2028 50% ECP | 700 | 505 | 510 | 442 | No
2028-11-07 02:00 | 2028 50% ECP | 700 | 382.09 | 510 | 442 | No
2028-11-07 03:00 | 2028 50% ECP | 700 | 82.09 | 510 | 442 | No
2028-11-07 04:00 | 2028 50% ECP | 700 | 200.25 | 210 | 442 | No
2028-11-07 05:00 | 2028 50% ECP | 414.9 | -99.75 | -90 | 318.35 | No
2028-11-07 06:00 | 2028 50% ECP | -185.1 | 0 | -390 | 77.54 | No
2028-11-07 07:00 | 2028 50% ECP | 0 | 0 | -327.16 | 219.44 | No
2028-11-07 08:00 | 2028 50% ECP | 100 | 0 | -210 | 442 | No
2028-11-07 09:00 | 2028 50% ECP | 700 | -226 | -510 | 442 | No
2028-11-07 10:00 | 2028 50% ECP | 700 | -526 | -510 | 442 | No
2028-11-07 11:00 | 2028 50% ECP | 700 | -526 | -510 | 348.35 | No
2028-11-07 12:00 | 2028 50% ECP | 700 | -526 | -510 | 343.55 | No
2028-11-07 13:00 | 2028 50% ECP | 700 | -526 | -510 | 51.59 | No
2028-11-07 14:00 | 2028 50% ECP | 681.88 | -526 | -510 | 122.05 | No
2028-11-07 15:00 | 2028 50% ECP | 81.88 | -526 | -510 | 102.22 | No
2028-11-07 16:00 | 2028 50% ECP | 0 | -226 | -510 | 0 | No
2028-11-07 17:00 | 2028 50% ECP | 0 | 0 | -510 | -300 | No
2028-11-07 18:00 | 2028 50% ECP | 0 | 0 | -510 | 0 | No
2028-11-07 19:00 | 2028 50% ECP | 100 | 0 | -399.97 | 0 | No
2028-11-07 20:00 | 2028 50% ECP | 700 | 0 | -99.97 | 0 | No
2028-11-07 21:00 | 2028 50% ECP | 700 | -174.55 | -147.16 | 14.17 | No
2028-11-07 22:00 | 2028 50% ECP | 700 | 0 | 152.84 | 314.17 | No
2028-11-07 23:00 | 2028 50% ECP | 700 | 205.63 | 452.84 | 278.5 | No
2028-11-08 | 2028 50% ECP | 700 | 370.02 | 510 | 225.06 | No
2028-11-08 01:00 | 2028 50% ECP | 700 | 70.02 | 510 | 225.06 | No
2028-11-08 02:00 | 2028 50% ECP | 700 | 0 | 510 | 442 | No
2028-11-08 03:00 | 2028 50% ECP | 700 | 0 | 510 | 142 | No
2028-11-08 04:00 | 2028 50% ECP | 700 | 0 | 510 | 442 | No
2028-11-08 05:00 | 2028 50% ECP | 700 | 0 | 510 | 442 | No
2028-11-08 06:00 | 2028 50% ECP | 700 | 119.89 | 210 | 417.98 | No
2028-11-08 07:00 | 2028 50% ECP | 700 | 0 | -90 | 384.51 | No
2028-11-08 08:00 | 2028 50% ECP | 700 | -0.34 | -390 | 84.51 | No
2028-11-08 09:00 | 2028 50% ECP | 700 | 0 | -510 | 375.84 | No
2028-11-08 10:00 | 2028 50% ECP | 700 | 0 | -510 | 442 | No
2028-11-08 11:00 | 2028 50% ECP | 700 | -242.06 | -510 | 442 | No
2028-11-08 12:00 | 2028 50% ECP | 700 | -371 | -510 | 442 | No
2028-11-08 13:00 | 2028 50% ECP | 700 | -526 | -510 | 289.98 | No
2028-11-08 14:00 | 2028 50% ECP | 700 | -526 | -510 | 359.1 | No
2028-11-08 15:00 | 2028 50% ECP | 700 | -316.64 | -510 | 375.94 | No
2028-11-08 16:00 | 2028 50% ECP | 700 | -312.34 | -510 | 442 | No
2028-11-08 17:00 | 2028 50% ECP | 100 | -526 | -510 | 442 | No
2028-11-08 18:00 | 2028 50% ECP | 700 | -226 | -510 | 442 | No
2028-11-08 19:00 | 2028 50% ECP | 700 | -119.28 | -510 | 442 | No
2028-11-08 20:00 | 2028 50% ECP | 700 | -235.91 | -222.36 | 442 | No
2028-11-08 21:00 | 2028 50% ECP | 700 | 0 | 77.64 | 442 | No
2028-11-08 22:00 | 2028 50% ECP | 700 | 300 | 377.64 | 442 | No
2028-11-08 23:00 | 2028 50% ECP | 700 | 0 | 462.5 | 425.27 | No
2028-11-09 | 2028 50% ECP | 700 | 300 | 510 | 442 | No
2028-11-09 01:00 | 2028 50% ECP | 700 | 249.27 | 510 | 442 | No
2028-11-09 02:00 | 2028 50% ECP | 700 | 249.27 | 510 | 442 | No
2028-11-09 03:00 | 2028 50% ECP | 700 | 505 | 510 | 442 | No
2028-11-09 04:00 | 2028 50% ECP | 700 | 505 | 510 | 442 | No
2028-11-09 05:00 | 2028 50% ECP | 700 | 339.27 | 510 | 442 | No
2028-11-09 06:00 | 2028 50% ECP | 700 | 339.27 | 510 | 442 | No
2028-11-09 07:00 | 2028 50% ECP | 700 | 155.64 | 510 | 442 | No
2028-11-09 08:00 | 2028 50% ECP | 700 | 420.73 | 510 | 442 | No
2028-11-09 09:00 | 2028 50% ECP | 700 | 120.73 | 510 | 442 | No
2028-11-09 10:00 | 2028 50% ECP | 700 | 298.23 | 510 | 442 | No
2028-11-09 11:00 | 2028 50% ECP | 700 | 135.25 | 510 | 442 | No
2028-11-09 12:00 | 2028 50% ECP | 700 | 56.38 | 510 | 442 | No
2028-11-09 13:00 | 2028 50% ECP | 700 | 0 | 502.68 | 442 | No
2028-11-09 14:00 | 2028 50% ECP | 700 | 227.82 | 510 | 442 | No
2028-11-09 15:00 | 2028 50% ECP | 700 | 0 | 341.39 | 331.41 | No
2028-11-09 16:00 | 2028 50% ECP | 700 | 0 | 341.39 | 342.95 | No
2028-11-09 17:00 | 2028 50% ECP | 700 | 0 | 510 | 442 | No
2028-11-09 18:00 | 2028 50% ECP | 700 | 0 | 510 | 375.94 | No
2028-11-09 19:00 | 2028 50% ECP | 700 | 0 | 510 | 375.94 | No
2028-11-09 20:00 | 2028 50% ECP | 700 | 0 | 510 | 375.94 | No
2028-11-09 21:00 | 2028 50% ECP | 700 | 0 | 510 | 364.38 | No
2028-11-09 22:00 | 2028 50% ECP | 700 | 0 | 427.78 | 238.12 | No
2028-11-09 23:00 | 2028 50% ECP | 700 | 0 | 127.78 | 162.37 | No
2028-11-10 | 2028 50% ECP | 700 | 0 | 0 | 43.6 | No
2028-11-10 01:00 | 2028 50% ECP | 700 | 0 | 0 | 0 | No
2028-11-10 02:00 | 2028 50% ECP | 700 | 0 | -203.07 | 0 | No
2028-11-10 03:00 | 2028 50% ECP | 700 | 0 | -203.07 | 0 | No
2028-11-10 04:00 | 2028 50% ECP | 700 | 0 | -168.56 | 0 | No
2028-11-10 05:00 | 2028 50% ECP | 700 | 0 | -372.98 | 0 | No
2028-11-10 06:00 | 2028 50% ECP | 700 | 0 | -209.51 | 0 | No
2028-11-10 07:00 | 2028 50% ECP | 700 | 0 | -413.5 | 0 | No
2028-11-10 08:00 | 2028 50% ECP | 700 | 0 | -113.5 | 167.89 | No
2028-11-10 09:00 | 2028 50% ECP | 700 | -226 | -384.5 | 272.26 | No
2028-11-10 10:00 | 2028 50% ECP | 700 | -526 | -510 | 231.8 | No
2028-11-10 11:00 | 2028 50% ECP | 484.44 | -526 | -510 | 313.59 | No
2028-11-10 12:00 | 2028 50% ECP | 450.37 | -526 | -510 | 310.97 | No
2028-11-10 13:00 | 2028 50% ECP | 455.51 | -258.42 | -510 | 415.84 | No
2028-11-10 14:00 | 2028 50% ECP | 274.73 | 0 | -210 | 404.47 | No
2028-11-10 15:00 | 2028 50% ECP | 332.27 | 0 | 0 | 433.72 | No
2028-11-10 16:00 | 2028 50% ECP | 128.31 | 0 | 0 | 418.03 | No
2028-11-10 17:00 | 2028 50% ECP | 0 | 0 | 0 | 148.45 | No
2028-11-10 18:00 | 2028 50% ECP | 556.01 | 0 | 0 | 442 | No
2028-11-10 19:00 | 2028 50% ECP | 465.86 | 0 | 0 | 361.23 | No
2028-11-10 20:00 | 2028 50% ECP | 353.6 | 0 | 0 | 301.06 | No
2028-11-10 21:00 | 2028 50% ECP | -100 | 0 | 210 | 182.18 | No
2028-11-10 22:00 | 2028 50% ECP | -700 | 300 | 510 | 442 | Yes
2028-11-10 23:00 | 2028 50% ECP | -700 | 505 | 510 | 442 | Yes
2028-11-11 | 2028 50% ECP | -700 | 505 | 510 | 442 | Yes
2028-11-11 01:00 | 2028 50% ECP | -700 | 505 | 510 | 442 | Yes
2028-11-11 02:00 | 2028 50% ECP | -700 | 505 | 510 | 281.01 | Yes
2028-11-11 03:00 | 2028 50% ECP | -700 | 505 | 510 | 214.86 | Yes
2028-11-11 04:00 | 2028 50% ECP | -700 | 505 | 510 | 219.75 | Yes
2028-11-11 05:00 | 2028 50% ECP | -700 | 505 | 510 | 84.63 | Yes
2028-11-11 06:00 | 2028 50% ECP | -700 | 505 | 510 | 0 | Yes
2028-11-11 07:00 | 2028 50% ECP | -700 | 505 | 510 | 150.96 | Yes
2028-11-11 08:00 | 2028 50% ECP | -700 | 505 | 510 | 338.04 | Yes
2028-11-11 09:00 | 2028 50% ECP | -700 | 505 | 510 | 239.15 | Yes
2028-11-11 10:00 | 2028 50% ECP | -700 | 505 | 510 | 195.01 | Yes
2028-11-11 11:00 | 2028 50% ECP | -700 | 505 | 510 | 199.34 | Yes
2028-11-11 12:00 | 2028 50% ECP | -700 | 505 | 510 | 214.72 | Yes
2028-11-11 13:00 | 2028 50% ECP | -700 | 505 | 510 | 323.72 | Yes
2028-11-11 14:00 | 2028 50% ECP | -700 | 505 | 510 | 281.58 | Yes
2028-11-11 15:00 | 2028 50% ECP | -700 | 505 | 510 | 296.83 | Yes
2028-11-11 16:00 | 2028 50% ECP | -495.81 | 505 | 510 | 442 | No
2028-11-11 17:00 | 2028 50% ECP | 0 | 205 | 510 | 149.89 | No
2028-11-11 18:00 | 2028 50% ECP | 0 | 300 | 510 | 300 | No
2028-11-11 19:00 | 2028 50% ECP | 0 | 0 | 210 | 0 | No
2028-11-11 20:00 | 2028 50% ECP | 0 | 0 | 0 | 0 | No
2028-11-11 21:00 | 2028 50% ECP | 0 | 0 | 126.49 | 13.5 | No
2028-11-11 22:00 | 2028 50% ECP | 0 | 300 | 426.49 | 313.5 | No
2028-11-11 23:00 | 2028 50% ECP | -457.83 | 505 | 510 | 442 | No
2028-11-12 | 2028 50% ECP | 0 | 505 | 510 | 390.05 | No
2028-11-12 01:00 | 2028 50% ECP | 0 | 205 | 432.1 | 90.05 | No
2028-11-12 02:00 | 2028 50% ECP | -218.32 | 505 | 510 | 119.96 | No
2028-11-12 03:00 | 2028 50% ECP | 0 | 205 | 210 | -180.04 | No
2028-11-12 04:00 | 2028 50% ECP | 153.77 | 0 | 0 | 0 | No
2028-11-12 05:00 | 2028 50% ECP | 17.61 | 0 | 0 | 0 | No
2028-11-12 06:00 | 2028 50% ECP | -320.78 | 0 | 0 | 0 | No
2028-11-12 07:00 | 2028 50% ECP | 252.24 | 0 | 0 | 0 | No
2028-11-12 08:00 | 2028 50% ECP | -100 | 0 | -134.51 | 0 | No
2028-11-12 09:00 | 2028 50% ECP | -700 | -300 | -434.51 | 0 | No
2028-11-12 10:00 | 2028 50% ECP | -700 | -526 | -510 | 0 | No
2028-11-12 11:00 | 2028 50% ECP | -700 | -526 | -510 | 0 | No
2028-11-12 12:00 | 2028 50% ECP | -700 | -526 | -510 | -263.23 | No
2028-11-12 13:00 | 2028 50% ECP | -700 | -226 | -432.6 | -208.13 | No
2028-11-12 14:00 | 2028 50% ECP | -700 | 74 | -132.6 | 91.87 | No
2028-11-12 15:00 | 2028 50% ECP | -700 | 74 | 0 | 0 | No
2028-11-12 16:00 | 2028 50% ECP | -700 | -226 | -300 | -300 | No
2028-11-12 17:00 | 2028 50% ECP | -700 | -526 | -510 | -510 | No
2028-11-12 18:00 | 2028 50% ECP | -700 | -526 | -510 | -510 | No
2028-11-12 19:00 | 2028 50% ECP | -700 | -226 | -210 | -404.26 | No
2028-11-12 20:00 | 2028 50% ECP | -700 | 74 | 90 | -104.26 | No
2028-11-12 21:00 | 2028 50% ECP | -700 | 374 | 390 | 195.74 | No
2028-11-12 22:00 | 2028 50% ECP | -700 | 102.19 | 210 | 0 | No
2028-11-12 23:00 | 2028 50% ECP | -700 | 402.19 | 510 | 300 | No
2028-11-13 | 2028 50% ECP | -100 | 505 | 510 | 442 | No
2028-11-13 01:00 | 2028 50% ECP | -624.25 | 505 | 510 | 442 | No
2028-11-13 02:00 | 2028 50% ECP | -304.28 | 205 | 210 | 224.01 | No
2028-11-13 03:00 | 2028 50% ECP | -321.38 | 0 | 0 | 10.56 | No
2028-11-13 04:00 | 2028 50% ECP | -700 | 205 | 300 | 236.15 | No
2028-11-13 05:00 | 2028 50% ECP | -700 | 505 | 510 | 442 | No
2028-11-13 06:00 | 2028 50% ECP | -700 | 205 | 210 | 142 | No
2028-11-13 07:00 | 2028 50% ECP | -412.81 | 0 | 0 | 0 | No
2028-11-13 08:00 | 2028 50% ECP | 157.74 | 0 | 210 | 142 | No
2028-11-13 09:00 | 2028 50% ECP | 600 | 108.01 | 510 | 442 | No
2028-11-13 10:00 | 2028 50% ECP | 0 | 0 | 510 | 432.73 | No
2028-11-13 11:00 | 2028 50% ECP | -600 | 253.17 | 510 | 401.59 | No
2028-11-13 12:00 | 2028 50% ECP | 0 | 0 | 210 | 101.59 | No
2028-11-13 13:00 | 2028 50% ECP | 108.94 | 0 | 0 | 102.28 | No
2028-11-13 14:00 | 2028 50% ECP | 244.49 | 0 | 0 | 402.28 | No
2028-11-13 15:00 | 2028 50% ECP | 700 | 0 | 300 | 226.56 | No
2028-11-13 16:00 | 2028 50% ECP | 700 | 102.95 | 210 | 365.28 | No
2028-11-13 17:00 | 2028 50% ECP | 700 | -197.05 | -90 | 65.28 | No
2028-11-13 18:00 | 2028 50% ECP | 700 | 102.95 | 210 | 365.28 | No
2028-11-13 19:00 | 2028 50% ECP | 700 | 402.95 | 510 | 442 | No
2028-11-13 20:00 | 2028 50% ECP | 700 | 505 | 510 | 442 | No
2028-11-13 21:00 | 2028 50% ECP | 700 | 205 | 295.45 | 249.03 | No
2028-11-13 22:00 | 2028 50% ECP | 418.68 | 0 | 70.98 | 289.41 | No
2028-11-13 23:00 | 2028 50% ECP | -181.32 | 0 | 0 | 106.65 | No
2028-11-14 | 2028 50% ECP | -700 | 300 | 300 | 406.65 | No
2028-11-14 01:00 | 2028 50% ECP | -700 | 505 | 510 | 442 | No
2028-11-14 02:00 | 2028 50% ECP | -700 | 505 | 510 | 442 | No
2028-11-14 03:00 | 2028 50% ECP | -700 | 374 | 390 | 442 | No
2028-11-14 04:00 | 2028 50% ECP | -700 | 74 | 90 | 323.1 | No
2028-11-14 05:00 | 2028 50% ECP | -700 | -226 | -210 | 23.1 | No
2028-11-14 06:00 | 2028 50% ECP | -700 | -526 | -510 | -276.9 | No
2028-11-14 07:00 | 2028 50% ECP | -700 | -526 | -510 | -78.01 | No
2028-11-14 08:00 | 2028 50% ECP | -700 | -526 | -510 | 221.99 | No
2028-11-14 09:00 | 2028 50% ECP | -700 | -526 | -510 | -78.01 | No
2028-11-14 10:00 | 2028 50% ECP | -700 | -505.19 | -510 | 142 | No
2028-11-14 11:00 | 2028 50% ECP | -700 | -205.19 | -210 | 442 | No
2028-11-14 12:00 | 2028 50% ECP | -700 | 94.81 | 90 | 442 | No
2028-11-14 13:00 | 2028 50% ECP | -700 | 394.81 | 390 | 442 | No
2028-11-14 14:00 | 2028 50% ECP | -700 | 505 | 500.68 | 442 | No
2028-11-14 15:00 | 2028 50% ECP | -700 | 205 | 200.68 | 142 | No
2028-11-14 16:00 | 2028 50% ECP | -700 | -95 | -99.32 | -158 | No
2028-11-14 17:00 | 2028 50% ECP | -700 | -10.44 | -399.32 | -458 | No
2028-11-14 18:00 | 2028 50% ECP | -700 | 0 | -399.71 | -199.02 | No
2028-11-14 19:00 | 2028 50% ECP | -700 | 0 | -99.71 | -300 | No
2028-11-14 20:00 | 2028 50% ECP | -700 | 0 | 200.29 | 0 | No
2028-11-14 21:00 | 2028 50% ECP | -700 | 300 | 500.29 | 300 | No
2028-11-14 22:00 | 2028 50% ECP | -700 | 505 | 510 | 440.3 | No
2028-11-14 23:00 | 2028 50% ECP | -700 | 505 | 510 | 442 | No
2028-11-15 | 2028 50% ECP | -700 | 505 | 510 | 442 | No
2028-11-15 01:00 | 2028 50% ECP | -700 | 505 | 510 | 442 | No
2028-11-15 02:00 | 2028 50% ECP | -700 | 505 | 510 | 442 | No
2028-11-15 03:00 | 2028 50% ECP | -700 | 505 | 510 | 442 | No
2028-11-15 04:00 | 2028 50% ECP | -700 | 505 | 510 | 442 | No
2028-11-15 05:00 | 2028 50% ECP | -600 | 300 | 502.02 | 442 | No
2028-11-15 06:00 | 2028 50% ECP | 0 | 0 | 202.02 | 433.01 | No
2028-11-15 07:00 | 2028 50% ECP | 75.7 | 0 | 0 | 442 | No
2028-11-15 08:00 | 2028 50% ECP | 675.7 | 0 | 252.75 | 442 | No
2028-11-15 09:00 | 2028 50% ECP | 700 | 0 | 484.53 | 442 | No
2028-11-15 10:00 | 2028 50% ECP | 700 | 0 | 184.53 | 442 | No
2028-11-15 11:00 | 2028 50% ECP | 700 | 0 | 9.88 | 442 | No
2028-11-15 12:00 | 2028 50% ECP | 700 | 0 | 0 | 442 | No
2028-11-15 13:00 | 2028 50% ECP | 380.68 | 0 | 0 | 442 | No
2028-11-15 14:00 | 2028 50% ECP | 559.05 | 0 | 0 | 249.25 | No
2028-11-15 15:00 | 2028 50% ECP | -40.95 | 0 | -25.18 | 442 | No
2028-11-15 16:00 | 2028 50% ECP | 373.09 | 0 | 0 | 350.65 | No
2028-11-15 17:00 | 2028 50% ECP | 403.69 | 0 | 0 | 442 | No
2028-11-15 18:00 | 2028 50% ECP | 700 | 0 | 134.52 | 442 | No
2028-11-15 19:00 | 2028 50% ECP | 276.06 | 0 | 0 | 442 | No
2028-11-15 20:00 | 2028 50% ECP | -129.21 | 0 | -136.37 | 306.37 | No
2028-11-15 21:00 | 2028 50% ECP | -700 | 0 | -436.37 | 6.37 | No
2028-11-15 22:00 | 2028 50% ECP | -700 | -95 | -510 | -293.63 | No
2028-11-15 23:00 | 2028 50% ECP | -700 | 205 | -210 | 6.37 | Yes
2028-11-16 | 2028 50% ECP | -700 | 505 | 90 | 306.37 | No
2028-11-16 01:00 | 2028 50% ECP | -700 | 505 | 390 | 106.82 | No
2028-11-16 02:00 | 2028 50% ECP | -700 | 505 | 510 | -193.18 | No
2028-11-16 03:00 | 2028 50% ECP | -700 | 505 | 510 | -493.18 | No
2028-11-16 04:00 | 2028 50% ECP | -700 | 505 | 510 | -193.18 | No
2028-11-16 05:00 | 2028 50% ECP | -530.58 | 505 | 510 | 106.82 | No
2028-11-16 06:00 | 2028 50% ECP | 69.42 | 205 | 510 | 268.38 | No
2028-11-16 07:00 | 2028 50% ECP | 669.42 | 0 | 510 | 341.25 | No
2028-11-16 08:00 | 2028 50% ECP | 700 | 228.65 | 426.47 | 442 | No
2028-11-16 09:00 | 2028 50% ECP | 700 | 0 | 126.47 | 442 | No
2028-11-16 10:00 | 2028 50% ECP | 700 | 0 | 290.42 | 442 | No
2028-11-16 11:00 | 2028 50% ECP | 600 | 0 | 145.2 | 442 | No
2028-11-16 12:00 | 2028 50% ECP | 0 | 0 | -19.27 | 442 | No
2028-11-16 13:00 | 2028 50% ECP | -266.93 | 0 | 0 | 442 | No
2028-11-16 14:00 | 2028 50% ECP | -391.1 | 0 | 0 | 442 | No
2028-11-16 15:00 | 2028 50% ECP | -503.36 | 0 | 0 | 442 | No
2028-11-16 16:00 | 2028 50% ECP | -364.91 | 0 | 0 | 442 | No
2028-11-16 17:00 | 2028 50% ECP | -360.38 | 0 | 0 | 442 | No
2028-11-16 18:00 | 2028 50% ECP | 0 | 0 | 0 | 442 | No
2028-11-16 19:00 | 2028 50% ECP | -45.41 | 0 | 0 | 442 | No
2028-11-16 20:00 | 2028 50% ECP | -336.45 | 0 | 0 | 442 | No
2028-11-16 21:00 | 2028 50% ECP | -700 | 300 | 300 | 442 | Yes
2028-11-16 22:00 | 2028 50% ECP | -700 | 505 | 510 | 442 | Yes
2028-11-16 23:00 | 2028 50% ECP | -700 | 505 | 510 | 442 | Yes
2028-11-17 | 2028 50% ECP | -700 | 505 | 510 | 442 | Yes
2028-11-17 01:00 | 2028 50% ECP | -700 | 505 | 510 | 442 | Yes
2028-11-17 02:00 | 2028 50% ECP | -700 | 505 | 510 | 442 | Yes
2028-11-17 03:00 | 2028 50% ECP | -700 | 505 | 510 | 442 | Yes
2028-11-17 04:00 | 2028 50% ECP | -700 | 505 | 510 | 442 | Yes
2028-11-17 05:00 | 2028 50% ECP | -700 | 505 | 510 | 442 | Yes
2028-11-17 06:00 | 2028 50% ECP | -700 | 505 | 510 | 442 | Yes
2028-11-17 07:00 | 2028 50% ECP | -700 | 505 | 510 | 442 | Yes
2028-11-17 08:00 | 2028 50% ECP | -700 | 505 | 510 | 442 | Yes
2028-11-17 09:00 | 2028 50% ECP | -700 | 505 | 510 | 442 | Yes
2028-11-17 10:00 | 2028 50% ECP | -700 | 505 | 510 | 442 | No
2028-11-17 11:00 | 2028 50% ECP | -700 | 505 | 510 | 442 | Yes
2028-11-17 12:00 | 2028 50% ECP | -700 | 505 | 510 | 442 | Yes
2028-11-17 13:00 | 2028 50% ECP | -700 | 374 | 390 | 442 | Yes
2028-11-17 14:00 | 2028 50% ECP | -700 | 74 | 90 | 442 | Yes
2028-11-17 15:00 | 2028 50% ECP | -700 | -226 | -210 | 442 | No
2028-11-17 16:00 | 2028 50% ECP | -700 | -526 | -510 | 442 | No
2028-11-17 17:00 | 2028 50% ECP | -700 | -526 | -510 | 442 | No
2028-11-17 18:00 | 2028 50% ECP | -700 | -410.37 | -510 | 442 | No
2028-11-17 19:00 | 2028 50% ECP | -700 | -110.37 | -210 | 442 | No
2028-11-17 20:00 | 2028 50% ECP | -700 | 189.63 | 90 | 442 | No
2028-11-17 21:00 | 2028 50% ECP | -700 | 489.63 | 390 | 442 | Yes
2028-11-17 22:00 | 2028 50% ECP | -700 | 505 | 510 | 442 | Yes
2028-11-17 23:00 | 2028 50% ECP | -700 | 505 | 510 | 442 | Yes
2028-11-18 | 2028 50% ECP | -700 | 505 | 510 | 442 | Yes
2028-11-18 01:00 | 2028 50% ECP | -700 | 505 | 510 | 361.41 | Yes
2028-11-18 02:00 | 2028 50% ECP | -700 | 505 | 510 | 388.14 | Yes
2028-11-18 03:00 | 2028 50% ECP | -700 | 505 | 510 | 279.1 | Yes
2028-11-18 04:00 | 2028 50% ECP | -700 | 505 | 510 | 0 | Yes
2028-11-18 05:00 | 2028 50% ECP | -700 | 505 | 510 | 191.33 | Yes
2028-11-18 06:00 | 2028 50% ECP | -700 | 414.39 | 390 | 0 | Yes
2028-11-18 07:00 | 2028 50% ECP | -700 | 114.39 | 90 | 250.07 | Yes
2028-11-18 08:00 | 2028 50% ECP | -700 | -185.61 | -210 | 365.12 | No
2028-11-18 09:00 | 2028 50% ECP | -700 | -485.61 | -510 | 65.12 | No
2028-11-18 10:00 | 2028 50% ECP | -700 | -226 | -210 | -210 | No
2028-11-18 11:00 | 2028 50% ECP | -700 | -526 | -510 | -510 | No
2028-11-18 12:00 | 2028 50% ECP | -700 | -226 | -210 | -210 | Yes
2028-11-18 13:00 | 2028 50% ECP | -700 | 74 | 90 | 90 | Yes
2028-11-18 14:00 | 2028 50% ECP | -700 | 74 | 90 | 377.31 | Yes
2028-11-18 15:00 | 2028 50% ECP | -700 | -226 | -210 | 77.31 | Yes
2028-11-18 16:00 | 2028 50% ECP | -700 | -526 | -510 | 0 | No
2028-11-18 17:00 | 2028 50% ECP | -700 | -526 | -510 | 300 | No
2028-11-18 18:00 | 2028 50% ECP | -700 | -526 | -510 | 0 | No
2028-11-18 19:00 | 2028 50% ECP | -700 | -526 | -510 | 1.32 | No
2028-11-18 20:00 | 2028 50% ECP | -700 | -526 | -510 | -90.92 | No
2028-11-18 21:00 | 2028 50% ECP | -700 | -526 | -510 | -215.27 | No
2028-11-18 22:00 | 2028 50% ECP | -700 | -226 | -210 | 84.73 | Yes
2028-11-18 23:00 | 2028 50% ECP | -700 | 74 | 90 | 384.73 | Yes
2028-11-19 | 2028 50% ECP | -700 | 374 | 390 | 442 | Yes
2028-11-19 01:00 | 2028 50% ECP | -700 | 505 | 510 | 442 | Yes
2028-11-19 02:00 | 2028 50% ECP | -700 | 505 | 510 | 442 | Yes
2028-11-19 03:00 | 2028 50% ECP | -700 | 505 | 510 | 442 | Yes
2028-11-19 04:00 | 2028 50% ECP | -700 | 505 | 510 | 442 | Yes
2028-11-19 05:00 | 2028 50% ECP | -700 | 300 | 510 | 349.09 | Yes
2028-11-19 06:00 | 2028 50% ECP | -100 | 0 | 452.92 | 49.09 | No
2028-11-19 07:00 | 2028 50% ECP | -48.94 | 0 | 233.43 | 276.53 | No
2028-11-19 08:00 | 2028 50% ECP | -648.94 | 0 | -66.57 | 381.68 | No
2028-11-19 09:00 | 2028 50% ECP | -48.94 | 0 | 0 | 442 | No
2028-11-19 10:00 | 2028 50% ECP | 391.84 | 0 | -210 | 408.29 | No
2028-11-19 11:00 | 2028 50% ECP | -208.16 | -300 | -510 | 108.29 | No
2028-11-19 12:00 | 2028 50% ECP | -483.98 | -153.44 | -510 | -156.21 | No
2028-11-19 13:00 | 2028 50% ECP | 116.02 | -453.44 | -510 | -224.3 | No
2028-11-19 14:00 | 2028 50% ECP | -65.48 | -226 | -257.85 | 0 | No
2028-11-19 15:00 | 2028 50% ECP | 534.52 | -526 | -510 | -250.27 | No
2028-11-19 16:00 | 2028 50% ECP | -65.48 | -526 | -510 | -510 | No
2028-11-19 17:00 | 2028 50% ECP | -665.48 | -526 | -510 | -446.36 | No
2028-11-19 18:00 | 2028 50% ECP | -65.48 | -526 | -510 | -146.36 | No
2028-11-19 19:00 | 2028 50% ECP | 534.52 | -526 | -510 | 0 | No
2028-11-19 20:00 | 2028 50% ECP | 0 | -226 | -475.56 | 0 | No
2028-11-19 21:00 | 2028 50% ECP | -353.77 | -526 | -510 | -73.69 | No
2028-11-19 22:00 | 2028 50% ECP | 246.23 | -370.78 | -510 | 75.71 | No
2028-11-19 23:00 | 2028 50% ECP | 174.57 | -70.78 | -210 | 322.14 | No
2028-11-20 | 2028 50% ECP | 700 | 123.29 | 90 | 442 | No
2028-11-20 01:00 | 2028 50% ECP | 351.36 | 0 | 0 | 159.65 | No
2028-11-20 02:00 | 2028 50% ECP | 0 | 0 | 255.6 | 199.84 | No
2028-11-20 03:00 | 2028 50% ECP | 151.92 | 205 | 210 | 268.45 | No
2028-11-20 04:00 | 2028 50% ECP | -357.91 | 505 | 510 | 442 | No
2028-11-20 05:00 | 2028 50% ECP | -443.57 | 312.99 | 510 | 442 | No
2028-11-20 06:00 | 2028 50% ECP | -296.49 | 12.99 | 210 | 158.19 | No
2028-11-20 07:00 | 2028 50% ECP | 0 | 0 | 424.65 | 262.7 | No
2028-11-20 08:00 | 2028 50% ECP | 600 | 0 | 231.7 | 439.81 | No
2028-11-20 09:00 | 2028 50% ECP | 700 | 0 | 183.42 | 331.15 | No
2028-11-20 10:00 | 2028 50% ECP | 310.67 | 0 | 0 | 442 | No
2028-11-20 11:00 | 2028 50% ECP | 85.95 | 0 | 0 | 442 | No
2028-11-20 12:00 | 2028 50% ECP | -174.61 | 0 | 0 | 442 | No
2028-11-20 13:00 | 2028 50% ECP | -408.33 | 0 | 0 | 250.06 | No
2028-11-20 14:00 | 2028 50% ECP | -544.23 | 0 | 0 | 252.23 | No
2028-11-20 15:00 | 2028 50% ECP | -97.79 | 0 | 0 | 37.65 | No
2028-11-20 16:00 | 2028 50% ECP | -7.01 | 0 | 0 | 0 | No
2028-11-20 17:00 | 2028 50% ECP | 86.18 | 0 | 0 | 114.51 | No
2028-11-20 18:00 | 2028 50% ECP | 686.18 | 0 | 239.21 | 410.71 | No
2028-11-20 19:00 | 2028 50% ECP | 700 | 2.92 | 510 | 442 | No
2028-11-20 20:00 | 2028 50% ECP | 700 | 0 | 496.68 | 142 | No
2028-11-20 21:00 | 2028 50% ECP | 500 | 0 | 510 | 215.86 | No
2028-11-20 22:00 | 2028 50% ECP | -100 | 73.82 | 510 | 442 | No
2028-11-20 23:00 | 2028 50% ECP | -700 | 373.82 | 510 | 442 | Yes
2028-11-21 | 2028 50% ECP | -700 | 505 | 510 | 442 | Yes
2028-11-21 01:00 | 2028 50% ECP | -700 | 505 | 510 | 442 | No
2028-11-21 02:00 | 2028 50% ECP | -700 | 505 | 510 | 442 | Yes
2028-11-21 03:00 | 2028 50% ECP | -700 | 505 | 510 | 442 | No
2028-11-21 04:00 | 2028 50% ECP | -700 | 505 | 510 | 442 | Yes
2028-11-21 05:00 | 2028 50% ECP | -700 | 463.59 | 510 | 442 | No
2028-11-21 06:00 | 2028 50% ECP | -562.57 | 163.59 | 510 | 442 | No
2028-11-21 07:00 | 2028 50% ECP | 37.43 | 67.01 | 510 | 442 | No
2028-11-21 08:00 | 2028 50% ECP | 637.43 | 6.87 | 438.08 | 442 | No
2028-11-21 09:00 | 2028 50% ECP | 700 | 306.87 | 510 | 442 | No
2028-11-21 10:00 | 2028 50% ECP | 700 | 431.1 | 510 | 442 | No
2028-11-21 11:00 | 2028 50% ECP | 700 | 264.05 | 210 | 442 | No
2028-11-21 12:00 | 2028 50% ECP | 689.8 | -35.95 | -90 | 237.86 | No
2028-11-21 13:00 | 2028 50% ECP | 700 | 0 | 6.54 | 442 | No
2028-11-21 14:00 | 2028 50% ECP | 700 | 128.3 | 44.01 | 442 | No
2028-11-21 15:00 | 2028 50% ECP | 700 | 0 | -255.99 | 349.89 | No
2028-11-21 16:00 | 2028 50% ECP | 700 | 0 | 0 | 241.71 | No
2028-11-21 17:00 | 2028 50% ECP | 700 | 0 | -67.37 | 364.72 | No
2028-11-21 18:00 | 2028 50% ECP | 700 | 0 | -67.37 | 364.72 | No
2028-11-21 19:00 | 2028 50% ECP | 700 | 0 | -67.37 | 350.14 | No
2028-11-21 20:00 | 2028 50% ECP | 700 | 0 | -67.37 | 310.85 | No
2028-11-21 21:00 | 2028 50% ECP | 700 | 0 | 101.45 | 339.23 | No
2028-11-21 22:00 | 2028 50% ECP | 700 | 300 | 401.45 | 442 | No
2028-11-21 23:00 | 2028 50% ECP | 700 | 239.83 | 510 | 442 | No
2028-11-22 | 2028 50% ECP | 700 | 505 | 510 | 442 | No
2028-11-22 01:00 | 2028 50% ECP | 700 | 505 | 510 | 442 | No
2028-11-22 02:00 | 2028 50% ECP | 700 | 505 | 510 | 442 | No
2028-11-22 03:00 | 2028 50% ECP | 700 | 505 | 510 | 442 | No
2028-11-22 04:00 | 2028 50% ECP | 700 | 505 | 510 | 442 | No
2028-11-22 05:00 | 2028 50% ECP | 700 | 505 | 510 | 442 | No
2028-11-22 06:00 | 2028 50% ECP | 700 | 300 | 510 | 353.7 | No
2028-11-22 07:00 | 2028 50% ECP | 100 | 0 | 210 | 53.7 | No
2028-11-22 08:00 | 2028 50% ECP | 700 | 0 | 433.31 | 142 | No
2028-11-22 09:00 | 2028 50% ECP | 700 | 79.29 | 207.2 | 442 | No
2028-11-22 10:00 | 2028 50% ECP | 700 | 0 | -92.8 | 304.31 | No
2028-11-22 11:00 | 2028 50% ECP | 700 | -300 | -392.8 | 75.95 | No
2028-11-22 12:00 | 2028 50% ECP | 700 | -526 | -510 | -210 | No
2028-11-22 13:00 | 2028 50% ECP | 700 | -526 | -510 | -510 | No
2028-11-22 14:00 | 2028 50% ECP | 700 | -275.83 | -210 | -210 | No
2028-11-22 15:00 | 2028 50% ECP | 700 | 0 | 90 | 90 | No
2028-11-22 16:00 | 2028 50% ECP | 700 | 0 | 0 | 0 | No
2028-11-22 17:00 | 2028 50% ECP | 700 | 0 | 0 | 0 | No
2028-11-22 18:00 | 2028 50% ECP | 700 | 0 | 210 | 113.47 | No
2028-11-22 19:00 | 2028 50% ECP | 700 | 81.45 | 510 | 413.47 | No
2028-11-22 20:00 | 2028 50% ECP | 700 | 300 | 510 | 442 | No
2028-11-22 21:00 | 2028 50% ECP | 700 | 0 | 300 | 442 | No
2028-11-22 22:00 | 2028 50% ECP | 700 | -15.99 | 0 | 322.2 | No
2028-11-22 23:00 | 2028 50% ECP | 700 | 281.99 | 300 | 442 | No
2028-11-23 | 2028 50% ECP | 700 | 247.88 | 510 | 442 | No
2028-11-23 01:00 | 2028 50% ECP | 700 | 4.09 | 510 | 442 | No
2028-11-23 02:00 | 2028 50% ECP | 700 | 0 | 467.31 | 388.1 | No
2028-11-23 03:00 | 2028 50% ECP | 700 | 0 | 201.32 | 323.69 | No
2028-11-23 04:00 | 2028 50% ECP | 173.24 | 0 | 0 | 159.78 | No
2028-11-23 05:00 | 2028 50% ECP | -426.76 | 0 | -300 | -81.57 | No
2028-11-23 06:00 | 2028 50% ECP | -570.19 | 0 | 0 | 54.76 | No
2028-11-23 07:00 | 2028 50% ECP | -700 | 0 | -53.33 | 0 | No
2028-11-23 08:00 | 2028 50% ECP | -367.03 | 0 | 0 | 142 | No
2028-11-23 09:00 | 2028 50% ECP | -540.15 | 0 | 0 | 442 | No
2028-11-23 10:00 | 2028 50% ECP | -120.76 | 0 | 0 | 245.53 | No
2028-11-23 11:00 | 2028 50% ECP | -700 | 205 | 210 | 142 | No
2028-11-23 12:00 | 2028 50% ECP | -700 | 505 | 510 | 442 | No
2028-11-23 13:00 | 2028 50% ECP | -100 | 205 | 210 | 238.37 | No
2028-11-23 14:00 | 2028 50% ECP | -700 | 0 | 141.41 | 196.3 | No
2028-11-23 15:00 | 2028 50% ECP | -700 | 0 | -136.48 | 239.64 | No
2028-11-23 16:00 | 2028 50% ECP | -700 | -285.16 | -318.72 | -60.36 | No
2028-11-23 17:00 | 2028 50% ECP | -517.46 | 0 | -18.72 | 0 | No
2028-11-23 18:00 | 2028 50% ECP | -597.13 | 0 | 0 | 78.89 | No
2028-11-23 19:00 | 2028 50% ECP | -105.67 | 0 | 210 | 142 | No
2028-11-23 20:00 | 2028 50% ECP | -700 | 300 | 510 | 442 | Yes
2028-11-23 21:00 | 2028 50% ECP | -700 | 505 | 510 | 442 | Yes
2028-11-23 22:00 | 2028 50% ECP | -700 | 505 | 510 | 442 | Yes
2028-11-23 23:00 | 2028 50% ECP | -700 | 505 | 510 | 442 | Yes
2028-11-24 | 2028 50% ECP | -700 | 505 | 510 | 442 | No
2028-11-24 01:00 | 2028 50% ECP | -700 | 505 | 510 | 442 | No
2028-11-24 02:00 | 2028 50% ECP | -700 | 505 | 510 | 442 | No
2028-11-24 03:00 | 2028 50% ECP | -700 | 505 | 510 | 442 | No
2028-11-24 04:00 | 2028 50% ECP | -700 | 505 | 510 | 442 | No
2028-11-24 05:00 | 2028 50% ECP | -700 | 505 | 510 | 442 | No
2028-11-24 06:00 | 2028 50% ECP | -700 | 505 | 510 | 442 | No
2028-11-24 07:00 | 2028 50% ECP | -700 | 505 | 510 | 442 | No
2028-11-24 08:00 | 2028 50% ECP | -700 | 505 | 510 | 442 | No
2028-11-24 09:00 | 2028 50% ECP | -700 | 505 | 510 | 442 | No
2028-11-24 10:00 | 2028 50% ECP | -700 | 505 | 510 | 442 | No
2028-11-24 11:00 | 2028 50% ECP | -700 | 505 | 510 | 442 | No
2028-11-24 12:00 | 2028 50% ECP | -342.28 | 505 | 510 | 442 | No
2028-11-24 13:00 | 2028 50% ECP | -213.47 | 505 | 510 | 442 | No
2028-11-24 14:00 | 2028 50% ECP | 386.53 | 505 | 510 | 442 | No
2028-11-24 15:00 | 2028 50% ECP | 700 | 205 | 510 | 398.64 | No
2028-11-24 16:00 | 2028 50% ECP | 700 | 336.87 | 510 | 442 | No
2028-11-24 17:00 | 2028 50% ECP | 700 | 480.27 | 510 | 442 | No
2028-11-24 18:00 | 2028 50% ECP | 700 | 180.27 | 210 | 442 | No
2028-11-24 19:00 | 2028 50% ECP | 700 | 0 | 0 | 442 | No
2028-11-24 20:00 | 2028 50% ECP | 700 | 0 | 0 | 442 | No
2028-11-24 21:00 | 2028 50% ECP | 700 | 0 | 49.93 | 442 | No
2028-11-24 22:00 | 2028 50% ECP | 700 | 31.97 | 349.93 | 442 | No
2028-11-24 23:00 | 2028 50% ECP | 700 | 331.97 | 510 | 442 | No
2028-11-25 | 2028 50% ECP | 700 | 31.97 | 510 | 442 | No
2028-11-25 01:00 | 2028 50% ECP | 700 | 0 | 510 | 442 | No
2028-11-25 02:00 | 2028 50% ECP | 700 | 300 | 510 | 442 | No
2028-11-25 03:00 | 2028 50% ECP | 700 | 505 | 510 | 442 | No
2028-11-25 04:00 | 2028 50% ECP | 700 | 505 | 510 | 442 | No
2028-11-25 05:00 | 2028 50% ECP | 700 | 505 | 510 | 442 | No
2028-11-25 06:00 | 2028 50% ECP | 700 | 505 | 510 | 442 | No
2028-11-25 07:00 | 2028 50% ECP | 700 | 311.5 | 510 | 442 | No
2028-11-25 08:00 | 2028 50% ECP | 700 | 11.5 | 210 | 442 | No
2028-11-25 09:00 | 2028 50% ECP | 700 | 0 | -90 | 384.82 | No
2028-11-25 10:00 | 2028 50% ECP | 700 | 212.93 | 134.2 | 442 | No
2028-11-25 11:00 | 2028 50% ECP | 700 | 0 | -165.8 | 442 | No
2028-11-25 12:00 | 2028 50% ECP | 700 | -226 | -210 | 442 | No
2028-11-25 13:00 | 2028 50% ECP | 700 | -526 | -510 | 429.4 | No
2028-11-25 14:00 | 2028 50% ECP | 700 | -517.32 | -510 | 293.24 | No
2028-11-25 15:00 | 2028 50% ECP | 700 | -217.32 | -510 | 233.39 | No
2028-11-25 16:00 | 2028 50% ECP | 700 | 0 | -510 | 281.22 | No
2028-11-25 17:00 | 2028 50% ECP | 700 | 0 | -510 | 432.96 | No
2028-11-25 18:00 | 2028 50% ECP | 700 | 0 | -510 | 442 | No
2028-11-25 19:00 | 2028 50% ECP | 700 | 0 | -355.38 | 442 | No
2028-11-25 20:00 | 2028 50% ECP | 700 | 0 | -55.38 | 442 | No
2028-11-25 21:00 | 2028 50% ECP | 700 | 0 | 244.62 | 442 | No
2028-11-25 22:00 | 2028 50% ECP | 700 | 289.33 | 510 | 442 | No
2028-11-25 23:00 | 2028 50% ECP | 700 | 215.7 | 510 | 442 | No
2028-11-26 | 2028 50% ECP | 700 | 505 | 510 | 442 | No
2028-11-26 01:00 | 2028 50% ECP | 700 | 505 | 510 | 442 | No
2028-11-26 02:00 | 2028 50% ECP | 700 | 505 | 510 | 442 | No
2028-11-26 03:00 | 2028 50% ECP | 700 | 505 | 510 | 442 | No
2028-11-26 04:00 | 2028 50% ECP | 700 | 505 | 510 | 442 | No
2028-11-26 05:00 | 2028 50% ECP | 700 | 337.73 | 510 | 442 | No
2028-11-26 06:00 | 2028 50% ECP | 100 | 37.73 | 210 | 142 | No
2028-11-26 07:00 | 2028 50% ECP | -26.66 | -238.91 | -90 | -158 | No
2028-11-26 08:00 | 2028 50% ECP | 573.34 | -158.54 | -390 | -257.62 | No
2028-11-26 09:00 | 2028 50% ECP | 700 | -458.54 | -510 | -344.84 | No
2028-11-26 10:00 | 2028 50% ECP | 524.29 | -158.54 | -210 | -44.84 | No
2028-11-26 11:00 | 2028 50% ECP | 0 | 0 | -266.9 | 0 | No
2028-11-26 12:00 | 2028 50% ECP | 190.76 | 0 | -210 | 0 | No
2028-11-26 13:00 | 2028 50% ECP | 0 | -35.52 | -510 | 0 | No
2028-11-26 14:00 | 2028 50% ECP | 100 | 0 | -441.27 | -133.02 | No
2028-11-26 15:00 | 2028 50% ECP | 700 | -226 | -510 | -433.02 | No
2028-11-26 16:00 | 2028 50% ECP | 700 | -526 | -510 | -510 | No
2028-11-26 17:00 | 2028 50% ECP | 314.32 | -526 | -510 | -510 | No
2028-11-26 18:00 | 2028 50% ECP | 593.23 | -526 | -510 | -510 | No
2028-11-26 19:00 | 2028 50% ECP | 700 | -526 | -510 | -510 | No
2028-11-26 20:00 | 2028 50% ECP | 700 | -226 | -210 | -210 | No
2028-11-26 21:00 | 2028 50% ECP | 700 | 0 | 2.09 | 0 | No
2028-11-26 22:00 | 2028 50% ECP | 524.38 | 0 | 0 | 0 | No
2028-11-26 23:00 | 2028 50% ECP | 100 | 0 | -185.63 | 0 | No
2028-11-27 | 2028 50% ECP | 700 | 0 | 0 | 0 | No
2028-11-27 01:00 | 2028 50% ECP | 700 | 0 | 0 | 0 | No
2028-11-27 02:00 | 2028 50% ECP | 700 | 0 | 0 | 0 | No
2028-11-27 03:00 | 2028 50% ECP | 700 | 0 | 0 | 0 | No
2028-11-27 04:00 | 2028 50% ECP | 700 | 0 | 0 | 0 | No
2028-11-27 05:00 | 2028 50% ECP | 625.01 | 0 | 0 | 0 | No
2028-11-27 06:00 | 2028 50% ECP | 700 | 0 | 0 | 0 | No
2028-11-27 07:00 | 2028 50% ECP | 700 | -192.26 | -300 | -187.84 | No
2028-11-27 08:00 | 2028 50% ECP | 473.35 | 0 | -510 | -180.13 | No
2028-11-27 09:00 | 2028 50% ECP | 700 | 0 | -354 | -42.94 | No
2028-11-27 10:00 | 2028 50% ECP | 700 | 0 | -396.14 | 0 | No
2028-11-27 11:00 | 2028 50% ECP | 700 | 0 | -492.95 | -210 | No
2028-11-27 12:00 | 2028 50% ECP | 700 | -51.09 | -510 | -510 | No
2028-11-27 13:00 | 2028 50% ECP | 700 | 0 | -510 | -446.52 | No
2028-11-27 14:00 | 2028 50% ECP | 700 | 0 | -510 | -299.64 | No
2028-11-27 15:00 | 2028 50% ECP | 700 | -226 | -293.48 | -210 | No
2028-11-27 16:00 | 2028 50% ECP | 697.32 | -526 | -510 | -510 | No
2028-11-27 17:00 | 2028 50% ECP | 540.44 | -526 | -510 | -510 | No
2028-11-27 18:00 | 2028 50% ECP | 700 | -428.42 | -510 | -510 | No
2028-11-27 19:00 | 2028 50% ECP | 700 | -128.42 | -210 | -210 | No
2028-11-27 20:00 | 2028 50% ECP | 700 | 0 | -213.03 | 0 | No
2028-11-27 21:00 | 2028 50% ECP | 700 | 229.9 | 86.97 | 300 | No
2028-11-27 22:00 | 2028 50% ECP | 700 | 0 | 302.12 | 277.13 | No
2028-11-27 23:00 | 2028 50% ECP | 700 | 95.24 | 510 | 442 | No
2028-11-28 | 2028 50% ECP | 700 | 395.24 | 510 | 442 | No
2028-11-28 01:00 | 2028 50% ECP | 700 | 432.67 | 510 | 442 | No
2028-11-28 02:00 | 2028 50% ECP | 700 | 269.56 | 510 | 442 | No
2028-11-28 03:00 | 2028 50% ECP | 700 | 505 | 510 | 442 | No
2028-11-28 04:00 | 2028 50% ECP | 700 | 505 | 510 | 442 | No
2028-11-28 05:00 | 2028 50% ECP | 700 | 300 | 510 | 442 | No
2028-11-28 06:00 | 2028 50% ECP | 700 | 0 | 210 | 282.38 | No
2028-11-28 07:00 | 2028 50% ECP | 662.95 | -300 | -90 | -17.62 | No
2028-11-28 08:00 | 2028 50% ECP | 62.95 | 0 | -44.41 | 0 | No
2028-11-28 09:00 | 2028 50% ECP | 30.13 | 0 | 0 | 0 | No
2028-11-28 10:00 | 2028 50% ECP | 128.91 | 0 | 0 | 0 | No
2028-11-28 11:00 | 2028 50% ECP | -35.59 | 0 | -51.64 | 0 | No
2028-11-28 12:00 | 2028 50% ECP | 0 | 0 | -351.64 | -172.35 | No
2028-11-28 13:00 | 2028 50% ECP | 0 | 0 | -288.69 | 0 | No
2028-11-28 14:00 | 2028 50% ECP | 104.11 | 0 | 0 | 0 | No
2028-11-28 15:00 | 2028 50% ECP | 700 | -226 | 17.3 | -24.28 | No
2028-11-28 16:00 | 2028 50% ECP | 700 | -526 | 0 | -324.28 | No
2028-11-28 17:00 | 2028 50% ECP | 700 | -526 | 0 | -428.59 | No
2028-11-28 18:00 | 2028 50% ECP | 700 | -440.75 | 0 | -177.36 | No
2028-11-28 19:00 | 2028 50% ECP | 700 | -140.75 | 0 | 0 | No
2028-11-28 20:00 | 2028 50% ECP | 700 | 159.25 | 0 | 142 | No
2028-11-28 21:00 | 2028 50% ECP | 700 | 459.25 | 0 | 442 | No
2028-11-28 22:00 | 2028 50% ECP | 700 | 309.62 | 0 | 442 | No
2028-11-28 23:00 | 2028 50% ECP | 700 | 39.23 | 0 | 442 | No
2028-11-29 | 2028 50% ECP | 700 | 339.23 | 0 | 442 | No
2028-11-29 01:00 | 2028 50% ECP | 700 | 505 | 0 | 442 | No
2028-11-29 02:00 | 2028 50% ECP | 700 | 505 | 0 | 442 | No
2028-11-29 03:00 | 2028 50% ECP | 700 | 505 | 0 | 442 | No
2028-11-29 04:00 | 2028 50% ECP | 700 | 505 | 0 | 442 | No
2028-11-29 05:00 | 2028 50% ECP | 700 | 505 | 0 | 442 | No
2028-11-29 06:00 | 2028 50% ECP | 700 | 505 | 0 | 442 | No
2028-11-29 07:00 | 2028 50% ECP | 700 | 205 | 0 | 280.8 | No
2028-11-29 08:00 | 2028 50% ECP | 700 | 505 | 0 | 281.07 | No
2028-11-29 09:00 | 2028 50% ECP | 700 | 265.3 | 0 | -18.93 | No
2028-11-29 10:00 | 2028 50% ECP | 700 | 457.13 | 0 | 11.28 | No
2028-11-29 11:00 | 2028 50% ECP | 700 | 157.13 | 0 | -0.98 | No
2028-11-29 12:00 | 2028 50% ECP | 700 | 0 | 0 | -33.57 | No
2028-11-29 13:00 | 2028 50% ECP | 700 | 0 | 0 | -9.74 | No
2028-11-29 14:00 | 2028 50% ECP | 700 | 0 | 0 | -244.68 | No
2028-11-29 15:00 | 2028 50% ECP | 700 | -226 | 0 | -269.68 | No
2028-11-29 16:00 | 2028 50% ECP | 700 | -526 | 0 | -510 | No
2028-11-29 17:00 | 2028 50% ECP | 700 | -526 | 0 | -510 | No
2028-11-29 18:00 | 2028 50% ECP | 700 | -526 | 0 | -510 | No
2028-11-29 19:00 | 2028 50% ECP | 700 | -526 | 0 | -510 | No
2028-11-29 20:00 | 2028 50% ECP | 700 | -226 | 0 | -210 | No
2028-11-29 21:00 | 2028 50% ECP | 700 | 74 | 0 | 90 | No
2028-11-29 22:00 | 2028 50% ECP | 700 | 196.95 | 0 | 300 | No
2028-11-29 23:00 | 2028 50% ECP | 700 | -96.26 | 0 | 0 | No
2028-11-30 | 2028 50% ECP | 700 | -296.06 | 0 | 259.65 | No
2028-11-30 01:00 | 2028 50% ECP | 700 | 3.94 | 0 | 442 | No
2028-11-30 02:00 | 2028 50% ECP | 700 | 200.96 | 0 | 442 | No
2028-11-30 03:00 | 2028 50% ECP | 700 | 0 | 0 | 341.46 | No
2028-11-30 04:00 | 2028 50% ECP | 639.22 | 0 | 0 | 41.46 | No
2028-11-30 05:00 | 2028 50% ECP | 100 | 0 | 0 | 0 | No
2028-11-30 06:00 | 2028 50% ECP | 700 | 0 | 0 | 0 | No
2028-11-30 07:00 | 2028 50% ECP | 100 | 0 | 0 | 71.93 | No
2028-11-30 08:00 | 2028 50% ECP | 628.1 | 0 | 0 | 34.43 | No
2028-11-30 09:00 | 2028 50% ECP | 700 | 0 | 0 | 18.51 | No
2028-11-30 10:00 | 2028 50% ECP | 700 | 0 | 0 | 0 | No
2028-11-30 11:00 | 2028 50% ECP | 100 | 0 | 0 | 0 | No
2028-11-30 12:00 | 2028 50% ECP | 700 | 0 | 0 | 0 | No
2028-11-30 13:00 | 2028 50% ECP | 700 | 0 | 0 | 272.76 | No
2028-11-30 14:00 | 2028 50% ECP | 489.54 | 0 | 0 | 414.77 | No
2028-11-30 15:00 | 2028 50% ECP | 700 | 270.49 | 0 | 442 | No
2028-11-30 16:00 | 2028 50% ECP | 700 | 300 | 300 | 442 | No
2028-11-30 17:00 | 2028 50% ECP | 700 | 0 | 0 | 442 | No
2028-11-30 18:00 | 2028 50% ECP | 700 | 0 | 0 | 442 | No
2028-11-30 19:00 | 2028 50% ECP | 700 | 0 | 0 | 442 | No
2028-11-30 20:00 | 2028 50% ECP | 700 | 0 | 0.69 | 442 | No
2028-11-30 21:00 | 2028 50% ECP | 700 | 33.08 | 210 | 442 | No
2028-11-30 22:00 | 2028 50% ECP | 700 | 333.08 | 510 | 442 | No
2028-11-30 23:00 | 2028 50% ECP | 700 | 247.38 | 510 | 442 | No
2028-12-01 | 2028 50% ECP | 700 | 505 | 510 | 442 | No
2028-12-01 01:00 | 2028 50% ECP | 700 | 505 | 510 | 442 | No
2028-12-01 02:00 | 2028 50% ECP | 700 | 505 | 510 | 442 | No
2028-12-01 03:00 | 2028 50% ECP | 700 | 505 | 510 | 442 | No
2028-12-01 04:00 | 2028 50% ECP | 700 | 505 | 510 | 442 | No
2028-12-01 05:00 | 2028 50% ECP | 700 | 205 | 448.68 | 390.29 | No
2028-12-01 06:00 | 2028 50% ECP | 700 | 0 | 186.7 | 430.1 | No
2028-12-01 07:00 | 2028 50% ECP | 700 | 0 | 147.38 | 130.1 | No
2028-12-01 08:00 | 2028 50% ECP | 700 | 248.88 | 447.38 | 430.1 | No
2028-12-01 09:00 | 2028 50% ECP | 700 | 404.73 | 510 | 442 | No
2028-12-01 10:00 | 2028 50% ECP | 700 | 104.73 | 510 | 442 | No
2028-12-01 11:00 | 2028 50% ECP | 700 | 234.03 | 510 | 442 | No
2028-12-01 12:00 | 2028 50% ECP | 700 | 29.8 | 510 | 442 | No
2028-12-01 13:00 | 2028 50% ECP | 700 | 66.67 | 510 | 442 | No
2028-12-01 14:00 | 2028 50% ECP | 700 | 0 | 510 | 319.23 | No
2028-12-01 15:00 | 2028 50% ECP | 700 | 38.1 | 510 | 442 | No
2028-12-01 16:00 | 2028 50% ECP | 700 | 0 | 510 | 349.97 | No
2028-12-01 17:00 | 2028 50% ECP | 700 | 100.61 | 510 | 442 | No
2028-12-01 18:00 | 2028 50% ECP | 700 | 388.9 | 510 | 442 | No
2028-12-01 19:00 | 2028 50% ECP | 700 | 139.11 | 510 | 442 | No
2028-12-01 20:00 | 2028 50% ECP | 700 | 0 | 392.49 | 264.46 | No
2028-12-01 21:00 | 2028 50% ECP | 700 | 0 | 416.64 | 442 | No
2028-12-01 22:00 | 2028 50% ECP | 345.65 | 146.65 | 210 | 303.35 | No
2028-12-01 23:00 | 2028 50% ECP | 700 | 446.65 | 510 | 442 | No
2028-12-02 | 2028 50% ECP | 700 | 182.78 | 510 | 442 | No
2028-12-02 01:00 | 2028 50% ECP | 700 | 313.68 | 510 | 442 | No
2028-12-02 02:00 | 2028 50% ECP | 700 | 13.68 | 456.96 | 398.76 | No
2028-12-02 03:00 | 2028 50% ECP | 700 | 0 | 510 | 409.55 | No
2028-12-02 04:00 | 2028 50% ECP | 700 | 0 | 210 | 109.55 | No
2028-12-02 05:00 | 2028 50% ECP | 700 | 0 | 0 | 0 | No
2028-12-02 06:00 | 2028 50% ECP | 700 | 0 | 0 | 0 | No
2028-12-02 07:00 | 2028 50% ECP | 700 | 0 | 183.16 | 105.83 | No
2028-12-02 08:00 | 2028 50% ECP | 700 | 192.82 | 483.16 | 249.58 | No
2028-12-02 09:00 | 2028 50% ECP | 700 | 492.82 | 510 | 442 | No
2028-12-02 10:00 | 2028 50% ECP | 700 | 306.56 | 510 | 442 | No
2028-12-02 11:00 | 2028 50% ECP | 700 | 6.56 | 510 | 417.84 | No
2028-12-02 12:00 | 2028 50% ECP | 700 | 0 | 210 | 353.67 | No
2028-12-02 13:00 | 2028 50% ECP | 700 | 0 | 0 | 377.85 | No
2028-12-02 14:00 | 2028 50% ECP | 700 | 0 | 0 | 442 | No
2028-12-02 15:00 | 2028 50% ECP | 700 | 0 | 115.88 | 442 | No
2028-12-02 16:00 | 2028 50% ECP | 700 | 0 | 415.88 | 442 | No
2028-12-02 17:00 | 2028 50% ECP | 700 | 2.28 | 210 | 442 | No
2028-12-02 18:00 | 2028 50% ECP | 700 | 302.28 | 510 | 442 | No
2028-12-02 19:00 | 2028 50% ECP | 700 | 505 | 510 | 442 | No
2028-12-02 20:00 | 2028 50% ECP | 700 | 505 | 510 | 442 | No
2028-12-02 21:00 | 2028 50% ECP | 700 | 505 | 510 | 442 | No
2028-12-02 22:00 | 2028 50% ECP | 700 | 212.24 | 510 | 442 | No
2028-12-02 23:00 | 2028 50% ECP | 700 | 505 | 510 | 442 | No
2028-12-03 | 2028 50% ECP | 700 | 505 | 510 | 442 | No
2028-12-03 01:00 | 2028 50% ECP | 700 | 505 | 510 | 442 | No
2028-12-03 02:00 | 2028 50% ECP | 700 | 505 | 510 | 442 | No
2028-12-03 03:00 | 2028 50% ECP | 700 | 505 | 510 | 442 | No
2028-12-03 04:00 | 2028 50% ECP | 700 | 505 | 510 | 442 | No
2028-12-03 05:00 | 2028 50% ECP | 700 | 505 | 510 | 442 | No
2028-12-03 06:00 | 2028 50% ECP | 643.89 | 300 | 510 | 332.21 | No
2028-12-03 07:00 | 2028 50% ECP | 43.89 | 0 | 210 | 32.21 | No
2028-12-03 08:00 | 2028 50% ECP | 643.89 | 0 | 300 | 0 | No
2028-12-03 09:00 | 2028 50% ECP | 700 | 0 | 0 | 0 | No
2028-12-03 10:00 | 2028 50% ECP | 700 | 0 | 0 | 0 | No
2028-12-03 11:00 | 2028 50% ECP | 700 | 0 | 0 | 0 | No
2028-12-03 12:00 | 2028 50% ECP | 700 | 0 | 300 | 0 | No
2028-12-03 13:00 | 2028 50% ECP | 218.9 | 0 | 0 | 85.57 | No
2028-12-03 14:00 | 2028 50% ECP | 700 | 0 | 300 | 55.52 | No
2028-12-03 15:00 | 2028 50% ECP | 700 | 0 | 373.89 | 0 | No
2028-12-03 16:00 | 2028 50% ECP | 700 | 0 | 510 | 0 | No
2028-12-03 17:00 | 2028 50% ECP | 700 | 0 | 510 | 0 | No
2028-12-03 18:00 | 2028 50% ECP | 700 | 0 | 510 | 90.57 | No
2028-12-03 19:00 | 2028 50% ECP | 700 | 0 | 510 | 390.57 | No
2028-12-03 20:00 | 2028 50% ECP | 700 | 232.88 | 510 | 442 | No
2028-12-03 21:00 | 2028 50% ECP | 700 | 311.31 | 510 | 442 | No
2028-12-03 22:00 | 2028 50% ECP | 700 | 411.09 | 510 | 442 | No
2028-12-03 23:00 | 2028 50% ECP | 700 | 356.05 | 510 | 442 | No
2028-12-04 | 2028 50% ECP | 700 | 396.54 | 510 | 442 | No
2028-12-04 01:00 | 2028 50% ECP | 700 | 182.21 | 510 | 442 | No
2028-12-04 02:00 | 2028 50% ECP | 500 | 0 | 329.47 | 142 | No
2028-12-04 03:00 | 2028 50% ECP | -100 | 208.29 | 510 | 442 | No
2028-12-04 04:00 | 2028 50% ECP | -700 | 505 | 510 | 385.02 | No
2028-12-04 05:00 | 2028 50% ECP | -700 | 205 | 210 | 85.02 | No
2028-12-04 06:00 | 2028 50% ECP | -613.76 | 0 | 0 | -214.98 | No
2028-12-04 07:00 | 2028 50% ECP | -166.51 | 0 | 0 | -510 | No
2028-12-04 08:00 | 2028 50% ECP | -155.41 | 0 | 0 | -499.2 | No
2028-12-04 09:00 | 2028 50% ECP | -392.21 | 0 | 0 | -199.2 | No
2028-12-04 10:00 | 2028 50% ECP | -700 | 47.1 | 210 | 100.8 | No
2028-12-04 11:00 | 2028 50% ECP | -700 | 347.1 | 510 | 400.8 | No
2028-12-04 12:00 | 2028 50% ECP | -700 | 505 | 510 | 442 | No
2028-12-04 13:00 | 2028 50% ECP | -700 | 300 | 210 | 142 | No
2028-12-04 14:00 | 2028 50% ECP | -700 | 0 | -90 | -158 | No
2028-12-04 15:00 | 2028 50% ECP | -700 | -300 | -390 | -458 | No
2028-12-04 16:00 | 2028 50% ECP | -700 | -526 | -510 | -510 | No
2028-12-04 17:00 | 2028 50% ECP | -700 | -526 | -510 | -510 | No
2028-12-04 18:00 | 2028 50% ECP | -700 | -526 | -510 | -510 | No
2028-12-04 19:00 | 2028 50% ECP | -700 | -526 | -510 | -510 | No
2028-12-04 20:00 | 2028 50% ECP | -700 | -526 | -510 | -510 | No
2028-12-04 21:00 | 2028 50% ECP | -700 | -226 | -210 | -210 | No
2028-12-04 22:00 | 2028 50% ECP | -700 | 74 | 90 | 90 | Yes
2028-12-04 23:00 | 2028 50% ECP | -700 | 374 | 390 | 182.94 | Yes
2028-12-05 | 2028 50% ECP | -700 | 505 | 510 | 285.74 | Yes
2028-12-05 01:00 | 2028 50% ECP | -700 | 505 | 510 | 367.27 | Yes
2028-12-05 02:00 | 2028 50% ECP | -700 | 505 | 510 | 272.96 | Yes
2028-12-05 03:00 | 2028 50% ECP | -700 | 505 | 510 | 442 | Yes
2028-12-05 04:00 | 2028 50% ECP | -700 | 374 | 390 | 442 | Yes
2028-12-05 05:00 | 2028 50% ECP | -700 | 74 | 90 | 311.36 | Yes
2028-12-05 06:00 | 2028 50% ECP | -700 | -226 | -210 | 90.9 | Yes
2028-12-05 07:00 | 2028 50% ECP | -700 | -526 | -510 | -209.1 | Yes
2028-12-05 08:00 | 2028 50% ECP | -479.85 | -226 | -210 | 90.9 | No
2028-12-05 09:00 | 2028 50% ECP | -409.36 | 0 | 0 | 390.9 | No
2028-12-05 10:00 | 2028 50% ECP | -92.03 | 0 | 210 | 442 | No
2028-12-05 11:00 | 2028 50% ECP | -570.08 | 300 | 510 | 442 | No
2028-12-05 12:00 | 2028 50% ECP | 29.92 | 106.56 | 510 | 442 | No
2028-12-05 13:00 | 2028 50% ECP | 531.18 | 110.48 | 284.33 | 442 | No
2028-12-05 14:00 | 2028 50% ECP | -68.82 | 0 | -15.67 | 383.98 | No
2028-12-05 15:00 | 2028 50% ECP | 531.18 | 0 | 0 | 327.1 | No
2028-12-05 16:00 | 2028 50% ECP | 247.09 | 0 | 210 | 432.8 | No
2028-12-05 17:00 | 2028 50% ECP | 700 | 152.95 | 510 | 442 | No
2028-12-05 18:00 | 2028 50% ECP | 700 | 0 | 210 | 442 | No
2028-12-05 19:00 | 2028 50% ECP | 700 | 0 | 0 | 442 | No
2028-12-05 20:00 | 2028 50% ECP | 700 | 0 | 0 | 340.07 | No
2028-12-05 21:00 | 2028 50% ECP | 700 | 300 | 300 | 442 | No
2028-12-05 22:00 | 2028 50% ECP | 700 | 505 | 510 | 442 | No
2028-12-05 23:00 | 2028 50% ECP | 700 | 503.74 | 510 | 442 | No
2028-12-06 | 2028 50% ECP | 700 | 505 | 510 | 442 | No
2028-12-06 01:00 | 2028 50% ECP | 700 | 505 | 510 | 442 | No
2028-12-06 02:00 | 2028 50% ECP | 700 | 505 | 510 | 442 | No
2028-12-06 03:00 | 2028 50% ECP | 700 | 459.65 | 510 | 442 | No
2028-12-06 04:00 | 2028 50% ECP | 700 | 159.65 | 510 | 442 | No
2028-12-06 05:00 | 2028 50% ECP | 700 | 459.65 | 510 | 182.44 | No
2028-12-06 06:00 | 2028 50% ECP | 100 | 300 | 510 | -117.56 | No
2028-12-06 07:00 | 2028 50% ECP | 425.67 | 0 | 210 | -417.56 | No
2028-12-06 08:00 | 2028 50% ECP | 700 | 179.9 | 506.87 | -160.57 | No
2028-12-06 09:00 | 2028 50% ECP | 700 | 479.9 | 510 | -35.17 | No
2028-12-06 10:00 | 2028 50% ECP | 700 | 431.19 | 510 | -12.61 | No
2028-12-06 11:00 | 2028 50% ECP | 700 | 131.19 | 420.97 | -29.04 | No
2028-12-06 12:00 | 2028 50% ECP | 700 | 0 | 254.48 | -43.66 | No
2028-12-06 13:00 | 2028 50% ECP | 700 | 117.48 | 300 | -33.84 | No
2028-12-06 14:00 | 2028 50% ECP | 700 | 0 | 0 | -91.09 | No
2028-12-06 15:00 | 2028 50% ECP | 700 | -95.63 | -300 | -391.09 | No
2028-12-06 16:00 | 2028 50% ECP | 100 | 0 | -510 | -510 | No
2028-12-06 17:00 | 2028 50% ECP | 100 | -5.36 | -510 | -510 | No
2028-12-06 18:00 | 2028 50% ECP | 700 | -5.36 | -510 | -510 | No
2028-12-06 19:00 | 2028 50% ECP | 700 | -5.36 | -510 | -510 | No
2028-12-06 20:00 | 2028 50% ECP | 700 | -5.36 | -300 | -419.45 | No
2028-12-06 21:00 | 2028 50% ECP | 700 | 134.64 | 0 | -119.45 | No
2028-12-06 22:00 | 2028 50% ECP | 700 | 434.64 | 300 | 134.24 | No
2028-12-06 23:00 | 2028 50% ECP | 700 | 304.93 | 510 | 434.24 | No
2028-12-07 | 2028 50% ECP | 700 | 505 | 510 | 442 | No
2028-12-07 01:00 | 2028 50% ECP | 700 | 300 | 510 | 442 | No
2028-12-07 02:00 | 2028 50% ECP | 700 | 0 | 510 | 442 | No
2028-12-07 03:00 | 2028 50% ECP | 700 | 149.08 | 510 | 442 | No
2028-12-07 04:00 | 2028 50% ECP | 700 | 241.35 | 510 | 442 | No
2028-12-07 05:00 | 2028 50% ECP | 700 | 157.86 | 510 | 442 | No
2028-12-07 06:00 | 2028 50% ECP | 700 | 41.19 | 300 | 225.3 | No
2028-12-07 07:00 | 2028 50% ECP | 284.91 | 0 | 0 | -74.7 | No
2028-12-07 08:00 | 2028 50% ECP | 700 | 0 | 189.21 | 0 | No
2028-12-07 09:00 | 2028 50% ECP | 700 | 0 | 300 | 0 | No
2028-12-07 10:00 | 2028 50% ECP | 700 | 0 | 0 | 0 | No
2028-12-07 11:00 | 2028 50% ECP | 700 | 0 | 0 | 0 | No
2028-12-07 12:00 | 2028 50% ECP | 700 | 0 | 0 | 0 | No
2028-12-07 13:00 | 2028 50% ECP | 700 | 205 | 0 | 142 | No
2028-12-07 14:00 | 2028 50% ECP | 700 | 505 | 0 | 442 | No
2028-12-07 15:00 | 2028 50% ECP | 700 | 505 | 0 | 442 | No
2028-12-07 16:00 | 2028 50% ECP | 700 | 505 | 0 | 442 | No
2028-12-07 17:00 | 2028 50% ECP | 700 | 505 | 0 | 442 | No
2028-12-07 18:00 | 2028 50% ECP | 700 | 205 | 0 | 243.83 | No
2028-12-07 19:00 | 2028 50% ECP | 700 | 505 | 0 | 442 | No
2028-12-07 20:00 | 2028 50% ECP | 700 | 505 | 0 | 442 | No
2028-12-07 21:00 | 2028 50% ECP | 700 | 505 | 0 | 442 | No
2028-12-07 22:00 | 2028 50% ECP | 700 | 505 | 0 | 442 | No
2028-12-07 23:00 | 2028 50% ECP | 700 | 505 | 0 | 442 | No
2028-12-08 | 2028 50% ECP | 700 | 505 | 0 | 442 | No
2028-12-08 01:00 | 2028 50% ECP | 700 | 505 | 0 | 442 | No
2028-12-08 02:00 | 2028 50% ECP | 700 | 505 | 0 | 442 | No
2028-12-08 03:00 | 2028 50% ECP | 578.19 | 205 | 0 | 142 | No
2028-12-08 04:00 | 2028 50% ECP | -21.81 | 0 | 0 | 0 | No
2028-12-08 05:00 | 2028 50% ECP | -199.78 | 0 | 0 | 0 | No
2028-12-08 06:00 | 2028 50% ECP | -35.29 | 0 | 0 | 0 | No
2028-12-08 07:00 | 2028 50% ECP | -128.12 | 0 | 0 | 0 | No
2028-12-08 08:00 | 2028 50% ECP | 26.99 | 0 | 0 | 0 | No
2028-12-08 09:00 | 2028 50% ECP | -10.23 | 0 | 0 | 0 | No
2028-12-08 10:00 | 2028 50% ECP | 211.5 | 0 | 0 | 0 | No
2028-12-08 11:00 | 2028 50% ECP | -131.47 | 0 | 0 | 0 | No
2028-12-08 12:00 | 2028 50% ECP | -131.47 | 0 | 0 | 0 | No
2028-12-08 13:00 | 2028 50% ECP | -700 | 0 | 0 | 0 | No
2028-12-08 14:00 | 2028 50% ECP | -469.09 | 0 | 0 | 0 | No
2028-12-08 15:00 | 2028 50% ECP | -151.71 | 0 | 0 | 0 | No
2028-12-08 16:00 | 2028 50% ECP | 100.96 | 0 | 0 | 0 | No
2028-12-08 17:00 | 2028 50% ECP | 405.35 | 205 | 0 | 142 | No
2028-12-08 18:00 | 2028 50% ECP | 700 | 505 | 0 | 442 | No
2028-12-08 19:00 | 2028 50% ECP | 700 | 505 | 0 | 442 | No
2028-12-08 20:00 | 2028 50% ECP | 700 | 505 | 0 | 442 | No
2028-12-08 21:00 | 2028 50% ECP | 700 | 505 | 0 | 442 | No
2028-12-08 22:00 | 2028 50% ECP | 700 | 505 | 0 | 442 | No
2028-12-08 23:00 | 2028 50% ECP | 700 | 296.64 | 0 | 400.08 | No
2028-12-09 | 2028 50% ECP | 700 | 327.69 | 0 | 442 | No
2028-12-09 01:00 | 2028 50% ECP | 700 | 400.78 | 0 | 189.79 | No
2028-12-09 02:00 | 2028 50% ECP | 700 | 400.78 | 0 | 264.59 | No
2028-12-09 03:00 | 2028 50% ECP | 700 | 348.7 | 0 | 442 | No
2028-12-09 04:00 | 2028 50% ECP | 700 | 505 | 0 | 442 | No
2028-12-09 05:00 | 2028 50% ECP | 700 | 374 | 0 | 442 | No
2028-12-09 06:00 | 2028 50% ECP | 700 | 74 | 0 | 442 | No
2028-12-09 07:00 | 2028 50% ECP | 700 | -226 | 0 | 442 | No
2028-12-09 08:00 | 2028 50% ECP | 700 | -526 | 0 | 442 | No
2028-12-09 09:00 | 2028 50% ECP | 518.06 | -526 | 0 | 442 | No
2028-12-09 10:00 | 2028 50% ECP | 614.65 | -526 | 0 | 442 | No
2028-12-09 11:00 | 2028 50% ECP | 614.65 | -526 | -510 | 442 | No
2028-12-09 12:00 | 2028 50% ECP | 402.03 | -226 | -210 | 442 | No
2028-12-09 13:00 | 2028 50% ECP | 700 | 0 | 0 | 442 | No
2028-12-09 14:00 | 2028 50% ECP | 700 | 0 | 0 | 442 | No
2028-12-09 15:00 | 2028 50% ECP | 700 | 0 | 119.05 | 442 | No
2028-12-09 16:00 | 2028 50% ECP | 700 | 142.87 | 210 | 442 | No
2028-12-09 17:00 | 2028 50% ECP | 700 | 442.87 | 510 | 442 | No
2028-12-09 18:00 | 2028 50% ECP | 700 | 505 | 510 | 442 | No
2028-12-09 19:00 | 2028 50% ECP | 700 | 205 | 211 | 442 | No
2028-12-09 20:00 | 2028 50% ECP | 700 | 240.21 | 510 | 442 | No
2028-12-09 21:00 | 2028 50% ECP | 700 | 18.11 | 510 | 442 | No
2028-12-09 22:00 | 2028 50% ECP | 700 | 118.91 | 510 | 442 | No
2028-12-09 23:00 | 2028 50% ECP | 700 | 0 | 510 | 168.94 | No
2028-12-10 | 2028 50% ECP | 700 | 298.98 | 510 | 442 | No
2028-12-10 01:00 | 2028 50% ECP | 700 | 298.98 | 510 | 442 | No
2028-12-10 02:00 | 2028 50% ECP | 700 | 505 | 510 | 442 | No
2028-12-10 03:00 | 2028 50% ECP | 700 | 505 | 510 | 442 | No
2028-12-10 04:00 | 2028 50% ECP | 700 | 300 | 510 | 312.24 | No
2028-12-10 05:00 | 2028 50% ECP | 700 | 0 | 210 | 12.24 | No
2028-12-10 06:00 | 2028 50% ECP | 700 | 0 | 269.87 | 0 | No
2028-12-10 07:00 | 2028 50% ECP | 700 | 0 | -30.13 | 9.98 | No
2028-12-10 08:00 | 2028 50% ECP | 700 | -300 | -330.13 | -210 | No
2028-12-10 09:00 | 2028 50% ECP | 700 | -526 | -510 | -510 | No
2028-12-10 10:00 | 2028 50% ECP | 700 | -526 | -510 | -407.76 | No
2028-12-10 11:00 | 2028 50% ECP | 700 | -526 | -510 | -107.76 | No
2028-12-10 12:00 | 2028 50% ECP | 407.18 | -526 | -510 | -36.71 | No
2028-12-10 13:00 | 2028 50% ECP | -192.82 | -526 | -510 | -36.71 | No
2028-12-10 14:00 | 2028 50% ECP | -326.06 | -526 | -510 | -56.68 | No
2028-12-10 15:00 | 2028 50% ECP | -6.7 | -526 | -510 | 142 | No
2028-12-10 16:00 | 2028 50% ECP | -469.99 | -226 | -210 | 442 | No
2028-12-10 17:00 | 2028 50% ECP | 32.63 | 0 | 0 | 442 | No
2028-12-10 18:00 | 2028 50% ECP | 357.46 | 149.58 | 210 | 442 | No
2028-12-10 19:00 | 2028 50% ECP | 700 | 449.58 | 510 | 442 | No
2028-12-10 20:00 | 2028 50% ECP | 700 | 426.99 | 510 | 442 | No
2028-12-10 21:00 | 2028 50% ECP | 606.89 | 126.99 | 210 | 442 | No
2028-12-10 22:00 | 2028 50% ECP | 700 | 285.84 | 510 | 442 | No
2028-12-10 23:00 | 2028 50% ECP | 700 | 328.32 | 510 | 442 | No
2028-12-11 | 2028 50% ECP | 700 | 505 | 510 | 442 | No
2028-12-11 01:00 | 2028 50% ECP | 700 | 505 | 510 | 442 | No
2028-12-11 02:00 | 2028 50% ECP | 700 | 505 | 510 | 442 | No
2028-12-11 03:00 | 2028 50% ECP | 700 | 505 | 510 | 442 | No
2028-12-11 04:00 | 2028 50% ECP | 700 | 505 | 510 | 442 | No
2028-12-11 05:00 | 2028 50% ECP | 700 | 300 | 449.9 | 402.84 | No
2028-12-11 06:00 | 2028 50% ECP | 100 | 0 | 149.9 | 102.84 | No
2028-12-11 07:00 | 2028 50% ECP | 289.99 | 0 | 0 | 0 | No
2028-12-11 08:00 | 2028 50% ECP | 700 | 0 | 0 | 94.25 | No
2028-12-11 09:00 | 2028 50% ECP | 700 | 0 | 0 | 214.78 | No
2028-12-11 10:00 | 2028 50% ECP | 700 | 0 | 0 | 289.87 | No
2028-12-11 11:00 | 2028 50% ECP | 700 | -118.12 | -210 | 313.98 | No
2028-12-11 12:00 | 2028 50% ECP | 700 | -418.12 | -510 | 300 | No
2028-12-11 13:00 | 2028 50% ECP | 513.1 | -526 | -510 | 0 | No
2028-12-11 14:00 | 2028 50% ECP | 350.9 | -526 | -510 | -9.84 | No
2028-12-11 15:00 | 2028 50% ECP | 700 | -458.35 | -510 | 290.16 | No
2028-12-11 16:00 | 2028 50% ECP | 371.1 | -526 | -510 | -9.84 | No
2028-12-11 17:00 | 2028 50% ECP | 371.1 | -526 | -510 | 142 | No
2028-12-11 18:00 | 2028 50% ECP | 700 | -226 | -210 | 442 | No
2028-12-11 19:00 | 2028 50% ECP | 700 | -300 | -292.29 | 399.78 | No
2028-12-11 20:00 | 2028 50% ECP | 700 | 0 | 7.71 | 142 | No
2028-12-11 21:00 | 2028 50% ECP | 700 | 300 | 307.71 | 442 | No
2028-12-11 22:00 | 2028 50% ECP | 700 | 0 | 488.34 | 442 | No
2028-12-11 23:00 | 2028 50% ECP | 700 | 161.71 | 510 | 442 | No
2028-12-12 | 2028 50% ECP | 700 | 461.71 | 510 | 442 | No
2028-12-12 01:00 | 2028 50% ECP | 700 | 234.98 | 510 | 442 | No
2028-12-12 02:00 | 2028 50% ECP | 700 | 234.98 | 510 | 442 | No
2028-12-12 03:00 | 2028 50% ECP | 700 | 279.76 | 510 | 442 | No
2028-12-12 04:00 | 2028 50% ECP | 700 | 279.76 | 510 | 442 | No
2028-12-12 05:00 | 2028 50% ECP | 700 | 279.76 | 510 | 442 | No
2028-12-12 06:00 | 2028 50% ECP | 700 | 112.43 | 510 | 442 | No
2028-12-12 07:00 | 2028 50% ECP | 700 | 206.39 | 510 | 442 | No
2028-12-12 08:00 | 2028 50% ECP | 700 | 371.02 | 510 | 442 | No
2028-12-12 09:00 | 2028 50% ECP | 700 | 255.13 | 510 | 442 | No
2028-12-12 10:00 | 2028 50% ECP | 700 | 92.87 | 510 | 442 | No
2028-12-12 11:00 | 2028 50% ECP | 700 | 178.15 | 510 | 442 | No
2028-12-12 12:00 | 2028 50% ECP | 700 | 0 | 507.94 | 442 | No
2028-12-12 13:00 | 2028 50% ECP | 700 | 0 | 510 | 442 | No
2028-12-12 14:00 | 2028 50% ECP | 700 | 90.11 | 402.69 | 442 | No
2028-12-12 15:00 | 2028 50% ECP | 700 | 300 | 102.69 | 442 | No
2028-12-12 16:00 | 2028 50% ECP | 700 | 0 | -197.31 | 142 | No
2028-12-12 17:00 | 2028 50% ECP | 700 | -300 | -497.31 | 50.08 | No
2028-12-12 18:00 | 2028 50% ECP | 700 | -526 | -510 | -123.76 | No
2028-12-12 19:00 | 2028 50% ECP | 700 | -526 | -510 | -423.76 | No
2028-12-12 20:00 | 2028 50% ECP | 700 | -526 | -510 | -123.76 | No
2028-12-12 21:00 | 2028 50% ECP | 579.24 | -526 | -510 | 176.24 | No
2028-12-12 22:00 | 2028 50% ECP | 270.83 | -526 | -510 | 159.77 | No
2028-12-12 23:00 | 2028 50% ECP | -99.43 | -226 | -210 | 442 | No
2028-12-13 | 2028 50% ECP | -699.43 | -89.45 | -390 | 286.98 | No
2028-12-13 01:00 | 2028 50% ECP | -700 | 210.55 | -90 | 442 | Yes
2028-12-13 02:00 | 2028 50% ECP | -700 | 505 | 210 | 442 | Yes
2028-12-13 03:00 | 2028 50% ECP | -700 | 505 | 510 | 442 | Yes
2028-12-13 04:00 | 2028 50% ECP | -700 | 505 | 510 | 442 | Yes
2028-12-13 05:00 | 2028 50% ECP | -700 | 505 | 510 | 442 | Yes
2028-12-13 06:00 | 2028 50% ECP | -700 | 505 | 510 | 442 | Yes
2028-12-13 07:00 | 2028 50% ECP | -700 | 370.75 | 510 | 313.02 | No
2028-12-13 08:00 | 2028 50% ECP | -100 | 70.75 | 300 | 13.02 | No
2028-12-13 09:00 | 2028 50% ECP | 0 | 0 | 0 | 0 | No
2028-12-13 10:00 | 2028 50% ECP | 0 | 0 | 0 | 0 | No
2028-12-13 11:00 | 2028 50% ECP | 0 | 0 | 0 | 295.12 | No
2028-12-13 12:00 | 2028 50% ECP | 0 | 0 | 76.8 | 142 | No
2028-12-13 13:00 | 2028 50% ECP | -156.62 | 51.79 | 300 | 442 | No
2028-12-13 14:00 | 2028 50% ECP | -12.11 | 0 | 0 | 442 | No
2028-12-13 15:00 | 2028 50% ECP | 0 | 0 | 0 | 442 | No
2028-12-13 16:00 | 2028 50% ECP | 0 | 0 | 0 | 442 | No
2028-12-13 17:00 | 2028 50% ECP | 0 | 0 | 0 | 442 | No
2028-12-13 18:00 | 2028 50% ECP | 0 | 0 | 0 | 442 | No
2028-12-13 19:00 | 2028 50% ECP | 0 | 0 | 0 | 442 | No
2028-12-13 20:00 | 2028 50% ECP | 0 | 0 | 0 | 435.05 | No
2028-12-13 21:00 | 2028 50% ECP | -600 | 220.25 | 300 | 442 | No
2028-12-13 22:00 | 2028 50% ECP | -700 | 505 | 510 | 442 | Yes
2028-12-13 23:00 | 2028 50% ECP | -700 | 505 | 510 | 442 | Yes
2028-12-14 | 2028 50% ECP | -700 | 505 | 510 | 442 | No
2028-12-14 01:00 | 2028 50% ECP | -700 | 505 | 510 | 442 | No
2028-12-14 02:00 | 2028 50% ECP | -700 | 505 | 510 | 442 | No
2028-12-14 03:00 | 2028 50% ECP | -700 | 505 | 510 | 442 | No
2028-12-14 04:00 | 2028 50% ECP | -700 | 505 | 510 | 442 | No
2028-12-14 05:00 | 2028 50% ECP | -700 | 505 | 510 | 442 | No
2028-12-14 06:00 | 2028 50% ECP | -700 | 505 | 510 | 442 | No
2028-12-14 07:00 | 2028 50% ECP | -100 | 205 | 510 | 142 | No
2028-12-14 08:00 | 2028 50% ECP | 500 | 0 | 510 | 199.46 | No
2028-12-14 09:00 | 2028 50% ECP | 700 | 0 | 510 | 411.29 | No
2028-12-14 10:00 | 2028 50% ECP | 700 | 0 | 217.58 | 180.14 | No
2028-12-14 11:00 | 2028 50% ECP | 700 | 0 | 0 | 423.19 | No
2028-12-14 12:00 | 2028 50% ECP | 700 | 0 | 7.45 | 442 | No
2028-12-14 13:00 | 2028 50% ECP | 366.1 | 0 | 0 | 242.05 | No
2028-12-14 14:00 | 2028 50% ECP | 394.34 | 0 | 0 | 442 | No
2028-12-14 15:00 | 2028 50% ECP | 700 | 0 | 0 | 442 | No
2028-12-14 16:00 | 2028 50% ECP | 700 | 0 | 210 | 442 | No
2028-12-14 17:00 | 2028 50% ECP | 700 | 0 | 510 | 432.64 | No
2028-12-14 18:00 | 2028 50% ECP | 700 | 0 | 510 | 400.91 | No
2028-12-14 19:00 | 2028 50% ECP | 700 | 0 | 510 | 289.86 | No
2028-12-14 20:00 | 2028 50% ECP | 700 | 0 | 510 | 279.53 | No
2028-12-14 21:00 | 2028 50% ECP | 700 | 0 | 301.03 | 440.53 | No
2028-12-14 22:00 | 2028 50% ECP | 433.86 | 205 | 210 | 419.84 | No
2028-12-14 23:00 | 2028 50% ECP | -66.76 | 505 | 510 | 442 | No
2028-12-15 | 2028 50% ECP | 441.15 | 505 | 510 | 442 | No
2028-12-15 01:00 | 2028 50% ECP | 441.15 | 505 | 510 | 442 | No
2028-12-15 02:00 | 2028 50% ECP | 0 | 505 | 510 | 442 | No
2028-12-15 03:00 | 2028 50% ECP | 0 | 505 | 510 | 442 | No
2028-12-15 04:00 | 2028 50% ECP | 0 | 505 | 510 | 442 | No
2028-12-15 05:00 | 2028 50% ECP | 0 | 205 | 379.76 | 442 | No
2028-12-15 06:00 | 2028 50% ECP | 380.61 | 0 | 79.76 | 156.92 | No
2028-12-15 07:00 | 2028 50% ECP | 678.69 | 0 | 2.47 | 207.55 | No
2028-12-15 08:00 | 2028 50% ECP | 700 | 205 | 302.47 | 442 | No
2028-12-15 09:00 | 2028 50% ECP | 700 | 505 | 510 | 442 | No
2028-12-15 10:00 | 2028 50% ECP | 700 | 505 | 510 | 442 | No
2028-12-15 11:00 | 2028 50% ECP | 700 | 505 | 510 | 442 | No
2028-12-15 12:00 | 2028 50% ECP | 700 | 205 | 439.09 | 442 | No
2028-12-15 13:00 | 2028 50% ECP | 700 | 0 | 175.03 | 442 | No
2028-12-15 14:00 | 2028 50% ECP | 700 | 0 | 210 | 442 | No
2028-12-15 15:00 | 2028 50% ECP | 700 | 268.85 | 510 | 442 | No
2028-12-15 16:00 | 2028 50% ECP | 700 | 461.39 | 510 | 442 | No
2028-12-15 17:00 | 2028 50% ECP | 700 | 505 | 510 | 442 | No
2028-12-15 18:00 | 2028 50% ECP | 700 | 205 | 480.91 | 442 | No
2028-12-15 19:00 | 2028 50% ECP | 700 | 190.92 | 510 | 442 | No
2028-12-15 20:00 | 2028 50% ECP | 264.12 | 443.5 | 510 | 442 | No
2028-12-15 21:00 | 2028 50% ECP | -335.88 | 505 | 510 | 442 | No
2028-12-15 22:00 | 2028 50% ECP | -700 | 505 | 510 | 442 | Yes
2028-12-15 23:00 | 2028 50% ECP | -700 | 505 | 510 | 442 | Yes
2028-12-16 | 2028 50% ECP | -700 | 505 | 510 | 442 | Yes
2028-12-16 01:00 | 2028 50% ECP | -700 | 505 | 510 | 442 | Yes
2028-12-16 02:00 | 2028 50% ECP | -700 | 505 | 510 | 442 | Yes
2028-12-16 03:00 | 2028 50% ECP | -700 | 505 | 510 | 188.78 | Yes
2028-12-16 04:00 | 2028 50% ECP | -700 | 505 | 510 | 98.72 | Yes
2028-12-16 05:00 | 2028 50% ECP | -700 | 505 | 510 | -68.36 | Yes
2028-12-16 06:00 | 2028 50% ECP | -700 | 505 | 510 | -40.01 | Yes
2028-12-16 07:00 | 2028 50% ECP | -700 | 505 | 510 | 70.34 | Yes
2028-12-16 08:00 | 2028 50% ECP | -700 | 505 | 510 | 331.02 | Yes
2028-12-16 09:00 | 2028 50% ECP | -700 | 505 | 510 | 442 | Yes
2028-12-16 10:00 | 2028 50% ECP | -700 | 505 | 510 | 442 | Yes
2028-12-16 11:00 | 2028 50% ECP | -700 | 505 | 510 | 442 | Yes
2028-12-16 12:00 | 2028 50% ECP | -700 | 450.57 | 510 | 423.03 | Yes
2028-12-16 13:00 | 2028 50% ECP | -100 | 150.57 | 510 | 123.03 | No
2028-12-16 14:00 | 2028 50% ECP | 500 | 0 | 222.78 | 142 | No
2028-12-16 15:00 | 2028 50% ECP | 700 | 0 | 510 | 442 | No
2028-12-16 16:00 | 2028 50% ECP | 700 | 88.38 | 510 | 442 | No
2028-12-16 17:00 | 2028 50% ECP | 700 | 388.38 | 510 | 442 | No
2028-12-16 18:00 | 2028 50% ECP | 700 | 88.38 | 510 | 442 | No
2028-12-16 19:00 | 2028 50% ECP | 700 | 388.38 | 510 | 442 | No
2028-12-16 20:00 | 2028 50% ECP | 700 | 505 | 510 | 442 | No
2028-12-16 21:00 | 2028 50% ECP | 700 | 505 | 510 | 442 | No
2028-12-16 22:00 | 2028 50% ECP | 700 | 205 | 510 | 442 | No
2028-12-16 23:00 | 2028 50% ECP | 700 | 0 | 510 | 442 | No
2028-12-17 | 2028 50% ECP | 700 | 125.06 | 510 | 442 | No
2028-12-17 01:00 | 2028 50% ECP | 700 | 19.43 | 510 | 442 | No
2028-12-17 02:00 | 2028 50% ECP | 255.78 | 319.43 | 510 | 442 | No
2028-12-17 03:00 | 2028 50% ECP | 0 | 447.98 | 510 | 442 | No
2028-12-17 04:00 | 2028 50% ECP | 0 | 505 | 510 | 442 | No
2028-12-17 05:00 | 2028 50% ECP | 432.48 | 205 | 210 | 280.55 | No
2028-12-17 06:00 | 2028 50% ECP | 0 | 0 | 0 | 320.8 | No
2028-12-17 07:00 | 2028 50% ECP | 600 | 0 | 0 | 197.61 | No
2028-12-17 08:00 | 2028 50% ECP | 472.74 | 0 | 0 | 283.7 | No
2028-12-17 09:00 | 2028 50% ECP | 688.11 | 0 | 0 | 406.76 | No
2028-12-17 10:00 | 2028 50% ECP | 88.11 | 0 | 0 | 442 | No
2028-12-17 11:00 | 2028 50% ECP | -511.89 | 0 | -300 | 442 | No
2028-12-17 12:00 | 2028 50% ECP | -700 | 0 | -418.76 | 442 | No
2028-12-17 13:00 | 2028 50% ECP | -700 | -109.76 | -510 | 442 | No
2028-12-17 14:00 | 2028 50% ECP | -700 | -53.43 | -510 | 442 | No
2028-12-17 15:00 | 2028 50% ECP | -700 | 0 | -368.24 | 442 | No
2028-12-17 16:00 | 2028 50% ECP | -700 | 0 | -501.96 | 396.53 | No
2028-12-17 17:00 | 2028 50% ECP | -128.31 | 0 | -201.96 | 287.98 | No
2028-12-17 18:00 | 2028 50% ECP | 310.18 | 0 | 0 | 0 | No
2028-12-17 19:00 | 2028 50% ECP | 700 | 0 | 83.43 | 102.12 | No
2028-12-17 20:00 | 2028 50% ECP | 638.78 | 0 | 0 | 142 | No
2028-12-17 21:00 | 2028 50% ECP | 639.99 | 0 | 210 | 442 | No
2028-12-17 22:00 | 2028 50% ECP | 458.66 | 300 | 510 | 442 | No
2028-12-17 23:00 | 2028 50% ECP | 0 | 505 | 510 | 442 | No
2028-12-18 | 2028 50% ECP | 451.49 | 396.62 | 510 | 442 | No
2028-12-18 01:00 | 2028 50% ECP | -148.51 | 505 | 510 | 442 | No
2028-12-18 02:00 | 2028 50% ECP | -153.08 | 205 | 210 | 220.85 | No
2028-12-18 03:00 | 2028 50% ECP | -552.98 | 0 | 210 | 261.34 | No
2028-12-18 04:00 | 2028 50% ECP | -700 | 300 | 510 | 442 | Yes
2028-12-18 05:00 | 2028 50% ECP | -700 | 505 | 510 | 442 | Yes
2028-12-18 06:00 | 2028 50% ECP | -700 | 505 | 510 | 442 | Yes
2028-12-18 07:00 | 2028 50% ECP | -700 | 505 | 510 | 442 | Yes
2028-12-18 08:00 | 2028 50% ECP | -700 | 318.03 | 510 | 442 | Yes
2028-12-18 09:00 | 2028 50% ECP | -700 | 18.03 | 510 | 442 | No
2028-12-18 10:00 | 2028 50% ECP | -514.61 | 85.43 | 510 | 442 | No
2028-12-18 11:00 | 2028 50% ECP | 85.39 | 86.24 | 510 | 442 | No
2028-12-18 12:00 | 2028 50% ECP | 685.39 | 0 | 374.22 | 205.09 | No
2028-12-18 13:00 | 2028 50% ECP | 700 | 300 | 510 | 442 | No
2028-12-18 14:00 | 2028 50% ECP | 700 | 505 | 510 | 442 | No
2028-12-18 15:00 | 2028 50% ECP | 700 | 505 | 510 | 442 | No
2028-12-18 16:00 | 2028 50% ECP | 700 | 505 | 510 | 442 | No
2028-12-18 17:00 | 2028 50% ECP | 700 | 300 | 390.81 | 442 | No
2028-12-18 18:00 | 2028 50% ECP | 700 | 0 | 90.81 | 273.48 | No
2028-12-18 19:00 | 2028 50% ECP | 700 | 0 | 248.3 | 442 | No
2028-12-18 20:00 | 2028 50% ECP | 700 | 155.21 | 510 | 442 | No
2028-12-18 21:00 | 2028 50% ECP | 700 | 140.99 | 510 | 442 | No
2028-12-18 22:00 | 2028 50% ECP | 700 | 0 | 382.59 | 422.29 | No
2028-12-18 23:00 | 2028 50% ECP | 223.4 | 0 | 421.02 | 376.79 | No
2028-12-19 | 2028 50% ECP | -376.6 | 205 | 210 | 142 | No
2028-12-19 01:00 | 2028 50% ECP | -700 | 505 | 510 | 442 | No
2028-12-19 02:00 | 2028 50% ECP | -700 | 505 | 510 | 442 | No
2028-12-19 03:00 | 2028 50% ECP | -700 | 505 | 510 | 442 | No
2028-12-19 04:00 | 2028 50% ECP | -700 | 205 | 210 | 142 | No
2028-12-19 05:00 | 2028 50% ECP | -700 | 205 | 210 | 142 | No
2028-12-19 06:00 | 2028 50% ECP | -700 | 505 | 510 | 442 | No
2028-12-19 07:00 | 2028 50% ECP | -700 | 205 | 256.51 | 142 | No
2028-12-19 08:00 | 2028 50% ECP | -100 | 0 | 510 | 201.85 | No
2028-12-19 09:00 | 2028 50% ECP | 500 | 0 | 510 | 378.1 | No
2028-12-19 10:00 | 2028 50% ECP | -100 | 0 | 266.58 | 385.74 | No
2028-12-19 11:00 | 2028 50% ECP | -700 | 0 | 434.45 | 85.74 | No
2028-12-19 12:00 | 2028 50% ECP | -700 | 0 | 134.45 | 0 | No
2028-12-19 13:00 | 2028 50% ECP | -100 | 0 | -153.46 | 0 | No
2028-12-19 14:00 | 2028 50% ECP | 500 | 0 | 146.54 | 75.34 | No
2028-12-19 15:00 | 2028 50% ECP | 700 | 0 | 234.56 | 237.47 | No
2028-12-19 16:00 | 2028 50% ECP | 419.93 | 0 | 0 | 277.46 | No
2028-12-19 17:00 | 2028 50% ECP | 700 | 0 | 86.04 | 378.68 | No
2028-12-19 18:00 | 2028 50% ECP | 700 | 0 | 386.04 | 442 | No
2028-12-19 19:00 | 2028 50% ECP | 700 | 0 | 510 | 442 | No
2028-12-19 20:00 | 2028 50% ECP | 700 | 0 | 510 | 289.61 | No
2028-12-19 21:00 | 2028 50% ECP | 700 | 0 | 510 | 0 | No
2028-12-19 22:00 | 2028 50% ECP | 700 | 0 | 510 | 176.46 | No
2028-12-19 23:00 | 2028 50% ECP | 402.28 | 205 | 510 | 324.73 | No
2028-12-20 | 2028 50% ECP | 12.29 | 505 | 510 | 442 | No
2028-12-20 01:00 | 2028 50% ECP | 0 | 505 | 510 | 442 | No
2028-12-20 02:00 | 2028 50% ECP | 359.83 | 505 | 510 | 442 | No
2028-12-20 03:00 | 2028 50% ECP | 0 | 505 | 510 | 442 | No
2028-12-20 04:00 | 2028 50% ECP | 0 | 505 | 510 | 442 | No
2028-12-20 05:00 | 2028 50% ECP | 35.86 | 205 | 321.59 | 442 | No
2028-12-20 06:00 | 2028 50% ECP | 635.86 | 0 | 21.59 | 213.9 | No
2028-12-20 07:00 | 2028 50% ECP | 367.25 | 0 | 42.95 | 356.77 | No
2028-12-20 08:00 | 2028 50% ECP | 700 | 0 | 342.95 | 442 | No
2028-12-20 09:00 | 2028 50% ECP | 700 | 0 | 405.57 | 442 | No
2028-12-20 10:00 | 2028 50% ECP | 700 | 238.45 | 510 | 442 | No
2028-12-20 11:00 | 2028 50% ECP | 100 | 495.05 | 510 | 442 | No
2028-12-20 12:00 | 2028 50% ECP | 0 | 195.05 | 510 | 442 | No
2028-12-20 13:00 | 2028 50% ECP | 306.87 | 0 | 210 | 442 | No
2028-12-20 14:00 | 2028 50% ECP | 700 | 0 | 0 | 442 | No
2028-12-20 15:00 | 2028 50% ECP | 700 | 0 | 163.05 | 441.21 | No
2028-12-20 16:00 | 2028 50% ECP | 700 | 0 | 400.59 | 441.21 | No
2028-12-20 17:00 | 2028 50% ECP | 700 | 205 | 510 | 442 | No
2028-12-20 18:00 | 2028 50% ECP | 700 | 505 | 510 | 442 | No
2028-12-20 19:00 | 2028 50% ECP | 700 | 505 | 510 | 442 | No
2028-12-20 20:00 | 2028 50% ECP | 700 | 505 | 510 | 442 | No
2028-12-20 21:00 | 2028 50% ECP | 700 | 505 | 510 | 442 | No
2028-12-20 22:00 | 2028 50% ECP | 700 | 505 | 510 | 442 | No
2028-12-20 23:00 | 2028 50% ECP | 700 | 505 | 510 | 442 | No
2028-12-21 | 2028 50% ECP | 700 | 505 | 510 | 442 | No
2028-12-21 01:00 | 2028 50% ECP | 700 | 505 | 510 | 442 | No
2028-12-21 02:00 | 2028 50% ECP | 700 | 505 | 510 | 442 | No
2028-12-21 03:00 | 2028 50% ECP | 700 | 505 | 510 | 442 | No
2028-12-21 04:00 | 2028 50% ECP | 700 | 505 | 510 | 442 | No
2028-12-21 05:00 | 2028 50% ECP | 700 | 505 | 510 | 442 | No
2028-12-21 06:00 | 2028 50% ECP | 700 | 505 | 510 | 442 | No
2028-12-21 07:00 | 2028 50% ECP | 700 | 205 | 210 | 442 | No
2028-12-21 08:00 | 2028 50% ECP | 700 | -80.92 | -90 | 142 | No
2028-12-21 09:00 | 2028 50% ECP | 700 | 0 | 0 | 231.15 | No
2028-12-21 10:00 | 2028 50% ECP | 700 | 0 | 0 | 30.27 | No
2028-12-21 11:00 | 2028 50% ECP | 700 | 0 | 0 | 14.16 | No
2028-12-21 12:00 | 2028 50% ECP | 700 | 0 | -151.48 | 48.47 | No
2028-12-21 13:00 | 2028 50% ECP | 700 | 0 | 124.03 | 272.25 | No
2028-12-21 14:00 | 2028 50% ECP | 700 | 0 | 285.31 | 0 | No
2028-12-21 15:00 | 2028 50% ECP | 700 | 0 | 285.31 | 0 | No
2028-12-21 16:00 | 2028 50% ECP | 700 | 0 | 191.36 | 0 | No
2028-12-21 17:00 | 2028 50% ECP | 700 | 0 | 491.36 | 0 | No
2028-12-21 18:00 | 2028 50% ECP | 700 | 0 | 510 | 103.26 | No
2028-12-21 19:00 | 2028 50% ECP | 700 | 0 | 510 | 265.02 | No
2028-12-21 20:00 | 2028 50% ECP | 700 | 205 | 510 | 142 | No
2028-12-21 21:00 | 2028 50% ECP | 700 | 505 | 510 | 442 | No
2028-12-21 22:00 | 2028 50% ECP | 700 | 505 | 510 | 442 | No
2028-12-21 23:00 | 2028 50% ECP | 700 | 505 | 510 | 442 | No
2028-12-22 | 2028 50% ECP | 700 | 505 | 510 | 442 | No
2028-12-22 01:00 | 2028 50% ECP | 700 | 505 | 510 | 442 | No
2028-12-22 02:00 | 2028 50% ECP | 700 | 505 | 510 | 442 | No
2028-12-22 03:00 | 2028 50% ECP | 700 | 505 | 510 | 442 | No
2028-12-22 04:00 | 2028 50% ECP | 700 | 505 | 510 | 442 | No
2028-12-22 05:00 | 2028 50% ECP | 700 | 505 | 510 | 442 | No
2028-12-22 06:00 | 2028 50% ECP | 700 | 300 | 294.68 | 300 | No
2028-12-22 07:00 | 2028 50% ECP | 700 | 0 | -5.32 | 0 | No
2028-12-22 08:00 | 2028 50% ECP | 700 | 0 | 221.68 | 0 | No
2028-12-22 09:00 | 2028 50% ECP | 700 | 0 | 510 | 90.77 | No
2028-12-22 10:00 | 2028 50% ECP | 700 | 0 | 434.39 | 88.78 | No
2028-12-22 11:00 | 2028 50% ECP | 700 | 0 | 510 | 148.06 | No
2028-12-22 12:00 | 2028 50% ECP | 700 | 0 | 315.29 | 194.75 | No
2028-12-22 13:00 | 2028 50% ECP | 700 | 0 | 315.29 | 244.93 | No
2028-12-22 14:00 | 2028 50% ECP | 700 | 0 | 418.23 | 270.64 | No
2028-12-22 15:00 | 2028 50% ECP | 700 | 0 | 301.69 | 254.78 | No
2028-12-22 16:00 | 2028 50% ECP | 700 | 0 | 149.94 | 272.75 | No
2028-12-22 17:00 | 2028 50% ECP | 700 | 0 | 210 | 405.46 | No
2028-12-22 18:00 | 2028 50% ECP | 700 | 0 | 510 | 442 | No
2028-12-22 19:00 | 2028 50% ECP | 700 | 101.07 | 510 | 442 | No
2028-12-22 20:00 | 2028 50% ECP | 700 | 289.48 | 510 | 442 | No
2028-12-22 21:00 | 2028 50% ECP | 700 | 229.95 | 510 | 442 | No
2028-12-22 22:00 | 2028 50% ECP | 700 | 499.39 | 510 | 442 | No
2028-12-22 23:00 | 2028 50% ECP | 681.82 | 505 | 510 | 442 | No
2028-12-23 | 2028 50% ECP | 160.99 | 505 | 510 | 442 | No
2028-12-23 01:00 | 2028 50% ECP | 224.23 | 205 | 339.26 | 355.15 | No
2028-12-23 02:00 | 2028 50% ECP | -375.77 | 0 | 462.37 | 442 | No
2028-12-23 03:00 | 2028 50% ECP | -700 | 300 | 510 | 442 | No
2028-12-23 04:00 | 2028 50% ECP | -700 | 505 | 510 | 442 | No
2028-12-23 05:00 | 2028 50% ECP | -700 | 505 | 510 | 442 | Yes
2028-12-23 06:00 | 2028 50% ECP | -700 | 505 | 510 | 442 | Yes
2028-12-23 07:00 | 2028 50% ECP | -700 | 505 | 510 | 442 | Yes
2028-12-23 08:00 | 2028 50% ECP | -700 | 357.2 | 210 | 442 | Yes
2028-12-23 09:00 | 2028 50% ECP | -700 | 57.2 | -90 | 313.13 | Yes
2028-12-23 10:00 | 2028 50% ECP | -700 | -242.8 | -390 | 13.13 | No
2028-12-23 11:00 | 2028 50% ECP | -700 | -95 | -349.5 | -286.87 | Yes
2028-12-23 12:00 | 2028 50% ECP | -700 | 205 | -49.5 | 13.13 | Yes
2028-12-23 13:00 | 2028 50% ECP | -700 | 505 | 250.5 | 313.13 | Yes
2028-12-23 14:00 | 2028 50% ECP | -700 | 374 | 160.71 | 442 | Yes
2028-12-23 15:00 | 2028 50% ECP | -700 | 74 | -139.29 | 191.32 | Yes
2028-12-23 16:00 | 2028 50% ECP | -700 | -226 | -439.29 | -108.68 | Yes
2028-12-23 17:00 | 2028 50% ECP | -700 | -526 | -510 | -291.71 | No
2028-12-23 18:00 | 2028 50% ECP | -700 | -484.82 | -510 | 8.29 | No
2028-12-23 19:00 | 2028 50% ECP | -700 | -526 | -510 | 0 | No
2028-12-23 20:00 | 2028 50% ECP | -700 | -526 | -510 | 258.98 | No
2028-12-23 21:00 | 2028 50% ECP | -700 | -526 | -510 | 422.29 | No
2028-12-23 22:00 | 2028 50% ECP | -700 | -226 | -344.01 | 122.45 | No
2028-12-23 23:00 | 2028 50% ECP | -700 | 74 | -44.01 | 422.45 | No
2028-12-24 | 2028 50% ECP | -700 | 0 | 181.89 | 122.45 | No
2028-12-24 01:00 | 2028 50% ECP | -700 | 300 | 481.89 | 422.45 | No
2028-12-24 02:00 | 2028 50% ECP | -700 | 505 | 510 | 442 | No
2028-12-24 03:00 | 2028 50% ECP | -700 | 505 | 510 | 442 | No
2028-12-24 04:00 | 2028 50% ECP | -700 | 505 | 510 | 390 | No
2028-12-24 05:00 | 2028 50% ECP | -700 | 505 | 377.29 | 90 | No
2028-12-24 06:00 | 2028 50% ECP | -700 | 205 | 77.29 | -210 | No
2028-12-24 07:00 | 2028 50% ECP | -700 | -95 | -222.71 | -510 | No
2028-12-24 08:00 | 2028 50% ECP | -700 | 0 | -80.77 | -210 | No
2028-12-24 09:00 | 2028 50% ECP | -141.39 | 0 | -153.37 | -7.08 | No
2028-12-24 10:00 | 2028 50% ECP | 458.61 | 0 | 0 | 15 | No
2028-12-24 11:00 | 2028 50% ECP | 700 | 0 | 49.27 | 315 | No
2028-12-24 12:00 | 2028 50% ECP | 596.79 | 0 | 0 | 442 | No
2028-12-24 13:00 | 2028 50% ECP | 700 | 0 | 300 | 325.18 | No
2028-12-24 14:00 | 2028 50% ECP | 700 | 42.07 | 335.35 | 142 | No
2028-12-24 15:00 | 2028 50% ECP | 700 | 342.07 | 510 | 442 | No
2028-12-24 16:00 | 2028 50% ECP | 700 | 427.26 | 510 | 442 | No
2028-12-24 17:00 | 2028 50% ECP | 700 | 342.15 | 510 | 442 | No
2028-12-24 18:00 | 2028 50% ECP | 700 | 505 | 510 | 442 | No
2028-12-24 19:00 | 2028 50% ECP | 700 | 505 | 510 | 442 | No
2028-12-24 20:00 | 2028 50% ECP | 700 | 438.02 | 510 | 442 | No
2028-12-24 21:00 | 2028 50% ECP | 700 | 163.68 | 210 | 142 | No
2028-12-24 22:00 | 2028 50% ECP | 700 | 463.68 | 510 | 442 | No
2028-12-24 23:00 | 2028 50% ECP | 700 | 505 | 510 | 442 | No
2028-12-25 | 2028 50% ECP | 700 | 505 | 510 | 442 | No
2028-12-25 01:00 | 2028 50% ECP | 700 | 205 | 510 | 147.99 | No
2028-12-25 02:00 | 2028 50% ECP | 700 | 505 | 510 | 442 | No
2028-12-25 03:00 | 2028 50% ECP | 700 | 505 | 510 | 442 | No
2028-12-25 04:00 | 2028 50% ECP | 700 | 505 | 510 | 442 | No
2028-12-25 05:00 | 2028 50% ECP | 700 | 505 | 510 | 442 | No
2028-12-25 06:00 | 2028 50% ECP | 700 | 300 | 300 | 419.33 | No
2028-12-25 07:00 | 2028 50% ECP | 700 | 0 | 0 | 119.33 | No
2028-12-25 08:00 | 2028 50% ECP | 700 | 0 | -254.76 | 250.03 | No
2028-12-25 09:00 | 2028 50% ECP | 700 | 0 | -510 | 347.71 | No
2028-12-25 10:00 | 2028 50% ECP | 700 | 0 | -256.48 | 252.76 | No
2028-12-25 11:00 | 2028 50% ECP | 700 | 0 | -365.02 | 442 | No
2028-12-25 12:00 | 2028 50% ECP | 700 | 0 | -401.57 | 442 | No
2028-12-25 13:00 | 2028 50% ECP | 700 | 0 | -425.18 | 442 | No
2028-12-25 14:00 | 2028 50% ECP | 700 | -30.17 | -300 | 442 | No
2028-12-25 15:00 | 2028 50% ECP | 700 | 97.86 | 0 | 442 | No
2028-12-25 16:00 | 2028 50% ECP | 700 | -8.26 | -300 | 442 | No
2028-12-25 17:00 | 2028 50% ECP | 700 | 85.4 | 0 | 442 | No
2028-12-25 18:00 | 2028 50% ECP | 700 | 0 | 300 | 442 | No
2028-12-25 19:00 | 2028 50% ECP | 700 | 0 | 288.28 | 442 | No
2028-12-25 20:00 | 2028 50% ECP | 600 | 0 | 438.04 | 142 | No
2028-12-25 21:00 | 2028 50% ECP | 0 | 0 | 510 | 108.78 | No
2028-12-25 22:00 | 2028 50% ECP | -600 | 159.17 | 510 | 28.56 | No
2028-12-25 23:00 | 2028 50% ECP | -700 | 205 | 210 | -85.71 | No
2028-12-26 | 2028 50% ECP | -700 | 505 | 510 | 214.29 | No
2028-12-26 01:00 | 2028 50% ECP | -700 | 505 | 510 | 442 | No
2028-12-26 02:00 | 2028 50% ECP | -700 | 205 | 210 | 142 | No
2028-12-26 03:00 | 2028 50% ECP | -700 | 0 | -90 | -125.64 | No
2028-12-26 04:00 | 2028 50% ECP | -700 | 0 | -108.99 | 0 | No
2028-12-26 05:00 | 2028 50% ECP | -700 | 0 | -336.99 | 0 | No
2028-12-26 06:00 | 2028 50% ECP | -700 | 0 | -424.75 | 0 | No
2028-12-26 07:00 | 2028 50% ECP | -700 | 0 | -124.75 | 235.69 | Yes
2028-12-26 08:00 | 2028 50% ECP | -700 | 74 | 90 | 90 | Yes
2028-12-26 09:00 | 2028 50% ECP | -700 | -226 | -210 | -210 | Yes
2028-12-26 10:00 | 2028 50% ECP | -700 | -526 | -510 | -510 | Yes
2028-12-26 11:00 | 2028 50% ECP | -700 | -226 | -210 | -210 | Yes
2028-12-26 12:00 | 2028 50% ECP | -700 | 74 | 90 | 90 | Yes
2028-12-26 13:00 | 2028 50% ECP | -700 | 374 | 390 | 390 | Yes
2028-12-26 14:00 | 2028 50% ECP | -700 | 505 | 510 | 442 | Yes
2028-12-26 15:00 | 2028 50% ECP | -700 | 332.75 | 210 | 222.91 | Yes
2028-12-26 16:00 | 2028 50% ECP | -700 | 32.75 | -90 | -77.09 | Yes
2028-12-26 17:00 | 2028 50% ECP | -700 | -267.25 | -390 | -377.09 | Yes
2028-12-26 18:00 | 2028 50% ECP | -700 | -25.11 | -90 | -158 | Yes
2028-12-26 19:00 | 2028 50% ECP | -700 | 274.89 | 210 | 142 | Yes
2028-12-26 20:00 | 2028 50% ECP | -700 | 505 | 510 | 442 | Yes
2028-12-26 21:00 | 2028 50% ECP | -700 | 505 | 510 | 442 | Yes
2028-12-26 22:00 | 2028 50% ECP | -700 | 351.11 | 510 | 442 | Yes
2028-12-26 23:00 | 2028 50% ECP | -700 | 505 | 510 | 442 | Yes
2028-12-27 | 2028 50% ECP | -700 | 424.74 | 510 | 442 | No
2028-12-27 01:00 | 2028 50% ECP | -700 | 124.74 | 210 | 142 | No
2028-12-27 02:00 | 2028 50% ECP | -700 | -40.15 | -90 | 142 | No
2028-12-27 03:00 | 2028 50% ECP | -700 | 259.85 | 210 | 442 | No
2028-12-27 04:00 | 2028 50% ECP | -700 | 300 | 300 | 442 | No
2028-12-27 05:00 | 2028 50% ECP | -700 | 0 | 0 | 339.05 | No
2028-12-27 06:00 | 2028 50% ECP | -700 | -300 | -300 | 42.32 | No
2028-12-27 07:00 | 2028 50% ECP | -700 | 0 | -366.95 | 226.71 | No
2028-12-27 08:00 | 2028 50% ECP | -535.58 | 0 | -66.95 | 313.45 | No
2028-12-27 09:00 | 2028 50% ECP | -457.25 | 0 | 0 | 442 | No
2028-12-27 10:00 | 2028 50% ECP | 142.75 | 0 | 0 | 442 | No
2028-12-27 11:00 | 2028 50% ECP | 119.34 | 0 | 0 | 442 | No
2028-12-27 12:00 | 2028 50% ECP | 0 | 0 | 0 | 442 | No
2028-12-27 13:00 | 2028 50% ECP | 0 | 0 | 0 | 418.38 | No
2028-12-27 14:00 | 2028 50% ECP | 0 | 0 | 0 | 442 | No
2028-12-27 15:00 | 2028 50% ECP | 600 | 0 | 0 | 142 | No
2028-12-27 16:00 | 2028 50% ECP | 700 | 0 | 0 | 442 | No
2028-12-27 17:00 | 2028 50% ECP | 700 | 0 | 0 | 442 | No
2028-12-27 18:00 | 2028 50% ECP | 700 | 0 | 0 | 442 | No
2028-12-27 19:00 | 2028 50% ECP | 273.44 | 0 | -197.1 | 379.57 | No
2028-12-27 20:00 | 2028 50% ECP | 145.84 | 0 | 0 | 442 | No
2028-12-27 21:00 | 2028 50% ECP | 0 | 0 | 0 | 442 | No
2028-12-27 22:00 | 2028 50% ECP | -600 | 0 | -299.54 | 442 | No
2028-12-27 23:00 | 2028 50% ECP | -700 | -152.35 | -310.6 | 442 | No
2028-12-28 | 2028 50% ECP | -700 | -450.01 | -510 | 442 | No
2028-12-28 01:00 | 2028 50% ECP | -700 | -150.01 | -210 | 442 | Yes
2028-12-28 02:00 | 2028 50% ECP | -700 | 149.99 | 90 | 442 | Yes
2028-12-28 03:00 | 2028 50% ECP | -700 | 449.99 | 390 | 442 | Yes
2028-12-28 04:00 | 2028 50% ECP | -700 | 374 | 390 | 442 | Yes
2028-12-28 05:00 | 2028 50% ECP | -700 | 74 | 90 | 442 | Yes
2028-12-28 06:00 | 2028 50% ECP | -700 | -226 | -210 | 442 | Yes
2028-12-28 07:00 | 2028 50% ECP | -700 | -526 | -510 | 436.92 | No
2028-12-28 08:00 | 2028 50% ECP | -700 | -526 | -510 | 442 | No
2028-12-28 09:00 | 2028 50% ECP | -700 | -526 | -510 | 442 | No
2028-12-28 10:00 | 2028 50% ECP | -700 | -526 | -510 | 442 | No
2028-12-28 11:00 | 2028 50% ECP | -700 | -526 | -510 | 442 | No
2028-12-28 12:00 | 2028 50% ECP | -700 | -226 | -210 | 442 | Yes
2028-12-28 13:00 | 2028 50% ECP | -700 | -526 | -510 | 409.77 | No
2028-12-28 14:00 | 2028 50% ECP | -700 | -226 | -210 | 399.77 | Yes
2028-12-28 15:00 | 2028 50% ECP | -700 | -226 | -210 | 99.77 | Yes
2028-12-28 16:00 | 2028 50% ECP | -700 | -526 | -510 | -200.23 | No
2028-12-28 17:00 | 2028 50% ECP | -700 | -526 | -510 | 25.82 | No
2028-12-28 18:00 | 2028 50% ECP | -700 | -526 | -510 | 82.33 | No
2028-12-28 19:00 | 2028 50% ECP | -700 | -526 | -510 | -217.67 | No
2028-12-28 20:00 | 2028 50% ECP | -700 | -526 | -510 | 82.33 | No
2028-12-28 21:00 | 2028 50% ECP | -700 | -526 | -510 | 382.33 | No
2028-12-28 22:00 | 2028 50% ECP | -700 | -226 | -210 | 442 | No
2028-12-28 23:00 | 2028 50% ECP | -700 | 74 | 90 | 442 | Yes
2028-12-29 | 2028 50% ECP | -700 | 0 | 1.95 | 442 | No
2028-12-29 01:00 | 2028 50% ECP | -700 | 155.09 | 0 | 442 | No
2028-12-29 02:00 | 2028 50% ECP | -700 | -144.91 | -300 | 442 | No
2028-12-29 03:00 | 2028 50% ECP | -700 | 155.09 | 0 | 442 | No
2028-12-29 04:00 | 2028 50% ECP | -700 | 455.09 | 300 | 442 | No
2028-12-29 05:00 | 2028 50% ECP | -700 | 505 | 510 | 442 | No
2028-12-29 06:00 | 2028 50% ECP | -700 | 300 | 251.11 | 442 | No
2028-12-29 07:00 | 2028 50% ECP | -700 | 0 | -48.89 | 442 | No
2028-12-29 08:00 | 2028 50% ECP | -700 | 0 | -297.04 | 442 | No
2028-12-29 09:00 | 2028 50% ECP | -700 | 0 | -493.16 | 442 | No
2028-12-29 10:00 | 2028 50% ECP | -700 | 0 | -351.88 | 421.08 | No
2028-12-29 11:00 | 2028 50% ECP | -700 | 0 | -155.41 | 442 | No
2028-12-29 12:00 | 2028 50% ECP | -700 | 0 | -12.77 | 442 | No
2028-12-29 13:00 | 2028 50% ECP | -700 | 205 | 210 | 442 | No
2028-12-29 14:00 | 2028 50% ECP | -700 | 505 | 510 | 442 | No
2028-12-29 15:00 | 2028 50% ECP | -100 | 371.69 | 510 | 442 | No
2028-12-29 16:00 | 2028 50% ECP | 500 | 71.69 | 510 | 442 | No
2028-12-29 17:00 | 2028 50% ECP | 700 | 0 | 510 | 405.46 | No
2028-12-29 18:00 | 2028 50% ECP | 700 | 0 | 510 | 442 | No
2028-12-29 19:00 | 2028 50% ECP | 700 | 0 | 510 | 442 | No
2028-12-29 20:00 | 2028 50% ECP | 700 | 261.46 | 510 | 442 | No
2028-12-29 21:00 | 2028 50% ECP | 700 | 261.46 | 510 | 442 | No
2028-12-29 22:00 | 2028 50% ECP | 700 | 352.35 | 510 | 442 | No
2028-12-29 23:00 | 2028 50% ECP | 700 | 308.02 | 510 | 442 | No
2028-12-30 | 2028 50% ECP | 700 | 505 | 510 | 442 | No
2028-12-30 01:00 | 2028 50% ECP | 700 | 505 | 510 | 442 | No
2028-12-30 02:00 | 2028 50% ECP | 700 | 505 | 510 | 442 | No
2028-12-30 03:00 | 2028 50% ECP | 700 | 505 | 510 | 442 | No
2028-12-30 04:00 | 2028 50% ECP | 700 | 505 | 510 | 442 | No
2028-12-30 05:00 | 2028 50% ECP | 700 | 505 | 510 | 442 | No
2028-12-30 06:00 | 2028 50% ECP | 700 | 505 | 510 | 442 | No
2028-12-30 07:00 | 2028 50% ECP | 700 | 300 | 422.22 | 442 | No
2028-12-30 08:00 | 2028 50% ECP | 700 | 0 | 122.22 | 245.72 | No
2028-12-30 09:00 | 2028 50% ECP | 700 | 0 | 44.5 | 352.2 | No
2028-12-30 10:00 | 2028 50% ECP | 700 | 0 | 219.68 | 442 | No
2028-12-30 11:00 | 2028 50% ECP | 700 | 0 | 98.46 | 442 | No
2028-12-30 12:00 | 2028 50% ECP | 700 | 0 | 98.46 | 442 | No
2028-12-30 13:00 | 2028 50% ECP | 700 | 0 | 19.08 | 442 | No
2028-12-30 14:00 | 2028 50% ECP | 700 | 0 | 0 | 442 | No
2028-12-30 15:00 | 2028 50% ECP | 700 | 0 | 3.46 | 442 | No
2028-12-30 16:00 | 2028 50% ECP | 700 | 0 | 3.46 | 442 | No
2028-12-30 17:00 | 2028 50% ECP | 700 | 0 | 303.46 | 442 | No
2028-12-30 18:00 | 2028 50% ECP | 700 | 0 | 3.46 | 442 | No
2028-12-30 19:00 | 2028 50% ECP | 700 | 71.82 | 303.46 | 415.03 | No
2028-12-30 20:00 | 2028 50% ECP | 700 | 371.82 | 510 | 442 | No
2028-12-30 21:00 | 2028 50% ECP | 700 | 447.91 | 510 | 442 | No
2028-12-30 22:00 | 2028 50% ECP | 700 | 309.19 | 510 | 442 | No
2028-12-30 23:00 | 2028 50% ECP | 700 | 310.14 | 510 | 442 | No
2028-12-31 | 2028 50% ECP | 700 | 293.79 | 510 | 442 | No
2028-12-31 01:00 | 2028 50% ECP | 700 | 454.47 | 510 | 442 | No
2028-12-31 02:00 | 2028 50% ECP | 700 | 154.47 | 510 | 338.79 | No
2028-12-31 03:00 | 2028 50% ECP | 700 | 144.87 | 510 | 354.32 | No
2028-12-31 04:00 | 2028 50% ECP | 700 | 444.87 | 510 | 442 | No
2028-12-31 05:00 | 2028 50% ECP | 654.28 | 333.41 | 510 | 442 | No
2028-12-31 06:00 | 2028 50% ECP | 700 | 33.41 | 510 | 442 | No
2028-12-31 07:00 | 2028 50% ECP | 700 | 0 | 300 | 328.84 | No
2028-12-31 08:00 | 2028 50% ECP | 266.14 | 0 | 0 | 142 | No
2028-12-31 09:00 | 2028 50% ECP | 472.55 | 0 | 0 | 442 | No
2028-12-31 10:00 | 2028 50% ECP | 587.17 | 0 | 0 | 154.23 | No
2028-12-31 11:00 | 2028 50% ECP | 318.2 | 0 | 0 | 306.01 | No
2028-12-31 12:00 | 2028 50% ECP | 0 | 0 | 0 | 6.01 | No
2028-12-31 13:00 | 2028 50% ECP | 0 | 0 | 0 | 0 | No
2028-12-31 14:00 | 2028 50% ECP | 0 | 0 | 0 | 0 | No
2028-12-31 15:00 | 2028 50% ECP | -31.46 | 0 | 0 | 0 | No
2028-12-31 16:00 | 2028 50% ECP | -631.46 | 0 | 0 | 0 | No
2028-12-31 17:00 | 2028 50% ECP | -31.46 | 0 | 0 | 227.32 | No
2028-12-31 18:00 | 2028 50% ECP | 0 | 0 | -300 | -54.91 | No
2028-12-31 19:00 | 2028 50% ECP | 0 | 0 | 0 | 100.39 | No
2028-12-31 20:00 | 2028 50% ECP | 0 | 0 | 0 | 204.83 | No
2028-12-31 21:00 | 2028 50% ECP | -230.44 | 0 | 0 | 0 | No
2028-12-31 22:00 | 2028 50% ECP | 0 | 205 | 210 | 142 | No
2028-12-31 23:00 | 2028 50% ECP | 100 | 505 | 510 | 442 | No
2028-01-01 | 2028 100% ECP | 0 | 205 | 210 | 142 | No
2028-01-01 01:00 | 2028 100% ECP | 0 | 350.37 | 510 | 442 | No
2028-01-01 02:00 | 2028 100% ECP | 0 | 505 | 510 | 442 | No
2028-01-01 03:00 | 2028 100% ECP | 0 | 505 | 510 | 442 | No
2028-01-01 04:00 | 2028 100% ECP | 0 | 505 | 510 | 442 | No
2028-01-01 05:00 | 2028 100% ECP | 0 | 505 | 510 | 442 | No
2028-01-01 06:00 | 2028 100% ECP | 0 | 435.37 | 510 | 442 | No
2028-01-01 07:00 | 2028 100% ECP | 0 | 255.3 | 275.64 | 300 | No
2028-01-01 08:00 | 2028 100% ECP | 0 | 0 | -24.36 | 0 | No
2028-01-01 09:00 | 2028 100% ECP | 0 | 0 | -324.36 | 0 | No
2028-01-01 10:00 | 2028 100% ECP | 0 | 0 | -510 | 0 | No
2028-01-01 11:00 | 2028 100% ECP | 0 | 0 | -510 | 0 | No
2028-01-01 12:00 | 2028 100% ECP | 0 | -223.2 | -431.3 | 30.5 | No
2028-01-01 13:00 | 2028 100% ECP | 0 | 0 | -131.3 | 243.65 | No
2028-01-01 14:00 | 2028 100% ECP | 0 | 0 | -50.4 | 439.16 | No
2028-01-01 15:00 | 2028 100% ECP | 0 | -300 | -350.4 | 158.38 | No
2028-01-01 16:00 | 2028 100% ECP | 0 | -526 | -510 | 51.5 | No
2028-01-01 17:00 | 2028 100% ECP | 0 | -526 | -510 | -39.2 | Yes
2028-01-01 18:00 | 2028 100% ECP | 0 | -526 | -510 | -300.57 | Yes
2028-01-01 19:00 | 2028 100% ECP | 0 | -526 | -510 | -121.57 | Yes
2028-01-01 20:00 | 2028 100% ECP | 0 | -526 | -510 | 178.43 | Yes
2028-01-01 21:00 | 2028 100% ECP | 0 | -226 | -210 | 442 | Yes
2028-01-01 22:00 | 2028 100% ECP | 0 | 74 | 90 | 442 | Yes
2028-01-01 23:00 | 2028 100% ECP | 0 | 374 | 180.65 | 442 | Yes
2028-01-02 | 2028 100% ECP | 0 | 505 | 480.65 | 442 | Yes
2028-01-02 01:00 | 2028 100% ECP | 0 | 505 | 510 | 442 | Yes
2028-01-02 02:00 | 2028 100% ECP | 0 | 505 | 510 | 442 | Yes
2028-01-02 03:00 | 2028 100% ECP | 0 | 505 | 510 | 442 | Yes
2028-01-02 04:00 | 2028 100% ECP | 0 | 505 | 510 | 442 | Yes
2028-01-02 05:00 | 2028 100% ECP | 0 | 505 | 510 | 442 | Yes
2028-01-02 06:00 | 2028 100% ECP | 0 | 374 | 390 | 390 | Yes
2028-01-02 07:00 | 2028 100% ECP | 0 | 74 | 90 | 90 | Yes
2028-01-02 08:00 | 2028 100% ECP | 0 | -226 | -210 | -210 | Yes
2028-01-02 09:00 | 2028 100% ECP | 0 | -526 | -510 | -510 | Yes
2028-01-02 10:00 | 2028 100% ECP | 0 | -226 | -210 | -210 | Yes
2028-01-02 11:00 | 2028 100% ECP | 0 | 74 | 90 | 90 | Yes
2028-01-02 12:00 | 2028 100% ECP | 0 | 74 | 90 | 119.65 | Yes
2028-01-02 13:00 | 2028 100% ECP | 0 | -226 | -210 | -180.35 | Yes
2028-01-02 14:00 | 2028 100% ECP | 0 | -526 | -510 | -480.35 | Yes
2028-01-02 15:00 | 2028 100% ECP | 0 | -526 | -510 | -229.64 | Yes
2028-01-02 16:00 | 2028 100% ECP | 0 | -526 | -510 | -510 | Yes
2028-01-02 17:00 | 2028 100% ECP | 0 | -526 | -510 | -304.87 | Yes
2028-01-02 18:00 | 2028 100% ECP | 0 | -526 | -510 | -4.87 | No
2028-01-02 19:00 | 2028 100% ECP | 0 | -526 | -510 | -304.87 | No
2028-01-02 20:00 | 2028 100% ECP | 0 | -526 | -510 | -510 | No
2028-01-02 21:00 | 2028 100% ECP | 0 | -526 | -510 | -510 | No
2028-01-02 22:00 | 2028 100% ECP | 0 | -226 | -210 | -210 | No
2028-01-02 23:00 | 2028 100% ECP | 0 | -526 | -510 | -510 | No
2028-01-03 | 2028 100% ECP | 0 | -226 | -210 | -210 | No
2028-01-03 01:00 | 2028 100% ECP | 0 | 0 | 90 | 90 | No
2028-01-03 02:00 | 2028 100% ECP | 0 | 300 | 390 | 390 | No
2028-01-03 03:00 | 2028 100% ECP | 0 | 355.22 | 510 | 442 | No
2028-01-03 04:00 | 2028 100% ECP | 0 | 300 | 510 | 442 | No
2028-01-03 05:00 | 2028 100% ECP | 0 | 0 | 210 | 142 | No
2028-01-03 06:00 | 2028 100% ECP | 0 | 0 | 86.13 | 142 | No
2028-01-03 07:00 | 2028 100% ECP | 0 | 48.79 | 386.13 | 442 | No
2028-01-03 08:00 | 2028 100% ECP | 0 | 0 | 86.13 | 316.16 | No
2028-01-03 09:00 | 2028 100% ECP | 0 | 300 | 386.13 | 442 | No
2028-01-03 10:00 | 2028 100% ECP | 0 | 0 | 496.76 | 442 | No
2028-01-03 11:00 | 2028 100% ECP | 0 | 0 | 196.76 | 442 | No
2028-01-03 12:00 | 2028 100% ECP | 0 | 0 | -103.24 | 442 | No
2028-01-03 13:00 | 2028 100% ECP | 0 | 0 | -403.24 | 442 | No
2028-01-03 14:00 | 2028 100% ECP | 0 | 0 | -116.77 | 442 | No
2028-01-03 15:00 | 2028 100% ECP | 0 | -300 | -416.77 | 337.98 | No
2028-01-03 16:00 | 2028 100% ECP | 0 | -395 | -428.52 | 258.19 | No
2028-01-03 17:00 | 2028 100% ECP | 0 | -95 | -128.52 | 323.55 | No
2028-01-03 18:00 | 2028 100% ECP | 0 | 205 | 171.48 | 323.55 | No
2028-01-03 19:00 | 2028 100% ECP | 0 | 505 | 471.48 | 442 | No
2028-01-03 20:00 | 2028 100% ECP | 0 | 505 | 510 | 442 | No
2028-01-03 21:00 | 2028 100% ECP | 0 | 205 | 510 | 236.43 | No
2028-01-03 22:00 | 2028 100% ECP | 0 | 371.03 | 510 | 369.34 | No
2028-01-03 23:00 | 2028 100% ECP | 0 | 160.23 | 220.83 | 69.34 | No
2028-01-04 | 2028 100% ECP | 0 | 460.23 | 510 | 329 | No
2028-01-04 01:00 | 2028 100% ECP | 0 | 505 | 510 | 329 | No
2028-01-04 02:00 | 2028 100% ECP | 0 | 505 | 510 | 155.94 | No
2028-01-04 03:00 | 2028 100% ECP | 0 | 505 | 510 | 442 | No
2028-01-04 04:00 | 2028 100% ECP | 0 | 505 | 510 | 442 | No
2028-01-04 05:00 | 2028 100% ECP | 0 | 505 | 510 | 442 | No
2028-01-04 06:00 | 2028 100% ECP | 0 | 300 | 480.33 | 382.25 | No
2028-01-04 07:00 | 2028 100% ECP | 0 | 0 | 180.33 | 82.25 | No
2028-01-04 08:00 | 2028 100% ECP | 0 | 0 | 381.71 | 104.28 | No
2028-01-04 09:00 | 2028 100% ECP | 0 | 0 | 228.64 | 256.65 | No
2028-01-04 10:00 | 2028 100% ECP | 0 | 0 | 0 | 438.08 | No
2028-01-04 11:00 | 2028 100% ECP | 0 | 0 | 289.33 | 300 | No
2028-01-04 12:00 | 2028 100% ECP | 0 | 0 | 0 | 0 | No
2028-01-04 13:00 | 2028 100% ECP | 0 | 0 | 0 | 133.66 | No
2028-01-04 14:00 | 2028 100% ECP | 0 | 0 | 0 | 86.18 | No
2028-01-04 15:00 | 2028 100% ECP | 0 | 0 | 265.73 | 86.18 | No
2028-01-04 16:00 | 2028 100% ECP | 0 | 0 | 265.73 | 96.25 | No
2028-01-04 17:00 | 2028 100% ECP | 0 | 0 | 417.93 | 0 | No
2028-01-04 18:00 | 2028 100% ECP | 0 | 0 | 510 | 298.61 | No
2028-01-04 19:00 | 2028 100% ECP | 0 | 283.14 | 510 | 442 | No
2028-01-04 20:00 | 2028 100% ECP | 0 | 387.21 | 510 | 442 | No
2028-01-04 21:00 | 2028 100% ECP | 0 | 371.23 | 510 | 442 | No
2028-01-04 22:00 | 2028 100% ECP | 0 | 71.23 | 407.41 | 303.67 | No
2028-01-04 23:00 | 2028 100% ECP | 0 | 0 | 107.41 | 442 | No
2028-01-05 | 2028 100% ECP | 0 | 0 | 188.63 | 442 | No
2028-01-05 01:00 | 2028 100% ECP | 0 | -95 | -90 | 142 | No
2028-01-05 02:00 | 2028 100% ECP | 0 | 205 | 210 | 442 | No
2028-01-05 03:00 | 2028 100% ECP | 0 | 505 | 510 | 442 | No
2028-01-05 04:00 | 2028 100% ECP | 0 | 505 | 416.42 | 442 | No
2028-01-05 05:00 | 2028 100% ECP | 0 | 205 | 116.42 | 442 | No
2028-01-05 06:00 | 2028 100% ECP | 0 | -95 | -183.58 | 142 | No
2028-01-05 07:00 | 2028 100% ECP | 0 | -395 | -483.58 | 183.9 | No
2028-01-05 08:00 | 2028 100% ECP | 0 | -526 | -510 | 442 | No
2028-01-05 09:00 | 2028 100% ECP | 0 | -526 | -510 | 149.74 | No
2028-01-05 10:00 | 2028 100% ECP | 0 | -526 | -510 | 442 | No
2028-01-05 11:00 | 2028 100% ECP | 0 | -526 | -510 | 442 | No
2028-01-05 12:00 | 2028 100% ECP | 0 | -526 | -510 | 442 | No
2028-01-05 13:00 | 2028 100% ECP | 0 | -526 | -510 | 442 | No
2028-01-05 14:00 | 2028 100% ECP | 0 | -526 | -510 | 442 | No
2028-01-05 15:00 | 2028 100% ECP | 0 | -526 | -510 | 257.57 | No
2028-01-05 16:00 | 2028 100% ECP | 0 | -526 | -510 | 442 | No
2028-01-05 17:00 | 2028 100% ECP | 0 | -526 | -510 | 442 | No
2028-01-05 18:00 | 2028 100% ECP | 0 | -526 | -510 | 442 | No
2028-01-05 19:00 | 2028 100% ECP | 0 | -526 | -510 | 442 | No
2028-01-05 20:00 | 2028 100% ECP | 0 | -526 | -510 | 442 | No
2028-01-05 21:00 | 2028 100% ECP | 0 | -526 | -510 | 442 | No
2028-01-05 22:00 | 2028 100% ECP | 0 | -226 | -210 | 442 | Yes
2028-01-05 23:00 | 2028 100% ECP | 0 | 74 | 90 | 442 | Yes
2028-01-06 | 2028 100% ECP | 0 | 374 | 390 | 442 | Yes
2028-01-06 01:00 | 2028 100% ECP | 0 | 505 | 510 | 442 | Yes
2028-01-06 02:00 | 2028 100% ECP | 0 | 505 | 510 | 442 | Yes
2028-01-06 03:00 | 2028 100% ECP | 0 | 505 | 510 | 442 | Yes
2028-01-06 04:00 | 2028 100% ECP | 0 | 505 | 510 | 442 | Yes
2028-01-06 05:00 | 2028 100% ECP | 0 | 505 | 510 | 442 | Yes
2028-01-06 06:00 | 2028 100% ECP | 0 | 505 | 510 | 442 | Yes
2028-01-06 07:00 | 2028 100% ECP | 0 | 505 | 510 | 442 | Yes
2028-01-06 08:00 | 2028 100% ECP | 0 | 374 | 390 | 435.91 | Yes
2028-01-06 09:00 | 2028 100% ECP | 0 | 74 | 90 | 135.91 | Yes
2028-01-06 10:00 | 2028 100% ECP | 0 | -226 | -210 | -164.09 | Yes
2028-01-06 11:00 | 2028 100% ECP | 0 | -526 | -510 | -464.09 | Yes
2028-01-06 12:00 | 2028 100% ECP | 0 | -526 | -510 | -164.09 | Yes
2028-01-06 13:00 | 2028 100% ECP | 0 | -526 | -510 | 135.91 | Yes
2028-01-06 14:00 | 2028 100% ECP | 0 | -226 | -210 | 435.91 | Yes
2028-01-06 15:00 | 2028 100% ECP | 0 | -146.64 | 0 | 337.58 | No
2028-01-06 16:00 | 2028 100% ECP | 0 | 153.36 | 300 | 442 | No
2028-01-06 17:00 | 2028 100% ECP | 0 | 0 | 300 | 442 | No
2028-01-06 18:00 | 2028 100% ECP | 0 | 0 | 253.14 | 442 | No
2028-01-06 19:00 | 2028 100% ECP | 0 | 0 | 0 | 442 | No
2028-01-06 20:00 | 2028 100% ECP | 0 | 300 | 300 | 442 | No
2028-01-06 21:00 | 2028 100% ECP | 0 | 300 | 390 | 442 | No
2028-01-06 22:00 | 2028 100% ECP | 0 | 0 | 90 | 442 | No
2028-01-06 23:00 | 2028 100% ECP | 0 | -300 | -210 | 442 | No
2028-01-07 | 2028 100% ECP | 0 | -526 | -510 | 316.52 | No
2028-01-07 01:00 | 2028 100% ECP | 0 | -526 | -510 | 16.52 | Yes
2028-01-07 02:00 | 2028 100% ECP | 0 | -226 | -210 | 316.52 | Yes
2028-01-07 03:00 | 2028 100% ECP | 0 | 74 | 90 | 442 | Yes
2028-01-07 04:00 | 2028 100% ECP | 0 | 374 | 390 | 442 | Yes
2028-01-07 05:00 | 2028 100% ECP | 0 | 505 | 510 | 442 | Yes
2028-01-07 06:00 | 2028 100% ECP | 0 | 505 | 510 | 442 | Yes
2028-01-07 07:00 | 2028 100% ECP | 0 | 505 | 510 | 442 | Yes
2028-01-07 08:00 | 2028 100% ECP | 0 | 505 | 510 | 442 | Yes
2028-01-07 09:00 | 2028 100% ECP | 0 | 505 | 510 | 442 | Yes
2028-01-07 10:00 | 2028 100% ECP | 0 | 505 | 510 | 442 | Yes
2028-01-07 11:00 | 2028 100% ECP | 0 | 300 | 510 | 333.7 | Yes
2028-01-07 12:00 | 2028 100% ECP | 0 | 0 | 210 | 33.7 | Yes
2028-01-07 13:00 | 2028 100% ECP | 0 | 300 | 510 | 333.7 | Yes
2028-01-07 14:00 | 2028 100% ECP | 0 | 374 | 390 | 390 | Yes
2028-01-07 15:00 | 2028 100% ECP | 0 | 74 | 90 | 90 | Yes
2028-01-07 16:00 | 2028 100% ECP | 0 | -226 | -210 | -210 | Yes
2028-01-07 17:00 | 2028 100% ECP | 0 | -526 | -510 | -510 | Yes
2028-01-07 18:00 | 2028 100% ECP | 0 | -526 | -510 | -510 | Yes
2028-01-07 19:00 | 2028 100% ECP | 0 | -226 | -300 | -228.71 | Yes
2028-01-07 20:00 | 2028 100% ECP | 0 | 74 | 0 | 71.29 | Yes
2028-01-07 21:00 | 2028 100% ECP | 0 | 205 | 300 | 306.81 | Yes
2028-01-07 22:00 | 2028 100% ECP | 0 | 505 | 510 | 442 | Yes
2028-01-07 23:00 | 2028 100% ECP | 0 | 425.05 | 210 | 142 | Yes
2028-01-08 | 2028 100% ECP | 0 | 300 | 20.12 | 182.2 | Yes
2028-01-08 01:00 | 2028 100% ECP | 0 | 0 | -279.88 | -117.8 | No
2028-01-08 02:00 | 2028 100% ECP | 0 | -283.83 | 0 | 0 | No
2028-01-08 03:00 | 2028 100% ECP | 0 | 16.17 | 300 | 300 | No
2028-01-08 04:00 | 2028 100% ECP | 0 | 0 | 510 | 174.22 | No
2028-01-08 05:00 | 2028 100% ECP | 0 | 0 | 296.18 | 174.22 | No
2028-01-08 06:00 | 2028 100% ECP | 0 | 0 | -3.82 | 104.24 | No
2028-01-08 07:00 | 2028 100% ECP | 0 | -300 | -303.82 | 200.84 | No
2028-01-08 08:00 | 2028 100% ECP | 0 | 0 | -191.13 | 14.4 | No
2028-01-08 09:00 | 2028 100% ECP | 0 | 0 | 0 | 0 | No
2028-01-08 10:00 | 2028 100% ECP | 0 | 0 | 0 | 0 | No
2028-01-08 11:00 | 2028 100% ECP | 0 | 0 | -175.03 | 0 | No
2028-01-08 12:00 | 2028 100% ECP | 0 | -74.32 | -475.03 | 39.04 | No
2028-01-08 13:00 | 2028 100% ECP | 0 | -84.97 | -510 | 19.04 | No
2028-01-08 14:00 | 2028 100% ECP | 0 | 0 | -314.88 | 0 | No
2028-01-08 15:00 | 2028 100% ECP | 0 | -226 | -488.33 | -210 | No
2028-01-08 16:00 | 2028 100% ECP | 0 | -526 | -510 | -510 | No
2028-01-08 17:00 | 2028 100% ECP | 0 | -526 | -510 | -510 | No
2028-01-08 18:00 | 2028 100% ECP | 0 | -526 | -510 | -510 | No
2028-01-08 19:00 | 2028 100% ECP | 0 | -526 | -510 | -510 | No
2028-01-08 20:00 | 2028 100% ECP | 0 | -526 | -510 | -210 | No
2028-01-08 21:00 | 2028 100% ECP | 0 | -300 | -304.4 | 90 | No
2028-01-08 22:00 | 2028 100% ECP | 0 | 0 | -4.4 | 390 | No
2028-01-08 23:00 | 2028 100% ECP | 0 | 0 | 295.6 | 442 | No
2028-01-09 | 2028 100% ECP | 0 | 300 | 510 | 442 | No
2028-01-09 01:00 | 2028 100% ECP | 0 | 505 | 510 | 442 | No
2028-01-09 02:00 | 2028 100% ECP | 0 | 505 | 510 | 442 | No
2028-01-09 03:00 | 2028 100% ECP | 0 | 505 | 510 | 442 | No
2028-01-09 04:00 | 2028 100% ECP | 0 | 505 | 510 | 442 | No
2028-01-09 05:00 | 2028 100% ECP | 0 | 205 | 378.1 | 142 | No
2028-01-09 06:00 | 2028 100% ECP | 0 | 505 | 510 | 442 | No
2028-01-09 07:00 | 2028 100% ECP | 0 | 205 | 300 | 295.12 | No
2028-01-09 08:00 | 2028 100% ECP | 0 | 35.91 | 0 | 0 | No
2028-01-09 09:00 | 2028 100% ECP | 0 | -264.09 | -300 | -300 | No
2028-01-09 10:00 | 2028 100% ECP | 0 | -526 | -510 | -379.92 | No
2028-01-09 11:00 | 2028 100% ECP | 0 | -300 | -433.19 | -79.92 | No
2028-01-09 12:00 | 2028 100% ECP | 0 | 0 | -133.19 | 220.08 | No
2028-01-09 13:00 | 2028 100% ECP | 0 | 300 | 166.81 | 442 | No
2028-01-09 14:00 | 2028 100% ECP | 0 | 27.24 | 0 | 300.31 | No
2028-01-09 15:00 | 2028 100% ECP | 0 | -272.76 | -300 | 0.31 | No
2028-01-09 16:00 | 2028 100% ECP | 0 | -526 | -510 | -299.69 | No
2028-01-09 17:00 | 2028 100% ECP | 0 | -526 | -510 | -289.87 | No
2028-01-09 18:00 | 2028 100% ECP | 0 | -526 | -510 | 10.13 | No
2028-01-09 19:00 | 2028 100% ECP | 0 | -226 | -236.18 | 310.13 | No
2028-01-09 20:00 | 2028 100% ECP | 0 | -162.11 | -210 | 442 | No
2028-01-09 21:00 | 2028 100% ECP | 0 | -462.11 | -510 | 192.7 | No
2028-01-09 22:00 | 2028 100% ECP | 0 | -239.2 | -210 | 442 | No
2028-01-09 23:00 | 2028 100% ECP | 0 | 5.04 | 90 | 442 | No
2028-01-10 | 2028 100% ECP | 0 | 305.04 | 390 | 442 | No
2028-01-10 01:00 | 2028 100% ECP | 0 | 505 | 510 | 442 | No
2028-01-10 02:00 | 2028 100% ECP | 0 | 505 | 510 | 442 | No
2028-01-10 03:00 | 2028 100% ECP | 0 | 505 | 510 | 442 | No
2028-01-10 04:00 | 2028 100% ECP | 0 | 505 | 510 | 442 | No
2028-01-10 05:00 | 2028 100% ECP | 0 | 505 | 510 | 442 | No
2028-01-10 06:00 | 2028 100% ECP | 0 | 505 | 510 | 442 | No
2028-01-10 07:00 | 2028 100% ECP | 0 | 205 | 390 | 368.29 | No
2028-01-10 08:00 | 2028 100% ECP | 0 | 0 | 90 | 368.29 | No
2028-01-10 09:00 | 2028 100% ECP | 0 | -226 | -210 | 121.31 | No
2028-01-10 10:00 | 2028 100% ECP | 0 | -526 | -510 | 121.31 | No
2028-01-10 11:00 | 2028 100% ECP | 0 | -526 | -510 | 0 | Yes
2028-01-10 12:00 | 2028 100% ECP | 0 | -526 | -510 | -267.71 | Yes
2028-01-10 13:00 | 2028 100% ECP | 0 | -526 | -510 | -510 | Yes
2028-01-10 14:00 | 2028 100% ECP | 0 | -526 | -510 | -510 | Yes
2028-01-10 15:00 | 2028 100% ECP | 0 | -226 | -210 | -210 | Yes
2028-01-10 16:00 | 2028 100% ECP | 0 | -526 | -510 | -510 | Yes
2028-01-10 17:00 | 2028 100% ECP | 0 | -526 | -510 | -510 | Yes
2028-01-10 18:00 | 2028 100% ECP | 0 | -526 | -510 | -510 | Yes
2028-01-10 19:00 | 2028 100% ECP | 0 | -526 | -510 | -510 | Yes
2028-01-10 20:00 | 2028 100% ECP | 0 | -526 | -510 | -510 | Yes
2028-01-10 21:00 | 2028 100% ECP | 0 | -226 | -210 | -210 | Yes
2028-01-10 22:00 | 2028 100% ECP | 0 | 74 | 90 | 90 | Yes
2028-01-10 23:00 | 2028 100% ECP | 0 | 374 | 390 | 390 | Yes
2028-01-11 | 2028 100% ECP | 0 | 505 | 510 | 442 | Yes
2028-01-11 01:00 | 2028 100% ECP | 0 | 505 | 510 | 442 | Yes
2028-01-11 02:00 | 2028 100% ECP | 0 | 505 | 510 | 376.16 | Yes
2028-01-11 03:00 | 2028 100% ECP | 0 | 505 | 510 | 370.97 | Yes
2028-01-11 04:00 | 2028 100% ECP | 0 | 505 | 510 | 442 | Yes
2028-01-11 05:00 | 2028 100% ECP | 0 | 505 | 510 | 442 | Yes
2028-01-11 06:00 | 2028 100% ECP | 0 | 505 | 510 | 188.27 | Yes
2028-01-11 07:00 | 2028 100% ECP | 0 | 483.06 | 210 | 442 | Yes
2028-01-11 08:00 | 2028 100% ECP | 0 | 183.06 | -90 | 442 | Yes
2028-01-11 09:00 | 2028 100% ECP | 0 | -116.94 | -390 | 142 | Yes
2028-01-11 10:00 | 2028 100% ECP | 0 | -226 | -210 | 442 | Yes
2028-01-11 11:00 | 2028 100% ECP | 0 | -526 | -510 | 442 | Yes
2028-01-11 12:00 | 2028 100% ECP | 0 | -226 | -210 | 442 | No
2028-01-11 13:00 | 2028 100% ECP | 0 | 0 | -149.95 | 442 | No
2028-01-11 14:00 | 2028 100% ECP | 0 | 0 | 85.22 | 442 | No
2028-01-11 15:00 | 2028 100% ECP | 0 | 142.03 | 385.22 | 442 | No
2028-01-11 16:00 | 2028 100% ECP | 0 | 1.41 | 510 | 442 | No
2028-01-11 17:00 | 2028 100% ECP | 0 | 18.8 | 510 | 442 | No
2028-01-11 18:00 | 2028 100% ECP | 0 | 18.8 | 510 | 442 | No
2028-01-11 19:00 | 2028 100% ECP | 0 | 0 | 459.03 | 142 | No
2028-01-11 20:00 | 2028 100% ECP | 0 | 0 | 510 | 442 | No
2028-01-11 21:00 | 2028 100% ECP | 0 | 300 | 510 | 442 | No
2028-01-11 22:00 | 2028 100% ECP | 0 | 0 | 510 | 442 | No
2028-01-11 23:00 | 2028 100% ECP | 0 | 0 | 510 | 442 | No
2028-01-12 | 2028 100% ECP | 0 | 0 | 510 | 442 | No
2028-01-12 01:00 | 2028 100% ECP | 0 | 0 | 510 | 442 | No
2028-01-12 02:00 | 2028 100% ECP | 0 | 300 | 510 | 442 | No
2028-01-12 03:00 | 2028 100% ECP | 0 | 505 | 510 | 442 | No
2028-01-12 04:00 | 2028 100% ECP | 0 | 505 | 510 | 442 | No
2028-01-12 05:00 | 2028 100% ECP | 0 | 505 | 510 | 442 | No
2028-01-12 06:00 | 2028 100% ECP | 0 | 505 | 510 | 442 | No
2028-01-12 07:00 | 2028 100% ECP | 0 | 505 | 510 | 442 | No
2028-01-12 08:00 | 2028 100% ECP | 0 | 505 | 510 | 442 | No
2028-01-12 09:00 | 2028 100% ECP | 0 | 505 | 510 | 442 | No
2028-01-12 10:00 | 2028 100% ECP | 0 | 505 | 510 | 442 | No
2028-01-12 11:00 | 2028 100% ECP | 0 | 300 | 405.41 | 442 | No
2028-01-12 12:00 | 2028 100% ECP | 0 | 0 | 105.41 | 442 | No
2028-01-12 13:00 | 2028 100% ECP | 0 | 0 | -148.88 | 403.66 | No
2028-01-12 14:00 | 2028 100% ECP | 0 | 0 | 0 | 300.77 | No
2028-01-12 15:00 | 2028 100% ECP | 0 | 0 | 0 | 388.81 | No
2028-01-12 16:00 | 2028 100% ECP | 0 | 0 | -135.84 | 442 | No
2028-01-12 17:00 | 2028 100% ECP | 0 | 0 | -435.84 | 442 | No
2028-01-12 18:00 | 2028 100% ECP | 0 | 0 | -435.84 | 442 | No
2028-01-12 19:00 | 2028 100% ECP | 0 | 0 | -300 | 429.55 | No
2028-01-12 20:00 | 2028 100% ECP | 0 | 0 | 0 | 129.55 | No
2028-01-12 21:00 | 2028 100% ECP | 0 | 246.12 | 300 | 429.55 | No
2028-01-12 22:00 | 2028 100% ECP | 0 | 0 | 0 | 147.47 | No
2028-01-12 23:00 | 2028 100% ECP | 0 | -226 | -300 | 254.46 | No
2028-01-13 | 2028 100% ECP | 0 | -526 | -510 | 15.67 | Yes
2028-01-13 01:00 | 2028 100% ECP | 0 | -526 | -510 | 175.81 | Yes
2028-01-13 02:00 | 2028 100% ECP | 0 | -226 | -210 | 442 | Yes
2028-01-13 03:00 | 2028 100% ECP | 0 | 74 | 90 | 442 | Yes
2028-01-13 04:00 | 2028 100% ECP | 0 | 374 | 346.78 | 442 | Yes
2028-01-13 05:00 | 2028 100% ECP | 0 | 505 | 46.78 | 266.61 | Yes
2028-01-13 06:00 | 2028 100% ECP | 0 | 505 | 0 | -33.39 | Yes
2028-01-13 07:00 | 2028 100% ECP | 0 | 309.36 | 210 | 142 | Yes
2028-01-13 08:00 | 2028 100% ECP | 0 | 505 | 510 | 442 | Yes
2028-01-13 09:00 | 2028 100% ECP | 0 | 374 | 390 | 390 | Yes
2028-01-13 10:00 | 2028 100% ECP | 0 | 74 | 90 | 90 | Yes
2028-01-13 11:00 | 2028 100% ECP | 0 | -226 | -210 | -210 | Yes
2028-01-13 12:00 | 2028 100% ECP | 0 | -526 | -510 | -510 | No
2028-01-13 13:00 | 2028 100% ECP | 0 | -526 | -510 | -510 | Yes
2028-01-13 14:00 | 2028 100% ECP | 0 | -226 | -210 | -210 | Yes
2028-01-13 15:00 | 2028 100% ECP | 0 | 74 | 90 | 90 | Yes
2028-01-13 16:00 | 2028 100% ECP | 0 | 300 | -210 | -162.94 | Yes
2028-01-13 17:00 | 2028 100% ECP | 0 | 0 | -510 | -462.94 | Yes
2028-01-13 18:00 | 2028 100% ECP | 0 | -95 | -300 | -190.66 | Yes
2028-01-13 19:00 | 2028 100% ECP | 0 | 205 | 0 | 109.34 | Yes
2028-01-13 20:00 | 2028 100% ECP | 0 | 505 | 300 | 409.34 | Yes
2028-01-13 21:00 | 2028 100% ECP | 0 | 505 | 510 | 442 | Yes
2028-01-13 22:00 | 2028 100% ECP | 0 | 505 | 510 | 442 | Yes
2028-01-13 23:00 | 2028 100% ECP | 0 | 505 | 510 | 389.49 | Yes
2028-01-14 | 2028 100% ECP | 0 | 505 | 510 | 442 | Yes
2028-01-14 01:00 | 2028 100% ECP | 0 | 505 | 510 | 442 | Yes
2028-01-14 02:00 | 2028 100% ECP | 0 | 505 | 510 | 442 | Yes
2028-01-14 03:00 | 2028 100% ECP | 0 | 505 | 510 | 442 | Yes
2028-01-14 04:00 | 2028 100% ECP | 0 | 505 | 510 | 442 | Yes
2028-01-14 05:00 | 2028 100% ECP | 0 | 505 | 510 | 442 | Yes
2028-01-14 06:00 | 2028 100% ECP | 0 | 505 | 510 | 442 | Yes
2028-01-14 07:00 | 2028 100% ECP | 0 | 505 | 510 | 442 | Yes
2028-01-14 08:00 | 2028 100% ECP | 0 | 505 | 510 | 442 | Yes
2028-01-14 09:00 | 2028 100% ECP | 0 | 483.52 | 510 | 442 | No
2028-01-14 10:00 | 2028 100% ECP | 0 | 505 | 510 | 442 | No
2028-01-14 11:00 | 2028 100% ECP | 0 | 505 | 510 | 442 | No
2028-01-14 12:00 | 2028 100% ECP | 0 | 242.08 | 210 | 442 | No
2028-01-14 13:00 | 2028 100% ECP | 0 | -57.92 | -90 | 330.08 | No
2028-01-14 14:00 | 2028 100% ECP | 0 | -57.92 | -300 | 353.45 | No
2028-01-14 15:00 | 2028 100% ECP | 0 | 242.08 | 0 | 442 | No
2028-01-14 16:00 | 2028 100% ECP | 0 | 0 | -79.01 | 442 | No
2028-01-14 17:00 | 2028 100% ECP | 0 | 0 | 36.32 | 442 | No
2028-01-14 18:00 | 2028 100% ECP | 0 | -143.69 | -263.68 | 442 | No
2028-01-14 19:00 | 2028 100% ECP | 0 | 0 | -379.24 | 350.38 | No
2028-01-14 20:00 | 2028 100% ECP | 0 | -96.51 | -510 | 50.38 | No
2028-01-14 21:00 | 2028 100% ECP | 0 | 203.49 | -210 | 350.38 | Yes
2028-01-14 22:00 | 2028 100% ECP | 0 | 503.49 | 90 | 442 | Yes
2028-01-14 23:00 | 2028 100% ECP | 0 | 505 | 390 | 442 | Yes
2028-01-15 | 2028 100% ECP | 0 | 505 | 510 | 442 | Yes
2028-01-15 01:00 | 2028 100% ECP | 0 | 505 | 510 | 442 | Yes
2028-01-15 02:00 | 2028 100% ECP | 0 | 505 | 510 | 442 | Yes
2028-01-15 03:00 | 2028 100% ECP | 0 | 505 | 510 | 442 | Yes
2028-01-15 04:00 | 2028 100% ECP | 0 | 505 | 510 | 442 | Yes
2028-01-15 05:00 | 2028 100% ECP | 0 | 505 | 510 | 442 | Yes
2028-01-15 06:00 | 2028 100% ECP | 0 | 505 | 439.71 | 442 | Yes
2028-01-15 07:00 | 2028 100% ECP | 0 | 205 | 139.71 | 277.76 | Yes
2028-01-15 08:00 | 2028 100% ECP | 0 | -95 | -160.29 | -22.24 | Yes
2028-01-15 09:00 | 2028 100% ECP | 0 | -395 | -460.29 | -322.24 | Yes
2028-01-15 10:00 | 2028 100% ECP | 0 | -95 | -160.29 | -22.24 | Yes
2028-01-15 11:00 | 2028 100% ECP | 0 | 205 | 139.71 | 277.76 | Yes
2028-01-15 12:00 | 2028 100% ECP | 0 | 505 | 439.71 | 442 | Yes
2028-01-15 13:00 | 2028 100% ECP | 0 | 374 | 300 | 378.29 | Yes
2028-01-15 14:00 | 2028 100% ECP | 0 | 74 | 0 | 78.29 | Yes
2028-01-15 15:00 | 2028 100% ECP | 0 | -226 | -300 | -221.71 | Yes
2028-01-15 16:00 | 2028 100% ECP | 0 | -526 | -510 | -510 | Yes
2028-01-15 17:00 | 2028 100% ECP | 0 | -526 | -510 | -210 | No
2028-01-15 18:00 | 2028 100% ECP | 0 | -526 | -510 | 90 | No
2028-01-15 19:00 | 2028 100% ECP | 0 | -526 | -510 | 390 | No
2028-01-15 20:00 | 2028 100% ECP | 0 | -526 | -510 | 90 | No
2028-01-15 21:00 | 2028 100% ECP | 0 | -526 | -510 | 248.49 | No
2028-01-15 22:00 | 2028 100% ECP | 0 | -526 | -510 | 442 | No
2028-01-15 23:00 | 2028 100% ECP | 0 | -526 | -510 | 442 | Yes
2028-01-16 | 2028 100% ECP | 0 | -226 | -210 | 442 | Yes
2028-01-16 01:00 | 2028 100% ECP | 0 | 74 | 90 | 442 | Yes
2028-01-16 02:00 | 2028 100% ECP | 0 | 374 | 390 | 442 | Yes
2028-01-16 03:00 | 2028 100% ECP | 0 | 505 | 510 | 442 | Yes
2028-01-16 04:00 | 2028 100% ECP | 0 | 505 | 510 | 442 | Yes
2028-01-16 05:00 | 2028 100% ECP | 0 | 505 | 510 | 442 | Yes
2028-01-16 06:00 | 2028 100% ECP | 0 | 505 | 510 | 442 | Yes
2028-01-16 07:00 | 2028 100% ECP | 0 | 505 | 510 | 442 | Yes
2028-01-16 08:00 | 2028 100% ECP | 0 | 505 | 510 | 442 | Yes
2028-01-16 09:00 | 2028 100% ECP | 0 | 349.26 | 510 | 442 | Yes
2028-01-16 10:00 | 2028 100% ECP | 0 | 477.54 | 390 | 390 | Yes
2028-01-16 11:00 | 2028 100% ECP | 0 | 177.54 | 90 | 90 | Yes
2028-01-16 12:00 | 2028 100% ECP | 0 | -122.46 | -210 | -210 | Yes
2028-01-16 13:00 | 2028 100% ECP | 0 | -422.46 | -510 | -510 | Yes
2028-01-16 14:00 | 2028 100% ECP | 0 | -226 | -210 | -210 | Yes
2028-01-16 15:00 | 2028 100% ECP | 0 | -526 | -510 | -510 | Yes
2028-01-16 16:00 | 2028 100% ECP | 0 | -526 | -510 | -403.81 | No
2028-01-16 17:00 | 2028 100% ECP | 0 | -344.28 | -390 | -103.81 | No
2028-01-16 18:00 | 2028 100% ECP | 0 | -44.28 | -90 | 196.19 | No
2028-01-16 19:00 | 2028 100% ECP | 0 | 255.72 | 210 | 442 | No
2028-01-16 20:00 | 2028 100% ECP | 0 | 505 | 510 | 442 | No
2028-01-16 21:00 | 2028 100% ECP | 0 | 505 | 510 | 442 | No
2028-01-16 22:00 | 2028 100% ECP | 0 | 505 | 510 | 426.11 | No
2028-01-16 23:00 | 2028 100% ECP | 0 | 505 | 510 | 442 | No
2028-01-17 | 2028 100% ECP | 0 | 505 | 510 | 442 | No
2028-01-17 01:00 | 2028 100% ECP | 0 | 505 | 510 | 442 | No
2028-01-17 02:00 | 2028 100% ECP | 0 | 260.48 | 510 | 442 | No
2028-01-17 03:00 | 2028 100% ECP | 0 | 0 | 510 | 442 | No
2028-01-17 04:00 | 2028 100% ECP | 0 | 0 | 510 | 442 | No
2028-01-17 05:00 | 2028 100% ECP | 0 | 0 | 510 | 442 | No
2028-01-17 06:00 | 2028 100% ECP | 0 | 0 | 363.54 | 442 | No
2028-01-17 07:00 | 2028 100% ECP | 0 | 0 | 63.54 | 442 | No
2028-01-17 08:00 | 2028 100% ECP | 0 | 118.88 | 363.54 | 442 | No
2028-01-17 09:00 | 2028 100% ECP | 0 | 139.09 | 510 | 442 | No
2028-01-17 10:00 | 2028 100% ECP | 0 | 132.28 | 510 | 442 | No
2028-01-17 11:00 | 2028 100% ECP | 0 | 0 | 510 | 442 | No
2028-01-17 12:00 | 2028 100% ECP | 0 | 0 | 301.07 | 442 | No
2028-01-17 13:00 | 2028 100% ECP | 0 | 0 | 86.53 | 442 | No
2028-01-17 14:00 | 2028 100% ECP | 0 | 0 | -102.02 | 152.97 | No
2028-01-17 15:00 | 2028 100% ECP | 0 | 0 | 143.97 | 271.12 | No
2028-01-17 16:00 | 2028 100% ECP | 0 | 0 | 443.97 | 183.48 | No
2028-01-17 17:00 | 2028 100% ECP | 0 | 0 | 508.4 | 0 | No
2028-01-17 18:00 | 2028 100% ECP | 0 | 0 | 208.4 | 0 | No
2028-01-17 19:00 | 2028 100% ECP | 0 | 205 | 481 | 142 | No
2028-01-17 20:00 | 2028 100% ECP | 0 | 505 | 510 | 442 | No
2028-01-17 21:00 | 2028 100% ECP | 0 | 505 | 510 | 442 | No
2028-01-17 22:00 | 2028 100% ECP | 0 | 505 | 510 | 442 | No
2028-01-17 23:00 | 2028 100% ECP | 0 | 505 | 510 | 442 | No
2028-01-18 | 2028 100% ECP | 0 | 505 | 510 | 442 | No
2028-01-18 01:00 | 2028 100% ECP | 0 | 505 | 510 | 442 | No
2028-01-18 02:00 | 2028 100% ECP | 0 | 505 | 510 | 442 | No
2028-01-18 03:00 | 2028 100% ECP | 0 | 505 | 510 | 442 | No
2028-01-18 04:00 | 2028 100% ECP | 0 | 505 | 510 | 442 | No
2028-01-18 05:00 | 2028 100% ECP | 0 | 505 | 510 | 442 | No
2028-01-18 06:00 | 2028 100% ECP | 0 | 432.11 | 510 | 442 | No
2028-01-18 07:00 | 2028 100% ECP | 0 | 432.11 | 510 | 442 | No
2028-01-18 08:00 | 2028 100% ECP | 0 | 251.98 | 510 | 440.63 | No
2028-01-18 09:00 | 2028 100% ECP | 0 | 0 | 210 | 140.63 | No
2028-01-18 10:00 | 2028 100% ECP | 0 | 0 | 510 | 440.63 | No
2028-01-18 11:00 | 2028 100% ECP | 0 | 0 | 510 | 442 | No
2028-01-18 12:00 | 2028 100% ECP | 0 | 0 | 510 | 442 | No
2028-01-18 13:00 | 2028 100% ECP | 0 | 0 | 510 | 442 | No
2028-01-18 14:00 | 2028 100% ECP | 0 | 0 | 390 | 390 | No
2028-01-18 15:00 | 2028 100% ECP | 0 | 74 | 90 | 90 | No
2028-01-18 16:00 | 2028 100% ECP | 0 | -226 | -210 | -210 | No
2028-01-18 17:00 | 2028 100% ECP | 0 | -526 | -510 | -510 | No
2028-01-18 18:00 | 2028 100% ECP | 0 | -241.12 | -510 | -510 | No
2028-01-18 19:00 | 2028 100% ECP | 0 | -526 | -510 | -510 | No
2028-01-18 20:00 | 2028 100% ECP | 0 | -226 | -210 | -210 | No
2028-01-18 21:00 | 2028 100% ECP | 0 | 74 | 90 | 90 | No
2028-01-18 22:00 | 2028 100% ECP | 0 | 374 | 390 | 390 | No
2028-01-18 23:00 | 2028 100% ECP | 0 | 346.9 | 510 | 442 | No
2028-01-19 | 2028 100% ECP | 0 | 262.49 | 510 | 442 | No
2028-01-19 01:00 | 2028 100% ECP | 0 | 0 | 510 | 441.43 | No
2028-01-19 02:00 | 2028 100% ECP | 0 | 0 | 510 | 141.43 | No
2028-01-19 03:00 | 2028 100% ECP | 0 | 0 | 305.49 | 0 | No
2028-01-19 04:00 | 2028 100% ECP | 0 | 0 | 116.61 | 0 | No
2028-01-19 05:00 | 2028 100% ECP | 0 | 0 | -152.86 | 0 | No
2028-01-19 06:00 | 2028 100% ECP | 0 | 0 | -299.35 | -3.24 | No
2028-01-19 07:00 | 2028 100% ECP | 0 | 0 | 0.65 | 0 | No
2028-01-19 08:00 | 2028 100% ECP | 0 | 0 | -132.59 | 0 | No
2028-01-19 09:00 | 2028 100% ECP | 0 | 0 | -17.04 | 0.54 | No
2028-01-19 10:00 | 2028 100% ECP | 0 | -226 | -317.04 | 32.05 | No
2028-01-19 11:00 | 2028 100% ECP | 0 | -526 | -510 | -7.89 | No
2028-01-19 12:00 | 2028 100% ECP | 0 | -526 | -510 | -185.26 | No
2028-01-19 13:00 | 2028 100% ECP | 0 | -526 | -510 | -245.76 | No
2028-01-19 14:00 | 2028 100% ECP | 0 | -526 | -510 | -61.27 | No
2028-01-19 15:00 | 2028 100% ECP | 0 | -361.45 | -510 | 3.36 | No
2028-01-19 16:00 | 2028 100% ECP | 0 | -61.45 | -302 | 70.98 | No
2028-01-19 17:00 | 2028 100% ECP | 0 | 0 | -2 | 239.17 | No
2028-01-19 18:00 | 2028 100% ECP | 0 | 0 | -2 | 328.69 | No
2028-01-19 19:00 | 2028 100% ECP | 0 | 0 | 0 | 292.2 | No
2028-01-19 20:00 | 2028 100% ECP | 0 | 0 | 206.85 | 166.13 | No
2028-01-19 21:00 | 2028 100% ECP | 0 | 300 | 506.85 | 442 | No
2028-01-19 22:00 | 2028 100% ECP | 0 | 18.78 | 510 | 442 | No
2028-01-19 23:00 | 2028 100% ECP | 0 | 0 | 302.92 | 379.63 | No
2028-01-20 | 2028 100% ECP | 0 | 0 | 510 | 442 | No
2028-01-20 01:00 | 2028 100% ECP | 0 | 0 | 510 | 442 | No
2028-01-20 02:00 | 2028 100% ECP | 0 | 0 | 510 | 442 | No
2028-01-20 03:00 | 2028 100% ECP | 0 | 0 | 510 | 442 | No
2028-01-20 04:00 | 2028 100% ECP | 0 | 27.36 | 510 | 442 | No
2028-01-20 05:00 | 2028 100% ECP | 0 | 0 | 510 | 442 | No
2028-01-20 06:00 | 2028 100% ECP | 0 | 20.53 | 510 | 442 | No
2028-01-20 07:00 | 2028 100% ECP | 0 | 320.53 | 510 | 442 | No
2028-01-20 08:00 | 2028 100% ECP | 0 | 505 | 510 | 442 | No
2028-01-20 09:00 | 2028 100% ECP | 0 | 505 | 510 | 442 | No
2028-01-20 10:00 | 2028 100% ECP | 0 | 505 | 510 | 442 | No
2028-01-20 11:00 | 2028 100% ECP | 0 | 205 | 510 | 442 | No
2028-01-20 12:00 | 2028 100% ECP | 0 | 205 | 510 | 442 | No
2028-01-20 13:00 | 2028 100% ECP | 0 | 290.22 | 510 | 442 | No
2028-01-20 14:00 | 2028 100% ECP | 0 | 290.22 | 510 | 442 | No
2028-01-20 15:00 | 2028 100% ECP | 0 | 0 | 429.08 | 442 | No
2028-01-20 16:00 | 2028 100% ECP | 0 | 0 | 510 | 442 | No
2028-01-20 17:00 | 2028 100% ECP | 0 | 0 | 510 | 442 | No
2028-01-20 18:00 | 2028 100% ECP | 0 | 300 | 510 | 442 | No
2028-01-20 19:00 | 2028 100% ECP | 0 | 0 | 510 | 442 | No
2028-01-20 20:00 | 2028 100% ECP | 0 | 140.88 | 510 | 442 | No
2028-01-20 21:00 | 2028 100% ECP | 0 | 440.88 | 510 | 442 | No
2028-01-20 22:00 | 2028 100% ECP | 0 | 505 | 510 | 442 | No
2028-01-20 23:00 | 2028 100% ECP | 0 | 505 | 510 | 442 | No
2028-01-21 | 2028 100% ECP | 0 | 505 | 510 | 442 | No
2028-01-21 01:00 | 2028 100% ECP | 0 | 505 | 510 | 442 | No
2028-01-21 02:00 | 2028 100% ECP | 0 | 505 | 510 | 442 | No
2028-01-21 03:00 | 2028 100% ECP | 0 | 505 | 510 | 442 | No
2028-01-21 04:00 | 2028 100% ECP | 0 | 505 | 510 | 442 | No
2028-01-21 05:00 | 2028 100% ECP | 0 | 505 | 510 | 442 | No
2028-01-21 06:00 | 2028 100% ECP | 0 | 505 | 510 | 442 | No
2028-01-21 07:00 | 2028 100% ECP | 0 | 505 | 510 | 442 | No
2028-01-21 08:00 | 2028 100% ECP | 0 | 299.04 | 510 | 442 | No
2028-01-21 09:00 | 2028 100% ECP | 0 | 505 | 510 | 442 | No
2028-01-21 10:00 | 2028 100% ECP | 0 | 505 | 510 | 442 | No
2028-01-21 11:00 | 2028 100% ECP | 0 | 325.91 | 510 | 442 | No
2028-01-21 12:00 | 2028 100% ECP | 0 | 325.91 | 510 | 442 | No
2028-01-21 13:00 | 2028 100% ECP | 0 | 63.28 | 510 | 442 | No
2028-01-21 14:00 | 2028 100% ECP | 0 | 274.07 | 510 | 442 | No
2028-01-21 15:00 | 2028 100% ECP | 0 | 274.07 | 510 | 442 | No
2028-01-21 16:00 | 2028 100% ECP | 0 | 205 | 300 | 295 | No
2028-01-21 17:00 | 2028 100% ECP | 0 | -95 | 0 | -5 | No
2028-01-21 18:00 | 2028 100% ECP | 0 | 205 | 300 | 295 | No
2028-01-21 19:00 | 2028 100% ECP | 0 | 505 | 510 | 442 | No
2028-01-21 20:00 | 2028 100% ECP | 0 | 505 | 510 | 442 | No
2028-01-21 21:00 | 2028 100% ECP | 0 | 505 | 510 | 442 | No
2028-01-21 22:00 | 2028 100% ECP | 0 | 505 | 510 | 442 | No
2028-01-21 23:00 | 2028 100% ECP | 0 | 441.94 | 510 | 442 | No
2028-01-22 | 2028 100% ECP | 0 | 505 | 510 | 442 | No
2028-01-22 01:00 | 2028 100% ECP | 0 | 505 | 510 | 399.37 | No
2028-01-22 02:00 | 2028 100% ECP | 0 | 505 | 510 | 442 | No
2028-01-22 03:00 | 2028 100% ECP | 0 | 505 | 510 | 442 | No
2028-01-22 04:00 | 2028 100% ECP | 0 | 505 | 510 | 366.71 | No
2028-01-22 05:00 | 2028 100% ECP | 0 | 505 | 510 | 318.47 | No
2028-01-22 06:00 | 2028 100% ECP | 0 | 505 | 510 | 442 | No
2028-01-22 07:00 | 2028 100% ECP | 0 | 505 | 510 | 178.67 | No
2028-01-22 08:00 | 2028 100% ECP | 0 | 205 | 210 | -60.99 | No
2028-01-22 09:00 | 2028 100% ECP | 0 | 0 | -90 | -300 | No
2028-01-22 10:00 | 2028 100% ECP | 0 | 0 | 141.89 | 0 | No
2028-01-22 11:00 | 2028 100% ECP | 0 | 221.19 | 441.89 | 300 | No
2028-01-22 12:00 | 2028 100% ECP | 0 | 300 | 455.53 | 300 | No
2028-01-22 13:00 | 2028 100% ECP | 0 | 0 | 155.53 | 0 | No
2028-01-22 14:00 | 2028 100% ECP | 0 | 0 | 0 | 148.4 | No
2028-01-22 15:00 | 2028 100% ECP | 0 | 0 | -300 | -109.04 | No
2028-01-22 16:00 | 2028 100% ECP | 0 | -226 | -510 | -359.24 | No
2028-01-22 17:00 | 2028 100% ECP | 0 | -526 | -510 | -510 | No
2028-01-22 18:00 | 2028 100% ECP | 0 | -526 | -510 | -510 | No
2028-01-22 19:00 | 2028 100% ECP | 0 | -526 | -510 | -510 | No
2028-01-22 20:00 | 2028 100% ECP | 0 | -226 | -210 | -210 | No
2028-01-22 21:00 | 2028 100% ECP | 0 | 74 | 90 | 0 | No
2028-01-22 22:00 | 2028 100% ECP | 0 | 374 | 390 | 300 | No
2028-01-22 23:00 | 2028 100% ECP | 0 | 505 | 510 | 442 | No
2028-01-23 | 2028 100% ECP | 0 | 505 | 510 | 442 | No
2028-01-23 01:00 | 2028 100% ECP | 0 | 505 | 510 | 442 | No
2028-01-23 02:00 | 2028 100% ECP | 0 | 505 | 510 | 442 | No
2028-01-23 03:00 | 2028 100% ECP | 0 | 505 | 510 | 442 | No
2028-01-23 04:00 | 2028 100% ECP | 0 | 505 | 510 | 442 | No
2028-01-23 05:00 | 2028 100% ECP | 0 | 505 | 510 | 442 | No
2028-01-23 06:00 | 2028 100% ECP | 0 | 505 | 510 | 235.9 | No
2028-01-23 07:00 | 2028 100% ECP | 0 | 205 | 210 | -64.1 | No
2028-01-23 08:00 | 2028 100% ECP | 0 | -95 | -90 | -364.1 | No
2028-01-23 09:00 | 2028 100% ECP | 0 | 0 | -390 | -510 | No
2028-01-23 10:00 | 2028 100% ECP | 0 | 0 | -454.49 | -300 | No
2028-01-23 11:00 | 2028 100% ECP | 0 | 0 | -154.49 | 0 | No
2028-01-23 12:00 | 2028 100% ECP | 0 | 0 | -319.4 | -87.6 | No
2028-01-23 13:00 | 2028 100% ECP | 0 | 0 | -510 | -387.6 | No
2028-01-23 14:00 | 2028 100% ECP | 0 | 0 | -510 | -510 | No
2028-01-23 15:00 | 2028 100% ECP | 0 | -226 | -510 | -510 | No
2028-01-23 16:00 | 2028 100% ECP | 0 | -526 | -510 | -510 | No
2028-01-23 17:00 | 2028 100% ECP | 0 | -526 | -510 | -510 | No
2028-01-23 18:00 | 2028 100% ECP | 0 | -526 | -510 | -510 | No
2028-01-23 19:00 | 2028 100% ECP | 0 | -526 | -510 | -510 | No
2028-01-23 20:00 | 2028 100% ECP | 0 | -226 | -210 | -355.53 | No
2028-01-23 21:00 | 2028 100% ECP | 0 | 74 | 90 | -55.53 | No
2028-01-23 22:00 | 2028 100% ECP | 0 | 374 | 390 | 244.47 | No
2028-01-23 23:00 | 2028 100% ECP | 0 | 74 | 510 | 312.78 | No
2028-01-24 | 2028 100% ECP | 0 | 374 | 510 | 442 | No
2028-01-24 01:00 | 2028 100% ECP | 0 | 505 | 510 | 442 | No
2028-01-24 02:00 | 2028 100% ECP | 0 | 505 | 510 | 442 | No
2028-01-24 03:00 | 2028 100% ECP | 0 | 505 | 510 | 442 | No
2028-01-24 04:00 | 2028 100% ECP | 0 | 505 | 510 | 442 | No
2028-01-24 05:00 | 2028 100% ECP | 0 | 505 | 510 | 442 | No
2028-01-24 06:00 | 2028 100% ECP | 0 | 378.26 | 510 | 166.59 | No
2028-01-24 07:00 | 2028 100% ECP | 0 | 78.26 | 210 | -133.41 | No
2028-01-24 08:00 | 2028 100% ECP | 0 | 0 | 418.54 | -145.1 | No
2028-01-24 09:00 | 2028 100% ECP | 0 | 0 | 346.82 | -32.54 | No
2028-01-24 10:00 | 2028 100% ECP | 0 | 0 | 46.82 | 0 | No
2028-01-24 11:00 | 2028 100% ECP | 0 | 0 | -202.84 | -21.85 | No
2028-01-24 12:00 | 2028 100% ECP | 0 | 0 | -184.91 | -176.32 | No
2028-01-24 13:00 | 2028 100% ECP | 0 | 0 | -115.01 | -240.42 | No
2028-01-24 14:00 | 2028 100% ECP | 0 | 0 | -120.93 | -86.18 | No
2028-01-24 15:00 | 2028 100% ECP | 0 | 0 | -210 | -164.86 | No
2028-01-24 16:00 | 2028 100% ECP | 0 | -300 | -510 | -464.86 | No
2028-01-24 17:00 | 2028 100% ECP | 0 | -526 | -510 | -510 | No
2028-01-24 18:00 | 2028 100% ECP | 0 | -526 | -510 | -510 | No
2028-01-24 19:00 | 2028 100% ECP | 0 | -526 | -510 | -510 | No
2028-01-24 20:00 | 2028 100% ECP | 0 | -226 | -210 | -210 | No
2028-01-24 21:00 | 2028 100% ECP | 0 | 74 | 90 | 90 | No
2028-01-24 22:00 | 2028 100% ECP | 0 | 96.48 | 300 | 390 | No
2028-01-24 23:00 | 2028 100% ECP | 0 | -100.77 | 0 | 106.74 | No
2028-01-25 | 2028 100% ECP | 0 | 0 | 78.31 | 406.74 | No
2028-01-25 01:00 | 2028 100% ECP | 0 | 0 | 378.31 | 442 | No
2028-01-25 02:00 | 2028 100% ECP | 0 | 0 | 417.11 | 143.95 | No
2028-01-25 03:00 | 2028 100% ECP | 0 | 0 | 510 | 0 | No
2028-01-25 04:00 | 2028 100% ECP | 0 | 0 | 510 | 0 | No
2028-01-25 05:00 | 2028 100% ECP | 0 | 0 | 427.09 | 0 | No
2028-01-25 06:00 | 2028 100% ECP | 0 | 0 | 127.09 | 0 | No
2028-01-25 07:00 | 2028 100% ECP | 0 | 0 | 427.09 | 142 | No
2028-01-25 08:00 | 2028 100% ECP | 0 | 243.3 | 510 | 442 | No
2028-01-25 09:00 | 2028 100% ECP | 0 | 297.08 | 510 | 442 | No
2028-01-25 10:00 | 2028 100% ECP | 0 | 505 | 510 | 442 | No
2028-01-25 11:00 | 2028 100% ECP | 0 | 205 | 510 | 442 | No
2028-01-25 12:00 | 2028 100% ECP | 0 | 0 | 510 | 335.04 | No
2028-01-25 13:00 | 2028 100% ECP | 0 | 0 | 365.25 | 35.04 | No
2028-01-25 14:00 | 2028 100% ECP | 0 | 0 | 510 | 232.01 | No
2028-01-25 15:00 | 2028 100% ECP | 0 | 219.35 | 510 | 442 | No
2028-01-25 16:00 | 2028 100% ECP | 0 | 505 | 510 | 442 | No
2028-01-25 17:00 | 2028 100% ECP | 0 | 205 | 210 | 142 | No
2028-01-25 18:00 | 2028 100% ECP | 0 | 240.65 | 436.18 | 442 | No
2028-01-25 19:00 | 2028 100% ECP | 0 | 0 | 136.18 | 442 | No
2028-01-25 20:00 | 2028 100% ECP | 0 | 0 | -163.82 | 442 | No
2028-01-25 21:00 | 2028 100% ECP | 0 | -291.29 | -463.82 | 342.81 | No
2028-01-25 22:00 | 2028 100% ECP | 0 | -488.33 | -510 | 42.81 | No
2028-01-25 23:00 | 2028 100% ECP | 0 | -188.33 | -210 | 342.81 | Yes
2028-01-26 | 2028 100% ECP | 0 | 111.67 | 90 | 442 | Yes
2028-01-26 01:00 | 2028 100% ECP | 0 | 411.67 | 390 | 442 | Yes
2028-01-26 02:00 | 2028 100% ECP | 0 | 505 | 510 | 442 | Yes
2028-01-26 03:00 | 2028 100% ECP | 0 | 505 | 510 | 442 | Yes
2028-01-26 04:00 | 2028 100% ECP | 0 | 505 | 510 | 442 | Yes
2028-01-26 05:00 | 2028 100% ECP | 0 | 505 | 510 | 442 | Yes
2028-01-26 06:00 | 2028 100% ECP | 0 | 205 | 432.62 | 142 | Yes
2028-01-26 07:00 | 2028 100% ECP | 0 | 0 | 161.43 | 247.45 | No
2028-01-26 08:00 | 2028 100% ECP | 0 | 0 | 0 | 442 | No
2028-01-26 09:00 | 2028 100% ECP | 0 | 0 | -300 | 442 | No
2028-01-26 10:00 | 2028 100% ECP | 0 | 0 | -205.36 | 442 | No
2028-01-26 11:00 | 2028 100% ECP | 0 | 300 | 94.64 | 442 | No
2028-01-26 12:00 | 2028 100% ECP | 0 | 0 | -205.36 | 142 | No
2028-01-26 13:00 | 2028 100% ECP | 0 | 0 | -505.36 | 0 | No
2028-01-26 14:00 | 2028 100% ECP | 0 | -226 | -510 | -100.93 | No
2028-01-26 15:00 | 2028 100% ECP | 0 | -526 | -510 | -210 | No
2028-01-26 16:00 | 2028 100% ECP | 0 | -526 | -510 | -510 | No
2028-01-26 17:00 | 2028 100% ECP | 0 | -526 | -510 | -415.91 | No
2028-01-26 18:00 | 2028 100% ECP | 0 | -374.44 | -510 | -115.91 | No
2028-01-26 19:00 | 2028 100% ECP | 0 | -74.44 | -210 | 184.09 | No
2028-01-26 20:00 | 2028 100% ECP | 0 | -300 | -247.48 | 442 | No
2028-01-26 21:00 | 2028 100% ECP | 0 | 0 | 52.52 | 366.62 | No
2028-01-26 22:00 | 2028 100% ECP | 0 | -226 | -210 | 66.62 | No
2028-01-26 23:00 | 2028 100% ECP | 0 | -526 | -510 | -233.38 | Yes
2028-01-27 | 2028 100% ECP | 0 | -485.83 | -510 | -131.15 | No
2028-01-27 01:00 | 2028 100% ECP | 0 | -185.83 | -210 | 168.85 | No
2028-01-27 02:00 | 2028 100% ECP | 0 | 114.17 | 90 | 442 | No
2028-01-27 03:00 | 2028 100% ECP | 0 | 414.17 | 390 | 442 | No
2028-01-27 04:00 | 2028 100% ECP | 0 | 505 | 510 | 442 | No
2028-01-27 05:00 | 2028 100% ECP | 0 | 505 | 349.3 | 442 | No
2028-01-27 06:00 | 2028 100% ECP | 0 | 205 | 49.3 | 142 | No
2028-01-27 07:00 | 2028 100% ECP | 0 | -95 | -250.7 | -158 | No
2028-01-27 08:00 | 2028 100% ECP | 0 | 0 | -112.45 | 106.17 | No
2028-01-27 09:00 | 2028 100% ECP | 0 | -31.49 | -210 | 142 | No
2028-01-27 10:00 | 2028 100% ECP | 0 | -331.49 | -510 | -158 | No
2028-01-27 11:00 | 2028 100% ECP | 0 | -526 | -510 | 142 | No
2028-01-27 12:00 | 2028 100% ECP | 0 | -300 | -295.33 | 442 | No
2028-01-27 13:00 | 2028 100% ECP | 0 | 0 | 4.67 | 349.66 | No
2028-01-27 14:00 | 2028 100% ECP | 0 | 300 | 304.67 | 442 | No
2028-01-27 15:00 | 2028 100% ECP | 0 | 0 | 4.67 | 143.01 | No
2028-01-27 16:00 | 2028 100% ECP | 0 | 0 | -210 | 442 | No
2028-01-27 17:00 | 2028 100% ECP | 0 | -89.63 | -510 | 442 | No
2028-01-27 18:00 | 2028 100% ECP | 0 | 0 | -210 | 442 | No
2028-01-27 19:00 | 2028 100% ECP | 0 | 0 | 0 | 442 | No
2028-01-27 20:00 | 2028 100% ECP | 0 | 0 | 285.01 | 442 | No
2028-01-27 21:00 | 2028 100% ECP | 0 | 205 | 225.44 | 442 | No
2028-01-27 22:00 | 2028 100% ECP | 0 | 505 | 510 | 442 | No
2028-01-27 23:00 | 2028 100% ECP | 0 | 294.36 | 510 | 442 | No
2028-01-28 | 2028 100% ECP | 0 | 357.68 | 510 | 442 | No
2028-01-28 01:00 | 2028 100% ECP | 0 | 57.68 | 256.52 | 442 | No
2028-01-28 02:00 | 2028 100% ECP | 0 | 0 | -43.48 | 220.4 | No
2028-01-28 03:00 | 2028 100% ECP | 0 | -300 | -205.05 | 65.77 | No
2028-01-28 04:00 | 2028 100% ECP | 0 | 0 | 94.95 | 174.4 | No
2028-01-28 05:00 | 2028 100% ECP | 0 | 300 | 394.95 | 442 | No
2028-01-28 06:00 | 2028 100% ECP | 0 | 205 | 210 | 142 | No
2028-01-28 07:00 | 2028 100% ECP | 0 | 505 | 510 | 442 | No
2028-01-28 08:00 | 2028 100% ECP | 0 | 205 | 210 | 365.98 | No
2028-01-28 09:00 | 2028 100% ECP | 0 | -95 | -90 | 65.98 | No
2028-01-28 10:00 | 2028 100% ECP | 0 | -243.34 | -390 | 314.85 | No
2028-01-28 11:00 | 2028 100% ECP | 0 | -226 | -475.71 | 14.85 | No
2028-01-28 12:00 | 2028 100% ECP | 0 | -526 | -510 | 99.1 | No
2028-01-28 13:00 | 2028 100% ECP | 0 | -526 | -510 | 399.1 | No
2028-01-28 14:00 | 2028 100% ECP | 0 | -526 | -510 | 442 | No
2028-01-28 15:00 | 2028 100% ECP | 0 | -526 | -510 | 351.22 | No
2028-01-28 16:00 | 2028 100% ECP | 0 | -526 | -510 | 386.17 | No
2028-01-28 17:00 | 2028 100% ECP | 0 | -526 | -510 | 442 | No
2028-01-28 18:00 | 2028 100% ECP | 0 | -526 | -510 | 442 | No
2028-01-28 19:00 | 2028 100% ECP | 0 | -315.47 | -510 | 142 | No
2028-01-28 20:00 | 2028 100% ECP | 0 | -526 | -510 | 442 | No
2028-01-28 21:00 | 2028 100% ECP | 0 | -300 | -510 | 442 | No
2028-01-28 22:00 | 2028 100% ECP | 0 | 0 | -210 | 243.79 | No
2028-01-28 23:00 | 2028 100% ECP | 0 | 0 | -223.19 | 166.41 | No
2028-01-29 | 2028 100% ECP | 0 | 0 | -163.17 | 179.6 | No
2028-01-29 01:00 | 2028 100% ECP | 0 | 0 | -117.57 | 244.39 | No
2028-01-29 02:00 | 2028 100% ECP | 0 | 300 | 125.55 | 442 | No
2028-01-29 03:00 | 2028 100% ECP | 0 | 0 | -174.45 | 142 | No
2028-01-29 04:00 | 2028 100% ECP | 0 | -300 | -474.45 | 191.06 | No
2028-01-29 05:00 | 2028 100% ECP | 0 | 0 | -174.45 | 442 | No
2028-01-29 06:00 | 2028 100% ECP | 0 | -300 | -474.45 | 355.39 | No
2028-01-29 07:00 | 2028 100% ECP | 0 | -526 | -510 | 265.31 | No
2028-01-29 08:00 | 2028 100% ECP | 0 | -526 | -510 | -34.69 | No
2028-01-29 09:00 | 2028 100% ECP | 0 | -526 | -510 | 142 | No
2028-01-29 10:00 | 2028 100% ECP | 0 | -526 | -510 | 442 | No
2028-01-29 11:00 | 2028 100% ECP | 0 | -526 | -510 | 442 | No
2028-01-29 12:00 | 2028 100% ECP | 0 | -526 | -510 | 294.46 | No
2028-01-29 13:00 | 2028 100% ECP | 0 | -526 | -510 | -5.54 | No
2028-01-29 14:00 | 2028 100% ECP | 0 | -526 | -510 | -210 | No
2028-01-29 15:00 | 2028 100% ECP | 0 | -526 | -510 | -510 | No
2028-01-29 16:00 | 2028 100% ECP | 0 | -526 | -510 | -510 | No
2028-01-29 17:00 | 2028 100% ECP | 0 | -526 | -510 | -510 | No
2028-01-29 18:00 | 2028 100% ECP | 0 | -526 | -510 | -460.4 | No
2028-01-29 19:00 | 2028 100% ECP | 0 | -526 | -510 | -160.4 | No
2028-01-29 20:00 | 2028 100% ECP | 0 | -526 | -510 | 139.6 | No
2028-01-29 21:00 | 2028 100% ECP | 0 | -439.39 | -510 | 439.6 | No
2028-01-29 22:00 | 2028 100% ECP | 0 | -139.39 | -510 | 146.78 | No
2028-01-29 23:00 | 2028 100% ECP | 0 | -439.39 | -510 | 184.04 | No
2028-01-30 | 2028 100% ECP | 0 | -524.16 | -510 | 210.59 | No
2028-01-30 01:00 | 2028 100% ECP | 0 | -524.16 | -510 | -89.41 | No
2028-01-30 02:00 | 2028 100% ECP | 0 | -526 | -510 | 49.39 | No
2028-01-30 03:00 | 2028 100% ECP | 0 | -526 | -510 | -128.67 | No
2028-01-30 04:00 | 2028 100% ECP | 0 | -526 | -510 | -56.23 | No
2028-01-30 05:00 | 2028 100% ECP | 0 | -526 | -510 | 101.73 | No
2028-01-30 06:00 | 2028 100% ECP | 0 | -526 | -510 | -198.27 | No
2028-01-30 07:00 | 2028 100% ECP | 0 | -526 | -510 | -498.27 | No
2028-01-30 08:00 | 2028 100% ECP | 0 | -515.54 | -510 | -198.27 | No
2028-01-30 09:00 | 2028 100% ECP | 0 | -526 | -510 | 101.73 | No
2028-01-30 10:00 | 2028 100% ECP | 0 | -526 | -510 | -47.95 | No
2028-01-30 11:00 | 2028 100% ECP | 0 | -526 | -510 | -347.95 | No
2028-01-30 12:00 | 2028 100% ECP | 0 | -526 | -510 | -47.95 | No
2028-01-30 13:00 | 2028 100% ECP | 0 | -526 | -510 | -347.95 | No
2028-01-30 14:00 | 2028 100% ECP | 0 | -526 | -510 | -510 | No
2028-01-30 15:00 | 2028 100% ECP | 0 | -526 | -510 | -510 | No
2028-01-30 16:00 | 2028 100% ECP | 0 | -526 | -510 | -510 | No
2028-01-30 17:00 | 2028 100% ECP | 0 | -262.72 | -510 | -510 | No
2028-01-30 18:00 | 2028 100% ECP | 0 | -526 | -510 | -510 | No
2028-01-30 19:00 | 2028 100% ECP | 0 | -441.91 | -510 | -360.43 | No
2028-01-30 20:00 | 2028 100% ECP | 0 | -141.91 | -510 | -151.57 | No
2028-01-30 21:00 | 2028 100% ECP | 0 | 0 | -510 | -120.91 | No
2028-01-30 22:00 | 2028 100% ECP | 0 | -226 | -331.9 | 179.09 | No
2028-01-30 23:00 | 2028 100% ECP | 0 | -526 | -510 | -12.42 | No
2028-01-31 | 2028 100% ECP | 0 | -226 | -210 | 287.58 | Yes
2028-01-31 01:00 | 2028 100% ECP | 0 | 74 | 90 | 442 | Yes
2028-01-31 02:00 | 2028 100% ECP | 0 | 374 | 390 | 442 | Yes
2028-01-31 03:00 | 2028 100% ECP | 0 | 505 | 510 | 442 | Yes
2028-01-31 04:00 | 2028 100% ECP | 0 | 374 | 390 | 442 | Yes
2028-01-31 05:00 | 2028 100% ECP | 0 | 74 | 90 | 273.75 | Yes
2028-01-31 06:00 | 2028 100% ECP | 0 | -226 | -210 | -26.25 | Yes
2028-01-31 07:00 | 2028 100% ECP | 0 | -526 | -510 | -326.25 | Yes
2028-01-31 08:00 | 2028 100% ECP | 0 | -526 | -510 | -161.3 | Yes
2028-01-31 09:00 | 2028 100% ECP | 0 | -226 | -210 | 138.7 | Yes
2028-01-31 10:00 | 2028 100% ECP | 0 | 74 | 90 | 438.7 | Yes
2028-01-31 11:00 | 2028 100% ECP | 0 | -226 | -210 | 273.55 | Yes
2028-01-31 12:00 | 2028 100% ECP | 0 | -526 | -510 | -26.45 | Yes
2028-01-31 13:00 | 2028 100% ECP | 0 | -226 | -210 | 273.55 | Yes
2028-01-31 14:00 | 2028 100% ECP | 0 | -526 | -510 | 26.83 | Yes
2028-01-31 15:00 | 2028 100% ECP | 0 | -226 | -210 | 326.83 | Yes
2028-01-31 16:00 | 2028 100% ECP | 0 | -526 | -510 | 26.83 | Yes
2028-01-31 17:00 | 2028 100% ECP | 0 | -526 | -510 | -273.17 | Yes
2028-01-31 18:00 | 2028 100% ECP | 0 | -526 | -510 | -438.75 | Yes
2028-01-31 19:00 | 2028 100% ECP | 0 | -526 | -510 | -373.14 | Yes
2028-01-31 20:00 | 2028 100% ECP | 0 | -526 | -510 | -341.05 | Yes
2028-01-31 21:00 | 2028 100% ECP | 0 | -226 | -210 | -41.05 | Yes
2028-01-31 22:00 | 2028 100% ECP | 0 | 74 | 90 | 258.95 | Yes
2028-01-31 23:00 | 2028 100% ECP | 0 | 374 | 390 | 442 | Yes
2028-02-01 | 2028 100% ECP | 0 | 505 | 510 | 442 | Yes
2028-02-01 01:00 | 2028 100% ECP | 0 | 505 | 510 | 442 | Yes
2028-02-01 02:00 | 2028 100% ECP | 0 | 505 | 510 | 442 | Yes
2028-02-01 03:00 | 2028 100% ECP | 0 | 505 | 510 | 442 | Yes
2028-02-01 04:00 | 2028 100% ECP | 0 | 505 | 510 | 442 | Yes
2028-02-01 05:00 | 2028 100% ECP | 0 | 505 | 510 | 442 | Yes
2028-02-01 06:00 | 2028 100% ECP | 0 | 505 | 510 | 442 | Yes
2028-02-01 07:00 | 2028 100% ECP | 0 | 505 | 510 | 442 | Yes
2028-02-01 08:00 | 2028 100% ECP | 0 | 505 | 510 | 442 | Yes
2028-02-01 09:00 | 2028 100% ECP | 0 | 505 | 510 | 442 | Yes
2028-02-01 10:00 | 2028 100% ECP | 0 | 505 | 510 | 442 | Yes
2028-02-01 11:00 | 2028 100% ECP | 0 | 505 | 510 | 442 | Yes
2028-02-01 12:00 | 2028 100% ECP | 0 | 505 | 510 | 442 | Yes
2028-02-01 13:00 | 2028 100% ECP | 0 | 505 | 510 | 428.91 | Yes
2028-02-01 14:00 | 2028 100% ECP | 0 | 427.77 | 510 | 128.91 | Yes
2028-02-01 15:00 | 2028 100% ECP | 0 | 127.77 | 210 | -171.09 | No
2028-02-01 16:00 | 2028 100% ECP | 0 | 427.77 | 510 | 128.91 | No
2028-02-01 17:00 | 2028 100% ECP | 0 | 505 | 510 | 428.91 | No
2028-02-01 18:00 | 2028 100% ECP | 0 | 505 | 510 | 442 | No
2028-02-01 19:00 | 2028 100% ECP | 0 | 300 | 387.56 | 300 | No
2028-02-01 20:00 | 2028 100% ECP | 0 | 0 | 87.56 | 0 | No
2028-02-01 21:00 | 2028 100% ECP | 0 | 300 | 387.56 | 300 | No
2028-02-01 22:00 | 2028 100% ECP | 0 | 505 | 510 | 442 | No
2028-02-01 23:00 | 2028 100% ECP | 0 | 285.75 | 510 | 442 | No
2028-02-02 | 2028 100% ECP | 0 | 0 | 510 | 403.73 | No
2028-02-02 01:00 | 2028 100% ECP | 0 | 121.98 | 210 | 442 | No
2028-02-02 02:00 | 2028 100% ECP | 0 | 421.98 | 510 | 442 | No
2028-02-02 03:00 | 2028 100% ECP | 0 | 274.13 | 300 | 442 | No
2028-02-02 04:00 | 2028 100% ECP | 0 | 0 | 0 | 442 | No
2028-02-02 05:00 | 2028 100% ECP | 0 | 0 | -300 | 442 | No
2028-02-02 06:00 | 2028 100% ECP | 0 | 0 | -510 | 442 | No
2028-02-02 07:00 | 2028 100% ECP | 0 | 0 | -210 | 442 | No
2028-02-02 08:00 | 2028 100% ECP | 0 | 163.78 | 90 | 442 | No
2028-02-02 09:00 | 2028 100% ECP | 0 | -136.22 | -210 | 442 | No
2028-02-02 10:00 | 2028 100% ECP | 0 | -436.22 | -510 | 442 | No
2028-02-02 11:00 | 2028 100% ECP | 0 | -526 | -510 | 442 | Yes
2028-02-02 12:00 | 2028 100% ECP | 0 | -226 | -210 | 442 | Yes
2028-02-02 13:00 | 2028 100% ECP | 0 | 74 | 90 | 442 | Yes
2028-02-02 14:00 | 2028 100% ECP | 0 | 74 | 90 | 442 | Yes
2028-02-02 15:00 | 2028 100% ECP | 0 | -226 | -210 | 442 | Yes
2028-02-02 16:00 | 2028 100% ECP | 0 | -526 | -510 | 442 | Yes
2028-02-02 17:00 | 2028 100% ECP | 0 | -526 | -510 | 442 | Yes
2028-02-02 18:00 | 2028 100% ECP | 0 | -526 | -510 | 442 | Yes
2028-02-02 19:00 | 2028 100% ECP | 0 | -526 | -510 | 386.46 | Yes
2028-02-02 20:00 | 2028 100% ECP | 0 | -226 | -210 | 442 | Yes
2028-02-02 21:00 | 2028 100% ECP | 0 | 74 | 90 | 442 | Yes
2028-02-02 22:00 | 2028 100% ECP | 0 | 374 | 390 | 442 | Yes
2028-02-02 23:00 | 2028 100% ECP | 0 | 505 | 510 | 442 | Yes
2028-02-03 | 2028 100% ECP | 0 | 505 | 510 | 442 | Yes
2028-02-03 01:00 | 2028 100% ECP | 0 | 505 | 510 | 442 | Yes
2028-02-03 02:00 | 2028 100% ECP | 0 | 505 | 510 | 442 | Yes
2028-02-03 03:00 | 2028 100% ECP | 0 | 505 | 510 | 442 | Yes
2028-02-03 04:00 | 2028 100% ECP | 0 | 505 | 510 | 442 | Yes
2028-02-03 05:00 | 2028 100% ECP | 0 | 374 | 390 | 390 | Yes
2028-02-03 06:00 | 2028 100% ECP | 0 | 74 | 90 | 90 | Yes
2028-02-03 07:00 | 2028 100% ECP | 0 | -226 | -210 | -210 | Yes
2028-02-03 08:00 | 2028 100% ECP | 0 | -526 | -510 | -510 | No
2028-02-03 09:00 | 2028 100% ECP | 0 | -526 | -510 | -510 | No
2028-02-03 10:00 | 2028 100% ECP | 0 | -526 | -510 | -510 | No
2028-02-03 11:00 | 2028 100% ECP | 0 | -526 | -510 | -510 | No
2028-02-03 12:00 | 2028 100% ECP | 0 | -526 | -510 | -399.48 | No
2028-02-03 13:00 | 2028 100% ECP | 0 | -242.46 | -510 | -99.48 | No
2028-02-03 14:00 | 2028 100% ECP | 0 | -526 | -510 | -399.48 | No
2028-02-03 15:00 | 2028 100% ECP | 0 | -526 | -510 | -510 | No
2028-02-03 16:00 | 2028 100% ECP | 0 | -526 | -510 | -210 | No
2028-02-03 17:00 | 2028 100% ECP | 0 | -526 | -510 | -401.58 | No
2028-02-03 18:00 | 2028 100% ECP | 0 | -526 | -510 | -392.52 | No
2028-02-03 19:00 | 2028 100% ECP | 0 | -526 | -510 | -103.12 | No
2028-02-03 20:00 | 2028 100% ECP | 0 | -526 | -510 | -403.12 | No
2028-02-03 21:00 | 2028 100% ECP | 0 | -226 | -210 | -103.12 | Yes
2028-02-03 22:00 | 2028 100% ECP | 0 | 74 | 90 | 196.88 | Yes
2028-02-03 23:00 | 2028 100% ECP | 0 | 374 | 390 | 442 | Yes
2028-02-04 | 2028 100% ECP | 0 | 505 | 510 | 442 | Yes
2028-02-04 01:00 | 2028 100% ECP | 0 | 505 | 510 | 142 | Yes
2028-02-04 02:00 | 2028 100% ECP | 0 | 505 | 510 | 281.79 | Yes
2028-02-04 03:00 | 2028 100% ECP | 0 | 505 | 510 | 56.64 | Yes
2028-02-04 04:00 | 2028 100% ECP | 0 | 505 | 510 | 49.85 | Yes
2028-02-04 05:00 | 2028 100% ECP | 0 | 505 | 510 | 334.42 | Yes
2028-02-04 06:00 | 2028 100% ECP | 0 | 505 | 510 | 34.42 | Yes
2028-02-04 07:00 | 2028 100% ECP | 0 | 505 | 510 | 334.42 | Yes
2028-02-04 08:00 | 2028 100% ECP | 0 | 505 | 510 | 442 | Yes
2028-02-04 09:00 | 2028 100% ECP | 0 | 300 | 386.99 | 300 | Yes
2028-02-04 10:00 | 2028 100% ECP | 0 | 0 | 86.99 | 0 | Yes
2028-02-04 11:00 | 2028 100% ECP | 0 | 300 | 386.99 | 300 | Yes
2028-02-04 12:00 | 2028 100% ECP | 0 | 300 | 427.59 | 300.72 | Yes
2028-02-04 13:00 | 2028 100% ECP | 0 | 0 | 127.59 | 0.72 | Yes
2028-02-04 14:00 | 2028 100% ECP | 0 | -300 | -172.41 | -299.28 | No
2028-02-04 15:00 | 2028 100% ECP | 0 | 0 | 127.59 | 0.72 | No
2028-02-04 16:00 | 2028 100% ECP | 0 | 300 | 427.59 | 300.72 | No
2028-02-04 17:00 | 2028 100% ECP | 0 | 505 | 510 | 442 | No
2028-02-04 18:00 | 2028 100% ECP | 0 | 205 | 510 | 442 | No
2028-02-04 19:00 | 2028 100% ECP | 0 | 87.73 | 510 | 442 | No
2028-02-04 20:00 | 2028 100% ECP | 0 | 387.73 | 510 | 442 | No
2028-02-04 21:00 | 2028 100% ECP | 0 | 87.73 | 510 | 442 | No
2028-02-04 22:00 | 2028 100% ECP | 0 | 205 | 510 | 442 | No
2028-02-04 23:00 | 2028 100% ECP | 0 | 505 | 510 | 442 | No
2028-02-05 | 2028 100% ECP | 0 | 505 | 510 | 442 | No
2028-02-05 01:00 | 2028 100% ECP | 0 | 505 | 510 | 442 | No
2028-02-05 02:00 | 2028 100% ECP | 0 | 505 | 510 | 442 | No
2028-02-05 03:00 | 2028 100% ECP | 0 | 243.89 | 510 | 442 | No
2028-02-05 04:00 | 2028 100% ECP | 0 | 236.98 | 510 | 442 | No
2028-02-05 05:00 | 2028 100% ECP | 0 | 0 | 510 | 142 | No
2028-02-05 06:00 | 2028 100% ECP | 0 | 0 | 499.84 | 0 | No
2028-02-05 07:00 | 2028 100% ECP | 0 | 0 | 510 | 133.27 | No
2028-02-05 08:00 | 2028 100% ECP | 0 | 0 | 300 | 0 | No
2028-02-05 09:00 | 2028 100% ECP | 0 | 0 | 0 | 0 | No
2028-02-05 10:00 | 2028 100% ECP | 0 | 0 | -108.62 | 142 | No
2028-02-05 11:00 | 2028 100% ECP | 0 | 300 | 191.38 | 442 | No
2028-02-05 12:00 | 2028 100% ECP | 0 | 300 | 42.23 | 442 | No
2028-02-05 13:00 | 2028 100% ECP | 0 | 0 | -257.77 | 142 | No
2028-02-05 14:00 | 2028 100% ECP | 0 | 300 | 42.23 | 442 | No
2028-02-05 15:00 | 2028 100% ECP | 0 | 0 | -257.77 | 142 | No
2028-02-05 16:00 | 2028 100% ECP | 0 | 0 | -126.88 | 106.64 | No
2028-02-05 17:00 | 2028 100% ECP | 0 | -300 | -426.88 | -193.36 | No
2028-02-05 18:00 | 2028 100% ECP | 0 | 0 | -126.88 | 106.64 | No
2028-02-05 19:00 | 2028 100% ECP | 0 | -300 | -426.88 | -158 | No
2028-02-05 20:00 | 2028 100% ECP | 0 | 0 | -126.88 | 142 | No
2028-02-05 21:00 | 2028 100% ECP | 0 | 300 | 173.12 | 442 | No
2028-02-05 22:00 | 2028 100% ECP | 0 | 0 | 473.12 | 308.16 | No
2028-02-05 23:00 | 2028 100% ECP | 0 | 297.04 | 510 | 442 | No
2028-02-06 | 2028 100% ECP | 0 | 199.74 | 510 | 442 | No
2028-02-06 01:00 | 2028 100% ECP | 0 | 0 | 510 | 442 | No
2028-02-06 02:00 | 2028 100% ECP | 0 | 0 | 510 | 442 | No
2028-02-06 03:00 | 2028 100% ECP | 0 | 0 | 510 | 442 | No
2028-02-06 04:00 | 2028 100% ECP | 0 | 0 | 510 | 442 | No
2028-02-06 05:00 | 2028 100% ECP | 0 | 0 | 390 | 442 | No
2028-02-06 06:00 | 2028 100% ECP | 0 | 0 | 90 | 442 | No
2028-02-06 07:00 | 2028 100% ECP | 0 | 0 | -210 | 442 | No
2028-02-06 08:00 | 2028 100% ECP | 0 | -41.18 | -510 | 442 | No
2028-02-06 09:00 | 2028 100% ECP | 0 | -128.51 | -499.34 | 442 | No
2028-02-06 10:00 | 2028 100% ECP | 0 | 0 | -199.34 | 442 | No
2028-02-06 11:00 | 2028 100% ECP | 0 | 0 | -499.34 | 442 | No
2028-02-06 12:00 | 2028 100% ECP | 0 | -213.62 | -510 | 442 | No
2028-02-06 13:00 | 2028 100% ECP | 0 | -513.62 | -510 | 442 | No
2028-02-06 14:00 | 2028 100% ECP | 0 | -227.12 | -510 | 442 | No
2028-02-06 15:00 | 2028 100% ECP | 0 | -526 | -510 | 442 | No
2028-02-06 16:00 | 2028 100% ECP | 0 | -526 | -510 | 442 | No
2028-02-06 17:00 | 2028 100% ECP | 0 | -326.28 | -510 | 442 | No
2028-02-06 18:00 | 2028 100% ECP | 0 | -26.28 | -210 | 385.96 | No
2028-02-06 19:00 | 2028 100% ECP | 0 | 0 | 60.21 | 427.9 | No
2028-02-06 20:00 | 2028 100% ECP | 0 | -159.22 | -210 | 191.12 | No
2028-02-06 21:00 | 2028 100% ECP | 0 | -459.22 | -510 | -108.88 | No
2028-02-06 22:00 | 2028 100% ECP | 0 | -526 | -510 | -318.47 | No
2028-02-06 23:00 | 2028 100% ECP | 0 | -226 | -210 | -18.47 | Yes
2028-02-07 | 2028 100% ECP | 0 | 74 | 90 | 281.53 | Yes
2028-02-07 01:00 | 2028 100% ECP | 0 | 374 | 390 | 442 | Yes
2028-02-07 02:00 | 2028 100% ECP | 0 | 505 | 510 | 442 | Yes
2028-02-07 03:00 | 2028 100% ECP | 0 | 505 | 510 | 199.18 | Yes
2028-02-07 04:00 | 2028 100% ECP | 0 | 505 | 510 | 442 | Yes
2028-02-07 05:00 | 2028 100% ECP | 0 | 374 | 390 | 390 | Yes
2028-02-07 06:00 | 2028 100% ECP | 0 | 74 | 90 | 90 | Yes
2028-02-07 07:00 | 2028 100% ECP | 0 | -226 | -210 | -210 | Yes
2028-02-07 08:00 | 2028 100% ECP | 0 | -526 | -510 | -510 | Yes
2028-02-07 09:00 | 2028 100% ECP | 0 | -226 | -210 | -210 | Yes
2028-02-07 10:00 | 2028 100% ECP | 0 | 74 | 90 | 90 | Yes
2028-02-07 11:00 | 2028 100% ECP | 0 | 374 | 390 | 390 | Yes
2028-02-07 12:00 | 2028 100% ECP | 0 | 466.51 | 510 | 442 | Yes
2028-02-07 13:00 | 2028 100% ECP | 0 | 166.51 | 510 | 442 | Yes
2028-02-07 14:00 | 2028 100% ECP | 0 | 314.84 | 210 | 142 | Yes
2028-02-07 15:00 | 2028 100% ECP | 0 | 14.84 | -90 | -158 | Yes
2028-02-07 16:00 | 2028 100% ECP | 0 | -285.16 | -390 | -458 | Yes
2028-02-07 17:00 | 2028 100% ECP | 0 | -526 | -510 | -510 | Yes
2028-02-07 18:00 | 2028 100% ECP | 0 | -526 | -510 | -510 | Yes
2028-02-07 19:00 | 2028 100% ECP | 0 | -526 | -510 | -510 | Yes
2028-02-07 20:00 | 2028 100% ECP | 0 | -226 | -210 | -210 | Yes
2028-02-07 21:00 | 2028 100% ECP | 0 | 74 | 90 | 90 | Yes
2028-02-07 22:00 | 2028 100% ECP | 0 | 374 | 390 | 390 | Yes
2028-02-07 23:00 | 2028 100% ECP | 0 | 505 | 510 | 350.9 | Yes
2028-02-08 | 2028 100% ECP | 0 | 505 | 510 | 442 | Yes
2028-02-08 01:00 | 2028 100% ECP | 0 | 505 | 510 | 442 | Yes
2028-02-08 02:00 | 2028 100% ECP | 0 | 505 | 510 | 442 | Yes
2028-02-08 03:00 | 2028 100% ECP | 0 | 505 | 510 | 442 | Yes
2028-02-08 04:00 | 2028 100% ECP | 0 | 374 | 390 | 390 | Yes
2028-02-08 05:00 | 2028 100% ECP | 0 | 74 | 90 | 90 | Yes
2028-02-08 06:00 | 2028 100% ECP | 0 | -226 | -210 | -210 | Yes
2028-02-08 07:00 | 2028 100% ECP | 0 | -526 | -510 | -510 | Yes
2028-02-08 08:00 | 2028 100% ECP | 0 | -526 | -510 | -510 | No
2028-02-08 09:00 | 2028 100% ECP | 0 | -526 | -510 | -510 | Yes
2028-02-08 10:00 | 2028 100% ECP | 0 | -226 | -210 | -210 | Yes
2028-02-08 11:00 | 2028 100% ECP | 0 | 74 | 90 | 90 | Yes
2028-02-08 12:00 | 2028 100% ECP | 0 | 374 | 390 | 390 | Yes
2028-02-08 13:00 | 2028 100% ECP | 0 | 505 | 510 | 442 | Yes
2028-02-08 14:00 | 2028 100% ECP | 0 | 374 | 390 | 390 | Yes
2028-02-08 15:00 | 2028 100% ECP | 0 | 74 | 90 | 90 | Yes
2028-02-08 16:00 | 2028 100% ECP | 0 | -226 | -210 | -210 | Yes
2028-02-08 17:00 | 2028 100% ECP | 0 | -526 | -510 | -510 | Yes
2028-02-08 18:00 | 2028 100% ECP | 0 | -526 | -510 | -242.98 | No
2028-02-08 19:00 | 2028 100% ECP | 0 | -526 | -510 | 57.02 | No
2028-02-08 20:00 | 2028 100% ECP | 0 | -226 | -210 | 357.02 | No
2028-02-08 21:00 | 2028 100% ECP | 0 | 74 | 90 | 442 | Yes
2028-02-08 22:00 | 2028 100% ECP | 0 | 374 | 390 | 442 | Yes
2028-02-08 23:00 | 2028 100% ECP | 0 | 505 | 510 | 442 | Yes
2028-02-09 | 2028 100% ECP | 0 | 505 | 510 | 442 | Yes
2028-02-09 01:00 | 2028 100% ECP | 0 | 505 | 510 | 442 | Yes
2028-02-09 02:00 | 2028 100% ECP | 0 | 505 | 510 | 442 | Yes
2028-02-09 03:00 | 2028 100% ECP | 0 | 505 | 510 | 442 | Yes
2028-02-09 04:00 | 2028 100% ECP | 0 | 505 | 510 | 442 | Yes
2028-02-09 05:00 | 2028 100% ECP | 0 | 374 | 390 | 390 | Yes
2028-02-09 06:00 | 2028 100% ECP | 0 | 74 | 90 | 90 | Yes
2028-02-09 07:00 | 2028 100% ECP | 0 | -226 | -210 | -210 | Yes
2028-02-09 08:00 | 2028 100% ECP | 0 | -526 | -510 | -510 | No
2028-02-09 09:00 | 2028 100% ECP | 0 | -226 | -210 | -210 | Yes
2028-02-09 10:00 | 2028 100% ECP | 0 | 74 | 90 | 90 | Yes
2028-02-09 11:00 | 2028 100% ECP | 0 | 374 | 390 | 390 | Yes
2028-02-09 12:00 | 2028 100% ECP | 0 | 505 | 510 | 442 | Yes
2028-02-09 13:00 | 2028 100% ECP | 0 | 505 | 510 | 442 | Yes
2028-02-09 14:00 | 2028 100% ECP | 0 | 374 | 390 | 390 | Yes
2028-02-09 15:00 | 2028 100% ECP | 0 | 74 | 90 | 90 | Yes
2028-02-09 16:00 | 2028 100% ECP | 0 | -226 | -210 | -210 | Yes
2028-02-09 17:00 | 2028 100% ECP | 0 | -526 | -510 | -510 | Yes
2028-02-09 18:00 | 2028 100% ECP | 0 | -526 | -510 | -510 | No
2028-02-09 19:00 | 2028 100% ECP | 0 | -526 | -510 | -510 | No
2028-02-09 20:00 | 2028 100% ECP | 0 | -226 | -210 | -210 | Yes
2028-02-09 21:00 | 2028 100% ECP | 0 | 74 | 90 | 90 | Yes
2028-02-09 22:00 | 2028 100% ECP | 0 | 374 | 390 | 390 | Yes
2028-02-09 23:00 | 2028 100% ECP | 0 | 505 | 510 | 442 | Yes
2028-02-10 | 2028 100% ECP | 0 | 505 | 510 | 442 | Yes
2028-02-10 01:00 | 2028 100% ECP | 0 | 505 | 510 | 442 | Yes
2028-02-10 02:00 | 2028 100% ECP | 0 | 505 | 510 | 355.46 | Yes
2028-02-10 03:00 | 2028 100% ECP | 0 | 505 | 510 | 442 | Yes
2028-02-10 04:00 | 2028 100% ECP | 0 | 505 | 466.21 | 442 | Yes
2028-02-10 05:00 | 2028 100% ECP | 0 | 505 | 510 | 442 | Yes
2028-02-10 06:00 | 2028 100% ECP | 0 | 505 | 510 | 268.07 | Yes
2028-02-10 07:00 | 2028 100% ECP | 0 | 505 | 510 | 442 | Yes
2028-02-10 08:00 | 2028 100% ECP | 0 | 505 | 510 | 442 | Yes
2028-02-10 09:00 | 2028 100% ECP | 0 | 374 | 390 | 390 | Yes
2028-02-10 10:00 | 2028 100% ECP | 0 | 74 | 90 | 90 | Yes
2028-02-10 11:00 | 2028 100% ECP | 0 | -226 | -210 | -210 | Yes
2028-02-10 12:00 | 2028 100% ECP | 0 | -526 | -510 | -510 | Yes
2028-02-10 13:00 | 2028 100% ECP | 0 | -226 | -210 | -210 | Yes
2028-02-10 14:00 | 2028 100% ECP | 0 | 74 | 90 | 90 | Yes
2028-02-10 15:00 | 2028 100% ECP | 0 | 374 | 390 | 390 | Yes
2028-02-10 16:00 | 2028 100% ECP | 0 | 505 | 510 | 442 | Yes
2028-02-10 17:00 | 2028 100% ECP | 0 | 505 | 510 | 442 | Yes
2028-02-10 18:00 | 2028 100% ECP | 0 | 505 | 510 | 442 | Yes
2028-02-10 19:00 | 2028 100% ECP | 0 | 505 | 510 | 442 | Yes
2028-02-10 20:00 | 2028 100% ECP | 0 | 505 | 510 | 442 | Yes
2028-02-10 21:00 | 2028 100% ECP | 0 | 505 | 510 | 442 | Yes
2028-02-10 22:00 | 2028 100% ECP | 0 | 505 | 510 | 442 | Yes
2028-02-10 23:00 | 2028 100% ECP | 0 | 505 | 510 | 442 | Yes
2028-02-11 | 2028 100% ECP | 0 | 505 | 510 | 442 | Yes
2028-02-11 01:00 | 2028 100% ECP | 0 | 505 | 510 | 442 | Yes
2028-02-11 02:00 | 2028 100% ECP | 0 | 505 | 510 | 442 | Yes
2028-02-11 03:00 | 2028 100% ECP | 0 | 505 | 510 | 442 | Yes
2028-02-11 04:00 | 2028 100% ECP | 0 | 505 | 510 | 442 | Yes
2028-02-11 05:00 | 2028 100% ECP | 0 | 505 | 510 | 442 | Yes
2028-02-11 06:00 | 2028 100% ECP | 0 | 505 | 510 | 442 | Yes
2028-02-11 07:00 | 2028 100% ECP | 0 | 505 | 510 | 442 | Yes
2028-02-11 08:00 | 2028 100% ECP | 0 | 505 | 510 | 442 | Yes
2028-02-11 09:00 | 2028 100% ECP | 0 | 505 | 510 | 442 | Yes
2028-02-11 10:00 | 2028 100% ECP | 0 | 505 | 510 | 442 | Yes
2028-02-11 11:00 | 2028 100% ECP | 0 | 505 | 510 | 442 | Yes
2028-02-11 12:00 | 2028 100% ECP | 0 | 505 | 510 | 442 | Yes
2028-02-11 13:00 | 2028 100% ECP | 0 | 505 | 510 | 442 | Yes
2028-02-11 14:00 | 2028 100% ECP | 0 | 374 | 390 | 390 | Yes
2028-02-11 15:00 | 2028 100% ECP | 0 | 74 | 90 | 90 | Yes
2028-02-11 16:00 | 2028 100% ECP | 0 | -226 | -210 | -210 | Yes
2028-02-11 17:00 | 2028 100% ECP | 0 | -526 | -510 | -510 | No
2028-02-11 18:00 | 2028 100% ECP | 0 | -526 | -510 | -510 | No
2028-02-11 19:00 | 2028 100% ECP | 0 | -226 | -210 | -210 | No
2028-02-11 20:00 | 2028 100% ECP | 0 | 74 | 90 | 90 | No
2028-02-11 21:00 | 2028 100% ECP | 0 | 374 | 390 | 390 | Yes
2028-02-11 22:00 | 2028 100% ECP | 0 | 505 | 510 | 442 | Yes
2028-02-11 23:00 | 2028 100% ECP | 0 | 505 | 510 | 442 | Yes
2028-02-12 | 2028 100% ECP | 0 | 505 | 510 | 442 | No
2028-02-12 01:00 | 2028 100% ECP | 0 | 505 | 510 | 442 | No
2028-02-12 02:00 | 2028 100% ECP | 0 | 505 | 510 | 442 | No
2028-02-12 03:00 | 2028 100% ECP | 0 | 505 | 510 | 442 | No
2028-02-12 04:00 | 2028 100% ECP | 0 | 505 | 510 | 442 | No
2028-02-12 05:00 | 2028 100% ECP | 0 | 505 | 510 | 171.3 | No
2028-02-12 06:00 | 2028 100% ECP | 0 | 205 | 210 | -128.7 | No
2028-02-12 07:00 | 2028 100% ECP | 0 | 217.16 | 510 | 171.3 | No
2028-02-12 08:00 | 2028 100% ECP | 0 | 137.78 | 510 | 442 | No
2028-02-12 09:00 | 2028 100% ECP | 0 | 93.29 | 210 | 442 | No
2028-02-12 10:00 | 2028 100% ECP | 0 | -206.71 | -90 | 442 | No
2028-02-12 11:00 | 2028 100% ECP | 0 | -246.79 | -390 | 314.49 | No
2028-02-12 12:00 | 2028 100% ECP | 0 | -75.42 | -510 | 434.37 | No
2028-02-12 13:00 | 2028 100% ECP | 0 | -226 | -210 | 442 | No
2028-02-12 14:00 | 2028 100% ECP | 0 | -526 | -510 | 320.87 | No
2028-02-12 15:00 | 2028 100% ECP | 0 | -526 | -510 | 320.87 | No
2028-02-12 16:00 | 2028 100% ECP | 0 | -526 | -510 | 378.51 | No
2028-02-12 17:00 | 2028 100% ECP | 0 | -526 | -510 | 380.16 | No
2028-02-12 18:00 | 2028 100% ECP | 0 | -526 | -510 | 192.11 | No
2028-02-12 19:00 | 2028 100% ECP | 0 | -386.42 | -510 | 442 | No
2028-02-12 20:00 | 2028 100% ECP | 0 | -526 | -510 | 442 | Yes
2028-02-12 21:00 | 2028 100% ECP | 0 | -226 | -210 | 442 | Yes
2028-02-12 22:00 | 2028 100% ECP | 0 | 74 | 90 | 442 | Yes
2028-02-12 23:00 | 2028 100% ECP | 0 | 374 | 390 | 442 | Yes
2028-02-13 | 2028 100% ECP | 0 | 505 | 510 | 442 | No
2028-02-13 01:00 | 2028 100% ECP | 0 | 505 | 510 | 390 | No
2028-02-13 02:00 | 2028 100% ECP | 0 | 505 | 510 | 90 | No
2028-02-13 03:00 | 2028 100% ECP | 0 | 505 | 510 | -210 | No
2028-02-13 04:00 | 2028 100% ECP | 0 | 205 | 210 | -510 | No
2028-02-13 05:00 | 2028 100% ECP | 0 | 101.66 | 90 | -374.75 | No
2028-02-13 06:00 | 2028 100% ECP | 0 | -198.34 | -210 | -510 | No
2028-02-13 07:00 | 2028 100% ECP | 0 | -498.34 | -510 | -510 | No
2028-02-13 08:00 | 2028 100% ECP | 0 | -526 | -510 | -510 | No
2028-02-13 09:00 | 2028 100% ECP | 0 | -526 | -510 | -300 | No
2028-02-13 10:00 | 2028 100% ECP | 0 | -526 | -510 | 0 | No
2028-02-13 11:00 | 2028 100% ECP | 0 | -526 | -510 | 38.31 | No
2028-02-13 12:00 | 2028 100% ECP | 0 | -526 | -510 | -261.69 | No
2028-02-13 13:00 | 2028 100% ECP | 0 | -526 | -510 | -158 | No
2028-02-13 14:00 | 2028 100% ECP | 0 | -365.16 | -510 | 142 | No
2028-02-13 15:00 | 2028 100% ECP | 0 | -65.16 | -210 | 442 | No
2028-02-13 16:00 | 2028 100% ECP | 0 | 234.84 | 90 | 442 | No
2028-02-13 17:00 | 2028 100% ECP | 0 | 285.78 | 90 | 442 | No
2028-02-13 18:00 | 2028 100% ECP | 0 | -14.22 | -210 | 282.2 | No
2028-02-13 19:00 | 2028 100% ECP | 0 | -314.22 | -510 | -17.8 | No
2028-02-13 20:00 | 2028 100% ECP | 0 | -391.88 | -510 | 129.54 | No
2028-02-13 21:00 | 2028 100% ECP | 0 | -91.88 | -210 | 429.54 | No
2028-02-13 22:00 | 2028 100% ECP | 0 | 0 | -236.06 | 311.13 | No
2028-02-13 23:00 | 2028 100% ECP | 0 | -54.93 | -393.07 | 442 | No
2028-02-14 | 2028 100% ECP | 0 | -321.96 | -510 | 236.32 | No
2028-02-14 01:00 | 2028 100% ECP | 0 | -526 | -510 | -45.49 | Yes
2028-02-14 02:00 | 2028 100% ECP | 0 | -226 | -210 | 254.51 | Yes
2028-02-14 03:00 | 2028 100% ECP | 0 | 74 | 90 | 442 | Yes
2028-02-14 04:00 | 2028 100% ECP | 0 | 374 | 390 | 442 | Yes
2028-02-14 05:00 | 2028 100% ECP | 0 | 505 | 510 | 442 | Yes
2028-02-14 06:00 | 2028 100% ECP | 0 | 505 | 510 | 442 | Yes
2028-02-14 07:00 | 2028 100% ECP | 0 | 505 | 510 | 442 | Yes
2028-02-14 08:00 | 2028 100% ECP | 0 | 505 | 510 | 442 | Yes
2028-02-14 09:00 | 2028 100% ECP | 0 | 505 | 510 | 442 | Yes
2028-02-14 10:00 | 2028 100% ECP | 0 | 505 | 510 | 442 | Yes
2028-02-14 11:00 | 2028 100% ECP | 0 | 505 | 510 | 442 | Yes
2028-02-14 12:00 | 2028 100% ECP | 0 | 374 | 390 | 442 | Yes
2028-02-14 13:00 | 2028 100% ECP | 0 | 74 | 90 | 142.64 | Yes
2028-02-14 14:00 | 2028 100% ECP | 0 | -226 | -210 | -157.36 | Yes
2028-02-14 15:00 | 2028 100% ECP | 0 | -526 | -510 | -457.36 | Yes
2028-02-14 16:00 | 2028 100% ECP | 0 | -226 | -210 | -157.36 | No
2028-02-14 17:00 | 2028 100% ECP | 0 | 0 | -25.51 | 142.64 | No
2028-02-14 18:00 | 2028 100% ECP | 0 | -300 | -325.51 | 442 | No
2028-02-14 19:00 | 2028 100% ECP | 0 | 0 | -299.58 | 442 | No
2028-02-14 20:00 | 2028 100% ECP | 0 | 300 | 0.42 | 442 | No
2028-02-14 21:00 | 2028 100% ECP | 0 | 74 | 90 | 442 | No
2028-02-14 22:00 | 2028 100% ECP | 0 | -226 | -210 | 438.45 | No
2028-02-14 23:00 | 2028 100% ECP | 0 | -526 | -510 | 442 | No
2028-02-15 | 2028 100% ECP | 0 | -226 | -210 | 442 | Yes
2028-02-15 01:00 | 2028 100% ECP | 0 | 74 | 90 | 442 | Yes
2028-02-15 02:00 | 2028 100% ECP | 0 | 374 | 390 | 442 | Yes
2028-02-15 03:00 | 2028 100% ECP | 0 | 374 | 510 | 442 | Yes
2028-02-15 04:00 | 2028 100% ECP | 0 | 74 | 510 | 442 | Yes
2028-02-15 05:00 | 2028 100% ECP | 0 | 374 | 510 | 142 | Yes
2028-02-15 06:00 | 2028 100% ECP | 0 | 505 | 510 | 442 | Yes
2028-02-15 07:00 | 2028 100% ECP | 0 | 505 | 483 | 442 | Yes
2028-02-15 08:00 | 2028 100% ECP | 0 | 505 | 510 | 442 | Yes
2028-02-15 09:00 | 2028 100% ECP | 0 | 505 | 510 | 442 | Yes
2028-02-15 10:00 | 2028 100% ECP | 0 | 374 | 390 | 390 | Yes
2028-02-15 11:00 | 2028 100% ECP | 0 | 74 | 90 | 90 | Yes
2028-02-15 12:00 | 2028 100% ECP | 0 | -226 | -210 | -210 | Yes
2028-02-15 13:00 | 2028 100% ECP | 0 | -526 | -510 | -510 | Yes
2028-02-15 14:00 | 2028 100% ECP | 0 | -526 | -510 | -210 | Yes
2028-02-15 15:00 | 2028 100% ECP | 0 | -526 | -510 | -510 | Yes
2028-02-15 16:00 | 2028 100% ECP | 0 | -526 | -510 | -416.47 | Yes
2028-02-15 17:00 | 2028 100% ECP | 0 | -526 | -510 | -116.47 | Yes
2028-02-15 18:00 | 2028 100% ECP | 0 | -526 | -510 | 30.99 | No
2028-02-15 19:00 | 2028 100% ECP | 0 | -526 | -510 | 0 | No
2028-02-15 20:00 | 2028 100% ECP | 0 | -526 | -510 | 77.45 | No
2028-02-15 21:00 | 2028 100% ECP | 0 | -226 | -210 | 377.45 | Yes
2028-02-15 22:00 | 2028 100% ECP | 0 | 74 | 90 | 442 | Yes
2028-02-15 23:00 | 2028 100% ECP | 0 | 374 | 390 | 442 | Yes
2028-02-16 | 2028 100% ECP | 0 | 505 | 510 | 327.52 | Yes
2028-02-16 01:00 | 2028 100% ECP | 0 | 505 | 510 | 27.52 | Yes
2028-02-16 02:00 | 2028 100% ECP | 0 | 505 | 510 | -68 | Yes
2028-02-16 03:00 | 2028 100% ECP | 0 | 505 | 323.5 | 212.48 | Yes
2028-02-16 04:00 | 2028 100% ECP | 0 | 505 | 23.5 | 48.51 | Yes
2028-02-16 05:00 | 2028 100% ECP | 0 | 505 | 0 | 142 | Yes
2028-02-16 06:00 | 2028 100% ECP | 0 | 505 | 281.83 | 442 | Yes
2028-02-16 07:00 | 2028 100% ECP | 0 | 505 | 510 | 442 | Yes
2028-02-16 08:00 | 2028 100% ECP | 0 | 505 | 510 | 442 | Yes
2028-02-16 09:00 | 2028 100% ECP | 0 | 505 | 510 | 442 | Yes
2028-02-16 10:00 | 2028 100% ECP | 0 | 505 | 510 | 442 | Yes
2028-02-16 11:00 | 2028 100% ECP | 0 | 505 | 510 | 442 | Yes
2028-02-16 12:00 | 2028 100% ECP | 0 | 505 | 510 | 442 | Yes
2028-02-16 13:00 | 2028 100% ECP | 0 | 505 | 510 | 442 | Yes
2028-02-16 14:00 | 2028 100% ECP | 0 | 505 | 510 | 442 | Yes
2028-02-16 15:00 | 2028 100% ECP | 0 | 374 | 390 | 390 | Yes
2028-02-16 16:00 | 2028 100% ECP | 0 | 74 | 90 | 90 | Yes
2028-02-16 17:00 | 2028 100% ECP | 0 | -226 | -210 | -210 | Yes
2028-02-16 18:00 | 2028 100% ECP | 0 | -526 | -510 | -510 | Yes
2028-02-16 19:00 | 2028 100% ECP | 0 | -226 | -210 | -210 | Yes
2028-02-16 20:00 | 2028 100% ECP | 0 | 74 | 90 | 90 | Yes
2028-02-16 21:00 | 2028 100% ECP | 0 | 374 | 390 | 390 | Yes
2028-02-16 22:00 | 2028 100% ECP | 0 | 505 | 510 | 396.97 | Yes
2028-02-16 23:00 | 2028 100% ECP | 0 | 505 | 510 | 252.17 | Yes
2028-02-17 | 2028 100% ECP | 0 | 505 | 510 | 442 | Yes
2028-02-17 01:00 | 2028 100% ECP | 0 | 505 | 510 | 275.37 | Yes
2028-02-17 02:00 | 2028 100% ECP | 0 | 505 | 510 | 442 | Yes
2028-02-17 03:00 | 2028 100% ECP | 0 | 505 | 510 | 442 | Yes
2028-02-17 04:00 | 2028 100% ECP | 0 | 505 | 510 | 442 | Yes
2028-02-17 05:00 | 2028 100% ECP | 0 | 505 | 510 | 442 | Yes
2028-02-17 06:00 | 2028 100% ECP | 0 | 505 | 510 | 442 | Yes
2028-02-17 07:00 | 2028 100% ECP | 0 | 505 | 510 | 442 | Yes
2028-02-17 08:00 | 2028 100% ECP | 0 | 205 | 438.35 | 367.98 | Yes
2028-02-17 09:00 | 2028 100% ECP | 0 | 505 | 510 | 442 | Yes
2028-02-17 10:00 | 2028 100% ECP | 0 | 505 | 510 | 442 | Yes
2028-02-17 11:00 | 2028 100% ECP | 0 | 505 | 510 | 442 | Yes
2028-02-17 12:00 | 2028 100% ECP | 0 | 505 | 510 | 442 | Yes
2028-02-17 13:00 | 2028 100% ECP | 0 | 505 | 510 | 442 | Yes
2028-02-17 14:00 | 2028 100% ECP | 0 | 505 | 510 | 442 | Yes
2028-02-17 15:00 | 2028 100% ECP | 0 | 374 | 390 | 442 | Yes
2028-02-17 16:00 | 2028 100% ECP | 0 | 74 | 90 | 201.05 | Yes
2028-02-17 17:00 | 2028 100% ECP | 0 | -226 | -210 | -98.95 | Yes
2028-02-17 18:00 | 2028 100% ECP | 0 | -526 | -510 | -398.95 | No
2028-02-17 19:00 | 2028 100% ECP | 0 | -226 | -381.54 | -98.95 | No
2028-02-17 20:00 | 2028 100% ECP | 0 | -526 | -510 | -262.48 | No
2028-02-17 21:00 | 2028 100% ECP | 0 | -226 | -210 | 37.52 | No
2028-02-17 22:00 | 2028 100% ECP | 0 | 74 | 90 | 337.52 | Yes
2028-02-17 23:00 | 2028 100% ECP | 0 | 374 | 390 | 354.64 | Yes
2028-02-18 | 2028 100% ECP | 0 | 505 | 510 | 442 | Yes
2028-02-18 01:00 | 2028 100% ECP | 0 | 505 | 510 | 442 | Yes
2028-02-18 02:00 | 2028 100% ECP | 0 | 505 | 510 | 442 | Yes
2028-02-18 03:00 | 2028 100% ECP | 0 | 505 | 510 | 442 | Yes
2028-02-18 04:00 | 2028 100% ECP | 0 | 505 | 510 | 442 | Yes
2028-02-18 05:00 | 2028 100% ECP | 0 | 505 | 510 | 442 | Yes
2028-02-18 06:00 | 2028 100% ECP | 0 | 505 | 510 | 442 | Yes
2028-02-18 07:00 | 2028 100% ECP | 0 | 478.17 | 390 | 442 | Yes
2028-02-18 08:00 | 2028 100% ECP | 0 | 178.17 | 90 | 442 | Yes
2028-02-18 09:00 | 2028 100% ECP | 0 | -121.83 | -210 | 365.91 | Yes
2028-02-18 10:00 | 2028 100% ECP | 0 | -421.83 | -510 | 65.91 | Yes
2028-02-18 11:00 | 2028 100% ECP | 0 | -121.83 | -210 | 365.91 | Yes
2028-02-18 12:00 | 2028 100% ECP | 0 | 178.17 | 90 | 442 | Yes
2028-02-18 13:00 | 2028 100% ECP | 0 | 385.87 | 390 | 442 | Yes
2028-02-18 14:00 | 2028 100% ECP | 0 | 85.87 | 90 | 142 | Yes
2028-02-18 15:00 | 2028 100% ECP | 0 | -214.13 | -210 | -158 | Yes
2028-02-18 16:00 | 2028 100% ECP | 0 | -514.13 | -510 | -458 | Yes
2028-02-18 17:00 | 2028 100% ECP | 0 | -315.3 | -510 | -439.66 | No
2028-02-18 18:00 | 2028 100% ECP | 0 | -342.23 | -510 | -363.2 | No
2028-02-18 19:00 | 2028 100% ECP | 0 | -42.23 | -489.54 | -300 | No
2028-02-18 20:00 | 2028 100% ECP | 0 | 0 | -189.54 | 0 | No
2028-02-18 21:00 | 2028 100% ECP | 0 | 205 | 110.46 | 300 | No
2028-02-18 22:00 | 2028 100% ECP | 0 | 505 | 410.46 | 442 | No
2028-02-18 23:00 | 2028 100% ECP | 0 | 505 | 510 | 442 | No
2028-02-19 | 2028 100% ECP | 0 | 205 | 210 | 142 | No
2028-02-19 01:00 | 2028 100% ECP | 0 | 474.82 | 390 | 442 | No
2028-02-19 02:00 | 2028 100% ECP | 0 | 300 | 90 | 274.18 | No
2028-02-19 03:00 | 2028 100% ECP | 0 | 0 | -210 | -25.82 | No
2028-02-19 04:00 | 2028 100% ECP | 0 | -92.33 | -510 | 187.7 | No
2028-02-19 05:00 | 2028 100% ECP | 0 | -392.33 | -510 | -112.3 | No
2028-02-19 06:00 | 2028 100% ECP | 0 | -526 | -510 | 187.7 | No
2028-02-19 07:00 | 2028 100% ECP | 0 | -526 | -510 | 0 | Yes
2028-02-19 08:00 | 2028 100% ECP | 0 | -526 | -510 | 0 | Yes
2028-02-19 09:00 | 2028 100% ECP | 0 | -526 | -510 | 182.18 | Yes
2028-02-19 10:00 | 2028 100% ECP | 0 | -226 | -210 | 442 | Yes
2028-02-19 11:00 | 2028 100% ECP | 0 | 74 | 90 | 442 | Yes
2028-02-19 12:00 | 2028 100% ECP | 0 | 374 | 390 | 442 | Yes
2028-02-19 13:00 | 2028 100% ECP | 0 | 505 | 510 | 442 | Yes
2028-02-19 14:00 | 2028 100% ECP | 0 | 374 | 390 | 442 | Yes
2028-02-19 15:00 | 2028 100% ECP | 0 | 74 | 90 | 379.11 | Yes
2028-02-19 16:00 | 2028 100% ECP | 0 | -226 | -210 | 79.11 | Yes
2028-02-19 17:00 | 2028 100% ECP | 0 | -526 | -510 | -220.89 | Yes
2028-02-19 18:00 | 2028 100% ECP | 0 | -526 | -510 | -510 | Yes
2028-02-19 19:00 | 2028 100% ECP | 0 | -526 | -510 | -379.73 | No
2028-02-19 20:00 | 2028 100% ECP | 0 | -526 | -510 | -79.73 | No
2028-02-19 21:00 | 2028 100% ECP | 0 | -226 | -210 | 220.27 | No
2028-02-19 22:00 | 2028 100% ECP | 0 | 74 | 90 | 442 | Yes
2028-02-19 23:00 | 2028 100% ECP | 0 | 374 | 390 | 442 | Yes
2028-02-20 | 2028 100% ECP | 0 | 505 | 510 | 442 | Yes
2028-02-20 01:00 | 2028 100% ECP | 0 | 505 | 510 | 442 | Yes
2028-02-20 02:00 | 2028 100% ECP | 0 | 505 | 510 | 442 | Yes
2028-02-20 03:00 | 2028 100% ECP | 0 | 505 | 510 | 442 | Yes
2028-02-20 04:00 | 2028 100% ECP | 0 | 374 | 390 | 390 | Yes
2028-02-20 05:00 | 2028 100% ECP | 0 | 74 | 90 | 90 | Yes
2028-02-20 06:00 | 2028 100% ECP | 0 | -226 | -210 | -210 | Yes
2028-02-20 07:00 | 2028 100% ECP | 0 | -526 | -510 | -510 | Yes
2028-02-20 08:00 | 2028 100% ECP | 0 | -526 | -510 | -510 | Yes
2028-02-20 09:00 | 2028 100% ECP | 0 | -526 | -510 | -510 | Yes
2028-02-20 10:00 | 2028 100% ECP | 0 | -526 | -510 | -510 | Yes
2028-02-20 11:00 | 2028 100% ECP | 0 | -226 | -210 | -210 | Yes
2028-02-20 12:00 | 2028 100% ECP | 0 | 74 | 90 | 90 | Yes
2028-02-20 13:00 | 2028 100% ECP | 0 | 74 | 90 | 90 | Yes
2028-02-20 14:00 | 2028 100% ECP | 0 | -226 | -210 | -210 | Yes
2028-02-20 15:00 | 2028 100% ECP | 0 | -526 | -510 | -510 | Yes
2028-02-20 16:00 | 2028 100% ECP | 0 | -226 | -210 | -210 | Yes
2028-02-20 17:00 | 2028 100% ECP | 0 | -526 | -510 | -510 | Yes
2028-02-20 18:00 | 2028 100% ECP | 0 | -526 | -510 | -510 | No
2028-02-20 19:00 | 2028 100% ECP | 0 | -526 | -510 | -510 | No
2028-02-20 20:00 | 2028 100% ECP | 0 | -526 | -510 | -411.63 | No
2028-02-20 21:00 | 2028 100% ECP | 0 | -526 | -510 | -348.96 | No
2028-02-20 22:00 | 2028 100% ECP | 0 | -526 | -510 | -499.81 | Yes
2028-02-20 23:00 | 2028 100% ECP | 0 | -226 | -210 | -199.81 | Yes
2028-02-21 | 2028 100% ECP | 0 | 74 | 90 | 100.19 | Yes
2028-02-21 01:00 | 2028 100% ECP | 0 | 374 | 390 | 400.19 | Yes
2028-02-21 02:00 | 2028 100% ECP | 0 | 505 | 510 | 216.6 | Yes
2028-02-21 03:00 | 2028 100% ECP | 0 | 505 | 210 | 442 | Yes
2028-02-21 04:00 | 2028 100% ECP | 0 | 505 | 5.66 | 142 | Yes
2028-02-21 05:00 | 2028 100% ECP | 0 | 308.8 | 0 | 354.06 | Yes
2028-02-21 06:00 | 2028 100% ECP | 0 | 505 | -90 | 442 | Yes
2028-02-21 07:00 | 2028 100% ECP | 0 | 487.57 | 210 | 442 | Yes
2028-02-21 08:00 | 2028 100% ECP | 0 | 505 | 510 | 442 | Yes
2028-02-21 09:00 | 2028 100% ECP | 0 | 505 | 510 | 442 | Yes
2028-02-21 10:00 | 2028 100% ECP | 0 | 505 | 510 | 442 | Yes
2028-02-21 11:00 | 2028 100% ECP | 0 | 505 | 510 | 442 | Yes
2028-02-21 12:00 | 2028 100% ECP | 0 | 505 | 510 | 442 | Yes
2028-02-21 13:00 | 2028 100% ECP | 0 | 505 | 510 | 442 | Yes
2028-02-21 14:00 | 2028 100% ECP | 0 | 374 | 390 | 390 | Yes
2028-02-21 15:00 | 2028 100% ECP | 0 | 74 | 90 | 90 | Yes
2028-02-21 16:00 | 2028 100% ECP | 0 | -226 | -210 | -210 | Yes
2028-02-21 17:00 | 2028 100% ECP | 0 | -526 | -510 | -510 | Yes
2028-02-21 18:00 | 2028 100% ECP | 0 | -526 | -510 | -510 | Yes
2028-02-21 19:00 | 2028 100% ECP | 0 | -526 | -510 | -510 | Yes
2028-02-21 20:00 | 2028 100% ECP | 0 | -226 | -210 | -210 | Yes
2028-02-21 21:00 | 2028 100% ECP | 0 | 74 | 90 | 90 | Yes
2028-02-21 22:00 | 2028 100% ECP | 0 | 374 | 390 | 383.87 | Yes
2028-02-21 23:00 | 2028 100% ECP | 0 | 505 | 510 | 233 | Yes
2028-02-22 | 2028 100% ECP | 0 | 505 | 510 | 442 | Yes
2028-02-22 01:00 | 2028 100% ECP | 0 | 505 | 510 | 318.53 | Yes
2028-02-22 02:00 | 2028 100% ECP | 0 | 505 | 510 | 286.82 | Yes
2028-02-22 03:00 | 2028 100% ECP | 0 | 505 | 510 | -13.18 | Yes
2028-02-22 04:00 | 2028 100% ECP | 0 | 505 | 510 | 286.82 | Yes
2028-02-22 05:00 | 2028 100% ECP | 0 | 374 | 390 | 335.56 | Yes
2028-02-22 06:00 | 2028 100% ECP | 0 | 74 | 90 | 90 | Yes
2028-02-22 07:00 | 2028 100% ECP | 0 | -226 | -210 | -210 | Yes
2028-02-22 08:00 | 2028 100% ECP | 0 | -526 | -510 | -510 | Yes
2028-02-22 09:00 | 2028 100% ECP | 0 | -283.59 | -510 | -510 | Yes
2028-02-22 10:00 | 2028 100% ECP | 0 | 16.41 | -210 | -210 | Yes
2028-02-22 11:00 | 2028 100% ECP | 0 | 74 | 90 | 90 | Yes
2028-02-22 12:00 | 2028 100% ECP | 0 | -226 | -210 | -210 | Yes
2028-02-22 13:00 | 2028 100% ECP | 0 | -526 | -510 | -510 | Yes
2028-02-22 14:00 | 2028 100% ECP | 0 | -526 | -510 | -510 | Yes
2028-02-22 15:00 | 2028 100% ECP | 0 | -526 | -510 | -510 | Yes
2028-02-22 16:00 | 2028 100% ECP | 0 | -362.59 | -510 | -510 | No
2028-02-22 17:00 | 2028 100% ECP | 0 | -472.86 | -510 | -510 | No
2028-02-22 18:00 | 2028 100% ECP | 0 | -172.86 | -210 | -210 | No
2028-02-22 19:00 | 2028 100% ECP | 0 | 0 | 90 | 0 | No
2028-02-22 20:00 | 2028 100% ECP | 0 | 0 | 0 | 286.37 | No
2028-02-22 21:00 | 2028 100% ECP | 0 | 0 | 276.37 | 425.2 | No
2028-02-22 22:00 | 2028 100% ECP | 0 | 0 | 510 | 363.58 | No
2028-02-22 23:00 | 2028 100% ECP | 0 | 0 | 510 | 314.82 | No
2028-02-23 | 2028 100% ECP | 0 | 300 | 510 | 442 | No
2028-02-23 01:00 | 2028 100% ECP | 0 | 505 | 510 | 442 | No
2028-02-23 02:00 | 2028 100% ECP | 0 | 328.63 | 510 | 442 | No
2028-02-23 03:00 | 2028 100% ECP | 0 | 28.63 | 455.82 | 363.9 | No
2028-02-23 04:00 | 2028 100% ECP | 0 | 0 | 305.76 | 350.8 | No
2028-02-23 05:00 | 2028 100% ECP | 0 | 0 | 5.76 | 397.45 | No
2028-02-23 06:00 | 2028 100% ECP | 0 | 0 | -294.24 | 350.31 | No
2028-02-23 07:00 | 2028 100% ECP | 0 | 0 | -224.15 | 437.7 | No
2028-02-23 08:00 | 2028 100% ECP | 0 | 0 | 6.25 | 137.7 | No
2028-02-23 09:00 | 2028 100% ECP | 0 | 0 | -272.65 | -30.27 | No
2028-02-23 10:00 | 2028 100% ECP | 0 | 0 | -448.57 | 164.21 | No
2028-02-23 11:00 | 2028 100% ECP | 0 | 0 | -510 | 0 | No
2028-02-23 12:00 | 2028 100% ECP | 0 | 0 | -510 | 0 | No
2028-02-23 13:00 | 2028 100% ECP | 0 | 0 | -510 | -116.35 | No
2028-02-23 14:00 | 2028 100% ECP | 0 | 0 | -389.24 | -183.45 | No
2028-02-23 15:00 | 2028 100% ECP | 0 | 0 | -89.24 | 0 | No
2028-02-23 16:00 | 2028 100% ECP | 0 | 16.78 | 0 | -246.6 | No
2028-02-23 17:00 | 2028 100% ECP | 0 | -283.22 | -300 | -510 | No
2028-02-23 18:00 | 2028 100% ECP | 0 | -526 | -510 | -510 | No
2028-02-23 19:00 | 2028 100% ECP | 0 | -526 | -510 | -510 | No
2028-02-23 20:00 | 2028 100% ECP | 0 | -526 | -510 | -510 | No
2028-02-23 21:00 | 2028 100% ECP | 0 | -443.47 | -510 | -217.06 | No
2028-02-23 22:00 | 2028 100% ECP | 0 | -143.47 | -210 | 82.94 | No
2028-02-23 23:00 | 2028 100% ECP | 0 | 0 | -78.26 | 382.94 | No
2028-02-24 | 2028 100% ECP | 0 | -226 | -210 | 340.86 | No
2028-02-24 01:00 | 2028 100% ECP | 0 | -526 | -510 | 40.86 | Yes
2028-02-24 02:00 | 2028 100% ECP | 0 | -226 | -210 | 340.86 | Yes
2028-02-24 03:00 | 2028 100% ECP | 0 | 74 | 90 | 442 | Yes
2028-02-24 04:00 | 2028 100% ECP | 0 | 374 | 390 | 390 | Yes
2028-02-24 05:00 | 2028 100% ECP | 0 | 74 | 90 | 90 | Yes
2028-02-24 06:00 | 2028 100% ECP | 0 | -226 | -210 | -210 | Yes
2028-02-24 07:00 | 2028 100% ECP | 0 | -526 | -510 | -510 | Yes
2028-02-24 08:00 | 2028 100% ECP | 0 | -226 | -210 | -210 | Yes
2028-02-24 09:00 | 2028 100% ECP | 0 | -226 | -211.56 | 0 | Yes
2028-02-24 10:00 | 2028 100% ECP | 0 | -526 | -510 | 254.17 | Yes
2028-02-24 11:00 | 2028 100% ECP | 0 | -226 | -210 | 442 | Yes
2028-02-24 12:00 | 2028 100% ECP | 0 | 74 | 90 | 442 | Yes
2028-02-24 13:00 | 2028 100% ECP | 0 | -226 | -210 | 343 | Yes
2028-02-24 14:00 | 2028 100% ECP | 0 | -526 | -510 | 43 | Yes
2028-02-24 15:00 | 2028 100% ECP | 0 | -526 | -510 | -257 | Yes
2028-02-24 16:00 | 2028 100% ECP | 0 | -526 | -510 | -510 | Yes
2028-02-24 17:00 | 2028 100% ECP | 0 | -526 | -510 | -510 | No
2028-02-24 18:00 | 2028 100% ECP | 0 | -226 | -210 | -210 | No
2028-02-24 19:00 | 2028 100% ECP | 0 | 0 | 90 | 0 | No
2028-02-24 20:00 | 2028 100% ECP | 0 | 0 | 390 | 86.32 | No
2028-02-24 21:00 | 2028 100% ECP | 0 | 0 | 510 | 386.32 | No
2028-02-24 22:00 | 2028 100% ECP | 0 | 0 | 510 | 206.8 | No
2028-02-24 23:00 | 2028 100% ECP | 0 | 0 | 510 | 276.28 | No
2028-02-25 | 2028 100% ECP | 0 | 0 | 457.6 | 31.71 | No
2028-02-25 01:00 | 2028 100% ECP | 0 | 0 | 157.6 | 152.3 | No
2028-02-25 02:00 | 2028 100% ECP | 0 | 0 | 0 | 0 | No
2028-02-25 03:00 | 2028 100% ECP | 0 | 0 | 300 | 212.24 | No
2028-02-25 04:00 | 2028 100% ECP | 0 | 285.1 | 510 | 442 | No
2028-02-25 05:00 | 2028 100% ECP | 0 | 0 | 510 | 209.5 | No
2028-02-25 06:00 | 2028 100% ECP | 0 | 300 | 510 | 442 | No
2028-02-25 07:00 | 2028 100% ECP | 0 | 0 | 210 | 142 | No
2028-02-25 08:00 | 2028 100% ECP | 0 | 74 | 90 | 442 | No
2028-02-25 09:00 | 2028 100% ECP | 0 | -226 | -210 | 442 | No
2028-02-25 10:00 | 2028 100% ECP | 0 | -526 | -510 | 249.94 | No
2028-02-25 11:00 | 2028 100% ECP | 0 | -526 | -510 | 369.91 | Yes
2028-02-25 12:00 | 2028 100% ECP | 0 | -526 | -510 | 363.62 | No
2028-02-25 13:00 | 2028 100% ECP | 0 | -526 | -510 | 190.06 | Yes
2028-02-25 14:00 | 2028 100% ECP | 0 | -526 | -510 | 142 | Yes
2028-02-25 15:00 | 2028 100% ECP | 0 | -226 | -210 | 442 | No
2028-02-25 16:00 | 2028 100% ECP | 0 | -526 | -510 | 442 | No
2028-02-25 17:00 | 2028 100% ECP | 0 | -526 | -510 | 164.43 | No
2028-02-25 18:00 | 2028 100% ECP | 0 | -526 | -510 | 442 | No
2028-02-25 19:00 | 2028 100% ECP | 0 | -526 | -510 | 442 | No
2028-02-25 20:00 | 2028 100% ECP | 0 | -526 | -510 | 442 | No
2028-02-25 21:00 | 2028 100% ECP | 0 | -526 | -510 | 442 | No
2028-02-25 22:00 | 2028 100% ECP | 0 | -526 | -510 | 442 | Yes
2028-02-25 23:00 | 2028 100% ECP | 0 | -526 | -510 | 142 | Yes
2028-02-26 | 2028 100% ECP | 0 | -526 | -510 | -158 | No
2028-02-26 01:00 | 2028 100% ECP | 0 | -237.93 | -300 | 115.13 | No
2028-02-26 02:00 | 2028 100% ECP | 0 | 62.07 | 0 | 415.13 | No
2028-02-26 03:00 | 2028 100% ECP | 0 | -237.93 | -300 | 115.13 | No
2028-02-26 04:00 | 2028 100% ECP | 0 | -526 | -510 | -184.87 | No
2028-02-26 05:00 | 2028 100% ECP | 0 | -526 | -510 | -484.87 | No
2028-02-26 06:00 | 2028 100% ECP | 0 | -501.62 | -510 | -408.48 | No
2028-02-26 07:00 | 2028 100% ECP | 0 | -201.62 | -210 | -108.48 | No
2028-02-26 08:00 | 2028 100% ECP | 0 | -97.97 | -210 | 191.52 | No
2028-02-26 09:00 | 2028 100% ECP | 0 | -397.97 | -510 | 106.47 | No
2028-02-26 10:00 | 2028 100% ECP | 0 | -526 | -510 | -64.79 | No
2028-02-26 11:00 | 2028 100% ECP | 0 | -526 | -510 | -112.96 | No
2028-02-26 12:00 | 2028 100% ECP | 0 | -526 | -510 | -333.04 | No
2028-02-26 13:00 | 2028 100% ECP | 0 | -526 | -510 | -362.49 | No
2028-02-26 14:00 | 2028 100% ECP | 0 | -526 | -510 | -310.76 | No
2028-02-26 15:00 | 2028 100% ECP | 0 | -300 | -368.64 | -165.98 | No
2028-02-26 16:00 | 2028 100% ECP | 0 | 0 | -68.64 | -3.98 | No
2028-02-26 17:00 | 2028 100% ECP | 0 | 300 | 231.36 | 43.19 | No
2028-02-26 18:00 | 2028 100% ECP | 0 | 0 | -68.64 | -256.81 | No
2028-02-26 19:00 | 2028 100% ECP | 0 | -37.33 | -90 | -158 | No
2028-02-26 20:00 | 2028 100% ECP | 0 | 262.67 | 210 | 142 | No
2028-02-26 21:00 | 2028 100% ECP | 0 | 505 | 510 | 442 | No
2028-02-26 22:00 | 2028 100% ECP | 0 | 505 | 510 | 337.86 | No
2028-02-26 23:00 | 2028 100% ECP | 0 | 505 | 510 | 295.12 | No
2028-02-27 | 2028 100% ECP | 0 | 505 | 510 | 322.56 | No
2028-02-27 01:00 | 2028 100% ECP | 0 | 505 | 510 | 251.89 | No
2028-02-27 02:00 | 2028 100% ECP | 0 | 205 | 510 | 96.49 | No
2028-02-27 03:00 | 2028 100% ECP | 0 | 393.52 | 510 | 87.17 | No
2028-02-27 04:00 | 2028 100% ECP | 0 | 93.52 | 210 | -212.83 | No
2028-02-27 05:00 | 2028 100% ECP | 0 | 0 | -90 | -130.24 | No
2028-02-27 06:00 | 2028 100% ECP | 0 | 0 | 63.78 | 0 | No
2028-02-27 07:00 | 2028 100% ECP | 0 | 0 | 121.44 | 0 | No
2028-02-27 08:00 | 2028 100% ECP | 0 | 0 | 83.39 | 0 | No
2028-02-27 09:00 | 2028 100% ECP | 0 | -226 | -216.61 | 77.76 | No
2028-02-27 10:00 | 2028 100% ECP | 0 | -526 | -510 | -9.93 | No
2028-02-27 11:00 | 2028 100% ECP | 0 | -526 | -510 | 12.59 | No
2028-02-27 12:00 | 2028 100% ECP | 0 | -526 | -510 | -210 | No
2028-02-27 13:00 | 2028 100% ECP | 0 | -526 | -510 | -510 | No
2028-02-27 14:00 | 2028 100% ECP | 0 | -526 | -510 | -210 | No
2028-02-27 15:00 | 2028 100% ECP | 0 | -226 | -510 | -509.15 | No
2028-02-27 16:00 | 2028 100% ECP | 0 | 0 | -510 | -209.17 | No
2028-02-27 17:00 | 2028 100% ECP | 0 | -226 | -210 | -210 | No
2028-02-27 18:00 | 2028 100% ECP | 0 | -526 | -510 | -510 | No
2028-02-27 19:00 | 2028 100% ECP | 0 | -526 | -510 | -510 | No
2028-02-27 20:00 | 2028 100% ECP | 0 | -526 | -510 | -466.72 | No
2028-02-27 21:00 | 2028 100% ECP | 0 | -226 | -210 | -166.72 | No
2028-02-27 22:00 | 2028 100% ECP | 0 | 0 | -110.57 | 133.28 | No
2028-02-27 23:00 | 2028 100% ECP | 0 | -300 | -410.57 | 137.8 | No
2028-02-28 | 2028 100% ECP | 0 | 0 | -403.87 | 391.75 | No
2028-02-28 01:00 | 2028 100% ECP | 0 | -114.54 | -303.24 | 442 | No
2028-02-28 02:00 | 2028 100% ECP | 0 | -414.54 | -510 | 442 | No
2028-02-28 03:00 | 2028 100% ECP | 0 | -114.54 | -293.75 | 383.57 | No
2028-02-28 04:00 | 2028 100% ECP | 0 | 185.46 | 6.25 | 442 | No
2028-02-28 05:00 | 2028 100% ECP | 0 | -114.54 | -293.75 | 364.41 | No
2028-02-28 06:00 | 2028 100% ECP | 0 | 0 | -99.81 | 64.41 | No
2028-02-28 07:00 | 2028 100% ECP | 0 | 300 | 200.19 | 364.41 | No
2028-02-28 08:00 | 2028 100% ECP | 0 | 13.11 | -99.81 | 64.41 | No
2028-02-28 09:00 | 2028 100% ECP | 0 | -286.89 | -399.81 | -235.59 | No
2028-02-28 10:00 | 2028 100% ECP | 0 | -526 | -510 | -510 | No
2028-02-28 11:00 | 2028 100% ECP | 0 | -526 | -510 | -210 | No
2028-02-28 12:00 | 2028 100% ECP | 0 | -526 | -510 | 90 | No
2028-02-28 13:00 | 2028 100% ECP | 0 | -526 | -510 | 390 | No
2028-02-28 14:00 | 2028 100% ECP | 0 | -526 | -510 | 442 | No
2028-02-28 15:00 | 2028 100% ECP | 0 | -226 | -510 | 442 | No
2028-02-28 16:00 | 2028 100% ECP | 0 | -111.24 | -510 | 397.26 | No
2028-02-28 17:00 | 2028 100% ECP | 0 | 0 | -510 | 442 | No
2028-02-28 18:00 | 2028 100% ECP | 0 | -226 | -510 | 442 | No
2028-02-28 19:00 | 2028 100% ECP | 0 | -526 | -510 | 442 | No
2028-02-28 20:00 | 2028 100% ECP | 0 | -227.04 | -510 | 442 | No
2028-02-28 21:00 | 2028 100% ECP | 0 | -227.04 | -510 | 434.2 | No
2028-02-28 22:00 | 2028 100% ECP | 0 | -526 | -510 | 134.2 | No
2028-02-28 23:00 | 2028 100% ECP | 0 | -226 | -210 | 434.2 | Yes
2028-02-29 | 2028 100% ECP | 0 | 74 | 90 | 442 | Yes
2028-02-29 01:00 | 2028 100% ECP | 0 | 374 | 390 | 442 | Yes
2028-02-29 02:00 | 2028 100% ECP | 0 | 198.55 | 90 | 179.52 | Yes
2028-02-29 03:00 | 2028 100% ECP | 0 | 0 | -210 | -120.48 | Yes
2028-02-29 04:00 | 2028 100% ECP | 0 | -226 | -210 | 47.21 | Yes
2028-02-29 05:00 | 2028 100% ECP | 0 | -526 | -510 | -252.79 | Yes
2028-02-29 06:00 | 2028 100% ECP | 0 | -526 | -510 | -510 | Yes
2028-02-29 07:00 | 2028 100% ECP | 0 | -526 | -510 | -510 | Yes
2028-02-29 08:00 | 2028 100% ECP | 0 | -526 | -510 | -510 | Yes
2028-02-29 09:00 | 2028 100% ECP | 0 | -395 | -470.29 | -369 | Yes
2028-02-29 10:00 | 2028 100% ECP | 0 | -95 | -170.29 | -69 | Yes
2028-02-29 11:00 | 2028 100% ECP | 0 | 205 | 129.71 | 231 | Yes
2028-02-29 12:00 | 2028 100% ECP | 0 | 505 | 429.71 | 442 | Yes
2028-02-29 13:00 | 2028 100% ECP | 0 | 374 | 352.71 | 390 | Yes
2028-02-29 14:00 | 2028 100% ECP | 0 | 74 | 52.71 | 90 | Yes
2028-02-29 15:00 | 2028 100% ECP | 0 | -226 | -247.29 | -210 | Yes
2028-02-29 16:00 | 2028 100% ECP | 0 | -526 | -510 | -510 | Yes
2028-02-29 17:00 | 2028 100% ECP | 0 | -526 | -510 | -510 | Yes
2028-02-29 18:00 | 2028 100% ECP | 0 | -526 | -510 | -510 | No
2028-02-29 19:00 | 2028 100% ECP | 0 | -526 | -510 | -510 | Yes
2028-02-29 20:00 | 2028 100% ECP | 0 | -526 | -510 | -510 | Yes
2028-02-29 21:00 | 2028 100% ECP | 0 | -226 | -210 | -210 | Yes
2028-02-29 22:00 | 2028 100% ECP | 0 | 74 | 90 | 90 | Yes
2028-02-29 23:00 | 2028 100% ECP | 0 | 374 | 390 | 231.23 | Yes
2028-03-01 | 2028 100% ECP | 0 | 505 | 510 | 442 | Yes
2028-03-01 01:00 | 2028 100% ECP | 0 | 505 | 510 | 399.82 | Yes
2028-03-01 02:00 | 2028 100% ECP | 0 | 505 | 510 | 99.82 | Yes
2028-03-01 03:00 | 2028 100% ECP | 0 | 505 | 510 | 304.1 | Yes
2028-03-01 04:00 | 2028 100% ECP | 0 | 505 | 510 | 442 | Yes
2028-03-01 05:00 | 2028 100% ECP | 0 | 374 | 390 | 318.2 | Yes
2028-03-01 06:00 | 2028 100% ECP | 0 | 74 | 90 | 90 | Yes
2028-03-01 07:00 | 2028 100% ECP | 0 | -226 | -210 | -210 | Yes
2028-03-01 08:00 | 2028 100% ECP | 0 | -526 | -510 | -510 | Yes
2028-03-01 09:00 | 2028 100% ECP | 0 | -226 | -210 | -210 | Yes
2028-03-01 10:00 | 2028 100% ECP | 0 | 74 | 90 | 90 | Yes
2028-03-01 11:00 | 2028 100% ECP | 0 | 374 | 390 | 390 | Yes
2028-03-01 12:00 | 2028 100% ECP | 0 | 74 | 90 | 338.1 | Yes
2028-03-01 13:00 | 2028 100% ECP | 0 | -226 | -210 | 38.1 | Yes
2028-03-01 14:00 | 2028 100% ECP | 0 | -526 | -510 | -261.9 | Yes
2028-03-01 15:00 | 2028 100% ECP | 0 | -526 | -510 | -41.91 | Yes
2028-03-01 16:00 | 2028 100% ECP | 0 | -259.16 | -210 | 121.9 | No
2028-03-01 17:00 | 2028 100% ECP | 0 | 40.84 | 90 | 421.9 | No
2028-03-01 18:00 | 2028 100% ECP | 0 | 40.84 | 390 | 442 | No
2028-03-01 19:00 | 2028 100% ECP | 0 | 90.68 | 510 | 442 | No
2028-03-01 20:00 | 2028 100% ECP | 0 | 90.68 | 510 | 442 | No
2028-03-01 21:00 | 2028 100% ECP | 0 | 390.68 | 510 | 442 | No
2028-03-01 22:00 | 2028 100% ECP | 0 | 90.68 | 510 | 352.94 | No
2028-03-01 23:00 | 2028 100% ECP | 0 | 90.68 | 510 | 442 | No
2028-03-02 | 2028 100% ECP | 0 | 313.68 | 510 | 442 | No
2028-03-02 01:00 | 2028 100% ECP | 0 | 405.4 | 510 | 442 | No
2028-03-02 02:00 | 2028 100% ECP | 0 | 105.4 | 510 | 442 | No
2028-03-02 03:00 | 2028 100% ECP | 0 | 0 | 510 | 442 | No
2028-03-02 04:00 | 2028 100% ECP | 0 | 0 | 210 | 442 | No
2028-03-02 05:00 | 2028 100% ECP | 0 | 0 | 290.34 | 442 | No
2028-03-02 06:00 | 2028 100% ECP | 0 | 0 | 0 | 442 | No
2028-03-02 07:00 | 2028 100% ECP | 0 | 0 | -210 | 159.91 | No
2028-03-02 08:00 | 2028 100% ECP | 0 | -233.62 | -510 | 142 | No
2028-03-02 09:00 | 2028 100% ECP | 0 | -487.66 | -510 | 442 | No
2028-03-02 10:00 | 2028 100% ECP | 0 | -526 | -510 | 442 | Yes
2028-03-02 11:00 | 2028 100% ECP | 0 | -526 | -510 | 442 | Yes
2028-03-02 12:00 | 2028 100% ECP | 0 | -526 | -510 | 241.8 | Yes
2028-03-02 13:00 | 2028 100% ECP | 0 | -526 | -510 | 347.36 | Yes
2028-03-02 14:00 | 2028 100% ECP | 0 | -526 | -510 | 442 | Yes
2028-03-02 15:00 | 2028 100% ECP | 0 | -526 | -510 | 213.54 | Yes
2028-03-02 16:00 | 2028 100% ECP | 0 | -526 | -510 | 442 | Yes
2028-03-02 17:00 | 2028 100% ECP | 0 | -226 | -508.06 | 442 | No
2028-03-02 18:00 | 2028 100% ECP | 0 | -526 | -510 | 442 | No
2028-03-02 19:00 | 2028 100% ECP | 0 | -300 | -510 | 442 | No
2028-03-02 20:00 | 2028 100% ECP | 0 | 0 | -210 | 442 | No
2028-03-02 21:00 | 2028 100% ECP | 0 | 0 | 0 | 442 | No
2028-03-02 22:00 | 2028 100% ECP | 0 | 0 | -8.26 | 442 | No
2028-03-02 23:00 | 2028 100% ECP | 0 | 0 | -142.56 | 442 | No
2028-03-03 | 2028 100% ECP | 0 | 0 | -134.41 | 304.32 | No
2028-03-03 01:00 | 2028 100% ECP | 0 | 0 | 15.51 | 61.72 | No
2028-03-03 02:00 | 2028 100% ECP | 0 | 0 | 0 | 273.03 | No
2028-03-03 03:00 | 2028 100% ECP | 0 | 205 | 270.87 | 372.1 | No
2028-03-03 04:00 | 2028 100% ECP | 0 | 505 | 510 | 442 | No
2028-03-03 05:00 | 2028 100% ECP | 0 | 205 | 210 | 142 | No
2028-03-03 06:00 | 2028 100% ECP | 0 | 0 | 210 | 85.97 | No
2028-03-03 07:00 | 2028 100% ECP | 0 | 300 | 510 | 385.97 | No
2028-03-03 08:00 | 2028 100% ECP | 0 | 505 | 510 | 142 | No
2028-03-03 09:00 | 2028 100% ECP | 0 | 205 | 210 | 442 | No
2028-03-03 10:00 | 2028 100% ECP | 0 | 0 | -90 | 142 | No
2028-03-03 11:00 | 2028 100% ECP | 0 | 0 | -390 | -82.81 | No
2028-03-03 12:00 | 2028 100% ECP | 0 | -80.33 | -510 | -382.81 | No
2028-03-03 13:00 | 2028 100% ECP | 0 | 0 | -510 | -102.5 | No
2028-03-03 14:00 | 2028 100% ECP | 0 | 0 | -276.3 | -71.35 | No
2028-03-03 15:00 | 2028 100% ECP | 0 | 0 | 23.7 | 228.65 | No
2028-03-03 16:00 | 2028 100% ECP | 0 | 205 | 323.7 | -71.35 | No
2028-03-03 17:00 | 2028 100% ECP | 0 | 505 | 510 | 228.65 | No
2028-03-03 18:00 | 2028 100% ECP | 0 | 205 | 210 | -71.35 | No
2028-03-03 19:00 | 2028 100% ECP | 0 | -95 | -90 | -186.34 | No
2028-03-03 20:00 | 2028 100% ECP | 0 | 205 | 210 | 113.66 | No
2028-03-03 21:00 | 2028 100% ECP | 0 | 505 | 510 | 413.66 | No
2028-03-03 22:00 | 2028 100% ECP | 0 | 505 | 510 | 442 | No
2028-03-03 23:00 | 2028 100% ECP | 0 | 505 | 510 | 442 | No
2028-03-04 | 2028 100% ECP | 0 | 304.37 | 510 | 442 | No
2028-03-04 01:00 | 2028 100% ECP | 0 | 251.96 | 510 | 442 | No
2028-03-04 02:00 | 2028 100% ECP | 0 | 393.07 | 510 | 310.45 | No
2028-03-04 03:00 | 2028 100% ECP | 0 | 282.66 | 510 | 313.96 | No
2028-03-04 04:00 | 2028 100% ECP | 0 | 342.65 | 510 | 270.06 | No
2028-03-04 05:00 | 2028 100% ECP | 0 | 163.7 | 510 | 213.93 | No
2028-03-04 06:00 | 2028 100% ECP | 0 | 5.78 | 510 | 365.09 | No
2028-03-04 07:00 | 2028 100% ECP | 0 | 5.78 | 510 | 368.69 | No
2028-03-04 08:00 | 2028 100% ECP | 0 | 262.05 | 510 | 442 | No
2028-03-04 09:00 | 2028 100% ECP | 0 | 141.33 | 510 | 442 | No
2028-03-04 10:00 | 2028 100% ECP | 0 | 0 | 510 | 413.38 | No
2028-03-04 11:00 | 2028 100% ECP | 0 | 0 | 510 | 413.38 | No
2028-03-04 12:00 | 2028 100% ECP | 0 | 0 | 510 | 363.11 | No
2028-03-04 13:00 | 2028 100% ECP | 0 | 0 | 510 | 82.32 | No
2028-03-04 14:00 | 2028 100% ECP | 0 | 0 | 510 | 0 | No
2028-03-04 15:00 | 2028 100% ECP | 0 | 0 | 390 | 0 | No
2028-03-04 16:00 | 2028 100% ECP | 0 | 300 | 90 | 105.25 | No
2028-03-04 17:00 | 2028 100% ECP | 0 | 0 | -210 | -194.75 | No
2028-03-04 18:00 | 2028 100% ECP | 0 | -300 | -510 | -494.75 | No
2028-03-04 19:00 | 2028 100% ECP | 0 | 0 | -390 | -350.89 | No
2028-03-04 20:00 | 2028 100% ECP | 0 | 0 | -90 | -50.89 | No
2028-03-04 21:00 | 2028 100% ECP | 0 | 210.95 | 210 | 249.11 | No
2028-03-04 22:00 | 2028 100% ECP | 0 | 505 | 510 | 442 | No
2028-03-04 23:00 | 2028 100% ECP | 0 | 505 | 510 | 379.74 | No
2028-03-05 | 2028 100% ECP | 0 | 358.18 | 510 | 442 | No
2028-03-05 01:00 | 2028 100% ECP | 0 | 505 | 510 | 328.11 | No
2028-03-05 02:00 | 2028 100% ECP | 0 | 480.15 | 510 | 328.11 | No
2028-03-05 03:00 | 2028 100% ECP | 0 | 505 | 510 | 301.15 | No
2028-03-05 04:00 | 2028 100% ECP | 0 | 440.87 | 510 | 329.82 | No
2028-03-05 05:00 | 2028 100% ECP | 0 | 262.58 | 510 | 329.82 | No
2028-03-05 06:00 | 2028 100% ECP | 0 | 214.27 | 510 | 116.99 | No
2028-03-05 07:00 | 2028 100% ECP | 0 | 300 | 247.28 | 24.88 | No
2028-03-05 08:00 | 2028 100% ECP | 0 | 0 | -52.72 | -275.12 | No
2028-03-05 09:00 | 2028 100% ECP | 0 | 0 | 174.56 | 0 | No
2028-03-05 10:00 | 2028 100% ECP | 0 | 0 | 474.56 | 0 | No
2028-03-05 11:00 | 2028 100% ECP | 0 | 0 | 510 | 0 | No
2028-03-05 12:00 | 2028 100% ECP | 0 | 0 | 510 | 0 | No
2028-03-05 13:00 | 2028 100% ECP | 0 | 0 | 307.59 | 0 | No
2028-03-05 14:00 | 2028 100% ECP | 0 | 0 | 7.59 | 0 | No
2028-03-05 15:00 | 2028 100% ECP | 0 | -226 | -210 | -34.32 | No
2028-03-05 16:00 | 2028 100% ECP | 0 | -526 | -510 | -334.32 | No
2028-03-05 17:00 | 2028 100% ECP | 0 | -526 | -510 | -510 | No
2028-03-05 18:00 | 2028 100% ECP | 0 | -526 | -510 | -510 | No
2028-03-05 19:00 | 2028 100% ECP | 0 | -526 | -510 | -510 | No
2028-03-05 20:00 | 2028 100% ECP | 0 | -526 | -510 | -510 | No
2028-03-05 21:00 | 2028 100% ECP | 0 | -329.69 | -510 | -210 | No
2028-03-05 22:00 | 2028 100% ECP | 0 | -29.69 | -300 | -27.58 | No
2028-03-05 23:00 | 2028 100% ECP | 0 | 0 | 0 | 58.32 | No
2028-03-06 | 2028 100% ECP | 0 | 0 | 300 | 127.12 | No
2028-03-06 01:00 | 2028 100% ECP | 0 | -85.66 | 0 | -172.88 | No
2028-03-06 02:00 | 2028 100% ECP | 0 | -155.51 | -300 | 0 | No
2028-03-06 03:00 | 2028 100% ECP | 0 | 144.49 | 0 | 300 | No
2028-03-06 04:00 | 2028 100% ECP | 0 | 0 | -210 | 242.02 | No
2028-03-06 05:00 | 2028 100% ECP | 0 | -300 | -510 | -57.98 | No
2028-03-06 06:00 | 2028 100% ECP | 0 | -526 | -510 | -254.11 | No
2028-03-06 07:00 | 2028 100% ECP | 0 | -526 | -510 | -510 | No
2028-03-06 08:00 | 2028 100% ECP | 0 | -526 | -510 | -510 | No
2028-03-06 09:00 | 2028 100% ECP | 0 | -526 | -510 | -210 | Yes
2028-03-06 10:00 | 2028 100% ECP | 0 | -526 | -510 | 90 | Yes
2028-03-06 11:00 | 2028 100% ECP | 0 | -526 | -510 | 51.06 | Yes
2028-03-06 12:00 | 2028 100% ECP | 0 | -526 | -510 | 296.85 | Yes
2028-03-06 13:00 | 2028 100% ECP | 0 | -526 | -510 | 442 | Yes
2028-03-06 14:00 | 2028 100% ECP | 0 | -526 | -510 | 442 | Yes
2028-03-06 15:00 | 2028 100% ECP | 0 | -526 | -510 | 442 | Yes
2028-03-06 16:00 | 2028 100% ECP | 0 | -300 | -353.12 | 390 | No
2028-03-06 17:00 | 2028 100% ECP | 0 | 0 | -53.12 | 90 | No
2028-03-06 18:00 | 2028 100% ECP | 0 | -300 | -353.12 | -210 | No
2028-03-06 19:00 | 2028 100% ECP | 0 | -526 | -510 | -510 | No
2028-03-06 20:00 | 2028 100% ECP | 0 | -258.64 | -300 | -221.92 | No
2028-03-06 21:00 | 2028 100% ECP | 0 | 41.36 | 0 | 78.08 | No
2028-03-06 22:00 | 2028 100% ECP | 0 | 0 | 292 | 378.08 | No
2028-03-06 23:00 | 2028 100% ECP | 0 | -170.93 | -8 | 96.84 | No
2028-03-07 | 2028 100% ECP | 0 | 68.3 | 247.48 | 396.84 | No
2028-03-07 01:00 | 2028 100% ECP | 0 | 0 | -52.52 | 206.24 | No
2028-03-07 02:00 | 2028 100% ECP | 0 | -300 | -352.52 | 156.57 | No
2028-03-07 03:00 | 2028 100% ECP | 0 | -526 | -510 | 124.3 | No
2028-03-07 04:00 | 2028 100% ECP | 0 | -526 | -510 | -89.18 | No
2028-03-07 05:00 | 2028 100% ECP | 0 | -526 | -510 | 164.43 | No
2028-03-07 06:00 | 2028 100% ECP | 0 | -526 | -510 | 0 | No
2028-03-07 07:00 | 2028 100% ECP | 0 | -526 | -510 | -41.08 | Yes
2028-03-07 08:00 | 2028 100% ECP | 0 | -526 | -510 | -94.23 | Yes
2028-03-07 09:00 | 2028 100% ECP | 0 | -526 | -510 | -210 | Yes
2028-03-07 10:00 | 2028 100% ECP | 0 | -526 | -510 | -510 | Yes
2028-03-07 11:00 | 2028 100% ECP | 0 | -526 | -510 | -510 | Yes
2028-03-07 12:00 | 2028 100% ECP | 0 | -526 | -510 | -510 | Yes
2028-03-07 13:00 | 2028 100% ECP | 0 | -526 | -510 | -510 | Yes
2028-03-07 14:00 | 2028 100% ECP | 0 | -526 | -510 | -510 | Yes
2028-03-07 15:00 | 2028 100% ECP | 0 | -526 | -510 | -510 | Yes
2028-03-07 16:00 | 2028 100% ECP | 0 | -526 | -510 | -510 | Yes
2028-03-07 17:00 | 2028 100% ECP | 0 | -526 | -510 | -510 | Yes
2028-03-07 18:00 | 2028 100% ECP | 0 | -526 | -510 | -510 | Yes
2028-03-07 19:00 | 2028 100% ECP | 0 | -526 | -510 | -510 | Yes
2028-03-07 20:00 | 2028 100% ECP | 0 | -526 | -510 | -510 | Yes
2028-03-07 21:00 | 2028 100% ECP | 0 | -526 | -510 | -510 | Yes
2028-03-07 22:00 | 2028 100% ECP | 0 | -526 | -510 | -510 | Yes
2028-03-07 23:00 | 2028 100% ECP | 0 | -291.08 | -510 | -510 | Yes
2028-03-08 | 2028 100% ECP | 0 | -526 | -510 | -300 | No
2028-03-08 01:00 | 2028 100% ECP | 0 | -491.85 | -510 | 0 | No
2028-03-08 02:00 | 2028 100% ECP | 0 | -526 | -510 | -106.66 | No
2028-03-08 03:00 | 2028 100% ECP | 0 | -526 | -510 | 98.44 | No
2028-03-08 04:00 | 2028 100% ECP | 0 | -424.52 | -510 | -201.56 | No
2028-03-08 05:00 | 2028 100% ECP | 0 | -526 | -510 | -24.01 | No
2028-03-08 06:00 | 2028 100% ECP | 0 | -526 | -510 | -144.2 | No
2028-03-08 07:00 | 2028 100% ECP | 0 | -303.96 | -510 | 142 | No
2028-03-08 08:00 | 2028 100% ECP | 0 | -526 | -510 | 442 | No
2028-03-08 09:00 | 2028 100% ECP | 0 | -526 | -510 | 442 | Yes
2028-03-08 10:00 | 2028 100% ECP | 0 | -526 | -510 | 209.04 | Yes
2028-03-08 11:00 | 2028 100% ECP | 0 | -526 | -510 | -90.96 | Yes
2028-03-08 12:00 | 2028 100% ECP | 0 | -526 | -510 | -376.86 | Yes
2028-03-08 13:00 | 2028 100% ECP | 0 | -526 | -510 | -293.73 | Yes
2028-03-08 14:00 | 2028 100% ECP | 0 | -526 | -510 | -327.72 | Yes
2028-03-08 15:00 | 2028 100% ECP | 0 | -526 | -510 | -27.72 | Yes
2028-03-08 16:00 | 2028 100% ECP | 0 | -526 | -510 | 65.63 | Yes
2028-03-08 17:00 | 2028 100% ECP | 0 | -526 | -510 | 365.63 | No
2028-03-08 18:00 | 2028 100% ECP | 0 | -526 | -510 | 442 | No
2028-03-08 19:00 | 2028 100% ECP | 0 | -526 | -510 | 442 | No
2028-03-08 20:00 | 2028 100% ECP | 0 | -526 | -510 | 442 | No
2028-03-08 21:00 | 2028 100% ECP | 0 | -526 | -510 | 442 | No
2028-03-08 22:00 | 2028 100% ECP | 0 | -526 | -510 | 405.2 | Yes
2028-03-08 23:00 | 2028 100% ECP | 0 | -526 | -510 | 278.92 | Yes
2028-03-09 | 2028 100% ECP | 0 | -226 | -210 | 442 | No
2028-03-09 01:00 | 2028 100% ECP | 0 | 74 | 90 | 219.26 | No
2028-03-09 02:00 | 2028 100% ECP | 0 | 374 | 390 | 442 | No
2028-03-09 03:00 | 2028 100% ECP | 0 | 323.85 | 390 | 442 | No
2028-03-09 04:00 | 2028 100% ECP | 0 | 23.85 | 90 | 142 | No
2028-03-09 05:00 | 2028 100% ECP | 0 | -276.15 | -210 | -156.01 | No
2028-03-09 06:00 | 2028 100% ECP | 0 | -526 | -510 | -94.37 | No
2028-03-09 07:00 | 2028 100% ECP | 0 | -526 | -510 | 205.63 | No
2028-03-09 08:00 | 2028 100% ECP | 0 | -526 | -510 | 442 | No
2028-03-09 09:00 | 2028 100% ECP | 0 | -526 | -510 | 442 | No
2028-03-09 10:00 | 2028 100% ECP | 0 | -526 | -510 | 429.24 | Yes
2028-03-09 11:00 | 2028 100% ECP | 0 | -526 | -510 | 129.24 | Yes
2028-03-09 12:00 | 2028 100% ECP | 0 | -526 | -510 | -170.76 | Yes
2028-03-09 13:00 | 2028 100% ECP | 0 | -526 | -510 | -350.32 | Yes
2028-03-09 14:00 | 2028 100% ECP | 0 | -526 | -510 | -503.16 | Yes
2028-03-09 15:00 | 2028 100% ECP | 0 | -526 | -510 | -203.16 | Yes
2028-03-09 16:00 | 2028 100% ECP | 0 | -526 | -510 | 96.84 | Yes
2028-03-09 17:00 | 2028 100% ECP | 0 | -526 | -510 | 396.84 | Yes
2028-03-09 18:00 | 2028 100% ECP | 0 | -526 | -510 | 270.72 | Yes
2028-03-09 19:00 | 2028 100% ECP | 0 | -526 | -510 | -29.28 | Yes
2028-03-09 20:00 | 2028 100% ECP | 0 | -526 | -510 | -329.28 | No
2028-03-09 21:00 | 2028 100% ECP | 0 | -526 | -510 | -510 | No
2028-03-09 22:00 | 2028 100% ECP | 0 | -526 | -510 | -510 | Yes
2028-03-09 23:00 | 2028 100% ECP | 0 | -226 | -210 | -210 | Yes
2028-03-10 | 2028 100% ECP | 0 | 74 | 90 | 90 | Yes
2028-03-10 01:00 | 2028 100% ECP | 0 | 374 | 390 | 390 | Yes
2028-03-10 02:00 | 2028 100% ECP | 0 | 505 | 510 | 442 | Yes
2028-03-10 03:00 | 2028 100% ECP | 0 | 505 | 510 | 442 | Yes
2028-03-10 04:00 | 2028 100% ECP | 0 | 505 | 510 | 442 | Yes
2028-03-10 05:00 | 2028 100% ECP | 0 | 505 | 510 | 442 | Yes
2028-03-10 06:00 | 2028 100% ECP | 0 | 505 | 510 | 442 | Yes
2028-03-10 07:00 | 2028 100% ECP | 0 | 300 | 259.13 | 300 | Yes
2028-03-10 08:00 | 2028 100% ECP | 0 | 0 | -40.87 | 0 | Yes
2028-03-10 09:00 | 2028 100% ECP | 0 | -226 | -264.81 | 272.04 | Yes
2028-03-10 10:00 | 2028 100% ECP | 0 | 74 | 35.19 | 320.71 | Yes
2028-03-10 11:00 | 2028 100% ECP | 0 | -226 | -210 | 20.71 | Yes
2028-03-10 12:00 | 2028 100% ECP | 0 | -526 | -510 | -279.29 | Yes
2028-03-10 13:00 | 2028 100% ECP | 0 | -226 | -210 | -210 | Yes
2028-03-10 14:00 | 2028 100% ECP | 0 | -526 | -510 | -510 | Yes
2028-03-10 15:00 | 2028 100% ECP | 0 | -526 | -510 | -510 | Yes
2028-03-10 16:00 | 2028 100% ECP | 0 | -526 | -510 | -409.39 | No
2028-03-10 17:00 | 2028 100% ECP | 0 | -226 | -210 | -109.39 | No
2028-03-10 18:00 | 2028 100% ECP | 0 | 0 | 90 | 139.92 | No
2028-03-10 19:00 | 2028 100% ECP | 0 | 0 | 352.21 | 139.92 | No
2028-03-10 20:00 | 2028 100% ECP | 0 | 0 | 510 | 187.62 | No
2028-03-10 21:00 | 2028 100% ECP | 0 | 0 | 277.18 | 142 | No
2028-03-10 22:00 | 2028 100% ECP | 0 | 294.08 | 90 | 442 | No
2028-03-10 23:00 | 2028 100% ECP | 0 | -5.92 | -210 | 442 | No
2028-03-11 | 2028 100% ECP | 0 | -305.92 | -510 | 142 | No
2028-03-11 01:00 | 2028 100% ECP | 0 | -526 | -510 | -106.14 | No
2028-03-11 02:00 | 2028 100% ECP | 0 | -526 | -510 | -338.07 | Yes
2028-03-11 03:00 | 2028 100% ECP | 0 | -226 | -210 | -38.07 | Yes
2028-03-11 04:00 | 2028 100% ECP | 0 | 74 | 90 | 261.93 | Yes
2028-03-11 05:00 | 2028 100% ECP | 0 | 374 | 390 | 390 | Yes
2028-03-11 06:00 | 2028 100% ECP | 0 | 74 | 90 | 90 | Yes
2028-03-11 07:00 | 2028 100% ECP | 0 | -226 | -210 | -210 | Yes
2028-03-11 08:00 | 2028 100% ECP | 0 | -526 | -510 | -510 | Yes
2028-03-11 09:00 | 2028 100% ECP | 0 | -526 | -510 | -510 | Yes
2028-03-11 10:00 | 2028 100% ECP | 0 | -526 | -510 | -510 | Yes
2028-03-11 11:00 | 2028 100% ECP | 0 | -526 | -510 | -510 | Yes
2028-03-11 12:00 | 2028 100% ECP | 0 | -526 | -510 | -510 | Yes
2028-03-11 13:00 | 2028 100% ECP | 0 | -526 | -510 | -380.84 | Yes
2028-03-11 14:00 | 2028 100% ECP | 0 | -526 | -510 | -80.84 | Yes
2028-03-11 15:00 | 2028 100% ECP | 0 | -526 | -510 | -87.15 | Yes
2028-03-11 16:00 | 2028 100% ECP | 0 | -526 | -510 | 212.85 | Yes
2028-03-11 17:00 | 2028 100% ECP | 0 | -526 | -510 | 442 | No
2028-03-11 18:00 | 2028 100% ECP | 0 | -526 | -510 | 442 | No
2028-03-11 19:00 | 2028 100% ECP | 0 | -526 | -510 | 442 | No
2028-03-11 20:00 | 2028 100% ECP | 0 | -526 | -510 | 288.45 | No
2028-03-11 21:00 | 2028 100% ECP | 0 | -526 | -510 | 442 | No
2028-03-11 22:00 | 2028 100% ECP | 0 | -526 | -510 | 434.89 | Yes
2028-03-11 23:00 | 2028 100% ECP | 0 | -300 | -378.07 | 134.89 | Yes
2028-03-12 | 2028 100% ECP | 0 | 0 | -78.07 | 236.06 | Yes
2028-03-12 01:00 | 2028 100% ECP | 0 | 300 | 221.93 | 442 | Yes
2028-03-12 02:00 | 2028 100% ECP | 0 | 505 | 510 | 442 | Yes
2028-03-12 03:00 | 2028 100% ECP | 0 | 505 | 510 | 442 | Yes
2028-03-12 04:00 | 2028 100% ECP | 0 | 505 | 510 | 442 | Yes
2028-03-12 05:00 | 2028 100% ECP | 0 | 505 | 412.96 | 442 | Yes
2028-03-12 06:00 | 2028 100% ECP | 0 | 205 | 112.96 | 142 | Yes
2028-03-12 07:00 | 2028 100% ECP | 0 | -95 | -187.04 | -158 | Yes
2028-03-12 08:00 | 2028 100% ECP | 0 | -95 | -171.73 | -158 | Yes
2028-03-12 09:00 | 2028 100% ECP | 0 | 205 | 128.27 | 142 | Yes
2028-03-12 10:00 | 2028 100% ECP | 0 | 505 | 428.27 | 442 | Yes
2028-03-12 11:00 | 2028 100% ECP | 0 | 505 | 510 | 442 | Yes
2028-03-12 12:00 | 2028 100% ECP | 0 | 505 | 510 | 442 | Yes
2028-03-12 13:00 | 2028 100% ECP | 0 | 374 | 390 | 390 | Yes
2028-03-12 14:00 | 2028 100% ECP | 0 | 74 | 90 | 90 | Yes
2028-03-12 15:00 | 2028 100% ECP | 0 | -226 | -210 | -210 | Yes
2028-03-12 16:00 | 2028 100% ECP | 0 | -526 | -510 | -510 | Yes
2028-03-12 17:00 | 2028 100% ECP | 0 | -526 | -510 | -510 | Yes
2028-03-12 18:00 | 2028 100% ECP | 0 | -526 | -510 | -510 | Yes
2028-03-12 19:00 | 2028 100% ECP | 0 | -526 | -510 | -510 | No
2028-03-12 20:00 | 2028 100% ECP | 0 | -526 | -510 | -510 | No
2028-03-12 21:00 | 2028 100% ECP | 0 | -526 | -510 | -510 | No
2028-03-12 22:00 | 2028 100% ECP | 0 | -526 | -510 | -510 | No
2028-03-12 23:00 | 2028 100% ECP | 0 | -526 | -510 | -510 | No
2028-03-13 | 2028 100% ECP | 0 | -226 | -243.43 | -210 | No
2028-03-13 01:00 | 2028 100% ECP | 0 | -109.78 | 0 | 90 | No
2028-03-13 02:00 | 2028 100% ECP | 0 | 100.34 | 300 | 390 | No
2028-03-13 03:00 | 2028 100% ECP | 0 | 353.78 | 510 | 442 | No
2028-03-13 04:00 | 2028 100% ECP | 0 | 267.44 | 510 | 442 | No
2028-03-13 05:00 | 2028 100% ECP | 0 | 319.96 | 510 | 442 | No
2028-03-13 06:00 | 2028 100% ECP | 0 | 505 | 441.43 | 442 | No
2028-03-13 07:00 | 2028 100% ECP | 0 | 205 | 141.43 | 442 | No
2028-03-13 08:00 | 2028 100% ECP | 0 | -95 | -158.57 | 389.46 | No
2028-03-13 09:00 | 2028 100% ECP | 0 | -395 | -458.57 | 442 | No
2028-03-13 10:00 | 2028 100% ECP | 0 | -526 | -510 | 365.02 | No
2028-03-13 11:00 | 2028 100% ECP | 0 | -526 | -510 | 65.02 | No
2028-03-13 12:00 | 2028 100% ECP | 0 | -526 | -510 | -121.02 | No
2028-03-13 13:00 | 2028 100% ECP | 0 | -526 | -510 | -364.93 | No
2028-03-13 14:00 | 2028 100% ECP | 0 | -395 | -469.58 | -371.49 | No
2028-03-13 15:00 | 2028 100% ECP | 0 | -95 | -169.58 | -71.49 | No
2028-03-13 16:00 | 2028 100% ECP | 0 | 205 | 130.42 | 228.51 | No
2028-03-13 17:00 | 2028 100% ECP | 0 | 505 | 430.42 | 442 | No
2028-03-13 18:00 | 2028 100% ECP | 0 | 505 | 510 | 442 | No
2028-03-13 19:00 | 2028 100% ECP | 0 | 505 | 510 | 442 | No
2028-03-13 20:00 | 2028 100% ECP | 0 | 505 | 510 | 442 | No
2028-03-13 21:00 | 2028 100% ECP | 0 | 505 | 510 | 442 | No
2028-03-13 22:00 | 2028 100% ECP | 0 | 505 | 510 | 442 | No
2028-03-13 23:00 | 2028 100% ECP | 0 | 505 | 510 | 327.36 | No
2028-03-14 | 2028 100% ECP | 0 | 505 | 510 | 442 | No
2028-03-14 01:00 | 2028 100% ECP | 0 | 505 | 510 | 442 | No
2028-03-14 02:00 | 2028 100% ECP | 0 | 205 | 510 | 442 | No
2028-03-14 03:00 | 2028 100% ECP | 0 | 0 | 510 | 442 | No
2028-03-14 04:00 | 2028 100% ECP | 0 | 0 | 510 | 442 | No
2028-03-14 05:00 | 2028 100% ECP | 0 | 101.08 | 300 | 300 | No
2028-03-14 06:00 | 2028 100% ECP | 0 | 0 | 0 | 0 | No
2028-03-14 07:00 | 2028 100% ECP | 0 | 0 | -82.04 | 142 | No
2028-03-14 08:00 | 2028 100% ECP | 0 | -226 | -210 | 442 | No
2028-03-14 09:00 | 2028 100% ECP | 0 | -526 | -510 | 442 | Yes
2028-03-14 10:00 | 2028 100% ECP | 0 | -526 | -510 | 442 | Yes
2028-03-14 11:00 | 2028 100% ECP | 0 | -526 | -510 | 168.37 | Yes
2028-03-14 12:00 | 2028 100% ECP | 0 | -526 | -510 | -131.63 | Yes
2028-03-14 13:00 | 2028 100% ECP | 0 | -226 | -210 | 168.37 | Yes
2028-03-14 14:00 | 2028 100% ECP | 0 | 74 | 90 | 442 | Yes
2028-03-14 15:00 | 2028 100% ECP | 0 | 374 | 390 | 442 | Yes
2028-03-14 16:00 | 2028 100% ECP | 0 | 74 | 90 | 442 | Yes
2028-03-14 17:00 | 2028 100% ECP | 0 | -226 | -210 | 300 | Yes
2028-03-14 18:00 | 2028 100% ECP | 0 | -526 | -510 | 0 | No
2028-03-14 19:00 | 2028 100% ECP | 0 | -526 | -510 | -264.5 | No
2028-03-14 20:00 | 2028 100% ECP | 0 | -526 | -510 | -92.57 | No
2028-03-14 21:00 | 2028 100% ECP | 0 | -526 | -510 | 207.43 | No
2028-03-14 22:00 | 2028 100% ECP | 0 | -226 | -210 | 442 | Yes
2028-03-14 23:00 | 2028 100% ECP | 0 | 74 | 90 | 442 | Yes
2028-03-15 | 2028 100% ECP | 0 | 374 | 390 | 442 | Yes
2028-03-15 01:00 | 2028 100% ECP | 0 | 505 | 510 | 442 | Yes
2028-03-15 02:00 | 2028 100% ECP | 0 | 505 | 510 | 442 | Yes
2028-03-15 03:00 | 2028 100% ECP | 0 | 374 | 390 | 390 | Yes
2028-03-15 04:00 | 2028 100% ECP | 0 | 74 | 90 | 90 | Yes
2028-03-15 05:00 | 2028 100% ECP | 0 | -226 | -210 | -210 | No
2028-03-15 06:00 | 2028 100% ECP | 0 | -526 | -510 | -510 | No
2028-03-15 07:00 | 2028 100% ECP | 0 | -526 | -510 | -510 | No
2028-03-15 08:00 | 2028 100% ECP | 0 | -526 | -510 | -510 | No
2028-03-15 09:00 | 2028 100% ECP | 0 | -526 | -510 | -510 | Yes
2028-03-15 10:00 | 2028 100% ECP | 0 | -526 | -510 | -510 | Yes
2028-03-15 11:00 | 2028 100% ECP | 0 | -526 | -510 | -510 | Yes
2028-03-15 12:00 | 2028 100% ECP | 0 | -526 | -510 | -510 | Yes
2028-03-15 13:00 | 2028 100% ECP | 0 | -526 | -510 | -510 | Yes
2028-03-15 14:00 | 2028 100% ECP | 0 | -526 | -510 | -510 | Yes
2028-03-15 15:00 | 2028 100% ECP | 0 | -526 | -510 | -510 | Yes
2028-03-15 16:00 | 2028 100% ECP | 0 | -526 | -510 | -510 | No
2028-03-15 17:00 | 2028 100% ECP | 0 | -226 | -210 | -210 | No
2028-03-15 18:00 | 2028 100% ECP | 0 | 74 | 90 | 90 | No
2028-03-15 19:00 | 2028 100% ECP | 0 | 346.02 | 390 | 390 | No
2028-03-15 20:00 | 2028 100% ECP | 0 | 505 | 510 | 442 | No
2028-03-15 21:00 | 2028 100% ECP | 0 | 492.68 | 510 | 442 | No
2028-03-15 22:00 | 2028 100% ECP | 0 | 251.62 | 510 | 442 | No
2028-03-15 23:00 | 2028 100% ECP | 0 | 505 | 510 | 442 | No
2028-03-16 | 2028 100% ECP | 0 | 505 | 510 | 442 | No
2028-03-16 01:00 | 2028 100% ECP | 0 | 505 | 510 | 442 | No
2028-03-16 02:00 | 2028 100% ECP | 0 | 505 | 510 | 442 | No
2028-03-16 03:00 | 2028 100% ECP | 0 | 505 | 510 | 442 | No
2028-03-16 04:00 | 2028 100% ECP | 0 | 224.55 | 300 | 442 | No
2028-03-16 05:00 | 2028 100% ECP | 0 | -75.45 | 0 | 442 | No
2028-03-16 06:00 | 2028 100% ECP | 0 | -226 | -261.74 | 442 | No
2028-03-16 07:00 | 2028 100% ECP | 0 | -526 | -510 | 442 | No
2028-03-16 08:00 | 2028 100% ECP | 0 | -526 | -510 | 442 | Yes
2028-03-16 09:00 | 2028 100% ECP | 0 | -526 | -510 | 142 | Yes
2028-03-16 10:00 | 2028 100% ECP | 0 | -526 | -510 | -158 | Yes
2028-03-16 11:00 | 2028 100% ECP | 0 | -526 | -510 | -458 | Yes
2028-03-16 12:00 | 2028 100% ECP | 0 | -226 | -210 | -158 | Yes
2028-03-16 13:00 | 2028 100% ECP | 0 | 74 | 90 | 142 | Yes
2028-03-16 14:00 | 2028 100% ECP | 0 | 374 | 390 | 439.17 | Yes
2028-03-16 15:00 | 2028 100% ECP | 0 | 74 | 90 | 139.17 | Yes
2028-03-16 16:00 | 2028 100% ECP | 0 | -226 | -210 | -160.83 | Yes
2028-03-16 17:00 | 2028 100% ECP | 0 | -526 | -510 | -460.83 | Yes
2028-03-16 18:00 | 2028 100% ECP | 0 | -526 | -510 | -256.25 | No
2028-03-16 19:00 | 2028 100% ECP | 0 | -526 | -510 | 0 | No
2028-03-16 20:00 | 2028 100% ECP | 0 | -226 | -411.78 | 142 | No
2028-03-16 21:00 | 2028 100% ECP | 0 | 74 | -111.78 | 442 | No
2028-03-16 22:00 | 2028 100% ECP | 0 | 0 | -230.7 | 142 | No
2028-03-16 23:00 | 2028 100% ECP | 0 | 300 | 69.3 | 442 | No
2028-03-17 | 2028 100% ECP | 0 | 0 | 0 | 142 | No
2028-03-17 01:00 | 2028 100% ECP | 0 | 0 | 0 | 0.46 | No
2028-03-17 02:00 | 2028 100% ECP | 0 | 0 | -93.73 | 249.29 | No
2028-03-17 03:00 | 2028 100% ECP | 0 | 0 | -393.73 | -15.38 | No
2028-03-17 04:00 | 2028 100% ECP | 0 | 0 | -93.73 | 44.71 | No
2028-03-17 05:00 | 2028 100% ECP | 0 | 0 | -393.73 | 48.96 | No
2028-03-17 06:00 | 2028 100% ECP | 0 | 0 | -510 | 180.19 | No
2028-03-17 07:00 | 2028 100% ECP | 0 | 0 | -510 | 442 | No
2028-03-17 08:00 | 2028 100% ECP | 0 | -226 | -510 | 442 | No
2028-03-17 09:00 | 2028 100% ECP | 0 | -526 | -510 | 442 | Yes
2028-03-17 10:00 | 2028 100% ECP | 0 | -526 | -510 | 442 | Yes
2028-03-17 11:00 | 2028 100% ECP | 0 | -526 | -510 | 442 | Yes
2028-03-17 12:00 | 2028 100% ECP | 0 | -526 | -510 | 442 | Yes
2028-03-17 13:00 | 2028 100% ECP | 0 | -526 | -510 | 442 | Yes
2028-03-17 14:00 | 2028 100% ECP | 0 | -226 | -210 | 442 | Yes
2028-03-17 15:00 | 2028 100% ECP | 0 | 74 | 90 | 442 | Yes
2028-03-17 16:00 | 2028 100% ECP | 0 | 374 | 291.49 | 442 | Yes
2028-03-17 17:00 | 2028 100% ECP | 0 | 300 | -8.51 | 442 | Yes
2028-03-17 18:00 | 2028 100% ECP | 0 | 0 | -308.51 | 442 | No
2028-03-17 19:00 | 2028 100% ECP | 0 | -2.97 | -8.51 | 442 | No
2028-03-17 20:00 | 2028 100% ECP | 0 | 0 | 291.49 | 442 | No
2028-03-17 21:00 | 2028 100% ECP | 0 | 0 | 510 | 442 | No
2028-03-17 22:00 | 2028 100% ECP | 0 | 111.08 | 510 | 442 | No
2028-03-17 23:00 | 2028 100% ECP | 0 | 411.08 | 510 | 442 | No
2028-03-18 | 2028 100% ECP | 0 | 505 | 510 | 442 | No
2028-03-18 01:00 | 2028 100% ECP | 0 | 505 | 510 | 442 | No
2028-03-18 02:00 | 2028 100% ECP | 0 | 505 | 510 | 442 | No
2028-03-18 03:00 | 2028 100% ECP | 0 | 505 | 510 | 442 | No
2028-03-18 04:00 | 2028 100% ECP | 0 | 505 | 510 | 442 | No
2028-03-18 05:00 | 2028 100% ECP | 0 | 505 | 510 | 442 | No
2028-03-18 06:00 | 2028 100% ECP | 0 | 505 | 510 | 442 | No
2028-03-18 07:00 | 2028 100% ECP | 0 | 505 | 510 | 442 | No
2028-03-18 08:00 | 2028 100% ECP | 0 | 505 | 510 | 442 | No
2028-03-18 09:00 | 2028 100% ECP | 0 | 205 | 510 | 239.16 | No
2028-03-18 10:00 | 2028 100% ECP | 0 | 47.42 | 210 | 423.22 | No
2028-03-18 11:00 | 2028 100% ECP | 0 | 347.42 | 510 | 442 | No
2028-03-18 12:00 | 2028 100% ECP | 0 | 264.69 | 210 | 442 | No
2028-03-18 13:00 | 2028 100% ECP | 0 | -35.31 | -90 | 317.24 | No
2028-03-18 14:00 | 2028 100% ECP | 0 | 0 | -356.5 | 69.88 | No
2028-03-18 15:00 | 2028 100% ECP | 0 | 0 | -163.14 | -96.99 | No
2028-03-18 16:00 | 2028 100% ECP | 0 | 0 | 136.86 | 90.25 | No
2028-03-18 17:00 | 2028 100% ECP | 0 | 0 | 436.86 | 386.08 | No
2028-03-18 18:00 | 2028 100% ECP | 0 | 0 | 510 | 144.14 | No
2028-03-18 19:00 | 2028 100% ECP | 0 | 0 | 510 | 442 | No
2028-03-18 20:00 | 2028 100% ECP | 0 | 0 | 510 | 355.4 | No
2028-03-18 21:00 | 2028 100% ECP | 0 | 0 | 510 | 55.4 | No
2028-03-18 22:00 | 2028 100% ECP | 0 | 205 | 510 | 355.4 | No
2028-03-18 23:00 | 2028 100% ECP | 0 | 505 | 510 | 442 | No
2028-03-19 | 2028 100% ECP | 0 | 505 | 510 | 442 | No
2028-03-19 01:00 | 2028 100% ECP | 0 | 505 | 510 | 442 | No
2028-03-19 02:00 | 2028 100% ECP | 0 | 505 | 510 | 442 | No
2028-03-19 03:00 | 2028 100% ECP | 0 | 505 | 510 | 442 | No
2028-03-19 04:00 | 2028 100% ECP | 0 | 505 | 510 | 442 | No
2028-03-19 05:00 | 2028 100% ECP | 0 | 494.83 | 390 | 442 | No
2028-03-19 06:00 | 2028 100% ECP | 0 | 194.83 | 90 | 442 | No
2028-03-19 07:00 | 2028 100% ECP | 0 | -105.17 | -210 | 442 | No
2028-03-19 08:00 | 2028 100% ECP | 0 | -405.17 | -510 | 223.14 | No
2028-03-19 09:00 | 2028 100% ECP | 0 | -526 | -510 | 373.72 | No
2028-03-19 10:00 | 2028 100% ECP | 0 | -526 | -510 | 73.72 | No
2028-03-19 11:00 | 2028 100% ECP | 0 | -526 | -510 | 25.63 | No
2028-03-19 12:00 | 2028 100% ECP | 0 | -526 | -510 | 276.99 | No
2028-03-19 13:00 | 2028 100% ECP | 0 | -526 | -510 | 47.91 | No
2028-03-19 14:00 | 2028 100% ECP | 0 | -526 | -510 | 50.74 | No
2028-03-19 15:00 | 2028 100% ECP | 0 | -526 | -510 | -249.26 | No
2028-03-19 16:00 | 2028 100% ECP | 0 | -526 | -510 | 50.74 | No
2028-03-19 17:00 | 2028 100% ECP | 0 | -526 | -510 | 116.28 | No
2028-03-19 18:00 | 2028 100% ECP | 0 | -526 | -510 | 416.28 | No
2028-03-19 19:00 | 2028 100% ECP | 0 | -300 | -297.55 | 442 | No
2028-03-19 20:00 | 2028 100% ECP | 0 | 0 | 2.45 | 442 | No
2028-03-19 21:00 | 2028 100% ECP | 0 | 300 | 302.45 | 442 | No
2028-03-19 22:00 | 2028 100% ECP | 0 | 494.14 | 510 | 442 | No
2028-03-19 23:00 | 2028 100% ECP | 0 | 312.01 | 510 | 442 | No
2028-03-20 | 2028 100% ECP | 0 | 340.76 | 510 | 442 | No
2028-03-20 01:00 | 2028 100% ECP | 0 | 245.15 | 510 | 442 | No
2028-03-20 02:00 | 2028 100% ECP | 0 | 178.01 | 510 | 442 | No
2028-03-20 03:00 | 2028 100% ECP | 0 | 178.01 | 510 | 442 | No
2028-03-20 04:00 | 2028 100% ECP | 0 | 178.01 | 510 | 442 | No
2028-03-20 05:00 | 2028 100% ECP | 0 | 254.36 | 510 | 442 | No
2028-03-20 06:00 | 2028 100% ECP | 0 | 61.12 | 390 | 442 | No
2028-03-20 07:00 | 2028 100% ECP | 0 | 74 | 90 | 442 | No
2028-03-20 08:00 | 2028 100% ECP | 0 | -226 | -210 | 442 | No
2028-03-20 09:00 | 2028 100% ECP | 0 | -526 | -510 | 442 | Yes
2028-03-20 10:00 | 2028 100% ECP | 0 | -526 | -510 | 404.36 | Yes
2028-03-20 11:00 | 2028 100% ECP | 0 | -526 | -510 | 362.78 | Yes
2028-03-20 12:00 | 2028 100% ECP | 0 | -526 | -510 | 362.78 | Yes
2028-03-20 13:00 | 2028 100% ECP | 0 | -526 | -510 | 362.78 | Yes
2028-03-20 14:00 | 2028 100% ECP | 0 | -526 | -510 | 362.78 | Yes
2028-03-20 15:00 | 2028 100% ECP | 0 | -526 | -510 | 442 | Yes
2028-03-20 16:00 | 2028 100% ECP | 0 | -526 | -510 | 442 | Yes
2028-03-20 17:00 | 2028 100% ECP | 0 | -226 | -270.19 | 442 | No
2028-03-20 18:00 | 2028 100% ECP | 0 | 0 | -150.62 | 442 | No
2028-03-20 19:00 | 2028 100% ECP | 0 | 0 | 0 | 442 | No
2028-03-20 20:00 | 2028 100% ECP | 0 | 0 | 0 | 355.8 | No
2028-03-20 21:00 | 2028 100% ECP | 0 | 0 | 0 | 55.8 | No
2028-03-20 22:00 | 2028 100% ECP | 0 | 300 | 300 | 355.8 | Yes
2028-03-20 23:00 | 2028 100% ECP | 0 | 505 | 510 | 442 | Yes
2028-03-21 | 2028 100% ECP | 0 | 505 | 510 | 442 | Yes
2028-03-21 01:00 | 2028 100% ECP | 0 | 505 | 510 | 442 | Yes
2028-03-21 02:00 | 2028 100% ECP | 0 | 505 | 510 | 442 | Yes
2028-03-21 03:00 | 2028 100% ECP | 0 | 505 | 510 | 442 | Yes
2028-03-21 04:00 | 2028 100% ECP | 0 | 374 | 390 | 390 | Yes
2028-03-21 05:00 | 2028 100% ECP | 0 | 74 | 90 | 90 | Yes
2028-03-21 06:00 | 2028 100% ECP | 0 | -226 | -210 | -210 | Yes
2028-03-21 07:00 | 2028 100% ECP | 0 | -526 | -510 | -510 | No
2028-03-21 08:00 | 2028 100% ECP | 0 | -526 | -510 | -510 | No
2028-03-21 09:00 | 2028 100% ECP | 0 | -526 | -510 | -510 | Yes
2028-03-21 10:00 | 2028 100% ECP | 0 | -526 | -510 | -510 | Yes
2028-03-21 11:00 | 2028 100% ECP | 0 | -526 | -510 | -510 | Yes
2028-03-21 12:00 | 2028 100% ECP | 0 | -526 | -510 | -510 | Yes
2028-03-21 13:00 | 2028 100% ECP | 0 | -526 | -510 | -510 | Yes
2028-03-21 14:00 | 2028 100% ECP | 0 | -526 | -510 | -510 | Yes
2028-03-21 15:00 | 2028 100% ECP | 0 | -226 | -253.55 | -210 | No
2028-03-21 16:00 | 2028 100% ECP | 0 | 0 | 0 | 0 | No
2028-03-21 17:00 | 2028 100% ECP | 0 | 300 | 300 | 300 | No
2028-03-21 18:00 | 2028 100% ECP | 0 | 0 | 0 | 0 | No
2028-03-21 19:00 | 2028 100% ECP | 0 | 137.97 | 300 | 300 | No
2028-03-21 20:00 | 2028 100% ECP | 0 | 437.97 | 510 | 442 | No
2028-03-21 21:00 | 2028 100% ECP | 0 | 505 | 510 | 442 | No
2028-03-21 22:00 | 2028 100% ECP | 0 | 505 | 510 | 442 | No
2028-03-21 23:00 | 2028 100% ECP | 0 | 505 | 510 | 442 | No
2028-03-22 | 2028 100% ECP | 0 | 505 | 510 | 442 | No
2028-03-22 01:00 | 2028 100% ECP | 0 | 505 | 510 | 442 | No
2028-03-22 02:00 | 2028 100% ECP | 0 | 431.8 | 510 | 442 | No
2028-03-22 03:00 | 2028 100% ECP | 0 | 286.54 | 510 | 442 | No
2028-03-22 04:00 | 2028 100% ECP | 0 | 434.12 | 510 | 442 | No
2028-03-22 05:00 | 2028 100% ECP | 0 | 134.12 | 510 | 442 | No
2028-03-22 06:00 | 2028 100% ECP | 0 | 183.13 | 390 | 442 | No
2028-03-22 07:00 | 2028 100% ECP | 0 | 74 | 90 | 442 | No
2028-03-22 08:00 | 2028 100% ECP | 0 | -226 | -210 | 321.63 | No
2028-03-22 09:00 | 2028 100% ECP | 0 | -526 | -510 | 442 | Yes
2028-03-22 10:00 | 2028 100% ECP | 0 | -526 | -510 | 442 | Yes
2028-03-22 11:00 | 2028 100% ECP | 0 | -526 | -510 | 418.26 | Yes
2028-03-22 12:00 | 2028 100% ECP | 0 | -526 | -510 | 132.57 | Yes
2028-03-22 13:00 | 2028 100% ECP | 0 | -526 | -510 | 415.81 | Yes
2028-03-22 14:00 | 2028 100% ECP | 0 | -526 | -510 | 299.36 | Yes
2028-03-22 15:00 | 2028 100% ECP | 0 | -526 | -510 | 265.71 | Yes
2028-03-22 16:00 | 2028 100% ECP | 0 | -526 | -510 | -34.29 | Yes
2028-03-22 17:00 | 2028 100% ECP | 0 | -226 | -439.94 | 0 | No
2028-03-22 18:00 | 2028 100% ECP | 0 | 0 | -139.94 | 0 | No
2028-03-22 19:00 | 2028 100% ECP | 0 | 0 | 0 | 0 | No
2028-03-22 20:00 | 2028 100% ECP | 0 | 205 | 210 | 142 | No
2028-03-22 21:00 | 2028 100% ECP | 0 | 505 | 510 | 442 | No
2028-03-22 22:00 | 2028 100% ECP | 0 | 489.17 | 510 | 442 | No
2028-03-22 23:00 | 2028 100% ECP | 0 | 189.17 | 510 | 382.58 | No
2028-03-23 | 2028 100% ECP | 0 | 0 | 510 | 160.81 | No
2028-03-23 01:00 | 2028 100% ECP | 0 | 0 | 510 | 370.63 | No
2028-03-23 02:00 | 2028 100% ECP | 0 | 0 | 510 | 70.63 | No
2028-03-23 03:00 | 2028 100% ECP | 0 | 0 | 241.16 | 204.73 | No
2028-03-23 04:00 | 2028 100% ECP | 0 | 0 | 93.13 | 157.58 | No
2028-03-23 05:00 | 2028 100% ECP | 0 | 0 | 391.14 | 287.38 | No
2028-03-23 06:00 | 2028 100% ECP | 0 | 0 | 91.14 | 82.48 | No
2028-03-23 07:00 | 2028 100% ECP | 0 | 0 | 4.75 | 157.44 | No
2028-03-23 08:00 | 2028 100% ECP | 0 | -226 | -295.25 | 8.24 | No
2028-03-23 09:00 | 2028 100% ECP | 0 | -526 | -510 | -130.67 | No
2028-03-23 10:00 | 2028 100% ECP | 0 | -526 | -510 | -21.21 | No
2028-03-23 11:00 | 2028 100% ECP | 0 | -526 | -510 | 77.76 | No
2028-03-23 12:00 | 2028 100% ECP | 0 | -526 | -510 | -173.81 | No
2028-03-23 13:00 | 2028 100% ECP | 0 | -526 | -510 | -257.68 | No
2028-03-23 14:00 | 2028 100% ECP | 0 | -526 | -510 | -42.78 | No
2028-03-23 15:00 | 2028 100% ECP | 0 | -526 | -510 | -142.45 | No
2028-03-23 16:00 | 2028 100% ECP | 0 | -526 | -510 | -76.99 | No
2028-03-23 17:00 | 2028 100% ECP | 0 | -226 | -510 | 223.01 | No
2028-03-23 18:00 | 2028 100% ECP | 0 | 0 | -343.49 | 442 | No
2028-03-23 19:00 | 2028 100% ECP | 0 | 0 | -43.49 | 221.13 | No
2028-03-23 20:00 | 2028 100% ECP | 0 | 0 | 0 | 146.08 | No
2028-03-23 21:00 | 2028 100% ECP | 0 | 0 | 0 | 198.55 | No
2028-03-23 22:00 | 2028 100% ECP | 0 | 0 | 0 | 146.73 | No
2028-03-23 23:00 | 2028 100% ECP | 0 | 0 | -118.96 | -153.27 | Yes
2028-03-24 | 2028 100% ECP | 0 | 300 | 181.04 | 146.73 | Yes
2028-03-24 01:00 | 2028 100% ECP | 0 | 505 | 481.04 | 442 | Yes
2028-03-24 02:00 | 2028 100% ECP | 0 | 505 | 510 | 442 | Yes
2028-03-24 03:00 | 2028 100% ECP | 0 | 505 | 510 | 442 | Yes
2028-03-24 04:00 | 2028 100% ECP | 0 | 505 | 510 | 442 | Yes
2028-03-24 05:00 | 2028 100% ECP | 0 | 505 | 510 | 442 | Yes
2028-03-24 06:00 | 2028 100% ECP | 0 | 505 | 510 | 442 | Yes
2028-03-24 07:00 | 2028 100% ECP | 0 | 505 | 510 | 442 | Yes
2028-03-24 08:00 | 2028 100% ECP | 0 | 505 | 510 | 442 | Yes
2028-03-24 09:00 | 2028 100% ECP | 0 | 505 | 510 | 442 | Yes
2028-03-24 10:00 | 2028 100% ECP | 0 | 505 | 510 | 442 | Yes
2028-03-24 11:00 | 2028 100% ECP | 0 | 505 | 510 | 442 | Yes
2028-03-24 12:00 | 2028 100% ECP | 0 | 505 | 510 | 442 | Yes
2028-03-24 13:00 | 2028 100% ECP | 0 | 505 | 510 | 442 | Yes
2028-03-24 14:00 | 2028 100% ECP | 0 | 505 | 510 | 442 | Yes
2028-03-24 15:00 | 2028 100% ECP | 0 | 505 | 415.97 | 442 | Yes
2028-03-24 16:00 | 2028 100% ECP | 0 | 205 | 115.97 | 142 | Yes
2028-03-24 17:00 | 2028 100% ECP | 0 | -95 | -184.03 | -158 | Yes
2028-03-24 18:00 | 2028 100% ECP | 0 | -395 | -484.03 | -458 | Yes
2028-03-24 19:00 | 2028 100% ECP | 0 | -95 | -184.03 | -158 | Yes
2028-03-24 20:00 | 2028 100% ECP | 0 | -95 | -100.51 | 142 | Yes
2028-03-24 21:00 | 2028 100% ECP | 0 | 205 | 199.49 | 442 | Yes
2028-03-24 22:00 | 2028 100% ECP | 0 | -95 | -100.51 | 315.25 | Yes
2028-03-24 23:00 | 2028 100% ECP | 0 | 205 | 199.49 | 442 | Yes
2028-03-25 | 2028 100% ECP | 0 | 505 | 499.49 | 442 | No
2028-03-25 01:00 | 2028 100% ECP | 0 | 505 | 510 | 442 | No
2028-03-25 02:00 | 2028 100% ECP | 0 | 300 | 332.44 | 442 | No
2028-03-25 03:00 | 2028 100% ECP | 0 | 0 | 32.44 | 142 | No
2028-03-25 04:00 | 2028 100% ECP | 0 | -300 | -267.56 | 55.28 | No
2028-03-25 05:00 | 2028 100% ECP | 0 | -526 | -510 | 21.55 | No
2028-03-25 06:00 | 2028 100% ECP | 0 | -526 | -510 | 58.43 | No
2028-03-25 07:00 | 2028 100% ECP | 0 | -526 | -510 | -103.05 | No
2028-03-25 08:00 | 2028 100% ECP | 0 | -526 | -510 | 50.7 | No
2028-03-25 09:00 | 2028 100% ECP | 0 | -526 | -510 | 347 | Yes
2028-03-25 10:00 | 2028 100% ECP | 0 | -526 | -510 | 253.94 | Yes
2028-03-25 11:00 | 2028 100% ECP | 0 | -526 | -510 | 398.23 | Yes
2028-03-25 12:00 | 2028 100% ECP | 0 | -526 | -510 | 341.78 | Yes
2028-03-25 13:00 | 2028 100% ECP | 0 | -526 | -510 | 440.06 | Yes
2028-03-25 14:00 | 2028 100% ECP | 0 | -526 | -510 | 391.56 | Yes
2028-03-25 15:00 | 2028 100% ECP | 0 | -526 | -510 | 442 | No
2028-03-25 16:00 | 2028 100% ECP | 0 | -300 | -249.4 | 279.54 | No
2028-03-25 17:00 | 2028 100% ECP | 0 | 0 | 50.6 | 442 | No
2028-03-25 18:00 | 2028 100% ECP | 0 | 177.73 | 350.6 | 442 | No
2028-03-25 19:00 | 2028 100% ECP | 0 | 0 | 510 | 442 | No
2028-03-25 20:00 | 2028 100% ECP | 0 | 0 | 510 | 442 | No
2028-03-25 21:00 | 2028 100% ECP | 0 | 152.99 | 510 | 442 | No
2028-03-25 22:00 | 2028 100% ECP | 0 | 452.99 | 510 | 442 | No
2028-03-25 23:00 | 2028 100% ECP | 0 | 505 | 510 | 442 | No
2028-03-26 | 2028 100% ECP | 0 | 505 | 510 | 442 | No
2028-03-26 01:00 | 2028 100% ECP | 0 | 505 | 510 | 442 | No
2028-03-26 02:00 | 2028 100% ECP | 0 | 505 | 510 | 442 | No
2028-03-26 03:00 | 2028 100% ECP | 0 | 505 | 510 | 442 | No
2028-03-26 04:00 | 2028 100% ECP | 0 | 505 | 510 | 442 | No
2028-03-26 05:00 | 2028 100% ECP | 0 | 300 | 506.57 | 300 | No
2028-03-26 06:00 | 2028 100% ECP | 0 | 0 | 206.57 | 0 | No
2028-03-26 07:00 | 2028 100% ECP | 0 | 0 | -11.64 | 249.19 | No
2028-03-26 08:00 | 2028 100% ECP | 0 | -300 | -311.64 | 0 | No
2028-03-26 09:00 | 2028 100% ECP | 0 | -526 | -510 | -2.82 | Yes
2028-03-26 10:00 | 2028 100% ECP | 0 | -526 | -510 | 297.18 | Yes
2028-03-26 11:00 | 2028 100% ECP | 0 | -526 | -510 | 442 | Yes
2028-03-26 12:00 | 2028 100% ECP | 0 | -526 | -510 | 442 | Yes
2028-03-26 13:00 | 2028 100% ECP | 0 | -526 | -510 | 442 | Yes
2028-03-26 14:00 | 2028 100% ECP | 0 | -526 | -510 | 442 | Yes
2028-03-26 15:00 | 2028 100% ECP | 0 | -526 | -510 | 279.81 | Yes
2028-03-26 16:00 | 2028 100% ECP | 0 | -526 | -510 | 215.05 | No
2028-03-26 17:00 | 2028 100% ECP | 0 | -526 | -510 | 35.04 | No
2028-03-26 18:00 | 2028 100% ECP | 0 | -526 | -510 | -264.96 | No
2028-03-26 19:00 | 2028 100% ECP | 0 | -526 | -510 | 35.04 | No
2028-03-26 20:00 | 2028 100% ECP | 0 | -287.7 | -210 | 335.04 | No
2028-03-26 21:00 | 2028 100% ECP | 0 | 12.3 | 90 | 420.88 | No
2028-03-26 22:00 | 2028 100% ECP | 0 | 312.3 | 390 | 442 | No
2028-03-26 23:00 | 2028 100% ECP | 0 | 447.06 | 510 | 442 | No
2028-03-27 | 2028 100% ECP | 0 | 505 | 510 | 442 | No
2028-03-27 01:00 | 2028 100% ECP | 0 | 398 | 510 | 442 | No
2028-03-27 02:00 | 2028 100% ECP | 0 | 170.73 | 510 | 442 | No
2028-03-27 03:00 | 2028 100% ECP | 0 | 170.73 | 510 | 442 | No
2028-03-27 04:00 | 2028 100% ECP | 0 | 276.78 | 510 | 442 | No
2028-03-27 05:00 | 2028 100% ECP | 0 | 321.44 | 510 | 442 | No
2028-03-27 06:00 | 2028 100% ECP | 0 | 300 | 210 | 442 | No
2028-03-27 07:00 | 2028 100% ECP | 0 | 0 | -90 | 442 | No
2028-03-27 08:00 | 2028 100% ECP | 0 | -300 | -390 | 442 | No
2028-03-27 09:00 | 2028 100% ECP | 0 | -526 | -510 | 442 | Yes
2028-03-27 10:00 | 2028 100% ECP | 0 | -526 | -510 | 442 | Yes
2028-03-27 11:00 | 2028 100% ECP | 0 | -526 | -510 | 442 | Yes
2028-03-27 12:00 | 2028 100% ECP | 0 | -526 | -510 | 442 | Yes
2028-03-27 13:00 | 2028 100% ECP | 0 | -526 | -510 | 442 | Yes
2028-03-27 14:00 | 2028 100% ECP | 0 | -526 | -510 | 442 | Yes
2028-03-27 15:00 | 2028 100% ECP | 0 | -526 | -510 | 442 | Yes
2028-03-27 16:00 | 2028 100% ECP | 0 | -526 | -510 | 442 | Yes
2028-03-27 17:00 | 2028 100% ECP | 0 | -226 | -210 | 442 | No
2028-03-27 18:00 | 2028 100% ECP | 0 | -526 | -510 | 442 | No
2028-03-27 19:00 | 2028 100% ECP | 0 | -526 | -510 | 442 | No
2028-03-27 20:00 | 2028 100% ECP | 0 | -300 | -241.87 | 375.18 | No
2028-03-27 21:00 | 2028 100% ECP | 0 | 0 | 58.13 | 75.18 | No
2028-03-27 22:00 | 2028 100% ECP | 0 | 300 | 358.13 | -224.82 | No
2028-03-27 23:00 | 2028 100% ECP | 0 | 230.31 | 510 | -510 | No
2028-03-28 | 2028 100% ECP | 0 | 312.23 | 510 | -510 | No
2028-03-28 01:00 | 2028 100% ECP | 0 | 132.98 | 510 | -510 | No
2028-03-28 02:00 | 2028 100% ECP | 0 | 0 | 440.01 | -210 | No
2028-03-28 03:00 | 2028 100% ECP | 0 | 0 | 397.59 | 0 | No
2028-03-28 04:00 | 2028 100% ECP | 0 | 0 | 198.88 | 0 | No
2028-03-28 05:00 | 2028 100% ECP | 0 | 0 | 300 | 283.69 | No
2028-03-28 06:00 | 2028 100% ECP | 0 | 0 | 0 | 0 | No
2028-03-28 07:00 | 2028 100% ECP | 0 | -226 | -210 | 0 | No
2028-03-28 08:00 | 2028 100% ECP | 0 | -526 | -510 | 300 | Yes
2028-03-28 09:00 | 2028 100% ECP | 0 | -226 | -210 | 442 | Yes
2028-03-28 10:00 | 2028 100% ECP | 0 | 74 | 90 | 442 | Yes
2028-03-28 11:00 | 2028 100% ECP | 0 | 374 | 390 | 442 | Yes
2028-03-28 12:00 | 2028 100% ECP | 0 | 505 | 510 | 442 | Yes
2028-03-28 13:00 | 2028 100% ECP | 0 | 505 | 510 | 442 | Yes
2028-03-28 14:00 | 2028 100% ECP | 0 | 374 | 390 | 442 | Yes
2028-03-28 15:00 | 2028 100% ECP | 0 | 74 | 90 | 442 | Yes
2028-03-28 16:00 | 2028 100% ECP | 0 | -226 | -210 | 318.45 | Yes
2028-03-28 17:00 | 2028 100% ECP | 0 | -526 | -510 | 18.45 | Yes
2028-03-28 18:00 | 2028 100% ECP | 0 | -526 | -510 | -281.55 | No
2028-03-28 19:00 | 2028 100% ECP | 0 | -226 | -510 | -488.56 | No
2028-03-28 20:00 | 2028 100% ECP | 0 | -526 | -510 | -510 | No
2028-03-28 21:00 | 2028 100% ECP | 0 | -338.81 | -510 | -480.93 | No
2028-03-28 22:00 | 2028 100% ECP | 0 | -38.81 | -510 | -180.93 | No
2028-03-28 23:00 | 2028 100% ECP | 0 | 0 | -390 | -382.75 | No
2028-03-29 | 2028 100% ECP | 0 | 300 | -90 | -82.75 | No
2028-03-29 01:00 | 2028 100% ECP | 0 | 505 | 210 | 217.25 | No
2028-03-29 02:00 | 2028 100% ECP | 0 | 505 | 510 | 442 | No
2028-03-29 03:00 | 2028 100% ECP | 0 | 505 | 510 | 442 | No
2028-03-29 04:00 | 2028 100% ECP | 0 | 374 | 277.79 | 442 | No
2028-03-29 05:00 | 2028 100% ECP | 0 | 74 | -22.21 | 203.59 | No
2028-03-29 06:00 | 2028 100% ECP | 0 | -226 | -322.21 | -96.41 | No
2028-03-29 07:00 | 2028 100% ECP | 0 | -526 | -510 | 110.78 | No
2028-03-29 08:00 | 2028 100% ECP | 0 | -526 | -510 | 312.79 | No
2028-03-29 09:00 | 2028 100% ECP | 0 | -526 | -510 | 187.55 | Yes
2028-03-29 10:00 | 2028 100% ECP | 0 | -226 | -210 | 442 | Yes
2028-03-29 11:00 | 2028 100% ECP | 0 | 74 | 90 | 442 | Yes
2028-03-29 12:00 | 2028 100% ECP | 0 | 374 | 325.38 | 442 | Yes
2028-03-29 13:00 | 2028 100% ECP | 0 | 74 | 25.38 | 442 | Yes
2028-03-29 14:00 | 2028 100% ECP | 0 | -226 | -274.62 | 442 | Yes
2028-03-29 15:00 | 2028 100% ECP | 0 | -526 | -510 | 442 | Yes
2028-03-29 16:00 | 2028 100% ECP | 0 | -526 | -510 | 398.79 | Yes
2028-03-29 17:00 | 2028 100% ECP | 0 | -300 | -440.67 | 229.14 | No
2028-03-29 18:00 | 2028 100% ECP | 0 | 0 | -140.67 | 442 | No
2028-03-29 19:00 | 2028 100% ECP | 0 | 0 | 159.33 | 388.65 | No
2028-03-29 20:00 | 2028 100% ECP | 0 | 79.96 | 459.33 | 442 | No
2028-03-29 21:00 | 2028 100% ECP | 0 | 379.96 | 510 | 442 | No
2028-03-29 22:00 | 2028 100% ECP | 0 | 122.81 | 510 | 442 | No
2028-03-29 23:00 | 2028 100% ECP | 0 | 0 | 510 | 442 | No
2028-03-30 | 2028 100% ECP | 0 | 273.79 | 510 | 442 | No
2028-03-30 01:00 | 2028 100% ECP | 0 | 505 | 510 | 442 | No
2028-03-30 02:00 | 2028 100% ECP | 0 | 505 | 510 | 151.12 | No
2028-03-30 03:00 | 2028 100% ECP | 0 | 205 | 510 | -148.88 | No
2028-03-30 04:00 | 2028 100% ECP | 0 | 0 | 510 | -270.55 | No
2028-03-30 05:00 | 2028 100% ECP | 0 | 205.77 | 510 | -153.15 | No
2028-03-30 06:00 | 2028 100% ECP | 0 | 0 | 510 | -231.54 | No
2028-03-30 07:00 | 2028 100% ECP | 0 | 110.7 | 300 | -111.8 | No
2028-03-30 08:00 | 2028 100% ECP | 0 | -69.27 | 0 | -411.8 | No
2028-03-30 09:00 | 2028 100% ECP | 0 | 230.73 | 300 | -111.8 | Yes
2028-03-30 10:00 | 2028 100% ECP | 0 | 205 | 326.52 | 142 | Yes
2028-03-30 11:00 | 2028 100% ECP | 0 | 505 | 510 | 442 | Yes
2028-03-30 12:00 | 2028 100% ECP | 0 | 374 | 390 | 442 | Yes
2028-03-30 13:00 | 2028 100% ECP | 0 | 74 | 90 | 248.23 | Yes
2028-03-30 14:00 | 2028 100% ECP | 0 | -226 | -210 | -51.77 | Yes
2028-03-30 15:00 | 2028 100% ECP | 0 | -526 | -510 | -351.77 | Yes
2028-03-30 16:00 | 2028 100% ECP | 0 | -526 | -510 | -51.77 | Yes
2028-03-30 17:00 | 2028 100% ECP | 0 | -300 | -300 | 248.23 | No
2028-03-30 18:00 | 2028 100% ECP | 0 | 0 | 0 | 442 | No
2028-03-30 19:00 | 2028 100% ECP | 0 | 300 | 300 | 442 | No
2028-03-30 20:00 | 2028 100% ECP | 0 | 505 | 510 | 442 | No
2028-03-30 21:00 | 2028 100% ECP | 0 | 505 | 510 | 442 | No
2028-03-30 22:00 | 2028 100% ECP | 0 | 505 | 510 | 442 | No
2028-03-30 23:00 | 2028 100% ECP | 0 | 505 | 510 | 425.7 | No
2028-03-31 | 2028 100% ECP | 0 | 505 | 510 | 442 | No
2028-03-31 01:00 | 2028 100% ECP | 0 | 505 | 510 | 442 | No
2028-03-31 02:00 | 2028 100% ECP | 0 | 505 | 510 | 442 | No
2028-03-31 03:00 | 2028 100% ECP | 0 | 505 | 510 | 442 | No
2028-03-31 04:00 | 2028 100% ECP | 0 | 505 | 510 | 442 | No
2028-03-31 05:00 | 2028 100% ECP | 0 | 505 | 510 | 442 | No
2028-03-31 06:00 | 2028 100% ECP | 0 | 505 | 510 | 442 | No
2028-03-31 07:00 | 2028 100% ECP | 0 | 288.91 | 210 | 442 | No
2028-03-31 08:00 | 2028 100% ECP | 0 | -11.09 | -90 | 442 | No
2028-03-31 09:00 | 2028 100% ECP | 0 | -311.09 | -390 | 442 | No
2028-03-31 10:00 | 2028 100% ECP | 0 | -526 | -510 | 442 | No
2028-03-31 11:00 | 2028 100% ECP | 0 | -526 | -510 | 442 | No
2028-03-31 12:00 | 2028 100% ECP | 0 | -526 | -510 | 442 | No
2028-03-31 13:00 | 2028 100% ECP | 0 | -526 | -510 | 442 | No
2028-03-31 14:00 | 2028 100% ECP | 0 | -526 | -510 | 442 | No
2028-03-31 15:00 | 2028 100% ECP | 0 | -311.35 | -390 | 442 | No
2028-03-31 16:00 | 2028 100% ECP | 0 | -11.35 | -90 | 287.11 | No
2028-03-31 17:00 | 2028 100% ECP | 0 | 288.65 | 210 | 442 | No
2028-03-31 18:00 | 2028 100% ECP | 0 | 166.48 | 510 | 442 | No
2028-03-31 19:00 | 2028 100% ECP | 0 | 0 | 510 | 442 | No
2028-03-31 20:00 | 2028 100% ECP | 0 | 0 | 510 | 442 | No
2028-03-31 21:00 | 2028 100% ECP | 0 | 300 | 510 | 442 | No
2028-03-31 22:00 | 2028 100% ECP | 0 | 300 | 510 | 442 | No
2028-03-31 23:00 | 2028 100% ECP | 0 | 300 | 510 | 442 | No
2028-04-01 | 2028 100% ECP | 600 | 505 | 510 | 442 | No
2028-04-01 01:00 | 2028 100% ECP | 700 | 505 | 510 | 442 | No
2028-04-01 02:00 | 2028 100% ECP | 700 | 505 | 510 | 442 | No
2028-04-01 03:00 | 2028 100% ECP | 700 | 505 | 510 | 442 | No
2028-04-01 04:00 | 2028 100% ECP | 700 | 505 | 510 | 442 | No
2028-04-01 05:00 | 2028 100% ECP | 700 | 505 | 510 | 442 | No
2028-04-01 06:00 | 2028 100% ECP | 700 | 395.69 | 510 | 442 | No
2028-04-01 07:00 | 2028 100% ECP | 500 | 95.69 | 210 | 442 | No
2028-04-01 08:00 | 2028 100% ECP | -100 | -204.31 | -90 | 442 | No
2028-04-01 09:00 | 2028 100% ECP | -700 | -504.31 | -390 | 158.68 | No
2028-04-01 10:00 | 2028 100% ECP | -700 | -526 | -510 | 0 | Yes
2028-04-01 11:00 | 2028 100% ECP | -700 | -526 | -510 | 0 | Yes
2028-04-01 12:00 | 2028 100% ECP | -700 | -526 | -510 | -300 | Yes
2028-04-01 13:00 | 2028 100% ECP | -700 | -526 | -510 | -306.5 | No
2028-04-01 14:00 | 2028 100% ECP | -700 | -526 | -510 | -108.17 | No
2028-04-01 15:00 | 2028 100% ECP | -700 | -526 | -510 | -271.37 | No
2028-04-01 16:00 | 2028 100% ECP | -100 | -226 | -420.53 | 0 | No
2028-04-01 17:00 | 2028 100% ECP | 500 | 0 | -120.53 | 87.53 | No
2028-04-01 18:00 | 2028 100% ECP | 700 | -300 | -420.53 | -212.47 | No
2028-04-01 19:00 | 2028 100% ECP | 700 | -95 | -120.53 | -158 | No
2028-04-01 20:00 | 2028 100% ECP | 700 | 205 | 179.47 | 142 | No
2028-04-01 21:00 | 2028 100% ECP | 700 | 505 | 479.47 | 442 | No
2028-04-01 22:00 | 2028 100% ECP | 700 | 505 | 510 | 442 | No
2028-04-01 23:00 | 2028 100% ECP | 700 | 205 | 510 | 153.12 | No
2028-04-02 | 2028 100% ECP | 700 | 0 | 337.04 | 300 | No
2028-04-02 01:00 | 2028 100% ECP | 595.59 | 0 | 37.04 | 0 | No
2028-04-02 02:00 | 2028 100% ECP | 442.07 | 0 | 0 | 0 | No
2028-04-02 03:00 | 2028 100% ECP | 445.67 | 0 | 0 | 0 | No
2028-04-02 04:00 | 2028 100% ECP | -100 | 0 | 300 | 91.12 | No
2028-04-02 05:00 | 2028 100% ECP | -700 | 0 | 201.25 | 63.68 | No
2028-04-02 06:00 | 2028 100% ECP | -700 | 0 | -98.75 | -177.67 | No
2028-04-02 07:00 | 2028 100% ECP | -568 | -226 | -210 | -331.78 | No
2028-04-02 08:00 | 2028 100% ECP | -700 | -526 | -510 | -510 | No
2028-04-02 09:00 | 2028 100% ECP | -700 | -496.17 | -510 | -510 | Yes
2028-04-02 10:00 | 2028 100% ECP | -700 | -196.17 | -210 | -210 | Yes
2028-04-02 11:00 | 2028 100% ECP | -700 | 103.83 | 90 | 90 | Yes
2028-04-02 12:00 | 2028 100% ECP | -700 | 403.83 | 390 | 390 | Yes
2028-04-02 13:00 | 2028 100% ECP | -700 | 374 | 390 | 390 | Yes
2028-04-02 14:00 | 2028 100% ECP | -700 | 74 | 90 | 90 | Yes
2028-04-02 15:00 | 2028 100% ECP | -700 | -226 | -210 | -210 | Yes
2028-04-02 16:00 | 2028 100% ECP | -700 | -526 | -510 | -510 | Yes
2028-04-02 17:00 | 2028 100% ECP | -236.63 | -226 | -229.95 | -210 | No
2028-04-02 18:00 | 2028 100% ECP | 363.37 | 0 | 0 | 0 | No
2028-04-02 19:00 | 2028 100% ECP | 700 | -226 | -210 | 190.33 | No
2028-04-02 20:00 | 2028 100% ECP | 700 | -526 | -510 | -109.67 | No
2028-04-02 21:00 | 2028 100% ECP | 700 | -226 | -210 | 190.33 | No
2028-04-02 22:00 | 2028 100% ECP | 700 | 74 | 90 | 442 | No
2028-04-02 23:00 | 2028 100% ECP | 700 | 374 | 390 | 442 | No
2028-04-03 | 2028 100% ECP | 700 | 505 | 510 | 442 | No
2028-04-03 01:00 | 2028 100% ECP | 700 | 505 | 510 | 442 | No
2028-04-03 02:00 | 2028 100% ECP | 700 | 505 | 510 | 442 | No
2028-04-03 03:00 | 2028 100% ECP | 700 | 505 | 510 | 442 | No
2028-04-03 04:00 | 2028 100% ECP | 700 | 300 | 403.29 | 442 | No
2028-04-03 05:00 | 2028 100% ECP | 700 | 0 | 103.29 | 203.22 | No
2028-04-03 06:00 | 2028 100% ECP | 700 | 0 | -196.71 | 73.3 | No
2028-04-03 07:00 | 2028 100% ECP | 700 | 0 | -496.71 | 368.34 | No
2028-04-03 08:00 | 2028 100% ECP | 700 | 0 | -510 | 235.16 | No
2028-04-03 09:00 | 2028 100% ECP | 100 | -300 | -510 | 442 | No
2028-04-03 10:00 | 2028 100% ECP | 0 | -377.32 | -510 | 442 | No
2028-04-03 11:00 | 2028 100% ECP | -91.06 | -77.32 | -510 | 442 | No
2028-04-03 12:00 | 2028 100% ECP | -399.52 | 0 | -210 | 442 | No
2028-04-03 13:00 | 2028 100% ECP | -399.52 | 0 | 0 | 442 | No
2028-04-03 14:00 | 2028 100% ECP | 0 | 0 | 0 | 442 | No
2028-04-03 15:00 | 2028 100% ECP | 100 | 0 | 0 | 442 | No
2028-04-03 16:00 | 2028 100% ECP | 700 | -92.98 | -300 | 142 | No
2028-04-03 17:00 | 2028 100% ECP | 700 | 207.02 | 0 | 442 | No
2028-04-03 18:00 | 2028 100% ECP | 700 | 0 | 300 | 142 | No
2028-04-03 19:00 | 2028 100% ECP | 700 | 0 | 510 | 101.33 | No
2028-04-03 20:00 | 2028 100% ECP | 700 | 0 | 510 | 180.13 | No
2028-04-03 21:00 | 2028 100% ECP | 700 | 0 | 510 | 395.74 | No
2028-04-03 22:00 | 2028 100% ECP | 700 | 205 | 510 | 395.74 | No
2028-04-03 23:00 | 2028 100% ECP | 700 | 505 | 510 | 442 | No
2028-04-04 | 2028 100% ECP | 700 | 410.36 | 510 | 442 | No
2028-04-04 01:00 | 2028 100% ECP | 700 | 143.94 | 510 | 442 | No
2028-04-04 02:00 | 2028 100% ECP | 700 | 254.74 | 510 | 442 | No
2028-04-04 03:00 | 2028 100% ECP | 700 | 168.05 | 510 | 442 | No
2028-04-04 04:00 | 2028 100% ECP | 700 | 29.38 | 510 | 442 | No
2028-04-04 05:00 | 2028 100% ECP | 640.97 | 0 | 210 | 442 | No
2028-04-04 06:00 | 2028 100% ECP | 616.25 | 0 | 0 | 442 | No
2028-04-04 07:00 | 2028 100% ECP | 500 | 0 | 70.57 | 442 | No
2028-04-04 08:00 | 2028 100% ECP | -100 | -226 | -210 | 442 | No
2028-04-04 09:00 | 2028 100% ECP | -700 | -526 | -510 | 291.27 | Yes
2028-04-04 10:00 | 2028 100% ECP | -700 | -526 | -510 | -8.73 | Yes
2028-04-04 11:00 | 2028 100% ECP | -700 | -526 | -510 | -308.73 | Yes
2028-04-04 12:00 | 2028 100% ECP | -700 | -526 | -510 | -158 | Yes
2028-04-04 13:00 | 2028 100% ECP | -700 | -476.22 | -510 | 142 | Yes
2028-04-04 14:00 | 2028 100% ECP | -700 | -176.22 | -210 | 442 | Yes
2028-04-04 15:00 | 2028 100% ECP | -700 | -226 | -210 | 193.69 | Yes
2028-04-04 16:00 | 2028 100% ECP | -700 | -526 | -510 | -106.31 | Yes
2028-04-04 17:00 | 2028 100% ECP | -700 | -226 | -210 | 193.69 | Yes
2028-04-04 18:00 | 2028 100% ECP | -700 | -226 | -210 | 235.6 | No
2028-04-04 19:00 | 2028 100% ECP | -700 | -526 | -510 | -64.4 | No
2028-04-04 20:00 | 2028 100% ECP | -700 | -226 | -210 | 235.6 | No
2028-04-04 21:00 | 2028 100% ECP | -700 | 74 | 90 | 442 | Yes
2028-04-04 22:00 | 2028 100% ECP | -700 | 374 | 390 | 442 | Yes
2028-04-04 23:00 | 2028 100% ECP | -700 | 505 | 510 | 442 | Yes
2028-04-05 | 2028 100% ECP | -700 | 505 | 510 | 442 | Yes
2028-04-05 01:00 | 2028 100% ECP | -700 | 505 | 510 | 442 | Yes
2028-04-05 02:00 | 2028 100% ECP | -700 | 505 | 510 | 442 | Yes
2028-04-05 03:00 | 2028 100% ECP | -700 | 505 | 510 | 442 | Yes
2028-04-05 04:00 | 2028 100% ECP | -700 | 505 | 510 | 159.7 | Yes
2028-04-05 05:00 | 2028 100% ECP | -700 | 505 | 510 | 164.53 | Yes
2028-04-05 06:00 | 2028 100% ECP | -700 | 505 | 510 | 275.86 | Yes
2028-04-05 07:00 | 2028 100% ECP | -700 | 505 | 510 | 442 | Yes
2028-04-05 08:00 | 2028 100% ECP | -700 | 505 | 510 | 442 | Yes
2028-04-05 09:00 | 2028 100% ECP | -700 | 505 | 510 | 442 | Yes
2028-04-05 10:00 | 2028 100% ECP | -700 | 505 | 510 | 442 | Yes
2028-04-05 11:00 | 2028 100% ECP | -700 | 505 | 510 | 442 | Yes
2028-04-05 12:00 | 2028 100% ECP | -700 | 505 | 510 | 439.5 | Yes
2028-04-05 13:00 | 2028 100% ECP | -700 | 505 | 510 | 218.53 | Yes
2028-04-05 14:00 | 2028 100% ECP | -700 | 505 | 510 | 183.66 | Yes
2028-04-05 15:00 | 2028 100% ECP | -700 | 505 | 510 | 212.32 | Yes
2028-04-05 16:00 | 2028 100% ECP | -700 | 505 | 510 | 338.46 | Yes
2028-04-05 17:00 | 2028 100% ECP | -700 | 505 | 510 | 422.72 | Yes
2028-04-05 18:00 | 2028 100% ECP | -700 | 505 | 510 | 396.58 | Yes
2028-04-05 19:00 | 2028 100% ECP | -700 | 505 | 510 | 362.9 | Yes
2028-04-05 20:00 | 2028 100% ECP | -700 | 505 | 510 | 371.52 | Yes
2028-04-05 21:00 | 2028 100% ECP | -700 | 505 | 510 | 383.03 | Yes
2028-04-05 22:00 | 2028 100% ECP | -700 | 505 | 510 | 291.83 | Yes
2028-04-05 23:00 | 2028 100% ECP | -700 | 505 | 510 | 199.59 | Yes
2028-04-06 | 2028 100% ECP | -700 | 505 | 510 | 442 | Yes
2028-04-06 01:00 | 2028 100% ECP | -700 | 505 | 510 | 442 | Yes
2028-04-06 02:00 | 2028 100% ECP | -700 | 505 | 510 | 442 | Yes
2028-04-06 03:00 | 2028 100% ECP | -700 | 374 | 390 | 442 | Yes
2028-04-06 04:00 | 2028 100% ECP | -700 | 74 | 90 | 181.03 | Yes
2028-04-06 05:00 | 2028 100% ECP | -700 | -226 | -210 | -118.97 | No
2028-04-06 06:00 | 2028 100% ECP | -700 | -526 | -510 | -418.97 | No
2028-04-06 07:00 | 2028 100% ECP | -700 | -526 | -510 | -118.97 | No
2028-04-06 08:00 | 2028 100% ECP | -700 | -526 | -510 | -176.85 | No
2028-04-06 09:00 | 2028 100% ECP | -700 | -526 | -510 | -344.22 | Yes
2028-04-06 10:00 | 2028 100% ECP | -700 | -526 | -510 | -410.66 | Yes
2028-04-06 11:00 | 2028 100% ECP | -700 | -526 | -510 | -466.72 | Yes
2028-04-06 12:00 | 2028 100% ECP | -700 | -526 | -510 | -510 | Yes
2028-04-06 13:00 | 2028 100% ECP | -700 | -526 | -510 | -343.75 | Yes
2028-04-06 14:00 | 2028 100% ECP | -700 | -526 | -510 | -73.5 | Yes
2028-04-06 15:00 | 2028 100% ECP | -700 | -526 | -510 | 77.5 | Yes
2028-04-06 16:00 | 2028 100% ECP | -700 | -526 | -510 | 282.69 | No
2028-04-06 17:00 | 2028 100% ECP | -100 | -300 | -510 | 442 | No
2028-04-06 18:00 | 2028 100% ECP | 500 | 0 | -510 | 442 | No
2028-04-06 19:00 | 2028 100% ECP | 700 | 0 | -451.71 | 442 | No
2028-04-06 20:00 | 2028 100% ECP | 700 | 0 | -151.71 | 442 | No
2028-04-06 21:00 | 2028 100% ECP | 700 | 0 | -121.12 | 442 | No
2028-04-06 22:00 | 2028 100% ECP | 700 | 0 | 178.88 | 442 | No
2028-04-06 23:00 | 2028 100% ECP | 700 | 300 | 478.88 | 442 | No
2028-04-07 | 2028 100% ECP | 700 | 303.58 | 510 | 442 | No
2028-04-07 01:00 | 2028 100% ECP | 700 | 88.31 | 510 | 442 | No
2028-04-07 02:00 | 2028 100% ECP | 700 | 231.41 | 510 | 442 | No
2028-04-07 03:00 | 2028 100% ECP | 700 | 0 | 444.86 | 368.03 | No
2028-04-07 04:00 | 2028 100% ECP | 700 | 0 | 144.86 | 148.73 | No
2028-04-07 05:00 | 2028 100% ECP | 700 | 0 | 354.65 | 442 | No
2028-04-07 06:00 | 2028 100% ECP | 500 | 74 | 90 | 442 | No
2028-04-07 07:00 | 2028 100% ECP | -100 | -226 | -210 | 442 | No
2028-04-07 08:00 | 2028 100% ECP | -700 | -526 | -510 | 442 | No
2028-04-07 09:00 | 2028 100% ECP | -700 | -526 | -510 | 442 | Yes
2028-04-07 10:00 | 2028 100% ECP | -700 | -526 | -510 | 142 | Yes
2028-04-07 11:00 | 2028 100% ECP | -700 | -526 | -510 | -78.3 | Yes
2028-04-07 12:00 | 2028 100% ECP | -700 | -526 | -510 | 221.7 | Yes
2028-04-07 13:00 | 2028 100% ECP | -700 | -526 | -510 | -78.3 | Yes
2028-04-07 14:00 | 2028 100% ECP | -700 | -526 | -510 | -220.12 | Yes
2028-04-07 15:00 | 2028 100% ECP | -700 | -526 | -510 | -236.93 | Yes
2028-04-07 16:00 | 2028 100% ECP | -700 | -526 | -510 | 38.97 | Yes
2028-04-07 17:00 | 2028 100% ECP | -100 | -226 | -210 | 338.97 | No
2028-04-07 18:00 | 2028 100% ECP | 500 | 74 | 90 | 442 | No
2028-04-07 19:00 | 2028 100% ECP | 700 | 0 | 172.43 | 442 | No
2028-04-07 20:00 | 2028 100% ECP | 700 | 0 | 472.43 | 442 | No
2028-04-07 21:00 | 2028 100% ECP | 700 | 181.62 | 510 | 442 | No
2028-04-07 22:00 | 2028 100% ECP | 700 | 481.62 | 510 | 442 | No
2028-04-07 23:00 | 2028 100% ECP | 700 | 181.62 | 510 | 442 | No
2028-04-08 | 2028 100% ECP | 700 | 205 | 510 | 442 | No
2028-04-08 01:00 | 2028 100% ECP | 700 | 505 | 510 | 442 | No
2028-04-08 02:00 | 2028 100% ECP | 700 | 505 | 510 | 442 | No
2028-04-08 03:00 | 2028 100% ECP | 700 | 399.61 | 510 | 442 | No
2028-04-08 04:00 | 2028 100% ECP | 700 | 505 | 510 | 442 | No
2028-04-08 05:00 | 2028 100% ECP | 700 | 493.04 | 510 | 442 | No
2028-04-08 06:00 | 2028 100% ECP | 700 | 193.04 | 287.89 | 442 | No
2028-04-08 07:00 | 2028 100% ECP | 500 | 0 | -12.11 | 442 | No
2028-04-08 08:00 | 2028 100% ECP | -100 | -300 | -312.11 | 442 | No
2028-04-08 09:00 | 2028 100% ECP | -700 | -526 | -510 | 442 | Yes
2028-04-08 10:00 | 2028 100% ECP | -700 | -526 | -510 | 442 | Yes
2028-04-08 11:00 | 2028 100% ECP | -700 | -526 | -510 | 442 | Yes
2028-04-08 12:00 | 2028 100% ECP | -700 | -526 | -510 | 442 | Yes
2028-04-08 13:00 | 2028 100% ECP | -700 | -526 | -510 | 442 | Yes
2028-04-08 14:00 | 2028 100% ECP | -700 | -526 | -510 | 442 | Yes
2028-04-08 15:00 | 2028 100% ECP | -700 | -526 | -510 | 442 | Yes
2028-04-08 16:00 | 2028 100% ECP | -100 | -526 | -500.32 | 329.81 | No
2028-04-08 17:00 | 2028 100% ECP | 500 | -226 | -200.32 | 442 | No
2028-04-08 18:00 | 2028 100% ECP | 700 | 51.24 | 99.68 | 442 | No
2028-04-08 19:00 | 2028 100% ECP | 700 | 51.24 | 399.68 | 442 | No
2028-04-08 20:00 | 2028 100% ECP | 700 | 51.24 | 510 | 442 | No
2028-04-08 21:00 | 2028 100% ECP | 700 | 279.58 | 510 | 442 | No
2028-04-08 22:00 | 2028 100% ECP | 700 | 0 | 510 | 442 | No
2028-04-08 23:00 | 2028 100% ECP | 700 | 0 | 510 | 442 | No
2028-04-09 | 2028 100% ECP | 700 | 93.35 | 510 | 442 | No
2028-04-09 01:00 | 2028 100% ECP | 700 | 93.35 | 510 | 442 | No
2028-04-09 02:00 | 2028 100% ECP | 700 | 332.14 | 510 | 442 | No
2028-04-09 03:00 | 2028 100% ECP | 700 | 505 | 510 | 442 | No
2028-04-09 04:00 | 2028 100% ECP | 700 | 505 | 510 | 442 | No
2028-04-09 05:00 | 2028 100% ECP | 700 | 205 | 390 | 442 | No
2028-04-09 06:00 | 2028 100% ECP | 700 | 0 | 90 | 442 | No
2028-04-09 07:00 | 2028 100% ECP | 500 | -226 | -210 | 441.2 | No
2028-04-09 08:00 | 2028 100% ECP | -100 | -526 | -510 | 141.2 | No
2028-04-09 09:00 | 2028 100% ECP | -700 | -526 | -510 | 0 | Yes
2028-04-09 10:00 | 2028 100% ECP | -700 | -526 | -510 | 118.63 | Yes
2028-04-09 11:00 | 2028 100% ECP | -700 | -526 | -510 | 418.63 | Yes
2028-04-09 12:00 | 2028 100% ECP | -700 | -526 | -510 | 307.12 | Yes
2028-04-09 13:00 | 2028 100% ECP | -700 | -526 | -510 | 7.12 | Yes
2028-04-09 14:00 | 2028 100% ECP | -700 | -526 | -510 | 0 | Yes
2028-04-09 15:00 | 2028 100% ECP | -700 | -526 | -510 | 111.38 | No
2028-04-09 16:00 | 2028 100% ECP | -110.69 | -526 | -510 | -188.62 | No
2028-04-09 17:00 | 2028 100% ECP | 489.31 | -526 | -510 | -348.17 | No
2028-04-09 18:00 | 2028 100% ECP | 700 | -526 | -510 | -130.32 | No
2028-04-09 19:00 | 2028 100% ECP | 700 | -526 | -510 | -323.62 | No
2028-04-09 20:00 | 2028 100% ECP | 700 | -526 | -510 | -23.62 | No
2028-04-09 21:00 | 2028 100% ECP | 700 | -300 | -372.86 | 142 | No
2028-04-09 22:00 | 2028 100% ECP | 700 | 0 | -72.86 | 442 | No
2028-04-09 23:00 | 2028 100% ECP | 700 | 161.86 | 227.14 | 437.59 | No
2028-04-10 | 2028 100% ECP | 700 | 461.86 | 510 | 442 | No
2028-04-10 01:00 | 2028 100% ECP | 700 | 205 | 413.32 | 142 | No
2028-04-10 02:00 | 2028 100% ECP | 700 | 505 | 510 | 442 | No
2028-04-10 03:00 | 2028 100% ECP | 700 | 505 | 510 | 442 | No
2028-04-10 04:00 | 2028 100% ECP | 700 | 505 | 510 | 442 | No
2028-04-10 05:00 | 2028 100% ECP | 700 | 505 | 510 | 442 | No
2028-04-10 06:00 | 2028 100% ECP | 700 | 205 | 510 | 214.92 | No
2028-04-10 07:00 | 2028 100% ECP | 700 | 62.46 | 300 | 312.01 | No
2028-04-10 08:00 | 2028 100% ECP | 700 | -237.54 | 0 | 12.01 | No
2028-04-10 09:00 | 2028 100% ECP | 700 | 0 | 289.37 | 251.66 | No
2028-04-10 10:00 | 2028 100% ECP | 700 | 57.19 | 0 | 300 | No
2028-04-10 11:00 | 2028 100% ECP | 700 | -242.81 | -300 | 0 | No
2028-04-10 12:00 | 2028 100% ECP | 700 | -526 | -510 | -51.51 | No
2028-04-10 13:00 | 2028 100% ECP | 700 | -526 | -510 | -73.86 | No
2028-04-10 14:00 | 2028 100% ECP | 700 | -526 | -510 | -61.76 | No
2028-04-10 15:00 | 2028 100% ECP | 700 | -266.43 | -510 | 29.12 | No
2028-04-10 16:00 | 2028 100% ECP | 700 | 0 | -307.98 | 171.71 | No
2028-04-10 17:00 | 2028 100% ECP | 700 | -226 | -210 | -128.29 | No
2028-04-10 18:00 | 2028 100% ECP | 700 | -526 | -510 | -428.29 | No
2028-04-10 19:00 | 2028 100% ECP | 700 | -299.07 | -210 | -158 | No
2028-04-10 20:00 | 2028 100% ECP | 700 | 0.93 | 90 | 142 | No
2028-04-10 21:00 | 2028 100% ECP | 700 | 300.93 | 390 | 442 | No
2028-04-10 22:00 | 2028 100% ECP | 700 | 184.76 | 510 | 442 | No
2028-04-10 23:00 | 2028 100% ECP | 700 | 0 | 510 | 264.45 | No
2028-04-11 | 2028 100% ECP | 700 | 0 | 510 | 0 | No
2028-04-11 01:00 | 2028 100% ECP | 700 | 0 | 510 | 82.41 | No
2028-04-11 02:00 | 2028 100% ECP | 700 | 205 | 399.96 | 142 | No
2028-04-11 03:00 | 2028 100% ECP | 700 | 505 | 510 | 442 | No
2028-04-11 04:00 | 2028 100% ECP | 700 | 505 | 510 | 442 | No
2028-04-11 05:00 | 2028 100% ECP | 700 | 205 | 307.53 | 142 | No
2028-04-11 06:00 | 2028 100% ECP | 700 | 0 | 304.85 | 399.29 | No
2028-04-11 07:00 | 2028 100% ECP | 500 | 0 | 4.85 | 220.14 | No
2028-04-11 08:00 | 2028 100% ECP | -100 | -226 | -295.15 | 170.4 | No
2028-04-11 09:00 | 2028 100% ECP | -700 | -526 | -510 | 442 | No
2028-04-11 10:00 | 2028 100% ECP | -700 | -526 | -510 | 442 | Yes
2028-04-11 11:00 | 2028 100% ECP | -700 | -526 | -510 | 442 | Yes
2028-04-11 12:00 | 2028 100% ECP | -700 | -526 | -510 | 442 | Yes
2028-04-11 13:00 | 2028 100% ECP | -700 | -526 | -510 | 442 | Yes
2028-04-11 14:00 | 2028 100% ECP | -700 | -526 | -510 | 442 | Yes
2028-04-11 15:00 | 2028 100% ECP | -700 | -526 | -510 | 328.82 | Yes
2028-04-11 16:00 | 2028 100% ECP | -668.84 | -526 | -510 | 28.82 | No
2028-04-11 17:00 | 2028 100% ECP | -68.84 | -287.73 | -300 | 142 | No
2028-04-11 18:00 | 2028 100% ECP | 531.16 | 0 | 0 | 442 | No
2028-04-11 19:00 | 2028 100% ECP | 700 | 0 | 300 | 249.79 | No
2028-04-11 20:00 | 2028 100% ECP | 700 | 0 | 510 | 249.79 | No
2028-04-11 21:00 | 2028 100% ECP | 700 | 0 | 510 | 359.53 | No
2028-04-11 22:00 | 2028 100% ECP | 700 | 0 | 510 | 359.53 | No
2028-04-11 23:00 | 2028 100% ECP | 700 | 0 | 510 | 442 | No
2028-04-12 | 2028 100% ECP | 700 | 0 | 510 | 442 | No
2028-04-12 01:00 | 2028 100% ECP | 700 | 0 | 510 | 442 | No
2028-04-12 02:00 | 2028 100% ECP | 700 | 0 | 510 | 442 | No
2028-04-12 03:00 | 2028 100% ECP | 700 | 0 | 510 | 442 | No
2028-04-12 04:00 | 2028 100% ECP | 700 | 0 | 510 | 299.51 | No
2028-04-12 05:00 | 2028 100% ECP | 700 | 0 | 510 | 442 | No
2028-04-12 06:00 | 2028 100% ECP | 700 | 0 | 510 | 442 | No
2028-04-12 07:00 | 2028 100% ECP | 700 | 0 | 300 | 442 | No
2028-04-12 08:00 | 2028 100% ECP | 700 | 0 | 0 | 442 | No
2028-04-12 09:00 | 2028 100% ECP | 700 | -212.62 | -300 | 190.89 | No
2028-04-12 10:00 | 2028 100% ECP | 700 | -438.56 | -510 | -109.11 | No
2028-04-12 11:00 | 2028 100% ECP | 351.14 | -526 | -510 | 190.89 | No
2028-04-12 12:00 | 2028 100% ECP | -90.09 | -226 | -210 | 442 | No
2028-04-12 13:00 | 2028 100% ECP | -690.09 | -289.41 | -510 | 265.3 | No
2028-04-12 14:00 | 2028 100% ECP | -700 | -194.71 | -311.96 | 442 | No
2028-04-12 15:00 | 2028 100% ECP | -700 | -494.71 | -510 | 381.03 | No
2028-04-12 16:00 | 2028 100% ECP | -700 | -526 | -510 | 381.03 | No
2028-04-12 17:00 | 2028 100% ECP | -700 | -461 | -510 | 442 | No
2028-04-12 18:00 | 2028 100% ECP | -700 | -175.92 | -510 | 442 | No
2028-04-12 19:00 | 2028 100% ECP | -700 | 0 | -210 | 230.36 | No
2028-04-12 20:00 | 2028 100% ECP | -354.81 | 0 | -43.48 | -69.64 | No
2028-04-12 21:00 | 2028 100% ECP | -700 | 0 | -343.48 | -369.64 | No
2028-04-12 22:00 | 2028 100% ECP | -700 | -291.69 | -510 | -510 | No
2028-04-12 23:00 | 2028 100% ECP | -700 | 8.31 | -210 | -210 | Yes
2028-04-13 | 2028 100% ECP | -700 | 308.31 | 90 | 90 | No
2028-04-13 01:00 | 2028 100% ECP | -700 | 505 | 390 | 390 | Yes
2028-04-13 02:00 | 2028 100% ECP | -700 | 505 | 510 | 442 | Yes
2028-04-13 03:00 | 2028 100% ECP | -700 | 374 | 390 | 442 | Yes
2028-04-13 04:00 | 2028 100% ECP | -700 | 74 | 90 | 284.88 | Yes
2028-04-13 05:00 | 2028 100% ECP | -700 | -226 | -210 | -15.12 | No
2028-04-13 06:00 | 2028 100% ECP | -700 | -526 | -510 | -315.12 | No
2028-04-13 07:00 | 2028 100% ECP | -700 | -526 | -510 | -158 | No
2028-04-13 08:00 | 2028 100% ECP | -700 | -526 | -510 | 142 | Yes
2028-04-13 09:00 | 2028 100% ECP | -700 | -226 | -210 | 442 | Yes
2028-04-13 10:00 | 2028 100% ECP | -700 | 74 | 90 | 442 | Yes
2028-04-13 11:00 | 2028 100% ECP | -700 | 74 | 90 | 442 | Yes
2028-04-13 12:00 | 2028 100% ECP | -700 | -226 | -210 | 442 | Yes
2028-04-13 13:00 | 2028 100% ECP | -700 | -526 | -510 | 442 | Yes
2028-04-13 14:00 | 2028 100% ECP | -700 | -526 | -510 | 442 | Yes
2028-04-13 15:00 | 2028 100% ECP | -700 | -526 | -510 | 442 | Yes
2028-04-13 16:00 | 2028 100% ECP | -700 | -526 | -510 | 442 | Yes
2028-04-13 17:00 | 2028 100% ECP | -100 | -330.3 | -510 | 442 | No
2028-04-13 18:00 | 2028 100% ECP | 500 | -30.3 | -298.17 | 442 | No
2028-04-13 19:00 | 2028 100% ECP | 700 | 0 | 0 | 442 | No
2028-04-13 20:00 | 2028 100% ECP | 700 | 0 | -192.97 | 442 | No
2028-04-13 21:00 | 2028 100% ECP | 700 | 0 | 0 | 442 | No
2028-04-13 22:00 | 2028 100% ECP | 700 | 0 | -213.69 | 442 | No
2028-04-13 23:00 | 2028 100% ECP | 700 | 0 | -213.69 | 442 | No
2028-04-14 | 2028 100% ECP | 700 | 0 | 86.31 | 321.98 | No
2028-04-14 01:00 | 2028 100% ECP | 700 | 0 | 386.31 | 281.52 | No
2028-04-14 02:00 | 2028 100% ECP | 700 | 300 | 510 | 442 | No
2028-04-14 03:00 | 2028 100% ECP | 700 | 505 | 510 | 442 | No
2028-04-14 04:00 | 2028 100% ECP | 700 | 505 | 510 | 442 | No
2028-04-14 05:00 | 2028 100% ECP | 700 | 505 | 510 | 442 | No
2028-04-14 06:00 | 2028 100% ECP | 700 | 300 | 244.89 | 442 | No
2028-04-14 07:00 | 2028 100% ECP | 100 | 0 | -55.11 | 442 | No
2028-04-14 08:00 | 2028 100% ECP | -500 | -300 | -355.11 | 442 | No
2028-04-14 09:00 | 2028 100% ECP | -700 | -526 | -510 | 442 | Yes
2028-04-14 10:00 | 2028 100% ECP | -700 | -526 | -510 | 442 | Yes
2028-04-14 11:00 | 2028 100% ECP | -700 | -526 | -510 | 442 | Yes
2028-04-14 12:00 | 2028 100% ECP | -700 | -526 | -510 | 442 | Yes
2028-04-14 13:00 | 2028 100% ECP | -700 | -526 | -510 | 442 | Yes
2028-04-14 14:00 | 2028 100% ECP | -700 | -526 | -510 | 442 | Yes
2028-04-14 15:00 | 2028 100% ECP | -700 | -526 | -510 | 442 | Yes
2028-04-14 16:00 | 2028 100% ECP | -700 | -526 | -510 | 187.07 | No
2028-04-14 17:00 | 2028 100% ECP | -100 | -226 | -287.96 | 146.6 | No
2028-04-14 18:00 | 2028 100% ECP | 500 | 0 | 12.04 | 442 | No
2028-04-14 19:00 | 2028 100% ECP | 700 | 0 | 312.04 | 442 | No
2028-04-14 20:00 | 2028 100% ECP | 700 | 0 | 510 | 442 | No
2028-04-14 21:00 | 2028 100% ECP | 700 | 0 | 510 | 204.72 | No
2028-04-14 22:00 | 2028 100% ECP | 700 | 0 | 510 | 283.29 | No
2028-04-14 23:00 | 2028 100% ECP | 700 | 0 | 510 | 116.25 | No
2028-04-15 | 2028 100% ECP | 700 | 0 | 510 | 271.29 | No
2028-04-15 01:00 | 2028 100% ECP | 700 | 0 | 510 | 378.67 | No
2028-04-15 02:00 | 2028 100% ECP | 700 | 0 | 510 | 78.67 | No
2028-04-15 03:00 | 2028 100% ECP | 700 | 0 | 510 | 78.67 | No
2028-04-15 04:00 | 2028 100% ECP | 700 | 0 | 510 | 149.45 | No
2028-04-15 05:00 | 2028 100% ECP | 700 | 0 | 390 | 142 | No
2028-04-15 06:00 | 2028 100% ECP | 500 | 0 | 90 | 442 | No
2028-04-15 07:00 | 2028 100% ECP | -100 | -226 | -210 | 414.21 | No
2028-04-15 08:00 | 2028 100% ECP | -700 | -526 | -510 | 442 | No
2028-04-15 09:00 | 2028 100% ECP | -700 | -526 | -510 | 442 | Yes
2028-04-15 10:00 | 2028 100% ECP | -700 | -526 | -510 | 442 | Yes
2028-04-15 11:00 | 2028 100% ECP | -700 | -526 | -510 | 442 | Yes
2028-04-15 12:00 | 2028 100% ECP | -700 | -526 | -510 | 442 | Yes
2028-04-15 13:00 | 2028 100% ECP | -700 | -526 | -510 | 442 | Yes
2028-04-15 14:00 | 2028 100% ECP | -700 | -526 | -510 | 442 | Yes
2028-04-15 15:00 | 2028 100% ECP | -700 | -526 | -510 | 442 | Yes
2028-04-15 16:00 | 2028 100% ECP | -700 | -526 | -510 | 410.32 | Yes
2028-04-15 17:00 | 2028 100% ECP | -100 | -226 | -510 | 435.85 | No
2028-04-15 18:00 | 2028 100% ECP | 500 | 0 | -355.23 | 442 | No
2028-04-15 19:00 | 2028 100% ECP | 700 | 0 | -55.23 | 432.76 | No
2028-04-15 20:00 | 2028 100% ECP | 700 | 0 | -41.21 | 432.76 | No
2028-04-15 21:00 | 2028 100% ECP | 700 | 205 | 210 | 432.76 | No
2028-04-15 22:00 | 2028 100% ECP | 700 | 505 | 510 | 442 | No
2028-04-15 23:00 | 2028 100% ECP | 700 | 505 | 510 | 442 | No
2028-04-16 | 2028 100% ECP | 700 | 435.76 | 510 | 442 | No
2028-04-16 01:00 | 2028 100% ECP | 700 | 248.14 | 510 | 442 | No
2028-04-16 02:00 | 2028 100% ECP | 700 | 57.76 | 510 | 442 | No
2028-04-16 03:00 | 2028 100% ECP | 700 | 357.76 | 510 | 442 | No
2028-04-16 04:00 | 2028 100% ECP | 700 | 206.15 | 510 | 442 | No
2028-04-16 05:00 | 2028 100% ECP | 700 | 48.55 | 300 | 442 | No
2028-04-16 06:00 | 2028 100% ECP | 500 | 0 | 0 | 190.94 | No
2028-04-16 07:00 | 2028 100% ECP | -100 | -252.72 | -300 | 369.29 | No
2028-04-16 08:00 | 2028 100% ECP | -700 | -526 | -510 | 364.49 | Yes
2028-04-16 09:00 | 2028 100% ECP | -700 | -526 | -510 | 378.57 | Yes
2028-04-16 10:00 | 2028 100% ECP | -700 | -526 | -510 | 378.57 | Yes
2028-04-16 11:00 | 2028 100% ECP | -700 | -526 | -510 | 78.57 | Yes
2028-04-16 12:00 | 2028 100% ECP | -700 | -526 | -510 | 0 | Yes
2028-04-16 13:00 | 2028 100% ECP | -700 | -526 | -510 | 80.75 | Yes
2028-04-16 14:00 | 2028 100% ECP | -700 | -526 | -510 | 251.31 | Yes
2028-04-16 15:00 | 2028 100% ECP | -700 | -526 | -510 | 0 | Yes
2028-04-16 16:00 | 2028 100% ECP | -700 | -526 | -510 | 0 | Yes
2028-04-16 17:00 | 2028 100% ECP | -100 | -526 | -510 | 0 | No
2028-04-16 18:00 | 2028 100% ECP | 500 | -526 | -510 | 74.75 | No
2028-04-16 19:00 | 2028 100% ECP | 700 | -526 | -510 | -210 | No
2028-04-16 20:00 | 2028 100% ECP | 700 | -526 | -510 | -510 | No
2028-04-16 21:00 | 2028 100% ECP | 700 | -375.75 | -390 | -510 | No
2028-04-16 22:00 | 2028 100% ECP | 700 | -75.75 | -90 | -362.71 | No
2028-04-16 23:00 | 2028 100% ECP | 700 | 224.25 | 210 | -510 | No
2028-04-17 | 2028 100% ECP | 700 | 505 | 510 | -210 | No
2028-04-17 01:00 | 2028 100% ECP | 700 | 205 | 210 | -279.21 | No
2028-04-17 02:00 | 2028 100% ECP | 700 | 0 | 510 | 0 | No
2028-04-17 03:00 | 2028 100% ECP | 700 | 0 | 510 | -76.18 | No
2028-04-17 04:00 | 2028 100% ECP | 700 | 0 | 217.13 | -376.18 | No
2028-04-17 05:00 | 2028 100% ECP | 700 | 0 | 212.66 | -432.63 | No
2028-04-17 06:00 | 2028 100% ECP | 500 | 0 | 90 | -132.63 | No
2028-04-17 07:00 | 2028 100% ECP | -100 | -226 | -210 | -210 | No
2028-04-17 08:00 | 2028 100% ECP | -700 | -526 | -510 | -510 | Yes
2028-04-17 09:00 | 2028 100% ECP | -700 | -526 | -510 | -411.26 | Yes
2028-04-17 10:00 | 2028 100% ECP | -700 | -526 | -510 | -203.97 | Yes
2028-04-17 11:00 | 2028 100% ECP | -700 | -526 | -510 | -503.97 | Yes
2028-04-17 12:00 | 2028 100% ECP | -700 | -526 | -510 | -510 | Yes
2028-04-17 13:00 | 2028 100% ECP | -700 | -526 | -510 | -510 | Yes
2028-04-17 14:00 | 2028 100% ECP | -700 | -526 | -510 | -483.81 | Yes
2028-04-17 15:00 | 2028 100% ECP | -700 | -526 | -510 | -183.81 | Yes
2028-04-17 16:00 | 2028 100% ECP | -700 | -526 | -510 | -106.71 | Yes
2028-04-17 17:00 | 2028 100% ECP | -121.93 | -226 | -210 | 186.38 | No
2028-04-17 18:00 | 2028 100% ECP | 478.07 | -300 | -510 | -41.34 | Yes
2028-04-17 19:00 | 2028 100% ECP | 700 | 0 | -210 | 214.63 | No
2028-04-17 20:00 | 2028 100% ECP | 566.85 | 0 | 0 | 442 | No
2028-04-17 21:00 | 2028 100% ECP | 700 | 0 | 0 | 142 | No
2028-04-17 22:00 | 2028 100% ECP | 541.11 | 0 | 0 | 0 | No
2028-04-17 23:00 | 2028 100% ECP | 600 | 0 | 0 | -166.77 | No
2028-04-18 | 2028 100% ECP | 700 | 129 | 300 | 0 | No
2028-04-18 01:00 | 2028 100% ECP | 700 | 47.09 | 510 | 0 | No
2028-04-18 02:00 | 2028 100% ECP | 700 | 0 | 470.2 | 0 | No
2028-04-18 03:00 | 2028 100% ECP | 700 | 0 | 510 | 85.87 | No
2028-04-18 04:00 | 2028 100% ECP | 700 | 0 | 420.76 | 0 | No
2028-04-18 05:00 | 2028 100% ECP | 700 | 0 | 390 | 197.58 | No
2028-04-18 06:00 | 2028 100% ECP | 700 | 40.76 | 90 | 304.27 | No
2028-04-18 07:00 | 2028 100% ECP | 700 | -226 | -210 | 104.58 | No
2028-04-18 08:00 | 2028 100% ECP | 311.16 | -526 | -510 | -195.42 | No
2028-04-18 09:00 | 2028 100% ECP | -288.84 | -526 | -510 | 0 | No
2028-04-18 10:00 | 2028 100% ECP | -700 | -526 | -510 | 0 | No
2028-04-18 11:00 | 2028 100% ECP | -700 | -526 | -510 | 0 | No
2028-04-18 12:00 | 2028 100% ECP | -700 | -526 | -510 | 0 | No
2028-04-18 13:00 | 2028 100% ECP | -700 | -526 | -510 | 0 | No
2028-04-18 14:00 | 2028 100% ECP | -500 | -526 | -510 | 0 | No
2028-04-18 15:00 | 2028 100% ECP | 100 | -447.74 | -510 | 252.77 | No
2028-04-18 16:00 | 2028 100% ECP | 700 | -496.35 | -510 | 388.4 | No
2028-04-18 17:00 | 2028 100% ECP | 700 | -196.35 | -210 | 442 | No
2028-04-18 18:00 | 2028 100% ECP | 700 | 0 | 90 | 407.04 | No
2028-04-18 19:00 | 2028 100% ECP | 700 | 0 | 390 | 436.22 | No
2028-04-18 20:00 | 2028 100% ECP | 700 | 0 | 510 | 436.22 | No
2028-04-18 21:00 | 2028 100% ECP | 700 | 0 | 385.45 | 442 | No
2028-04-18 22:00 | 2028 100% ECP | 700 | 0 | 510 | 341.45 | No
2028-04-18 23:00 | 2028 100% ECP | 700 | 242.83 | 510 | 442 | No
2028-04-19 | 2028 100% ECP | 700 | 152.88 | 510 | 442 | No
2028-04-19 01:00 | 2028 100% ECP | 700 | 290.27 | 510 | 442 | No
2028-04-19 02:00 | 2028 100% ECP | 700 | 102.01 | 510 | 442 | No
2028-04-19 03:00 | 2028 100% ECP | 700 | 402.01 | 510 | 442 | No
2028-04-19 04:00 | 2028 100% ECP | 700 | 102.01 | 510 | 442 | No
2028-04-19 05:00 | 2028 100% ECP | 700 | 0 | 210 | 207.96 | No
2028-04-19 06:00 | 2028 100% ECP | 700 | 0 | -90 | -92.04 | Yes
2028-04-19 07:00 | 2028 100% ECP | 500 | 0 | -120.66 | 31.33 | No
2028-04-19 08:00 | 2028 100% ECP | -100 | -300 | -420.66 | 139.41 | No
2028-04-19 09:00 | 2028 100% ECP | -700 | -526 | -510 | -160.59 | Yes
2028-04-19 10:00 | 2028 100% ECP | -700 | -526 | -510 | -398.61 | Yes
2028-04-19 11:00 | 2028 100% ECP | -700 | -526 | -510 | -98.61 | Yes
2028-04-19 12:00 | 2028 100% ECP | -700 | -526 | -510 | 0 | Yes
2028-04-19 13:00 | 2028 100% ECP | -700 | -526 | -510 | 0 | Yes
2028-04-19 14:00 | 2028 100% ECP | -700 | -526 | -510 | 0 | Yes
2028-04-19 15:00 | 2028 100% ECP | -700 | -526 | -510 | 58.47 | Yes
2028-04-19 16:00 | 2028 100% ECP | -700 | -526 | -510 | 33.55 | Yes
2028-04-19 17:00 | 2028 100% ECP | -100 | -526 | -510 | 333.55 | No
2028-04-19 18:00 | 2028 100% ECP | 500 | -526 | -510 | 33.55 | No
2028-04-19 19:00 | 2028 100% ECP | 700 | -526 | -510 | -35.07 | No
2028-04-19 20:00 | 2028 100% ECP | 700 | -327.34 | -467.93 | 0 | No
2028-04-19 21:00 | 2028 100% ECP | 700 | -27.34 | -167.93 | 189.1 | No
2028-04-19 22:00 | 2028 100% ECP | 700 | 272.66 | 132.07 | 442 | No
2028-04-19 23:00 | 2028 100% ECP | 460.11 | 505 | 432.07 | 368.98 | No
2028-04-20 | 2028 100% ECP | 0 | 505 | 510 | 442 | No
2028-04-20 01:00 | 2028 100% ECP | 0 | 440.6 | 510 | 214.37 | No
2028-04-20 02:00 | 2028 100% ECP | 18.5 | 505 | 510 | 282.49 | No
2028-04-20 03:00 | 2028 100% ECP | 192.2 | 300 | 510 | -9.61 | No
2028-04-20 04:00 | 2028 100% ECP | -407.8 | 0 | 210 | -309.61 | No
2028-04-20 05:00 | 2028 100% ECP | 88.2 | 0 | 0 | -9.61 | No
2028-04-20 06:00 | 2028 100% ECP | 218.13 | 0 | 0 | 0 | No
2028-04-20 07:00 | 2028 100% ECP | -381.87 | -226 | -210.71 | 0 | No
2028-04-20 08:00 | 2028 100% ECP | -700 | -526 | -510 | -246.9 | Yes
2028-04-20 09:00 | 2028 100% ECP | -700 | -526 | -510 | -487.37 | Yes
2028-04-20 10:00 | 2028 100% ECP | -700 | -526 | -510 | -510 | Yes
2028-04-20 11:00 | 2028 100% ECP | -700 | -526 | -510 | -437.87 | Yes
2028-04-20 12:00 | 2028 100% ECP | -700 | -526 | -510 | -158 | Yes
2028-04-20 13:00 | 2028 100% ECP | -700 | -526 | -510 | 142 | Yes
2028-04-20 14:00 | 2028 100% ECP | -700 | -429.63 | -510 | 442 | Yes
2028-04-20 15:00 | 2028 100% ECP | -700 | -226 | -210 | 442 | Yes
2028-04-20 16:00 | 2028 100% ECP | -700 | -526 | -510 | 364.39 | Yes
2028-04-20 17:00 | 2028 100% ECP | -700 | -526 | -510 | 442 | Yes
2028-04-20 18:00 | 2028 100% ECP | -100 | -226 | -210 | 412.34 | No
2028-04-20 19:00 | 2028 100% ECP | 0 | 0 | 0 | 394.72 | No
2028-04-20 20:00 | 2028 100% ECP | 330.05 | 0 | 0 | 300 | No
2028-04-20 21:00 | 2028 100% ECP | 0 | 0 | 0 | 0 | No
2028-04-20 22:00 | 2028 100% ECP | 0 | 205 | 210 | 277.03 | No
2028-04-20 23:00 | 2028 100% ECP | 0 | 505 | 510 | 442 | No
2028-04-21 | 2028 100% ECP | 0 | 505 | 510 | 211.05 | No
2028-04-21 01:00 | 2028 100% ECP | 0 | 505 | 510 | 90 | No
2028-04-21 02:00 | 2028 100% ECP | 180.44 | 325.11 | 510 | -210 | No
2028-04-21 03:00 | 2028 100% ECP | 323.76 | 505 | 510 | -510 | No
2028-04-21 04:00 | 2028 100% ECP | 7.72 | 505 | 510 | -297.52 | No
2028-04-21 05:00 | 2028 100% ECP | 9.44 | 205 | 210 | -510 | No
2028-04-21 06:00 | 2028 100% ECP | -100 | 74 | 90 | -510 | No
2028-04-21 07:00 | 2028 100% ECP | -700 | -226 | -210 | -210 | No
2028-04-21 08:00 | 2028 100% ECP | -700 | -526 | -510 | -510 | Yes
2028-04-21 09:00 | 2028 100% ECP | -700 | -526 | -510 | -510 | Yes
2028-04-21 10:00 | 2028 100% ECP | -700 | -526 | -510 | -510 | Yes
2028-04-21 11:00 | 2028 100% ECP | -700 | -526 | -510 | -509.15 | Yes
2028-04-21 12:00 | 2028 100% ECP | -700 | -226 | -210 | -209.15 | Yes
2028-04-21 13:00 | 2028 100% ECP | -700 | -226 | -210 | 90.85 | Yes
2028-04-21 14:00 | 2028 100% ECP | -700 | -526 | -510 | 84.28 | Yes
2028-04-21 15:00 | 2028 100% ECP | -700 | -526 | -510 | 163 | Yes
2028-04-21 16:00 | 2028 100% ECP | -700 | -526 | -510 | 300.28 | Yes
2028-04-21 17:00 | 2028 100% ECP | -100 | -226 | -210 | 442 | No
2028-04-21 18:00 | 2028 100% ECP | 500 | 0 | 90 | 442 | No
2028-04-21 19:00 | 2028 100% ECP | 700 | 0 | 390 | 442 | No
2028-04-21 20:00 | 2028 100% ECP | 700 | 153.31 | 510 | 147.44 | No
2028-04-21 21:00 | 2028 100% ECP | 700 | 0 | 510 | -152.56 | No
2028-04-21 22:00 | 2028 100% ECP | 700 | 0 | 510 | -452.56 | No
2028-04-21 23:00 | 2028 100% ECP | 700 | 0 | 510 | -236.1 | No
2028-04-22 | 2028 100% ECP | 700 | 300 | 510 | -383.53 | No
2028-04-22 01:00 | 2028 100% ECP | 700 | 372.38 | 510 | -510 | No
2028-04-22 02:00 | 2028 100% ECP | 700 | 309.96 | 510 | -510 | No
2028-04-22 03:00 | 2028 100% ECP | 700 | 217.2 | 510 | -510 | No
2028-04-22 04:00 | 2028 100% ECP | 700 | 125.39 | 510 | -357.65 | No
2028-04-22 05:00 | 2028 100% ECP | 700 | 374 | 390 | -164.06 | No
2028-04-22 06:00 | 2028 100% ECP | 500 | 74 | 90 | 97.39 | No
2028-04-22 07:00 | 2028 100% ECP | -100 | -226 | -210 | -202.61 | No
2028-04-22 08:00 | 2028 100% ECP | -700 | -526 | -510 | -502.61 | No
2028-04-22 09:00 | 2028 100% ECP | -700 | -526 | -510 | -510 | Yes
2028-04-22 10:00 | 2028 100% ECP | -700 | -526 | -510 | -510 | Yes
2028-04-22 11:00 | 2028 100% ECP | -700 | -526 | -510 | -334.49 | Yes
2028-04-22 12:00 | 2028 100% ECP | -700 | -526 | -510 | -510 | Yes
2028-04-22 13:00 | 2028 100% ECP | -700 | -526 | -510 | -325.72 | Yes
2028-04-22 14:00 | 2028 100% ECP | -700 | -526 | -510 | -25.72 | Yes
2028-04-22 15:00 | 2028 100% ECP | -700 | -483.55 | -510 | 61.58 | No
2028-04-22 16:00 | 2028 100% ECP | -100 | -183.55 | -258.86 | 288.75 | No
2028-04-22 17:00 | 2028 100% ECP | 500 | 0 | 41.14 | 442 | No
2028-04-22 18:00 | 2028 100% ECP | 700 | 0 | 341.14 | 166.45 | No
2028-04-22 19:00 | 2028 100% ECP | 700 | 0 | 492.66 | 34.88 | No
2028-04-22 20:00 | 2028 100% ECP | 700 | 0 | 510 | 334.88 | No
2028-04-22 21:00 | 2028 100% ECP | 700 | 300 | 510 | 442 | No
2028-04-22 22:00 | 2028 100% ECP | 700 | 505 | 510 | 442 | No
2028-04-22 23:00 | 2028 100% ECP | 700 | 505 | 510 | 442 | No
2028-04-23 | 2028 100% ECP | 700 | 505 | 510 | 442 | No
2028-04-23 01:00 | 2028 100% ECP | 700 | 505 | 510 | 442 | No
2028-04-23 02:00 | 2028 100% ECP | 700 | 505 | 510 | 442 | No
2028-04-23 03:00 | 2028 100% ECP | 700 | 505 | 510 | 442 | No
2028-04-23 04:00 | 2028 100% ECP | 700 | 446.15 | 390 | 442 | No
2028-04-23 05:00 | 2028 100% ECP | 700 | 146.15 | 90 | 284.36 | No
2028-04-23 06:00 | 2028 100% ECP | 700 | -153.85 | -210 | -15.64 | No
2028-04-23 07:00 | 2028 100% ECP | 500 | -453.85 | -510 | 255.11 | No
2028-04-23 08:00 | 2028 100% ECP | -100 | -526 | -510 | 191.56 | No
2028-04-23 09:00 | 2028 100% ECP | -700 | -526 | -510 | 442 | Yes
2028-04-23 10:00 | 2028 100% ECP | -700 | -526 | -510 | 442 | Yes
2028-04-23 11:00 | 2028 100% ECP | -700 | -526 | -510 | 442 | Yes
2028-04-23 12:00 | 2028 100% ECP | -700 | -526 | -510 | 442 | Yes
2028-04-23 13:00 | 2028 100% ECP | -700 | -526 | -510 | 442 | Yes
2028-04-23 14:00 | 2028 100% ECP | -700 | -526 | -510 | 442 | Yes
2028-04-23 15:00 | 2028 100% ECP | -700 | -526 | -510 | 442 | Yes
2028-04-23 16:00 | 2028 100% ECP | -100 | -526 | -510 | 442 | No
2028-04-23 17:00 | 2028 100% ECP | 500 | -300 | -302.17 | 442 | No
2028-04-23 18:00 | 2028 100% ECP | 700 | 0 | -2.17 | 442 | No
2028-04-23 19:00 | 2028 100% ECP | 700 | 0 | 297.83 | 442 | No
2028-04-23 20:00 | 2028 100% ECP | 700 | 0 | 510 | 442 | No
2028-04-23 21:00 | 2028 100% ECP | 700 | 0 | 510 | 442 | No
2028-04-23 22:00 | 2028 100% ECP | 700 | 0 | 510 | 442 | No
2028-04-23 23:00 | 2028 100% ECP | 700 | 0 | 510 | 201.51 | No
2028-04-24 | 2028 100% ECP | 700 | 0 | 510 | 0 | No
2028-04-24 01:00 | 2028 100% ECP | 700 | 0 | 510 | 300 | No
2028-04-24 02:00 | 2028 100% ECP | 700 | 0 | 510 | 424.72 | No
2028-04-24 03:00 | 2028 100% ECP | 700 | 0 | 510 | 124.72 | No
2028-04-24 04:00 | 2028 100% ECP | 700 | 0 | 510 | 115.69 | No
2028-04-24 05:00 | 2028 100% ECP | 700 | 0 | 390 | 122.45 | No
2028-04-24 06:00 | 2028 100% ECP | 700 | 0 | 90 | 422.45 | No
2028-04-24 07:00 | 2028 100% ECP | 500 | -226 | -210 | 356.48 | No
2028-04-24 08:00 | 2028 100% ECP | -100 | -526 | -510 | 204.5 | No
2028-04-24 09:00 | 2028 100% ECP | -700 | -526 | -510 | 196.21 | Yes
2028-04-24 10:00 | 2028 100% ECP | -700 | -526 | -510 | 129.7 | Yes
2028-04-24 11:00 | 2028 100% ECP | -700 | -526 | -510 | 65.34 | Yes
2028-04-24 12:00 | 2028 100% ECP | -700 | -526 | -510 | 365.34 | Yes
2028-04-24 13:00 | 2028 100% ECP | -700 | -526 | -510 | 331.84 | Yes
2028-04-24 14:00 | 2028 100% ECP | -700 | -526 | -510 | 31.84 | Yes
2028-04-24 15:00 | 2028 100% ECP | -271.63 | -526 | -510 | 66 | No
2028-04-24 16:00 | 2028 100% ECP | 100 | -526 | -510 | 168.81 | No
2028-04-24 17:00 | 2028 100% ECP | 700 | -300 | -307.97 | 355.3 | No
2028-04-24 18:00 | 2028 100% ECP | 700 | 0 | -7.97 | 300 | No
2028-04-24 19:00 | 2028 100% ECP | 700 | -106.81 | -90 | 0 | No
2028-04-24 20:00 | 2028 100% ECP | 700 | 192.6 | 210 | 300 | No
2028-04-24 21:00 | 2028 100% ECP | 700 | 492.6 | 510 | 442 | No
2028-04-24 22:00 | 2028 100% ECP | 700 | 505 | 510 | 442 | No
2028-04-24 23:00 | 2028 100% ECP | 700 | 492.22 | 510 | 442 | No
2028-04-25 | 2028 100% ECP | 700 | 192.22 | 510 | 442 | No
2028-04-25 01:00 | 2028 100% ECP | 700 | 394.97 | 510 | 442 | No
2028-04-25 02:00 | 2028 100% ECP | 700 | 94.97 | 510 | 435.24 | No
2028-04-25 03:00 | 2028 100% ECP | 700 | 94.97 | 510 | 442 | No
2028-04-25 04:00 | 2028 100% ECP | 700 | 62.93 | 510 | 442 | No
2028-04-25 05:00 | 2028 100% ECP | 700 | 123.28 | 390 | 442 | No
2028-04-25 06:00 | 2028 100% ECP | 700 | 74 | 90 | 442 | No
2028-04-25 07:00 | 2028 100% ECP | 500 | -226 | -210 | 384.03 | No
2028-04-25 08:00 | 2028 100% ECP | -100 | -526 | -510 | 209.7 | No
2028-04-25 09:00 | 2028 100% ECP | -700 | -526 | -510 | 142 | No
2028-04-25 10:00 | 2028 100% ECP | -700 | -526 | -510 | 442 | Yes
2028-04-25 11:00 | 2028 100% ECP | -700 | -526 | -510 | 442 | Yes
2028-04-25 12:00 | 2028 100% ECP | -700 | -526 | -510 | 442 | Yes
2028-04-25 13:00 | 2028 100% ECP | -700 | -526 | -510 | 142 | Yes
2028-04-25 14:00 | 2028 100% ECP | -700 | -526 | -510 | -55.86 | Yes
2028-04-25 15:00 | 2028 100% ECP | -700 | -526 | -510 | -66.56 | No
2028-04-25 16:00 | 2028 100% ECP | -100 | -526 | -510 | 123.82 | No
2028-04-25 17:00 | 2028 100% ECP | 500 | -226 | -271.5 | 318.46 | No
2028-04-25 18:00 | 2028 100% ECP | 700 | -211.86 | -210 | 79.03 | No
2028-04-25 19:00 | 2028 100% ECP | 700 | -511.86 | -510 | -220.97 | No
2028-04-25 20:00 | 2028 100% ECP | 700 | -211.86 | -210 | 79.03 | No
2028-04-25 21:00 | 2028 100% ECP | 700 | 88.14 | 90 | 379.03 | No
2028-04-25 22:00 | 2028 100% ECP | 700 | 388.14 | 390 | 442 | No
2028-04-25 23:00 | 2028 100% ECP | 700 | 96.96 | 510 | 200.82 | No
2028-04-26 | 2028 100% ECP | 700 | 396.96 | 510 | 442 | No
2028-04-26 01:00 | 2028 100% ECP | 700 | 505 | 510 | 442 | No
2028-04-26 02:00 | 2028 100% ECP | 700 | 505 | 510 | 442 | No
2028-04-26 03:00 | 2028 100% ECP | 700 | 505 | 510 | 442 | No
2028-04-26 04:00 | 2028 100% ECP | 700 | 505 | 510 | 442 | No
2028-04-26 05:00 | 2028 100% ECP | 700 | 205 | 390 | 142 | No
2028-04-26 06:00 | 2028 100% ECP | 700 | 0 | 90 | 176.11 | No
2028-04-26 07:00 | 2028 100% ECP | 700 | -93.27 | -210 | 311 | No
2028-04-26 08:00 | 2028 100% ECP | 700 | -393.27 | -510 | 311 | No
2028-04-26 09:00 | 2028 100% ECP | 700 | -526 | -510 | 192.94 | No
2028-04-26 10:00 | 2028 100% ECP | 700 | -240.82 | -510 | -25.58 | No
2028-04-26 11:00 | 2028 100% ECP | 700 | -526 | -510 | 0 | No
2028-04-26 12:00 | 2028 100% ECP | 700 | -526 | -510 | 48.26 | No
2028-04-26 13:00 | 2028 100% ECP | 700 | -526 | -510 | 124.84 | No
2028-04-26 14:00 | 2028 100% ECP | 700 | -526 | -510 | 64.14 | No
2028-04-26 15:00 | 2028 100% ECP | 700 | -230.67 | -510 | 30.94 | No
2028-04-26 16:00 | 2028 100% ECP | 700 | 0 | -272.8 | 177.58 | No
2028-04-26 17:00 | 2028 100% ECP | 700 | 0 | 27.2 | 191.15 | No
2028-04-26 18:00 | 2028 100% ECP | 700 | 0 | 327.2 | 244.68 | No
2028-04-26 19:00 | 2028 100% ECP | 700 | 0 | 29.5 | 294.54 | Yes
2028-04-26 20:00 | 2028 100% ECP | 700 | 0 | 329.5 | 294.54 | No
2028-04-26 21:00 | 2028 100% ECP | 700 | 0 | 425.06 | 142 | No
2028-04-26 22:00 | 2028 100% ECP | 700 | 0 | 425.06 | 142 | No
2028-04-26 23:00 | 2028 100% ECP | 700 | 6.63 | 510 | 142 | No
2028-04-27 | 2028 100% ECP | 700 | 306.63 | 510 | 442 | No
2028-04-27 01:00 | 2028 100% ECP | 700 | 505 | 510 | 442 | No
2028-04-27 02:00 | 2028 100% ECP | 700 | 205 | 510 | 359.44 | No
2028-04-27 03:00 | 2028 100% ECP | 700 | 505 | 510 | 442 | No
2028-04-27 04:00 | 2028 100% ECP | 700 | 471.91 | 510 | 442 | No
2028-04-27 05:00 | 2028 100% ECP | 700 | 171.91 | 250.92 | 155.97 | No
2028-04-27 06:00 | 2028 100% ECP | 700 | 0 | 90 | 237.28 | No
2028-04-27 07:00 | 2028 100% ECP | 500 | -65.15 | -210 | 377.81 | No
2028-04-27 08:00 | 2028 100% ECP | -100 | -365.15 | -510 | 112.79 | No
2028-04-27 09:00 | 2028 100% ECP | -700 | -526 | -510 | 275.16 | No
2028-04-27 10:00 | 2028 100% ECP | -700 | -526 | -510 | 442 | No
2028-04-27 11:00 | 2028 100% ECP | -700 | -526 | -510 | 442 | No
2028-04-27 12:00 | 2028 100% ECP | -700 | -526 | -510 | 442 | No
2028-04-27 13:00 | 2028 100% ECP | -700 | -526 | -510 | 442 | No
2028-04-27 14:00 | 2028 100% ECP | -700 | -526 | -510 | 442 | No
2028-04-27 15:00 | 2028 100% ECP | -700 | -526 | -510 | 442 | No
2028-04-27 16:00 | 2028 100% ECP | -100 | -503.37 | -510 | 274.05 | No
2028-04-27 17:00 | 2028 100% ECP | 500 | -203.37 | -210 | 274.05 | No
2028-04-27 18:00 | 2028 100% ECP | 700 | 0 | 0 | 274.05 | No
2028-04-27 19:00 | 2028 100% ECP | 700 | 0 | 210 | 311.57 | No
2028-04-27 20:00 | 2028 100% ECP | 700 | 0 | 510 | 350.51 | No
2028-04-27 21:00 | 2028 100% ECP | 700 | 0 | 495.18 | 285.58 | No
2028-04-27 22:00 | 2028 100% ECP | 700 | 0 | 195.18 | 210.76 | No
2028-04-27 23:00 | 2028 100% ECP | 700 | 0 | 195.18 | 178.14 | No
2028-04-28 | 2028 100% ECP | 700 | 0 | 495.18 | 0 | No
2028-04-28 01:00 | 2028 100% ECP | 700 | 205 | 510 | 168.53 | No
2028-04-28 02:00 | 2028 100% ECP | 700 | 505 | 510 | 442 | No
2028-04-28 03:00 | 2028 100% ECP | 700 | 505 | 510 | 442 | No
2028-04-28 04:00 | 2028 100% ECP | 700 | 505 | 510 | 442 | No
2028-04-28 05:00 | 2028 100% ECP | 700 | 482.97 | 510 | 442 | No
2028-04-28 06:00 | 2028 100% ECP | 700 | 182.97 | 210 | 219.76 | No
2028-04-28 07:00 | 2028 100% ECP | 500 | -101.27 | -90 | 392.79 | No
2028-04-28 08:00 | 2028 100% ECP | -100 | -226 | -230.01 | 442 | No
2028-04-28 09:00 | 2028 100% ECP | -700 | -526 | -510 | 442 | No
2028-04-28 10:00 | 2028 100% ECP | -700 | -526 | -510 | 442 | Yes
2028-04-28 11:00 | 2028 100% ECP | -700 | -526 | -510 | 354.3 | Yes
2028-04-28 12:00 | 2028 100% ECP | -700 | -526 | -510 | 418.3 | Yes
2028-04-28 13:00 | 2028 100% ECP | -700 | -526 | -510 | 442 | Yes
2028-04-28 14:00 | 2028 100% ECP | -700 | -526 | -510 | 322.79 | Yes
2028-04-28 15:00 | 2028 100% ECP | -700 | -526 | -510 | 442 | Yes
2028-04-28 16:00 | 2028 100% ECP | -403.1 | -300 | -300 | 442 | No
2028-04-28 17:00 | 2028 100% ECP | 196.9 | 0 | 0 | 442 | No
2028-04-28 18:00 | 2028 100% ECP | 700 | 0 | 48.7 | 442 | No
2028-04-28 19:00 | 2028 100% ECP | 700 | 0 | 348.7 | 442 | No
2028-04-28 20:00 | 2028 100% ECP | 700 | 0 | 510 | 442 | No
2028-04-28 21:00 | 2028 100% ECP | 700 | 0 | 510 | 442 | No
2028-04-28 22:00 | 2028 100% ECP | 700 | 300 | 510 | 442 | No
2028-04-28 23:00 | 2028 100% ECP | 700 | 300 | 510 | 442 | No
2028-04-29 | 2028 100% ECP | 700 | 0 | 510 | 295.55 | No
2028-04-29 01:00 | 2028 100% ECP | 700 | 0 | 397.32 | 0 | No
2028-04-29 02:00 | 2028 100% ECP | 700 | 0 | 102.49 | 0 | No
2028-04-29 03:00 | 2028 100% ECP | 117.8 | 0 | 0 | 165.33 | No
2028-04-29 04:00 | 2028 100% ECP | -482.2 | 0 | -300 | 0 | No
2028-04-29 05:00 | 2028 100% ECP | -700 | 0 | -302.75 | -20.01 | No
2028-04-29 06:00 | 2028 100% ECP | -333.53 | 0 | -2.75 | 0 | No
2028-04-29 07:00 | 2028 100% ECP | -700 | 300 | 297.25 | 300 | Yes
2028-04-29 08:00 | 2028 100% ECP | -700 | 505 | 510 | 442 | Yes
2028-04-29 09:00 | 2028 100% ECP | -700 | 505 | 510 | 442 | Yes
2028-04-29 10:00 | 2028 100% ECP | -100 | 505 | 510 | 442 | Yes
2028-04-29 11:00 | 2028 100% ECP | 500 | 374 | 390 | 442 | Yes
2028-04-29 12:00 | 2028 100% ECP | 147.89 | 74 | 90 | 442 | Yes
2028-04-29 13:00 | 2028 100% ECP | -452.11 | -226 | -210 | 383.54 | Yes
2028-04-29 14:00 | 2028 100% ECP | -700 | -526 | -510 | 83.54 | Yes
2028-04-29 15:00 | 2028 100% ECP | -700 | -526 | -510 | 23.17 | No
2028-04-29 16:00 | 2028 100% ECP | -100 | -226 | -210 | 241.29 | No
2028-04-29 17:00 | 2028 100% ECP | 500 | 0 | 90 | 442 | No
2028-04-29 18:00 | 2028 100% ECP | 700 | 0 | 390 | 331.72 | No
2028-04-29 19:00 | 2028 100% ECP | 700 | 0 | 510 | 442 | Yes
2028-04-29 20:00 | 2028 100% ECP | 700 | 0 | 510 | 442 | No
2028-04-29 21:00 | 2028 100% ECP | 700 | 205 | 510 | 442 | No
2028-04-29 22:00 | 2028 100% ECP | 700 | 505 | 510 | 442 | No
2028-04-29 23:00 | 2028 100% ECP | 700 | 205 | 510 | 307.95 | No
2028-04-30 | 2028 100% ECP | 700 | 372.72 | 510 | 442 | No
2028-04-30 01:00 | 2028 100% ECP | 700 | 499.94 | 510 | 442 | No
2028-04-30 02:00 | 2028 100% ECP | 700 | 505 | 510 | 442 | No
2028-04-30 03:00 | 2028 100% ECP | 700 | 505 | 510 | 442 | No
2028-04-30 04:00 | 2028 100% ECP | 700 | 241.96 | 510 | 295.15 | No
2028-04-30 05:00 | 2028 100% ECP | 700 | 505 | 510 | 0 | No
2028-04-30 06:00 | 2028 100% ECP | 700 | 245.52 | 510 | 0 | No
2028-04-30 07:00 | 2028 100% ECP | 700 | 74.6 | 390 | 300 | No
2028-04-30 08:00 | 2028 100% ECP | 100 | 0 | 90 | 392.07 | No
2028-04-30 09:00 | 2028 100% ECP | -500 | -300 | -210 | 92.07 | No
2028-04-30 10:00 | 2028 100% ECP | -700 | -526 | -510 | 78.86 | No
2028-04-30 11:00 | 2028 100% ECP | -700 | -300 | -510 | 256.45 | No
2028-04-30 12:00 | 2028 100% ECP | -700 | 0 | -210 | 379.96 | No
2028-04-30 13:00 | 2028 100% ECP | -700 | 0 | -50.49 | 442 | No
2028-04-30 14:00 | 2028 100% ECP | -700 | 0 | -210 | 153.4 | No
2028-04-30 15:00 | 2028 100% ECP | -700 | -300 | -510 | 0 | No
2028-04-30 16:00 | 2028 100% ECP | -500 | -382.63 | -510 | 0 | No
2028-04-30 17:00 | 2028 100% ECP | 100 | -273 | -510 | -52.02 | No
2028-04-30 18:00 | 2028 100% ECP | 700 | -526 | -510 | -352.02 | No
2028-04-30 19:00 | 2028 100% ECP | 700 | -526 | -510 | -290.31 | No
2028-04-30 20:00 | 2028 100% ECP | 700 | -467.51 | -510 | -158 | No
2028-04-30 21:00 | 2028 100% ECP | 700 | -167.51 | -210 | 142 | No
2028-04-30 22:00 | 2028 100% ECP | 700 | 132.49 | 90 | 442 | No
2028-04-30 23:00 | 2028 100% ECP | 700 | 432.49 | 390 | 442 | No
2028-05-01 | 2028 100% ECP | 700 | 505 | 510 | 442 | No
2028-05-01 01:00 | 2028 100% ECP | 700 | 505 | 510 | 442 | No
2028-05-01 02:00 | 2028 100% ECP | 700 | 505 | 510 | 442 | No
2028-05-01 03:00 | 2028 100% ECP | 700 | 505 | 510 | 442 | No
2028-05-01 04:00 | 2028 100% ECP | 700 | 464.32 | 510 | 442 | No
2028-05-01 05:00 | 2028 100% ECP | 700 | 278.71 | 390 | 442 | No
2028-05-01 06:00 | 2028 100% ECP | 500 | 74 | 90 | 442 | No
2028-05-01 07:00 | 2028 100% ECP | -100 | -226 | -210 | 442 | No
2028-05-01 08:00 | 2028 100% ECP | -700 | -526 | -510 | 442 | Yes
2028-05-01 09:00 | 2028 100% ECP | -700 | -526 | -510 | 193.4 | Yes
2028-05-01 10:00 | 2028 100% ECP | -700 | -526 | -510 | 441.65 | Yes
2028-05-01 11:00 | 2028 100% ECP | -700 | -526 | -510 | 284.67 | Yes
2028-05-01 12:00 | 2028 100% ECP | -700 | -526 | -510 | 291.07 | Yes
2028-05-01 13:00 | 2028 100% ECP | -700 | -526 | -510 | -8.93 | Yes
2028-05-01 14:00 | 2028 100% ECP | -700 | -526 | -510 | -25.66 | Yes
2028-05-01 15:00 | 2028 100% ECP | -700 | -526 | -510 | -141.08 | Yes
2028-05-01 16:00 | 2028 100% ECP | -700 | -526 | -510 | -217.56 | Yes
2028-05-01 17:00 | 2028 100% ECP | -696.34 | -526 | -510 | 0 | No
2028-05-01 18:00 | 2028 100% ECP | -96.34 | -226 | -210 | 104.4 | No
2028-05-01 19:00 | 2028 100% ECP | 503.66 | 0 | 0 | 404.4 | No
2028-05-01 20:00 | 2028 100% ECP | 700 | 0 | 0 | 442 | No
2028-05-01 21:00 | 2028 100% ECP | 700 | 300 | 300 | 442 | No
2028-05-01 22:00 | 2028 100% ECP | 700 | 341.25 | 510 | 442 | No
2028-05-01 23:00 | 2028 100% ECP | 700 | 41.25 | 510 | 442 | No
2028-05-02 | 2028 100% ECP | 700 | 41.25 | 510 | 442 | No
2028-05-02 01:00 | 2028 100% ECP | 700 | 341.25 | 510 | 442 | No
2028-05-02 02:00 | 2028 100% ECP | 700 | 123.58 | 510 | 442 | No
2028-05-02 03:00 | 2028 100% ECP | 700 | 308.53 | 510 | 442 | No
2028-05-02 04:00 | 2028 100% ECP | 700 | 308.53 | 510 | 442 | No
2028-05-02 05:00 | 2028 100% ECP | 700 | 221.78 | 510 | 442 | No
2028-05-02 06:00 | 2028 100% ECP | 600 | 0 | 210 | 442 | No
2028-05-02 07:00 | 2028 100% ECP | 0 | -213.2 | -90 | 442 | No
2028-05-02 08:00 | 2028 100% ECP | -600 | -513.2 | -390 | 442 | No
2028-05-02 09:00 | 2028 100% ECP | -700 | -526 | -510 | 442 | Yes
2028-05-02 10:00 | 2028 100% ECP | -700 | -526 | -510 | 442 | Yes
2028-05-02 11:00 | 2028 100% ECP | -700 | -526 | -510 | 442 | Yes
2028-05-02 12:00 | 2028 100% ECP | -700 | -526 | -510 | 442 | Yes
2028-05-02 13:00 | 2028 100% ECP | -700 | -526 | -510 | 442 | Yes
2028-05-02 14:00 | 2028 100% ECP | -700 | -526 | -510 | 442 | Yes
2028-05-02 15:00 | 2028 100% ECP | -700 | -526 | -510 | 394.02 | Yes
2028-05-02 16:00 | 2028 100% ECP | -100 | -526 | -510 | 326.49 | No
2028-05-02 17:00 | 2028 100% ECP | 500 | -226 | -510 | 326.49 | No
2028-05-02 18:00 | 2028 100% ECP | 700 | 0 | -510 | 320.14 | No
2028-05-02 19:00 | 2028 100% ECP | 700 | 0 | -484.98 | 233.8 | No
2028-05-02 20:00 | 2028 100% ECP | 700 | 0 | -390 | 233.8 | No
2028-05-02 21:00 | 2028 100% ECP | 700 | 0 | -90 | 233.8 | No
2028-05-02 22:00 | 2028 100% ECP | 700 | 205 | 210 | 346.72 | No
2028-05-02 23:00 | 2028 100% ECP | 700 | 505 | 510 | 442 | No
2028-05-03 | 2028 100% ECP | 700 | 505 | 510 | 442 | No
2028-05-03 01:00 | 2028 100% ECP | 700 | 505 | 510 | 442 | No
2028-05-03 02:00 | 2028 100% ECP | 700 | 505 | 510 | 442 | No
2028-05-03 03:00 | 2028 100% ECP | 700 | 414.6 | 510 | 442 | No
2028-05-03 04:00 | 2028 100% ECP | 700 | 439.35 | 510 | 442 | No
2028-05-03 05:00 | 2028 100% ECP | 700 | 139.35 | 300 | 442 | No
2028-05-03 06:00 | 2028 100% ECP | 700 | 0 | 0 | 307.44 | No
2028-05-03 07:00 | 2028 100% ECP | 500 | -226 | -294.11 | 338.88 | No
2028-05-03 08:00 | 2028 100% ECP | -100 | -526 | -510 | 332.29 | No
2028-05-03 09:00 | 2028 100% ECP | -700 | -526 | -510 | 442 | No
2028-05-03 10:00 | 2028 100% ECP | -700 | -526 | -510 | 442 | No
2028-05-03 11:00 | 2028 100% ECP | -700 | -526 | -510 | 442 | Yes
2028-05-03 12:00 | 2028 100% ECP | -700 | -526 | -510 | 442 | Yes
2028-05-03 13:00 | 2028 100% ECP | -700 | -526 | -510 | 442 | Yes
2028-05-03 14:00 | 2028 100% ECP | -700 | -526 | -510 | 442 | Yes
2028-05-03 15:00 | 2028 100% ECP | -700 | -526 | -510 | 313.86 | No
2028-05-03 16:00 | 2028 100% ECP | -100 | -526 | -510 | 323.24 | No
2028-05-03 17:00 | 2028 100% ECP | 500 | -526 | -510 | 323.24 | No
2028-05-03 18:00 | 2028 100% ECP | 700 | -526 | -510 | 325.68 | No
2028-05-03 19:00 | 2028 100% ECP | 700 | -526 | -510 | 330.68 | No
2028-05-03 20:00 | 2028 100% ECP | 700 | -239.79 | -210 | 331.24 | No
2028-05-03 21:00 | 2028 100% ECP | 700 | 60.21 | 90 | 371.42 | No
2028-05-03 22:00 | 2028 100% ECP | 700 | 360.21 | 390 | 442 | No
2028-05-03 23:00 | 2028 100% ECP | 700 | 505 | 510 | 442 | No
2028-05-04 | 2028 100% ECP | 700 | 450.6 | 510 | 442 | No
2028-05-04 01:00 | 2028 100% ECP | 700 | 150.6 | 510 | 442 | No
2028-05-04 02:00 | 2028 100% ECP | 700 | 97.06 | 510 | 442 | No
2028-05-04 03:00 | 2028 100% ECP | 700 | 300 | 510 | 442 | No
2028-05-04 04:00 | 2028 100% ECP | 700 | 0 | 510 | 442 | No
2028-05-04 05:00 | 2028 100% ECP | 700 | 147.47 | 210 | 442 | No
2028-05-04 06:00 | 2028 100% ECP | 426.96 | 0 | -90 | 397.3 | No
2028-05-04 07:00 | 2028 100% ECP | -173.04 | -300 | -390 | 442 | No
2028-05-04 08:00 | 2028 100% ECP | -700 | -526 | -510 | 437 | Yes
2028-05-04 09:00 | 2028 100% ECP | -700 | -526 | -510 | 222.75 | Yes
2028-05-04 10:00 | 2028 100% ECP | -700 | -526 | -510 | 0.11 | Yes
2028-05-04 11:00 | 2028 100% ECP | -700 | -526 | -510 | 4.4 | Yes
2028-05-04 12:00 | 2028 100% ECP | -700 | -526 | -510 | 281.05 | Yes
2028-05-04 13:00 | 2028 100% ECP | -700 | -526 | -510 | 246.76 | Yes
2028-05-04 14:00 | 2028 100% ECP | -700 | -526 | -510 | -10.05 | Yes
2028-05-04 15:00 | 2028 100% ECP | -700 | -526 | -510 | 19.37 | Yes
2028-05-04 16:00 | 2028 100% ECP | -700 | -526 | -510 | 96.64 | Yes
2028-05-04 17:00 | 2028 100% ECP | -700 | -526 | -510 | 45.17 | Yes
2028-05-04 18:00 | 2028 100% ECP | -700 | -526 | -510 | 87.44 | Yes
2028-05-04 19:00 | 2028 100% ECP | -700 | -526 | -510 | 106.16 | No
2028-05-04 20:00 | 2028 100% ECP | -700 | -526 | -510 | 114.71 | No
2028-05-04 21:00 | 2028 100% ECP | -700 | -526 | -510 | 130.06 | No
2028-05-04 22:00 | 2028 100% ECP | -700 | -226 | -210 | 430.06 | No
2028-05-04 23:00 | 2028 100% ECP | -700 | 74 | 90 | 442 | Yes
2028-05-05 | 2028 100% ECP | -700 | 374 | 390 | 442 | Yes
2028-05-05 01:00 | 2028 100% ECP | -700 | 505 | 510 | 442 | Yes
2028-05-05 02:00 | 2028 100% ECP | -700 | 505 | 510 | 442 | Yes
2028-05-05 03:00 | 2028 100% ECP | -700 | 505 | 510 | 442 | Yes
2028-05-05 04:00 | 2028 100% ECP | -700 | 505 | 510 | 442 | Yes
2028-05-05 05:00 | 2028 100% ECP | -700 | 505 | 510 | 442 | Yes
2028-05-05 06:00 | 2028 100% ECP | -700 | 505 | 510 | 442 | Yes
2028-05-05 07:00 | 2028 100% ECP | -700 | 505 | 510 | 442 | Yes
2028-05-05 08:00 | 2028 100% ECP | -700 | 505 | 510 | 442 | Yes
2028-05-05 09:00 | 2028 100% ECP | -700 | 505 | 510 | 442 | Yes
2028-05-05 10:00 | 2028 100% ECP | -700 | 505 | 510 | 442 | Yes
2028-05-05 11:00 | 2028 100% ECP | -700 | 505 | 510 | 442 | Yes
2028-05-05 12:00 | 2028 100% ECP | -700 | 374 | 300 | 304.5 | Yes
2028-05-05 13:00 | 2028 100% ECP | -700 | 74 | 0 | 4.5 | Yes
2028-05-05 14:00 | 2028 100% ECP | -700 | -226 | -300 | -295.5 | Yes
2028-05-05 15:00 | 2028 100% ECP | -700 | -526 | -510 | -383.15 | Yes
2028-05-05 16:00 | 2028 100% ECP | -700 | -526 | -510 | -91.56 | Yes
2028-05-05 17:00 | 2028 100% ECP | -700 | -526 | -510 | 0 | Yes
2028-05-05 18:00 | 2028 100% ECP | -700 | -226 | -350.05 | 269.14 | No
2028-05-05 19:00 | 2028 100% ECP | -700 | 0 | -50.05 | 0 | No
2028-05-05 20:00 | 2028 100% ECP | -133.79 | 0 | 0 | 69.16 | No
2028-05-05 21:00 | 2028 100% ECP | 0 | 0 | 0 | 0 | No
2028-05-05 22:00 | 2028 100% ECP | -72.35 | 0 | 210 | 262.31 | No
2028-05-05 23:00 | 2028 100% ECP | -672.35 | 112.84 | 510 | 442 | No
2028-05-06 | 2028 100% ECP | -72.35 | 0 | 210 | 142 | No
2028-05-06 01:00 | 2028 100% ECP | 0 | 89.27 | 510 | 442 | No
2028-05-06 02:00 | 2028 100% ECP | 0 | 26.12 | 510 | 442 | No
2028-05-06 03:00 | 2028 100% ECP | 0 | 0 | 252.6 | 142 | No
2028-05-06 04:00 | 2028 100% ECP | 0 | 0 | 0 | 105.07 | No
2028-05-06 05:00 | 2028 100% ECP | 0 | 0 | 0 | 34.67 | No
2028-05-06 06:00 | 2028 100% ECP | -100 | -43.3 | -210 | 100.75 | No
2028-05-06 07:00 | 2028 100% ECP | -700 | -343.3 | -510 | 0 | No
2028-05-06 08:00 | 2028 100% ECP | -700 | -526 | -510 | 63.25 | Yes
2028-05-06 09:00 | 2028 100% ECP | -700 | -526 | -510 | 10.08 | Yes
2028-05-06 10:00 | 2028 100% ECP | -700 | -526 | -510 | 100.58 | Yes
2028-05-06 11:00 | 2028 100% ECP | -700 | -526 | -510 | 66.02 | Yes
2028-05-06 12:00 | 2028 100% ECP | -700 | -526 | -510 | 66.52 | Yes
2028-05-06 13:00 | 2028 100% ECP | -700 | -526 | -510 | 60.57 | Yes
2028-05-06 14:00 | 2028 100% ECP | -700 | -526 | -510 | 52.25 | Yes
2028-05-06 15:00 | 2028 100% ECP | -700 | -526 | -510 | 20.62 | Yes
2028-05-06 16:00 | 2028 100% ECP | -700 | -526 | -510 | 204.38 | Yes
2028-05-06 17:00 | 2028 100% ECP | -700 | -526 | -510 | 364.76 | Yes
2028-05-06 18:00 | 2028 100% ECP | -100 | -526 | -510 | 190.09 | No
2028-05-06 19:00 | 2028 100% ECP | 0 | -300 | -509.79 | 442 | No
2028-05-06 20:00 | 2028 100% ECP | 0 | 0 | -209.79 | 442 | No
2028-05-06 21:00 | 2028 100% ECP | 0 | 0 | 0 | 442 | No
2028-05-06 22:00 | 2028 100% ECP | 0 | 0 | 0 | 442 | No
2028-05-06 23:00 | 2028 100% ECP | 0 | 0 | 0 | 442 | No
2028-05-07 | 2028 100% ECP | 0 | 0 | 0 | 442 | No
2028-05-07 01:00 | 2028 100% ECP | 190.67 | 0 | 0 | 442 | No
2028-05-07 02:00 | 2028 100% ECP | 190.67 | 0 | 0 | 424.1 | No
2028-05-07 03:00 | 2028 100% ECP | 399.57 | 0 | 0 | 346.46 | No
2028-05-07 04:00 | 2028 100% ECP | 0 | 0 | 0 | 284.97 | No
2028-05-07 05:00 | 2028 100% ECP | 0 | 0 | 0 | 307.05 | No
2028-05-07 06:00 | 2028 100% ECP | -56.31 | 0 | 0 | 291.6 | No
2028-05-07 07:00 | 2028 100% ECP | -325.43 | -226 | -210 | 355.43 | No
2028-05-07 08:00 | 2028 100% ECP | -700 | -526 | -510 | 355.43 | No
2028-05-07 09:00 | 2028 100% ECP | -700 | -526 | -510 | 227.84 | Yes
2028-05-07 10:00 | 2028 100% ECP | -700 | -526 | -510 | 227.84 | Yes
2028-05-07 11:00 | 2028 100% ECP | -700 | -526 | -510 | 200.49 | Yes
2028-05-07 12:00 | 2028 100% ECP | -700 | -526 | -510 | 322.99 | Yes
2028-05-07 13:00 | 2028 100% ECP | -700 | -526 | -510 | 142 | Yes
2028-05-07 14:00 | 2028 100% ECP | -700 | -526 | -510 | 442 | Yes
2028-05-07 15:00 | 2028 100% ECP | -700 | -526 | -510 | 221.1 | Yes
2028-05-07 16:00 | 2028 100% ECP | -700 | -526 | -510 | 267.51 | Yes
2028-05-07 17:00 | 2028 100% ECP | -362.28 | -226 | -210 | 442 | No
2028-05-07 18:00 | 2028 100% ECP | 237.72 | 74 | 90 | 442 | No
2028-05-07 19:00 | 2028 100% ECP | 700 | 374 | 390 | 442 | No
2028-05-07 20:00 | 2028 100% ECP | 700 | 505 | 510 | 442 | No
2028-05-07 21:00 | 2028 100% ECP | 700 | 505 | 510 | 442 | No
2028-05-07 22:00 | 2028 100% ECP | 700 | 505 | 510 | 442 | No
2028-05-07 23:00 | 2028 100% ECP | 700 | 505 | 510 | 442 | No
2028-05-08 | 2028 100% ECP | 700 | 505 | 510 | 442 | No
2028-05-08 01:00 | 2028 100% ECP | 700 | 505 | 510 | 442 | No
2028-05-08 02:00 | 2028 100% ECP | 700 | 505 | 510 | 442 | No
2028-05-08 03:00 | 2028 100% ECP | 700 | 505 | 510 | 442 | No
2028-05-08 04:00 | 2028 100% ECP | 700 | 482.71 | 390 | 442 | No
2028-05-08 05:00 | 2028 100% ECP | 700 | 182.71 | 90 | 192.88 | No
2028-05-08 06:00 | 2028 100% ECP | 700 | -117.29 | -210 | 266.9 | No
2028-05-08 07:00 | 2028 100% ECP | 471.79 | -417.29 | -510 | 388.98 | No
2028-05-08 08:00 | 2028 100% ECP | -128.21 | -526 | -510 | 442 | No
2028-05-08 09:00 | 2028 100% ECP | -700 | -526 | -510 | 442 | Yes
2028-05-08 10:00 | 2028 100% ECP | -700 | -526 | -510 | 442 | Yes
2028-05-08 11:00 | 2028 100% ECP | -700 | -526 | -510 | 442 | Yes
2028-05-08 12:00 | 2028 100% ECP | -700 | -526 | -510 | 442 | Yes
2028-05-08 13:00 | 2028 100% ECP | -700 | -526 | -510 | 442 | Yes
2028-05-08 14:00 | 2028 100% ECP | -700 | -526 | -510 | 442 | Yes
2028-05-08 15:00 | 2028 100% ECP | -700 | -526 | -510 | 442 | Yes
2028-05-08 16:00 | 2028 100% ECP | -700 | -526 | 0 | 442 | No
2028-05-08 17:00 | 2028 100% ECP | -100 | -526 | 0 | 442 | No
2028-05-08 18:00 | 2028 100% ECP | 500 | -526 | 0 | 442 | No
2028-05-08 19:00 | 2028 100% ECP | 700 | -526 | 0 | 442 | No
2028-05-08 20:00 | 2028 100% ECP | 700 | -526 | 0 | 442 | No
2028-05-08 21:00 | 2028 100% ECP | 700 | -300 | 0 | 442 | No
2028-05-08 22:00 | 2028 100% ECP | 700 | 0 | 0 | 442 | No
2028-05-08 23:00 | 2028 100% ECP | 700 | 300 | 0 | 442 | No
2028-05-09 | 2028 100% ECP | 700 | 505 | 0 | 442 | No
2028-05-09 01:00 | 2028 100% ECP | 700 | 505 | 0 | 442 | No
2028-05-09 02:00 | 2028 100% ECP | 700 | 505 | 0 | 442 | No
2028-05-09 03:00 | 2028 100% ECP | 700 | 505 | 0 | 442 | No
2028-05-09 04:00 | 2028 100% ECP | 700 | 374 | 0 | 442 | No
2028-05-09 05:00 | 2028 100% ECP | 700 | 74 | 0 | 442 | No
2028-05-09 06:00 | 2028 100% ECP | 500 | -226 | 0 | 244.69 | No
2028-05-09 07:00 | 2028 100% ECP | -100 | -526 | 0 | 357.47 | No
2028-05-09 08:00 | 2028 100% ECP | -700 | -526 | 0 | 403.4 | Yes
2028-05-09 09:00 | 2028 100% ECP | -700 | -526 | 0 | 442 | Yes
2028-05-09 10:00 | 2028 100% ECP | -700 | -526 | 0 | 442 | Yes
2028-05-09 11:00 | 2028 100% ECP | -700 | -526 | 0 | 442 | Yes
2028-05-09 12:00 | 2028 100% ECP | -700 | -526 | 0 | 442 | Yes
2028-05-09 13:00 | 2028 100% ECP | -700 | -526 | 0 | 442 | Yes
2028-05-09 14:00 | 2028 100% ECP | -700 | -526 | 0 | 442 | Yes
2028-05-09 15:00 | 2028 100% ECP | -700 | -526 | 0 | 442 | Yes
2028-05-09 16:00 | 2028 100% ECP | -437.18 | -526 | 0 | 366.45 | No
2028-05-09 17:00 | 2028 100% ECP | 162.82 | -526 | 0 | 322.55 | No
2028-05-09 18:00 | 2028 100% ECP | 700 | -526 | 0 | 238.25 | No
2028-05-09 19:00 | 2028 100% ECP | 700 | -470.71 | 0 | 321.77 | No
2028-05-09 20:00 | 2028 100% ECP | 700 | -170.71 | 0 | 346.81 | No
2028-05-09 21:00 | 2028 100% ECP | 700 | 129.29 | 0 | 159.82 | No
2028-05-09 22:00 | 2028 100% ECP | 700 | 429.29 | 0 | 442 | No
2028-05-09 23:00 | 2028 100% ECP | 700 | 414.36 | 0 | 442 | No
2028-05-10 | 2028 100% ECP | 700 | 370.45 | 0 | 442 | No
2028-05-10 01:00 | 2028 100% ECP | 407.42 | 327.49 | 0 | 442 | No
2028-05-10 02:00 | 2028 100% ECP | 500 | 27.49 | 0 | 351.16 | No
2028-05-10 03:00 | 2028 100% ECP | -100 | 327.49 | 0 | 442 | No
2028-05-10 04:00 | 2028 100% ECP | -700 | 505 | 0 | 442 | No
2028-05-10 05:00 | 2028 100% ECP | -700 | 505 | 0 | 442 | No
2028-05-10 06:00 | 2028 100% ECP | -700 | 505 | 0 | 442 | Yes
2028-05-10 07:00 | 2028 100% ECP | -700 | 505 | 0 | 442 | Yes
2028-05-10 08:00 | 2028 100% ECP | -700 | 505 | 0 | 442 | Yes
2028-05-10 09:00 | 2028 100% ECP | -700 | 505 | 0 | 442 | Yes
2028-05-10 10:00 | 2028 100% ECP | -700 | 505 | 0 | 442 | Yes
2028-05-10 11:00 | 2028 100% ECP | -700 | 505 | 0 | 442 | Yes
2028-05-10 12:00 | 2028 100% ECP | -700 | 505 | 0 | 442 | Yes
2028-05-10 13:00 | 2028 100% ECP | -700 | 505 | 0 | 442 | Yes
2028-05-10 14:00 | 2028 100% ECP | -700 | 505 | 0 | 442 | Yes
2028-05-10 15:00 | 2028 100% ECP | -700 | 505 | 0 | 442 | Yes
2028-05-10 16:00 | 2028 100% ECP | -700 | 374 | 300 | 442 | Yes
2028-05-10 17:00 | 2028 100% ECP | -700 | 74 | 90 | 298.76 | Yes
2028-05-10 18:00 | 2028 100% ECP | -700 | -226 | -210 | -1.24 | Yes
2028-05-10 19:00 | 2028 100% ECP | -700 | -526 | -510 | -301.24 | No
2028-05-10 20:00 | 2028 100% ECP | -700 | -526 | -510 | -233.5 | No
2028-05-10 21:00 | 2028 100% ECP | -700 | -526 | -510 | 66.5 | No
2028-05-10 22:00 | 2028 100% ECP | -700 | -226 | -210 | 366.5 | No
2028-05-10 23:00 | 2028 100% ECP | -700 | 74 | 90 | 442 | No
2028-05-11 | 2028 100% ECP | -623.69 | 374 | 390 | 442 | No
2028-05-11 01:00 | 2028 100% ECP | -538.88 | 505 | 510 | 442 | No
2028-05-11 02:00 | 2028 100% ECP | -538.88 | 505 | 510 | 442 | No
2028-05-11 03:00 | 2028 100% ECP | -597.26 | 505 | 510 | 442 | No
2028-05-11 04:00 | 2028 100% ECP | -700 | 505 | 510 | 442 | No
2028-05-11 05:00 | 2028 100% ECP | -672.56 | 323.1 | 510 | 442 | No
2028-05-11 06:00 | 2028 100% ECP | -566.18 | 23.1 | 210 | 289.76 | No
2028-05-11 07:00 | 2028 100% ECP | -700 | -276.9 | -90 | 140.21 | Yes
2028-05-11 08:00 | 2028 100% ECP | -700 | 23.1 | 210 | 440.21 | Yes
2028-05-11 09:00 | 2028 100% ECP | -700 | 323.1 | 510 | 442 | Yes
2028-05-11 10:00 | 2028 100% ECP | -700 | 505 | 510 | 442 | Yes
2028-05-11 11:00 | 2028 100% ECP | -700 | 505 | 510 | 442 | Yes
2028-05-11 12:00 | 2028 100% ECP | -700 | 505 | 510 | 442 | Yes
2028-05-11 13:00 | 2028 100% ECP | -700 | 374 | 390 | 442 | Yes
2028-05-11 14:00 | 2028 100% ECP | -700 | 74 | 90 | 262.11 | Yes
2028-05-11 15:00 | 2028 100% ECP | -700 | -226 | -210 | -37.89 | Yes
2028-05-11 16:00 | 2028 100% ECP | -700 | -526 | -510 | -337.89 | Yes
2028-05-11 17:00 | 2028 100% ECP | -700 | -526 | -510 | -37.89 | Yes
2028-05-11 18:00 | 2028 100% ECP | -100 | -226 | -210 | 96.9 | No
2028-05-11 19:00 | 2028 100% ECP | 500 | 74 | 90 | 343.2 | No
2028-05-11 20:00 | 2028 100% ECP | 700 | -95 | -90 | 43.2 | No
2028-05-11 21:00 | 2028 100% ECP | 700 | 205 | 210 | 343.2 | No
2028-05-11 22:00 | 2028 100% ECP | 700 | 505 | 510 | 442 | No
2028-05-11 23:00 | 2028 100% ECP | 700 | 505 | 510 | 442 | No
2028-05-12 | 2028 100% ECP | 700 | 505 | 510 | 442 | No
2028-05-12 01:00 | 2028 100% ECP | 700 | 505 | 510 | 442 | No
2028-05-12 02:00 | 2028 100% ECP | 700 | 505 | 510 | 442 | No
2028-05-12 03:00 | 2028 100% ECP | 700 | 505 | 510 | 442 | No
2028-05-12 04:00 | 2028 100% ECP | 700 | 505 | 510 | 442 | No
2028-05-12 05:00 | 2028 100% ECP | 700 | 374 | 409.91 | 442 | No
2028-05-12 06:00 | 2028 100% ECP | 500 | 74 | 109.91 | 442 | No
2028-05-12 07:00 | 2028 100% ECP | -100 | -226 | -190.09 | 442 | No
2028-05-12 08:00 | 2028 100% ECP | -700 | -526 | -490.09 | 442 | Yes
2028-05-12 09:00 | 2028 100% ECP | -700 | -526 | -510 | 142 | Yes
2028-05-12 10:00 | 2028 100% ECP | -700 | -526 | -510 | 0 | Yes
2028-05-12 11:00 | 2028 100% ECP | -700 | -526 | -510 | 0 | Yes
2028-05-12 12:00 | 2028 100% ECP | -700 | -526 | -510 | 0 | Yes
2028-05-12 13:00 | 2028 100% ECP | -700 | -526 | -510 | -201.76 | Yes
2028-05-12 14:00 | 2028 100% ECP | -700 | -526 | -510 | -201.76 | Yes
2028-05-12 15:00 | 2028 100% ECP | -700 | -526 | -510 | -394.06 | Yes
2028-05-12 16:00 | 2028 100% ECP | -500 | -514.34 | -510 | -300 | No
2028-05-12 17:00 | 2028 100% ECP | 100 | -214.34 | -398.01 | 0 | No
2028-05-12 18:00 | 2028 100% ECP | 700 | -341.32 | -510 | -169.79 | No
2028-05-12 19:00 | 2028 100% ECP | 700 | -286.02 | -510 | -469.79 | No
2028-05-12 20:00 | 2028 100% ECP | 700 | -400.95 | -390 | -300 | No
2028-05-12 21:00 | 2028 100% ECP | 700 | -100.95 | -90 | 0 | No
2028-05-12 22:00 | 2028 100% ECP | 700 | 199.05 | 210 | 300 | No
2028-05-12 23:00 | 2028 100% ECP | 700 | 443.68 | 510 | 442 | No
2028-05-13 | 2028 100% ECP | 700 | 143.68 | 510 | 187.17 | No
2028-05-13 01:00 | 2028 100% ECP | 700 | 294.9 | 510 | 442 | No
2028-05-13 02:00 | 2028 100% ECP | 700 | 294.9 | 510 | 442 | No
2028-05-13 03:00 | 2028 100% ECP | 700 | 392.95 | 510 | 405.7 | No
2028-05-13 04:00 | 2028 100% ECP | 700 | 306.55 | 510 | 442 | No
2028-05-13 05:00 | 2028 100% ECP | 700 | 319.45 | 510 | 442 | No
2028-05-13 06:00 | 2028 100% ECP | 428.35 | 201.43 | 300 | 442 | No
2028-05-13 07:00 | 2028 100% ECP | -171.65 | 0 | 0 | 155.53 | No
2028-05-13 08:00 | 2028 100% ECP | -700 | 300 | 300 | 442 | Yes
2028-05-13 09:00 | 2028 100% ECP | -700 | 374 | 390 | 442 | Yes
2028-05-13 10:00 | 2028 100% ECP | -700 | 74 | 90 | 442 | Yes
2028-05-13 11:00 | 2028 100% ECP | -700 | -226 | -210 | 442 | Yes
2028-05-13 12:00 | 2028 100% ECP | -700 | -526 | -510 | 271.54 | Yes
2028-05-13 13:00 | 2028 100% ECP | -700 | -226 | -210 | 442 | Yes
2028-05-13 14:00 | 2028 100% ECP | -700 | -364.98 | -510 | 442 | Yes
2028-05-13 15:00 | 2028 100% ECP | -700 | -526 | -510 | 301.52 | Yes
2028-05-13 16:00 | 2028 100% ECP | -700 | -526 | -510 | 372.66 | Yes
2028-05-13 17:00 | 2028 100% ECP | -700 | -526 | -510 | 442 | Yes
2028-05-13 18:00 | 2028 100% ECP | -100 | -226 | -210 | 429.22 | No
2028-05-13 19:00 | 2028 100% ECP | 500 | 74 | 90 | 442 | No
2028-05-13 20:00 | 2028 100% ECP | 700 | 374 | 390 | 442 | No
2028-05-13 21:00 | 2028 100% ECP | 700 | 505 | 510 | 442 | No
2028-05-13 22:00 | 2028 100% ECP | 700 | 505 | 510 | 442 | No
2028-05-13 23:00 | 2028 100% ECP | 700 | 505 | 510 | 442 | No
2028-05-14 | 2028 100% ECP | 700 | 505 | 510 | 442 | No
2028-05-14 01:00 | 2028 100% ECP | 700 | 505 | 510 | 442 | No
2028-05-14 02:00 | 2028 100% ECP | 700 | 505 | 510 | 442 | No
2028-05-14 03:00 | 2028 100% ECP | 700 | 300 | 279.19 | 442 | No
2028-05-14 04:00 | 2028 100% ECP | 700 | 0 | -20.81 | 442 | No
2028-05-14 05:00 | 2028 100% ECP | 700 | -300 | -320.81 | 262.91 | No
2028-05-14 06:00 | 2028 100% ECP | 500 | -526 | -510 | 50.59 | No
2028-05-14 07:00 | 2028 100% ECP | -100 | -526 | -510 | 0 | No
2028-05-14 08:00 | 2028 100% ECP | -700 | -526 | -510 | 297.33 | Yes
2028-05-14 09:00 | 2028 100% ECP | -700 | -526 | -510 | 98.46 | Yes
2028-05-14 10:00 | 2028 100% ECP | -700 | -526 | -510 | 147.11 | Yes
2028-05-14 11:00 | 2028 100% ECP | -700 | -526 | -510 | 168.41 | Yes
2028-05-14 12:00 | 2028 100% ECP | -700 | -526 | -510 | 424.44 | Yes
2028-05-14 13:00 | 2028 100% ECP | -700 | -526 | -510 | 442 | Yes
2028-05-14 14:00 | 2028 100% ECP | -700 | -526 | -510 | 142 | Yes
2028-05-14 15:00 | 2028 100% ECP | -700 | -526 | -510 | 71.81 | Yes
2028-05-14 16:00 | 2028 100% ECP | -700 | -526 | -510 | 0 | Yes
2028-05-14 17:00 | 2028 100% ECP | -347.78 | -526 | -510 | 0 | No
2028-05-14 18:00 | 2028 100% ECP | 252.22 | -526 | -510 | 0 | No
2028-05-14 19:00 | 2028 100% ECP | 700 | -526 | -510 | 0 | No
2028-05-14 20:00 | 2028 100% ECP | 700 | -526 | -510 | 0 | No
2028-05-14 21:00 | 2028 100% ECP | 700 | -379.06 | -510 | 0 | No
2028-05-14 22:00 | 2028 100% ECP | 700 | -79.06 | -210 | 251.25 | No
2028-05-14 23:00 | 2028 100% ECP | 700 | 220.94 | 90 | 442 | No
2028-05-15 | 2028 100% ECP | 700 | 412.49 | 390 | 442 | No
2028-05-15 01:00 | 2028 100% ECP | 700 | 505 | 510 | 442 | No
2028-05-15 02:00 | 2028 100% ECP | 700 | 505 | 510 | 442 | No
2028-05-15 03:00 | 2028 100% ECP | 700 | 505 | 510 | 442 | No
2028-05-15 04:00 | 2028 100% ECP | 700 | 505 | 510 | 442 | No
2028-05-15 05:00 | 2028 100% ECP | 700 | 300 | 287 | 442 | No
2028-05-15 06:00 | 2028 100% ECP | 500 | 0 | -13 | 162.98 | No
2028-05-15 07:00 | 2028 100% ECP | -100 | -300 | -313 | 442 | No
2028-05-15 08:00 | 2028 100% ECP | -700 | -526 | -510 | 442 | Yes
2028-05-15 09:00 | 2028 100% ECP | -700 | -526 | -510 | 442 | Yes
2028-05-15 10:00 | 2028 100% ECP | -700 | -526 | -510 | 442 | Yes
2028-05-15 11:00 | 2028 100% ECP | -700 | -526 | -510 | 395.12 | Yes
2028-05-15 12:00 | 2028 100% ECP | -700 | -526 | -510 | 95.12 | Yes
2028-05-15 13:00 | 2028 100% ECP | -700 | -526 | -510 | 395.12 | Yes
2028-05-15 14:00 | 2028 100% ECP | -700 | -526 | -510 | 442 | Yes
2028-05-15 15:00 | 2028 100% ECP | -700 | -526 | -510 | 426.01 | Yes
2028-05-15 16:00 | 2028 100% ECP | -100 | -249.99 | -510 | 394.29 | No
2028-05-15 17:00 | 2028 100% ECP | 500 | -526 | -510 | 442 | No
2028-05-15 18:00 | 2028 100% ECP | 700 | -526 | -510 | 442 | No
2028-05-15 19:00 | 2028 100% ECP | 700 | -526 | -510 | 442 | No
2028-05-15 20:00 | 2028 100% ECP | 700 | -395 | -413.14 | 442 | No
2028-05-15 21:00 | 2028 100% ECP | 700 | -95 | -113.14 | 442 | No
2028-05-15 22:00 | 2028 100% ECP | 700 | 205 | 186.86 | 442 | No
2028-05-15 23:00 | 2028 100% ECP | 700 | 505 | 486.86 | 442 | No
2028-05-16 | 2028 100% ECP | 700 | 505 | 510 | 442 | No
2028-05-16 01:00 | 2028 100% ECP | 700 | 492.49 | 510 | 442 | No
2028-05-16 02:00 | 2028 100% ECP | 700 | 505 | 510 | 442 | No
2028-05-16 03:00 | 2028 100% ECP | 700 | 505 | 510 | 442 | No
2028-05-16 04:00 | 2028 100% ECP | 700 | 309.98 | 390 | 442 | No
2028-05-16 05:00 | 2028 100% ECP | 700 | 9.98 | 90 | 260.8 | No
2028-05-16 06:00 | 2028 100% ECP | 700 | -226 | -210 | 172.23 | No
2028-05-16 07:00 | 2028 100% ECP | 128.88 | -526 | -510 | 357.23 | No
2028-05-16 08:00 | 2028 100% ECP | -471.12 | -526 | -510 | 442 | No
2028-05-16 09:00 | 2028 100% ECP | -700 | -526 | -510 | 442 | No
2028-05-16 10:00 | 2028 100% ECP | -700 | -526 | -510 | 442 | No
2028-05-16 11:00 | 2028 100% ECP | -700 | -526 | -510 | 442 | No
2028-05-16 12:00 | 2028 100% ECP | -700 | -526 | -510 | 442 | No
2028-05-16 13:00 | 2028 100% ECP | -700 | -526 | -510 | 442 | No
2028-05-16 14:00 | 2028 100% ECP | -500 | -440.85 | -510 | 442 | No
2028-05-16 15:00 | 2028 100% ECP | 100 | -140.85 | -252.23 | 442 | No
2028-05-16 16:00 | 2028 100% ECP | 700 | -410.58 | -510 | 442 | No
2028-05-16 17:00 | 2028 100% ECP | 700 | -110.58 | -510 | 442 | No
2028-05-16 18:00 | 2028 100% ECP | 700 | -110.58 | -510 | 371.61 | No
2028-05-16 19:00 | 2028 100% ECP | 700 | -410.58 | -510 | 442 | No
2028-05-16 20:00 | 2028 100% ECP | 700 | -204.61 | -510 | 348.15 | No
2028-05-16 21:00 | 2028 100% ECP | 700 | -204.61 | -432.52 | 414.99 | No
2028-05-16 22:00 | 2028 100% ECP | 700 | 0 | -132.52 | 323.85 | No
2028-05-16 23:00 | 2028 100% ECP | 700 | 300 | 167.48 | 442 | No
2028-05-17 | 2028 100% ECP | 700 | 346.34 | 467.48 | 442 | No
2028-05-17 01:00 | 2028 100% ECP | 700 | 278.86 | 510 | 442 | No
2028-05-17 02:00 | 2028 100% ECP | 700 | 310.79 | 510 | 442 | No
2028-05-17 03:00 | 2028 100% ECP | 700 | 103.89 | 510 | 442 | No
2028-05-17 04:00 | 2028 100% ECP | 700 | 0 | 510 | 442 | No
2028-05-17 05:00 | 2028 100% ECP | 700 | 0 | 510 | 376.65 | No
2028-05-17 06:00 | 2028 100% ECP | 700 | 0 | 504.32 | 442 | No
2028-05-17 07:00 | 2028 100% ECP | 700 | 0 | 390 | 442 | No
2028-05-17 08:00 | 2028 100% ECP | 486.68 | 0 | 90 | 442 | No
2028-05-17 09:00 | 2028 100% ECP | -113.32 | -300 | -210 | 442 | No
2028-05-17 10:00 | 2028 100% ECP | -700 | -526 | -510 | 442 | No
2028-05-17 11:00 | 2028 100% ECP | -700 | -226 | -372.01 | 442 | No
2028-05-17 12:00 | 2028 100% ECP | -700 | -526 | -510 | 442 | No
2028-05-17 13:00 | 2028 100% ECP | -700 | -526 | -510 | 442 | No
2028-05-17 14:00 | 2028 100% ECP | -700 | -526 | -510 | 413.25 | No
2028-05-17 15:00 | 2028 100% ECP | -700 | -504.1 | -510 | 154.31 | No
2028-05-17 16:00 | 2028 100% ECP | -100 | -204.1 | -210 | 442 | No
2028-05-17 17:00 | 2028 100% ECP | 500 | 0 | 90 | 442 | No
2028-05-17 18:00 | 2028 100% ECP | 700 | 0 | 390 | 341.72 | No
2028-05-17 19:00 | 2028 100% ECP | 700 | 0 | 300 | 442 | No
2028-05-17 20:00 | 2028 100% ECP | 446.2 | 0 | 0 | 325.98 | No
2028-05-17 21:00 | 2028 100% ECP | 600 | 0 | 80.36 | 442 | No
2028-05-17 22:00 | 2028 100% ECP | 0 | 0 | 380.36 | 442 | No
2028-05-17 23:00 | 2028 100% ECP | -600 | 298.17 | 510 | 442 | No
2028-05-18 | 2028 100% ECP | 0 | 505 | 510 | 442 | No
2028-05-18 01:00 | 2028 100% ECP | 0 | 505 | 510 | 442 | No
2028-05-18 02:00 | 2028 100% ECP | -259.78 | 505 | 510 | 442 | No
2028-05-18 03:00 | 2028 100% ECP | -58.17 | 505 | 510 | 442 | No
2028-05-18 04:00 | 2028 100% ECP | 0 | 205 | 294.65 | 142 | No
2028-05-18 05:00 | 2028 100% ECP | 600 | 0 | 493.99 | 159.21 | No
2028-05-18 06:00 | 2028 100% ECP | 700 | 0 | 509.86 | 442 | No
2028-05-18 07:00 | 2028 100% ECP | 700 | 0 | 441.61 | 442 | No
2028-05-18 08:00 | 2028 100% ECP | 700 | 0 | 173.97 | 382.56 | No
2028-05-18 09:00 | 2028 100% ECP | 218.23 | 0 | 0 | 442 | No
2028-05-18 10:00 | 2028 100% ECP | 0 | 0 | 0 | 442 | No
2028-05-18 11:00 | 2028 100% ECP | 189.61 | 0 | 0 | 442 | No
2028-05-18 12:00 | 2028 100% ECP | 485.63 | 0 | 0 | 442 | No
2028-05-18 13:00 | 2028 100% ECP | -95.52 | 0 | 0 | 373.26 | No
2028-05-18 14:00 | 2028 100% ECP | -205.27 | 0 | 0 | 442 | No
2028-05-18 15:00 | 2028 100% ECP | 112.99 | 0 | 0 | 227.53 | No
2028-05-18 16:00 | 2028 100% ECP | 580.49 | 0 | 129.37 | 337 | No
2028-05-18 17:00 | 2028 100% ECP | 700 | 0 | 429.37 | 442 | No
2028-05-18 18:00 | 2028 100% ECP | 700 | 130.96 | 502.26 | 442 | No
2028-05-18 19:00 | 2028 100% ECP | 700 | 430.96 | 510 | 442 | No
2028-05-18 20:00 | 2028 100% ECP | 700 | 505 | 510 | 442 | No
2028-05-18 21:00 | 2028 100% ECP | 700 | 505 | 510 | 442 | No
2028-05-18 22:00 | 2028 100% ECP | 700 | 505 | 510 | 442 | No
2028-05-18 23:00 | 2028 100% ECP | 349.72 | 399.84 | 510 | 442 | No
2028-05-19 | 2028 100% ECP | 700 | 205 | 295.18 | 442 | No
2028-05-19 01:00 | 2028 100% ECP | 594.69 | 505 | 510 | 442 | No
2028-05-19 02:00 | 2028 100% ECP | 0 | 505 | 510 | 442 | No
2028-05-19 03:00 | 2028 100% ECP | 100 | 300 | 510 | 442 | No
2028-05-19 04:00 | 2028 100% ECP | 700 | 0 | 210 | 423.29 | No
2028-05-19 05:00 | 2028 100% ECP | 700 | 69.59 | 209.4 | 142 | No
2028-05-19 06:00 | 2028 100% ECP | 700 | 369.59 | 390 | 442 | No
2028-05-19 07:00 | 2028 100% ECP | 500 | 74 | 90 | 442 | No
2028-05-19 08:00 | 2028 100% ECP | -100 | -226 | -210 | 442 | No
2028-05-19 09:00 | 2028 100% ECP | -700 | -526 | -510 | 442 | Yes
2028-05-19 10:00 | 2028 100% ECP | -700 | -526 | -510 | 442 | Yes
2028-05-19 11:00 | 2028 100% ECP | -700 | -526 | -510 | 442 | Yes
2028-05-19 12:00 | 2028 100% ECP | -700 | -526 | -510 | 442 | Yes
2028-05-19 13:00 | 2028 100% ECP | -700 | -526 | -510 | 442 | Yes
2028-05-19 14:00 | 2028 100% ECP | -700 | -526 | -510 | 442 | Yes
2028-05-19 15:00 | 2028 100% ECP | -700 | -526 | -510 | 442 | Yes
2028-05-19 16:00 | 2028 100% ECP | -700 | -454.21 | -510 | 442 | No
2028-05-19 17:00 | 2028 100% ECP | -100 | -154.21 | -221.58 | 442 | No
2028-05-19 18:00 | 2028 100% ECP | 500 | 0 | 74.43 | 442 | No
2028-05-19 19:00 | 2028 100% ECP | 700 | 0 | 374.43 | 442 | No
2028-05-19 20:00 | 2028 100% ECP | 700 | 0 | 510 | 442 | No
2028-05-19 21:00 | 2028 100% ECP | 700 | 0 | 510 | 442 | No
2028-05-19 22:00 | 2028 100% ECP | 700 | 146.65 | 510 | 442 | No
2028-05-19 23:00 | 2028 100% ECP | 700 | 300 | 510 | 442 | No
2028-05-20 | 2028 100% ECP | 700 | 147.47 | 510 | 442 | No
2028-05-20 01:00 | 2028 100% ECP | 700 | 447.47 | 510 | 442 | No
2028-05-20 02:00 | 2028 100% ECP | 700 | 147.47 | 510 | 442 | No
2028-05-20 03:00 | 2028 100% ECP | 700 | 0 | 510 | 442 | No
2028-05-20 04:00 | 2028 100% ECP | 700 | 0 | 269.55 | 225.32 | No
2028-05-20 05:00 | 2028 100% ECP | 500 | 0 | 90 | 442 | No
2028-05-20 06:00 | 2028 100% ECP | -100 | -226 | -210 | 442 | No
2028-05-20 07:00 | 2028 100% ECP | -700 | -526 | -510 | 396.53 | Yes
2028-05-20 08:00 | 2028 100% ECP | -700 | -226 | -210 | 442 | Yes
2028-05-20 09:00 | 2028 100% ECP | -700 | 74 | 90 | 442 | Yes
2028-05-20 10:00 | 2028 100% ECP | -100 | 374 | 390 | 442 | Yes
2028-05-20 11:00 | 2028 100% ECP | -700 | 505 | 510 | 442 | Yes
2028-05-20 12:00 | 2028 100% ECP | -100 | 505 | 510 | 442 | Yes
2028-05-20 13:00 | 2028 100% ECP | 500 | 505 | 510 | 442 | Yes
2028-05-20 14:00 | 2028 100% ECP | 700 | 505 | 510 | 442 | Yes
2028-05-20 15:00 | 2028 100% ECP | 345.27 | 505 | 510 | 442 | Yes
2028-05-20 16:00 | 2028 100% ECP | -254.73 | 505 | 510 | 442 | Yes
2028-05-20 17:00 | 2028 100% ECP | -700 | 300 | 510 | 442 | Yes
2028-05-20 18:00 | 2028 100% ECP | -500 | 0 | 266.85 | 323.44 | No
2028-05-20 19:00 | 2028 100% ECP | 100 | 300 | 510 | 442 | No
2028-05-20 20:00 | 2028 100% ECP | 700 | 505 | 510 | 442 | No
2028-05-20 21:00 | 2028 100% ECP | 700 | 505 | 510 | 442 | No
2028-05-20 22:00 | 2028 100% ECP | 700 | 205 | 510 | 442 | No
2028-05-20 23:00 | 2028 100% ECP | 700 | 505 | 510 | 442 | No
2028-05-21 | 2028 100% ECP | 700 | 505 | 510 | 442 | No
2028-05-21 01:00 | 2028 100% ECP | 700 | 505 | 510 | 442 | No
2028-05-21 02:00 | 2028 100% ECP | 700 | 505 | 510 | 442 | No
2028-05-21 03:00 | 2028 100% ECP | 700 | 456.92 | 510 | 442 | No
2028-05-21 04:00 | 2028 100% ECP | 700 | 505 | 510 | 442 | No
2028-05-21 05:00 | 2028 100% ECP | 700 | 374 | 390 | 442 | No
2028-05-21 06:00 | 2028 100% ECP | 500 | 74 | 90 | 442 | No
2028-05-21 07:00 | 2028 100% ECP | -100 | -226 | -210 | 382.48 | No
2028-05-21 08:00 | 2028 100% ECP | -700 | -526 | -510 | 82.48 | Yes
2028-05-21 09:00 | 2028 100% ECP | -700 | -526 | -510 | 122.29 | Yes
2028-05-21 10:00 | 2028 100% ECP | -700 | -526 | -510 | 197.63 | Yes
2028-05-21 11:00 | 2028 100% ECP | -700 | -526 | -510 | 235.65 | Yes
2028-05-21 12:00 | 2028 100% ECP | -700 | -526 | -510 | 276.44 | Yes
2028-05-21 13:00 | 2028 100% ECP | -700 | -526 | -510 | 121.8 | Yes
2028-05-21 14:00 | 2028 100% ECP | -700 | -526 | -510 | -178.2 | Yes
2028-05-21 15:00 | 2028 100% ECP | -700 | -526 | -510 | -478.2 | Yes
2028-05-21 16:00 | 2028 100% ECP | -700 | -526 | -510 | -343.76 | Yes
2028-05-21 17:00 | 2028 100% ECP | -700 | -526 | -510 | -210 | Yes
2028-05-21 18:00 | 2028 100% ECP | -700 | -526 | -510 | -510 | Yes
2028-05-21 19:00 | 2028 100% ECP | -700 | -526 | -510 | -319.56 | Yes
2028-05-21 20:00 | 2028 100% ECP | -700 | -526 | -510 | -19.56 | Yes
2028-05-21 21:00 | 2028 100% ECP | -700 | -226 | -210 | 280.44 | Yes
2028-05-21 22:00 | 2028 100% ECP | -700 | 74 | 90 | 189.43 | Yes
2028-05-21 23:00 | 2028 100% ECP | -700 | 374 | 390 | 399.53 | Yes
2028-05-22 | 2028 100% ECP | -700 | 505 | 510 | 212.2 | Yes
2028-05-22 01:00 | 2028 100% ECP | -700 | 505 | 211.03 | -87.8 | Yes
2028-05-22 02:00 | 2028 100% ECP | -700 | 505 | 402.53 | -155.39 | Yes
2028-05-22 03:00 | 2028 100% ECP | -700 | 430.1 | 102.53 | -20.58 | Yes
2028-05-22 04:00 | 2028 100% ECP | -700 | 505 | 252.15 | 0 | Yes
2028-05-22 05:00 | 2028 100% ECP | -700 | 505 | -47.85 | -68 | Yes
2028-05-22 06:00 | 2028 100% ECP | -700 | 505 | 252.15 | -139 | Yes
2028-05-22 07:00 | 2028 100% ECP | -700 | 505 | 510 | -68 | Yes
2028-05-22 08:00 | 2028 100% ECP | -700 | 505 | 486.19 | 189.74 | Yes
2028-05-22 09:00 | 2028 100% ECP | -700 | 505 | 510 | 191.26 | Yes
2028-05-22 10:00 | 2028 100% ECP | -100 | 505 | 210 | -52.21 | Yes
2028-05-22 11:00 | 2028 100% ECP | -443.42 | 505 | 510 | 0 | Yes
2028-05-22 12:00 | 2028 100% ECP | -700 | 505 | 510 | 113.29 | Yes
2028-05-22 13:00 | 2028 100% ECP | -100 | 441.2 | 210 | 0 | Yes
2028-05-22 14:00 | 2028 100% ECP | 0 | 505 | 229.85 | -300 | Yes
2028-05-22 15:00 | 2028 100% ECP | -556.88 | 505 | 510 | -29.85 | Yes
2028-05-22 16:00 | 2028 100% ECP | -700 | 505 | 510 | 133.39 | Yes
2028-05-22 17:00 | 2028 100% ECP | -700 | 505 | 510 | 222.97 | Yes
2028-05-22 18:00 | 2028 100% ECP | -700 | 505 | 510 | 254.36 | Yes
2028-05-22 19:00 | 2028 100% ECP | -700 | 505 | 510 | 259.82 | Yes
2028-05-22 20:00 | 2028 100% ECP | -700 | 505 | 510 | 214.12 | Yes
2028-05-22 21:00 | 2028 100% ECP | -700 | 505 | 510 | 420.59 | Yes
2028-05-22 22:00 | 2028 100% ECP | -700 | 505 | 510 | 387.97 | Yes
2028-05-22 23:00 | 2028 100% ECP | -700 | 505 | 510 | 192.01 | Yes
2028-05-23 | 2028 100% ECP | -700 | 505 | 510 | 442 | Yes
2028-05-23 01:00 | 2028 100% ECP | -700 | 505 | 510 | 442 | Yes
2028-05-23 02:00 | 2028 100% ECP | -700 | 505 | 510 | 164 | Yes
2028-05-23 03:00 | 2028 100% ECP | -700 | 505 | 510 | -121.3 | Yes
2028-05-23 04:00 | 2028 100% ECP | -700 | 505 | 510 | -48.52 | Yes
2028-05-23 05:00 | 2028 100% ECP | -700 | 505 | 510 | -136.15 | Yes
2028-05-23 06:00 | 2028 100% ECP | -700 | 505 | 510 | -68.98 | Yes
2028-05-23 07:00 | 2028 100% ECP | -700 | 505 | 510 | 109.78 | Yes
2028-05-23 08:00 | 2028 100% ECP | -700 | 505 | 510 | 228.43 | Yes
2028-05-23 09:00 | 2028 100% ECP | -100 | 505 | 510 | 253.97 | Yes
2028-05-23 10:00 | 2028 100% ECP | 500 | 505 | 510 | 240.99 | Yes
2028-05-23 11:00 | 2028 100% ECP | 700 | 505 | 510 | 240.99 | Yes
2028-05-23 12:00 | 2028 100% ECP | 474.14 | 505 | 510 | 410.12 | Yes
2028-05-23 13:00 | 2028 100% ECP | 500 | 505 | 510 | 410.12 | Yes
2028-05-23 14:00 | 2028 100% ECP | -100 | 505 | 510 | 410.12 | Yes
2028-05-23 15:00 | 2028 100% ECP | -700 | 374 | 390 | 390 | Yes
2028-05-23 16:00 | 2028 100% ECP | -700 | 74 | 90 | 90 | Yes
2028-05-23 17:00 | 2028 100% ECP | -700 | -226 | -210 | -210 | Yes
2028-05-23 18:00 | 2028 100% ECP | -700 | -526 | -510 | -510 | No
2028-05-23 19:00 | 2028 100% ECP | -700 | -526 | -510 | -510 | No
2028-05-23 20:00 | 2028 100% ECP | -700 | -526 | -510 | -510 | No
2028-05-23 21:00 | 2028 100% ECP | -700 | -226 | -210 | -210 | No
2028-05-23 22:00 | 2028 100% ECP | -700 | 74 | 90 | 90 | Yes
2028-05-23 23:00 | 2028 100% ECP | -700 | 374 | 390 | 390 | Yes
2028-05-24 | 2028 100% ECP | -700 | 505 | 510 | 442 | Yes
2028-05-24 01:00 | 2028 100% ECP | -700 | 505 | 510 | 442 | Yes
2028-05-24 02:00 | 2028 100% ECP | -700 | 505 | 510 | 442 | Yes
2028-05-24 03:00 | 2028 100% ECP | -700 | 505 | 510 | 442 | Yes
2028-05-24 04:00 | 2028 100% ECP | -700 | 374 | 390 | 442 | Yes
2028-05-24 05:00 | 2028 100% ECP | -700 | 74 | 90 | 291.53 | No
2028-05-24 06:00 | 2028 100% ECP | -700 | -226 | -210 | -8.47 | No
2028-05-24 07:00 | 2028 100% ECP | -700 | -526 | -510 | -308.47 | Yes
2028-05-24 08:00 | 2028 100% ECP | -700 | -526 | -510 | -394.76 | Yes
2028-05-24 09:00 | 2028 100% ECP | -700 | -526 | -510 | -94.76 | Yes
2028-05-24 10:00 | 2028 100% ECP | -700 | -226 | -210 | 205.24 | Yes
2028-05-24 11:00 | 2028 100% ECP | -700 | -526 | -510 | -94.76 | Yes
2028-05-24 12:00 | 2028 100% ECP | -700 | -526 | 0 | -394.76 | Yes
2028-05-24 13:00 | 2028 100% ECP | -700 | -526 | 0 | -478.42 | Yes
2028-05-24 14:00 | 2028 100% ECP | -700 | -526 | 0 | -178.42 | Yes
2028-05-24 15:00 | 2028 100% ECP | -700 | -526 | 0 | 121.58 | Yes
2028-05-24 16:00 | 2028 100% ECP | -700 | -526 | 0 | 421.58 | Yes
2028-05-24 17:00 | 2028 100% ECP | -700 | -526 | 0 | 442 | Yes
2028-05-24 18:00 | 2028 100% ECP | -137.01 | -300 | 0 | 442 | No
2028-05-24 19:00 | 2028 100% ECP | 462.99 | 0 | 0 | 442 | No
2028-05-24 20:00 | 2028 100% ECP | 700 | 79.24 | 0 | 442 | No
2028-05-24 21:00 | 2028 100% ECP | 700 | 379.24 | 0 | 442 | No
2028-05-24 22:00 | 2028 100% ECP | 700 | 505 | 0 | 442 | No
2028-05-24 23:00 | 2028 100% ECP | 700 | 505 | 0 | 442 | No
2028-05-25 | 2028 100% ECP | 700 | 505 | 0 | 442 | No
2028-05-25 01:00 | 2028 100% ECP | 700 | 251.77 | 0 | 442 | No
2028-05-25 02:00 | 2028 100% ECP | 700 | 505 | 0 | 442 | No
2028-05-25 03:00 | 2028 100% ECP | 700 | 505 | 0 | 442 | No
2028-05-25 04:00 | 2028 100% ECP | 700 | 300 | 0 | 442 | No
2028-05-25 05:00 | 2028 100% ECP | 250.66 | 0 | 0 | 442 | No
2028-05-25 06:00 | 2028 100% ECP | -289.97 | -226 | 0 | 442 | No
2028-05-25 07:00 | 2028 100% ECP | -700 | -526 | 0 | 442 | Yes
2028-05-25 08:00 | 2028 100% ECP | -700 | -526 | 0 | 142 | Yes
2028-05-25 09:00 | 2028 100% ECP | -700 | -226 | 0 | 442 | Yes
2028-05-25 10:00 | 2028 100% ECP | -700 | 74 | 0 | 442 | Yes
2028-05-25 11:00 | 2028 100% ECP | -700 | 374 | 0 | 442 | Yes
2028-05-25 12:00 | 2028 100% ECP | -700 | 505 | 0 | 442 | Yes
2028-05-25 13:00 | 2028 100% ECP | -700 | 436.44 | 0 | 442 | Yes
2028-05-25 14:00 | 2028 100% ECP | -700 | 136.44 | 0 | 442 | Yes
2028-05-25 15:00 | 2028 100% ECP | -700 | -163.56 | 0 | 442 | Yes
2028-05-25 16:00 | 2028 100% ECP | -700 | -463.56 | 0 | 442 | Yes
2028-05-25 17:00 | 2028 100% ECP | -410.67 | -300 | 0 | 442 | No
2028-05-25 18:00 | 2028 100% ECP | 189.33 | 0 | 0 | 442 | No
2028-05-25 19:00 | 2028 100% ECP | 700 | 245.43 | 0 | 442 | No
2028-05-25 20:00 | 2028 100% ECP | 700 | 379.89 | 0 | 442 | No
2028-05-25 21:00 | 2028 100% ECP | 700 | 505 | 0 | 442 | No
2028-05-25 22:00 | 2028 100% ECP | 700 | 463.55 | 0 | 442 | No
2028-05-25 23:00 | 2028 100% ECP | 700 | 424.99 | 0 | 442 | No
2028-05-26 | 2028 100% ECP | 700 | 505 | 0 | 442 | No
2028-05-26 01:00 | 2028 100% ECP | 700 | 505 | 0 | 442 | No
2028-05-26 02:00 | 2028 100% ECP | 700 | 505 | 0 | 442 | No
2028-05-26 03:00 | 2028 100% ECP | 700 | 505 | 0 | 442 | No
2028-05-26 04:00 | 2028 100% ECP | 700 | 505 | 0 | 442 | No
2028-05-26 05:00 | 2028 100% ECP | 700 | 374 | 0 | 442 | No
2028-05-26 06:00 | 2028 100% ECP | 500 | 74 | 0 | 442 | No
2028-05-26 07:00 | 2028 100% ECP | -100 | -226 | 0 | 442 | No
2028-05-26 08:00 | 2028 100% ECP | -700 | -526 | 0 | 442 | Yes
2028-05-26 09:00 | 2028 100% ECP | -700 | -526 | 0 | 442 | Yes
2028-05-26 10:00 | 2028 100% ECP | -700 | -526 | 0 | 442 | Yes
2028-05-26 11:00 | 2028 100% ECP | -700 | -526 | 0 | 442 | Yes
2028-05-26 12:00 | 2028 100% ECP | -700 | -526 | -510 | 442 | Yes
2028-05-26 13:00 | 2028 100% ECP | -700 | -526 | -510 | 442 | Yes
2028-05-26 14:00 | 2028 100% ECP | -700 | -526 | -510 | 442 | Yes
2028-05-26 15:00 | 2028 100% ECP | -700 | -526 | -510 | 442 | No
2028-05-26 16:00 | 2028 100% ECP | -100 | -507.15 | -510 | 442 | No
2028-05-26 17:00 | 2028 100% ECP | 323.17 | -526 | -510 | 349.8 | No
2028-05-26 18:00 | 2028 100% ECP | 700 | -521.93 | -510 | 349.8 | No
2028-05-26 19:00 | 2028 100% ECP | 700 | -221.93 | -210 | 349.8 | No
2028-05-26 20:00 | 2028 100% ECP | 700 | 78.07 | 90 | 298.86 | No
2028-05-26 21:00 | 2028 100% ECP | 700 | 378.07 | 390 | 442 | No
2028-05-26 22:00 | 2028 100% ECP | 700 | 505 | 510 | 442 | No
2028-05-26 23:00 | 2028 100% ECP | 700 | 505 | 510 | 442 | No
2028-05-27 | 2028 100% ECP | 700 | 505 | 510 | 442 | No
2028-05-27 01:00 | 2028 100% ECP | 700 | 505 | 510 | 442 | No
2028-05-27 02:00 | 2028 100% ECP | 700 | 505 | 510 | 442 | No
2028-05-27 03:00 | 2028 100% ECP | 700 | 505 | 510 | 442 | No
2028-05-27 04:00 | 2028 100% ECP | 700 | 505 | 510 | 442 | No
2028-05-27 05:00 | 2028 100% ECP | 700 | 457.43 | 510 | 442 | No
2028-05-27 06:00 | 2028 100% ECP | 638.42 | 157.43 | 210 | 442 | No
2028-05-27 07:00 | 2028 100% ECP | 63.72 | 0 | 0 | 442 | No
2028-05-27 08:00 | 2028 100% ECP | -536.28 | -295.82 | -300 | 442 | No
2028-05-27 09:00 | 2028 100% ECP | -700 | -526 | -510 | 442 | Yes
2028-05-27 10:00 | 2028 100% ECP | -700 | -526 | -510 | 442 | Yes
2028-05-27 11:00 | 2028 100% ECP | -700 | -526 | -510 | 442 | Yes
2028-05-27 12:00 | 2028 100% ECP | -700 | -526 | -510 | 442 | Yes
2028-05-27 13:00 | 2028 100% ECP | -700 | -526 | -510 | 258 | Yes
2028-05-27 14:00 | 2028 100% ECP | -700 | -526 | -510 | 386.04 | Yes
2028-05-27 15:00 | 2028 100% ECP | -700 | -526 | -510 | 442 | Yes
2028-05-27 16:00 | 2028 100% ECP | -700 | -526 | -510 | 442 | Yes
2028-05-27 17:00 | 2028 100% ECP | -387.2 | -300 | -300 | 442 | No
2028-05-27 18:00 | 2028 100% ECP | 212.8 | 0 | 0 | 442 | No
2028-05-27 19:00 | 2028 100% ECP | 700 | 0 | 210 | 442 | No
2028-05-27 20:00 | 2028 100% ECP | 700 | 300 | 510 | 442 | No
2028-05-27 21:00 | 2028 100% ECP | 700 | 143.3 | 510 | 442 | No
2028-05-27 22:00 | 2028 100% ECP | 700 | 143.3 | 510 | 442 | No
2028-05-27 23:00 | 2028 100% ECP | 700 | 300 | 510 | 442 | No
2028-05-28 | 2028 100% ECP | 700 | 256.27 | 510 | 442 | No
2028-05-28 01:00 | 2028 100% ECP | 700 | 256.27 | 510 | 442 | No
2028-05-28 02:00 | 2028 100% ECP | 700 | 85.96 | 510 | 442 | No
2028-05-28 03:00 | 2028 100% ECP | 700 | 85.96 | 510 | 442 | No
2028-05-28 04:00 | 2028 100% ECP | 700 | 85.96 | 390 | 442 | No
2028-05-28 05:00 | 2028 100% ECP | 500 | 0 | 90 | 442 | No
2028-05-28 06:00 | 2028 100% ECP | -100 | -226 | -210 | 442 | No
2028-05-28 07:00 | 2028 100% ECP | -700 | -526 | -510 | 292.42 | Yes
2028-05-28 08:00 | 2028 100% ECP | -700 | -526 | -510 | 225.06 | Yes
2028-05-28 09:00 | 2028 100% ECP | -700 | -526 | -510 | 160.74 | Yes
2028-05-28 10:00 | 2028 100% ECP | -700 | -526 | -510 | 167.44 | Yes
2028-05-28 11:00 | 2028 100% ECP | -700 | -526 | -510 | 207.33 | Yes
2028-05-28 12:00 | 2028 100% ECP | -700 | -526 | -510 | 215.99 | Yes
2028-05-28 13:00 | 2028 100% ECP | -700 | -526 | -510 | 147.4 | Yes
2028-05-28 14:00 | 2028 100% ECP | -700 | -526 | -510 | 125.97 | Yes
2028-05-28 15:00 | 2028 100% ECP | -700 | -526 | -510 | 215.3 | Yes
2028-05-28 16:00 | 2028 100% ECP | -700 | -526 | -510 | 248.76 | Yes
2028-05-28 17:00 | 2028 100% ECP | -700 | -526 | -510 | 390.35 | Yes
2028-05-28 18:00 | 2028 100% ECP | -700 | -390.94 | -510 | 398.19 | No
2028-05-28 19:00 | 2028 100% ECP | -700 | -90.94 | -510 | 442 | No
2028-05-28 20:00 | 2028 100% ECP | -700 | 0 | -510 | 442 | No
2028-05-28 21:00 | 2028 100% ECP | -700 | 0 | -510 | 442 | No
2028-05-28 22:00 | 2028 100% ECP | -700 | 0 | -467.79 | 423.71 | No
2028-05-28 23:00 | 2028 100% ECP | -700 | 0 | -510 | 331.8 | No
2028-05-29 | 2028 100% ECP | -700 | 0 | -210 | 258.2 | No
2028-05-29 01:00 | 2028 100% ECP | -700 | 0 | -293.9 | 299.43 | No
2028-05-29 02:00 | 2028 100% ECP | -700 | 0 | -510 | 221.06 | No
2028-05-29 03:00 | 2028 100% ECP | -700 | 0 | -327.21 | 278.24 | No
2028-05-29 04:00 | 2028 100% ECP | -700 | -10.41 | -510 | 185.11 | No
2028-05-29 05:00 | 2028 100% ECP | -700 | -226 | -505.11 | 185.15 | No
2028-05-29 06:00 | 2028 100% ECP | -700 | -526 | -510 | 125.18 | Yes
2028-05-29 07:00 | 2028 100% ECP | -700 | -526 | -510 | -14.56 | Yes
2028-05-29 08:00 | 2028 100% ECP | -700 | -526 | -510 | -182.74 | Yes
2028-05-29 09:00 | 2028 100% ECP | -209.95 | -226 | -210 | 117.26 | Yes
2028-05-29 10:00 | 2028 100% ECP | -100 | 74 | -142.83 | 0 | Yes
2028-05-29 11:00 | 2028 100% ECP | -700 | -226 | -442.83 | -300 | Yes
2028-05-29 12:00 | 2028 100% ECP | -700 | -526 | -510 | -510 | Yes
2028-05-29 13:00 | 2028 100% ECP | -700 | -226 | -210 | -210 | Yes
2028-05-29 14:00 | 2028 100% ECP | -700 | -526 | -510 | -510 | Yes
2028-05-29 15:00 | 2028 100% ECP | -700 | -526 | -510 | -510 | Yes
2028-05-29 16:00 | 2028 100% ECP | -700 | -526 | -510 | -457.18 | Yes
2028-05-29 17:00 | 2028 100% ECP | -700 | -526 | -510 | -222.51 | Yes
2028-05-29 18:00 | 2028 100% ECP | -485.9 | -226 | -510 | -61.13 | No
2028-05-29 19:00 | 2028 100% ECP | 0 | 0 | -210 | 238.87 | No
2028-05-29 20:00 | 2028 100% ECP | 0 | -25.62 | -510 | 0 | No
2028-05-29 21:00 | 2028 100% ECP | 0 | 0 | -510 | 0 | No
2028-05-29 22:00 | 2028 100% ECP | 0 | 0 | -510 | 0 | No
2028-05-29 23:00 | 2028 100% ECP | 0 | 0 | -210 | 268.41 | No
2028-05-30 | 2028 100% ECP | 261.65 | 0 | 0 | 315.66 | No
2028-05-30 01:00 | 2028 100% ECP | 146.86 | 0 | 0 | 442 | No
2028-05-30 02:00 | 2028 100% ECP | 216.61 | 0 | 0 | 248.39 | No
2028-05-30 03:00 | 2028 100% ECP | 0 | 0 | 0 | 284.09 | No
2028-05-30 04:00 | 2028 100% ECP | 262.72 | 0 | 0 | 320.57 | No
2028-05-30 05:00 | 2028 100% ECP | -100 | 0 | -168.91 | 280.76 | No
2028-05-30 06:00 | 2028 100% ECP | -700 | -300 | -468.91 | 189.71 | No
2028-05-30 07:00 | 2028 100% ECP | -700 | -526 | -510 | 294.47 | Yes
2028-05-30 08:00 | 2028 100% ECP | -700 | -526 | -510 | 262.07 | Yes
2028-05-30 09:00 | 2028 100% ECP | -700 | -526 | -510 | 137.75 | Yes
2028-05-30 10:00 | 2028 100% ECP | -700 | -526 | -510 | 46.91 | Yes
2028-05-30 11:00 | 2028 100% ECP | -700 | -526 | -510 | 0 | Yes
2028-05-30 12:00 | 2028 100% ECP | -700 | -526 | -510 | 0 | Yes
2028-05-30 13:00 | 2028 100% ECP | -700 | -526 | -510 | 0 | Yes
2028-05-30 14:00 | 2028 100% ECP | -700 | -526 | -510 | 0 | Yes
2028-05-30 15:00 | 2028 100% ECP | -700 | -526 | -510 | 4.57 | Yes
2028-05-30 16:00 | 2028 100% ECP | -700 | -526 | -510 | 99.71 | Yes
2028-05-30 17:00 | 2028 100% ECP | -700 | -526 | -510 | 228.61 | Yes
2028-05-30 18:00 | 2028 100% ECP | -100 | -526 | -510 | 162.18 | No
2028-05-30 19:00 | 2028 100% ECP | 500 | -526 | -510 | 0 | No
2028-05-30 20:00 | 2028 100% ECP | 700 | -300 | -402.76 | 300 | Yes
2028-05-30 21:00 | 2028 100% ECP | 700 | 0 | -102.76 | 244.1 | No
2028-05-30 22:00 | 2028 100% ECP | 700 | 300 | 197.24 | 337.27 | No
2028-05-30 23:00 | 2028 100% ECP | 700 | 0 | 478.21 | 37.27 | No
2028-05-31 | 2028 100% ECP | 700 | 137.33 | 510 | -186.81 | No
2028-05-31 01:00 | 2028 100% ECP | 700 | 181.66 | 510 | 0 | No
2028-05-31 02:00 | 2028 100% ECP | 700 | 455.05 | 510 | -88.43 | No
2028-05-31 03:00 | 2028 100% ECP | 700 | 311.43 | 510 | -229.86 | No
2028-05-31 04:00 | 2028 100% ECP | 648.85 | 505 | 510 | 0 | No
2028-05-31 05:00 | 2028 100% ECP | 648.85 | 300 | 390 | 0 | No
2028-05-31 06:00 | 2028 100% ECP | 121.03 | 0 | 90 | 0 | No
2028-05-31 07:00 | 2028 100% ECP | -478.97 | -226 | -210 | -300 | No
2028-05-31 08:00 | 2028 100% ECP | -700 | -526 | -510 | -510 | Yes
2028-05-31 09:00 | 2028 100% ECP | -700 | -526 | -510 | -210 | Yes
2028-05-31 10:00 | 2028 100% ECP | -700 | -526 | -510 | -510 | Yes
2028-05-31 11:00 | 2028 100% ECP | -700 | -526 | -510 | -210 | Yes
2028-05-31 12:00 | 2028 100% ECP | -700 | -526 | -510 | 0 | Yes
2028-05-31 13:00 | 2028 100% ECP | -700 | -526 | -510 | -135.4 | Yes
2028-05-31 14:00 | 2028 100% ECP | -700 | -526 | -510 | 0 | Yes
2028-05-31 15:00 | 2028 100% ECP | -700 | -526 | -510 | -84.37 | Yes
2028-05-31 16:00 | 2028 100% ECP | -700 | -526 | -510 | 117.52 | Yes
2028-05-31 17:00 | 2028 100% ECP | -111.43 | -526 | -510 | 64.2 | No
2028-05-31 18:00 | 2028 100% ECP | 317.86 | -526 | -510 | 361.42 | No
2028-05-31 19:00 | 2028 100% ECP | 700 | -526 | -510 | 380.27 | No
2028-05-31 20:00 | 2028 100% ECP | 700 | -526 | -510 | 442 | No
2028-05-31 21:00 | 2028 100% ECP | 700 | -226 | -210 | 442 | No
2028-05-31 22:00 | 2028 100% ECP | 700 | 74 | 90 | 442 | No
2028-05-31 23:00 | 2028 100% ECP | 700 | 374 | 390 | 442 | No
2028-06-01 | 2028 100% ECP | 700 | 298.23 | 510 | 442 | No
2028-06-01 01:00 | 2028 100% ECP | 700 | 505 | 510 | 442 | No
2028-06-01 02:00 | 2028 100% ECP | 700 | 205 | 510 | 442 | No
2028-06-01 03:00 | 2028 100% ECP | 700 | 205 | 510 | 442 | No
2028-06-01 04:00 | 2028 100% ECP | 700 | 205 | 510 | 442 | No
2028-06-01 05:00 | 2028 100% ECP | 700 | 47.76 | 390 | 442 | No
2028-06-01 06:00 | 2028 100% ECP | 202.35 | 0 | 90 | 442 | No
2028-06-01 07:00 | 2028 100% ECP | -397.65 | -300 | -210 | 442 | No
2028-06-01 08:00 | 2028 100% ECP | -700 | -526 | -510 | 442 | Yes
2028-06-01 09:00 | 2028 100% ECP | -700 | -526 | -510 | 442 | Yes
2028-06-01 10:00 | 2028 100% ECP | -700 | -526 | -510 | 442 | Yes
2028-06-01 11:00 | 2028 100% ECP | -700 | -526 | -510 | 442 | Yes
2028-06-01 12:00 | 2028 100% ECP | -700 | -526 | -510 | 442 | Yes
2028-06-01 13:00 | 2028 100% ECP | -700 | -526 | -510 | 442 | Yes
2028-06-01 14:00 | 2028 100% ECP | -700 | -526 | -510 | 442 | Yes
2028-06-01 15:00 | 2028 100% ECP | -700 | -526 | -510 | 442 | Yes
2028-06-01 16:00 | 2028 100% ECP | -700 | -526 | -510 | 442 | Yes
2028-06-01 17:00 | 2028 100% ECP | -100 | -526 | -510 | 362.3 | No
2028-06-01 18:00 | 2028 100% ECP | 500 | -526 | -510 | 362.3 | No
2028-06-01 19:00 | 2028 100% ECP | 700 | -526 | -510 | 442 | No
2028-06-01 20:00 | 2028 100% ECP | 700 | -410.69 | -510 | 442 | No
2028-06-01 21:00 | 2028 100% ECP | 700 | -300 | -361.01 | 351.08 | No
2028-06-01 22:00 | 2028 100% ECP | 700 | 0 | -61.01 | 300.37 | No
2028-06-01 23:00 | 2028 100% ECP | 700 | 300 | 238.99 | 442 | No
2028-06-02 | 2028 100% ECP | 700 | 465.47 | 510 | 442 | No
2028-06-02 01:00 | 2028 100% ECP | 700 | 424.62 | 510 | 442 | No
2028-06-02 02:00 | 2028 100% ECP | 700 | 311.14 | 510 | 442 | No
2028-06-02 03:00 | 2028 100% ECP | 700 | 262.04 | 510 | 442 | No
2028-06-02 04:00 | 2028 100% ECP | 700 | 155.62 | 510 | 442 | No
2028-06-02 05:00 | 2028 100% ECP | 700 | 157.46 | 300 | 442 | No
2028-06-02 06:00 | 2028 100% ECP | 137.89 | 0 | 0 | 442 | No
2028-06-02 07:00 | 2028 100% ECP | -172.97 | -226 | -210 | 442 | No
2028-06-02 08:00 | 2028 100% ECP | -700 | -526 | -510 | 442 | Yes
2028-06-02 09:00 | 2028 100% ECP | -700 | -526 | -510 | 442 | Yes
2028-06-02 10:00 | 2028 100% ECP | -700 | -526 | -510 | 442 | Yes
2028-06-02 11:00 | 2028 100% ECP | -700 | -526 | -510 | 442 | Yes
2028-06-02 12:00 | 2028 100% ECP | -700 | -526 | -510 | 442 | Yes
2028-06-02 13:00 | 2028 100% ECP | -700 | -526 | -510 | 428.98 | Yes
2028-06-02 14:00 | 2028 100% ECP | -700 | -526 | -510 | 401.97 | Yes
2028-06-02 15:00 | 2028 100% ECP | -700 | -526 | -510 | 349.54 | Yes
2028-06-02 16:00 | 2028 100% ECP | -700 | -526 | -510 | 431.18 | Yes
2028-06-02 17:00 | 2028 100% ECP | -100 | -226 | -295.19 | 226.23 | No
2028-06-02 18:00 | 2028 100% ECP | 500 | 0 | 0 | 0 | No
2028-06-02 19:00 | 2028 100% ECP | 700 | 0 | 0 | 4.81 | No
2028-06-02 20:00 | 2028 100% ECP | 700 | 0 | 0 | 142 | No
2028-06-02 21:00 | 2028 100% ECP | 700 | 0 | 0 | 442 | No
2028-06-02 22:00 | 2028 100% ECP | 700 | 0 | 300 | 442 | No
2028-06-02 23:00 | 2028 100% ECP | 700 | 0 | 0 | 389.42 | No
2028-06-03 | 2028 100% ECP | 700 | 0 | 0 | 97.26 | No
2028-06-03 01:00 | 2028 100% ECP | 700 | 0 | 125.34 | 0 | No
2028-06-03 02:00 | 2028 100% ECP | 500 | 0 | 0 | 49.96 | No
2028-06-03 03:00 | 2028 100% ECP | -100 | 0 | -1.55 | -210 | No
2028-06-03 04:00 | 2028 100% ECP | -700 | 0 | 185.99 | -510 | No
2028-06-03 05:00 | 2028 100% ECP | -700 | 300 | 485.99 | -210 | Yes
2028-06-03 06:00 | 2028 100% ECP | -700 | 505 | 510 | 90 | Yes
2028-06-03 07:00 | 2028 100% ECP | -700 | 505 | 510 | 390 | Yes
2028-06-03 08:00 | 2028 100% ECP | -700 | 505 | 510 | 442 | Yes
2028-06-03 09:00 | 2028 100% ECP | -100 | 505 | 510 | 442 | Yes
2028-06-03 10:00 | 2028 100% ECP | -100 | 505 | 510 | 442 | Yes
2028-06-03 11:00 | 2028 100% ECP | -700 | 505 | 510 | 442 | Yes
2028-06-03 12:00 | 2028 100% ECP | -100 | 505 | 510 | 442 | Yes
2028-06-03 13:00 | 2028 100% ECP | 500 | 505 | 510 | 442 | Yes
2028-06-03 14:00 | 2028 100% ECP | 700 | 505 | 510 | 442 | Yes
2028-06-03 15:00 | 2028 100% ECP | 500 | 505 | 510 | 442 | Yes
2028-06-03 16:00 | 2028 100% ECP | -100 | 505 | 510 | 442 | Yes
2028-06-03 17:00 | 2028 100% ECP | -700 | 505 | 300 | 276.99 | Yes
2028-06-03 18:00 | 2028 100% ECP | -700 | 300 | 0 | -23.01 | Yes
2028-06-03 19:00 | 2028 100% ECP | -700 | 0 | -300 | -323.01 | No
2028-06-03 20:00 | 2028 100% ECP | -100 | 0 | 0 | -165.9 | No
2028-06-03 21:00 | 2028 100% ECP | -100 | 0 | 0 | 0 | No
2028-06-03 22:00 | 2028 100% ECP | -663 | 205 | 210 | 142 | No
2028-06-03 23:00 | 2028 100% ECP | -63 | 505 | 510 | 442 | No
2028-06-04 | 2028 100% ECP | -600 | 505 | 510 | 442 | No
2028-06-04 01:00 | 2028 100% ECP | 0 | 205 | 210 | 142 | No
2028-06-04 02:00 | 2028 100% ECP | -56.9 | 505 | 510 | 442 | No
2028-06-04 03:00 | 2028 100% ECP | 0 | 300 | 300 | 300 | No
2028-06-04 04:00 | 2028 100% ECP | 0 | 0 | 0 | 0 | No
2028-06-04 05:00 | 2028 100% ECP | 0 | 0 | 0 | 0 | No
2028-06-04 06:00 | 2028 100% ECP | 0 | 0 | 0 | 0 | No
2028-06-04 07:00 | 2028 100% ECP | -592.11 | -226 | -210 | 0 | No
2028-06-04 08:00 | 2028 100% ECP | -700 | -526 | -510 | 0 | No
2028-06-04 09:00 | 2028 100% ECP | -700 | -526 | -510 | 0 | No
2028-06-04 10:00 | 2028 100% ECP | -700 | -526 | -510 | 0 | No
2028-06-04 11:00 | 2028 100% ECP | -700 | -526 | -510 | 0 | No
2028-06-04 12:00 | 2028 100% ECP | -700 | -526 | -510 | -3.85 | No
2028-06-04 13:00 | 2028 100% ECP | -700 | -526 | -510 | 0 | No
2028-06-04 14:00 | 2028 100% ECP | -700 | -526 | -510 | -280.71 | No
2028-06-04 15:00 | 2028 100% ECP | -700 | -526 | -510 | -440.74 | No
2028-06-04 16:00 | 2028 100% ECP | -700 | -526 | -510 | -257.14 | No
2028-06-04 17:00 | 2028 100% ECP | -700 | -526 | -510 | -247.81 | No
2028-06-04 18:00 | 2028 100% ECP | -700 | -226 | -510 | -107 | No
2028-06-04 19:00 | 2028 100% ECP | -700 | 0 | -510 | -9.42 | No
2028-06-04 20:00 | 2028 100% ECP | -700 | 0 | -510 | 0 | No
2028-06-04 21:00 | 2028 100% ECP | -700 | 0 | -300 | 0 | No
2028-06-04 22:00 | 2028 100% ECP | -700 | 0 | 0 | 0 | No
2028-06-04 23:00 | 2028 100% ECP | -700 | 9.57 | 300 | 300 | No
2028-06-05 | 2028 100% ECP | -700 | 205 | 210 | 142 | No
2028-06-05 01:00 | 2028 100% ECP | -700 | 505 | 510 | 442 | No
2028-06-05 02:00 | 2028 100% ECP | -700 | 205 | 254.24 | 159.44 | No
2028-06-05 03:00 | 2028 100% ECP | -700 | 0 | 0 | 0 | No
2028-06-05 04:00 | 2028 100% ECP | -700 | 0 | -140.04 | 0 | No
2028-06-05 05:00 | 2028 100% ECP | -700 | 0 | -56.86 | 0 | No
2028-06-05 06:00 | 2028 100% ECP | -700 | -226 | -356.86 | -210 | No
2028-06-05 07:00 | 2028 100% ECP | -700 | -526 | -510 | -510 | Yes
2028-06-05 08:00 | 2028 100% ECP | -700 | -526 | -510 | -510 | Yes
2028-06-05 09:00 | 2028 100% ECP | -700 | -226 | -210 | -210 | Yes
2028-06-05 10:00 | 2028 100% ECP | -700 | -226 | -210 | -210 | Yes
2028-06-05 11:00 | 2028 100% ECP | -700 | -526 | -510 | -510 | Yes
2028-06-05 12:00 | 2028 100% ECP | -700 | -526 | -510 | -510 | Yes
2028-06-05 13:00 | 2028 100% ECP | -700 | -226 | -210 | -210 | Yes
2028-06-05 14:00 | 2028 100% ECP | -100 | 74 | 39.12 | -68 | Yes
2028-06-05 15:00 | 2028 100% ECP | -700 | 0 | -125.7 | 0 | Yes
2028-06-05 16:00 | 2028 100% ECP | -700 | -300 | -425.7 | -300 | Yes
2028-06-05 17:00 | 2028 100% ECP | -700 | 0 | -125.7 | 0 | Yes
2028-06-05 18:00 | 2028 100% ECP | -700 | 0 | -410.09 | 0 | Yes
2028-06-05 19:00 | 2028 100% ECP | -700 | -226 | -210 | -210 | Yes
2028-06-05 20:00 | 2028 100% ECP | -700 | -526 | -510 | -510 | Yes
2028-06-05 21:00 | 2028 100% ECP | -700 | -226 | -210 | -210 | Yes
2028-06-05 22:00 | 2028 100% ECP | -700 | 74 | 90 | 55.49 | Yes
2028-06-05 23:00 | 2028 100% ECP | -700 | 374 | 390 | -35.74 | Yes
2028-06-06 | 2028 100% ECP | -700 | 505 | 510 | 0 | Yes
2028-06-06 01:00 | 2028 100% ECP | -700 | 505 | 510 | -104.42 | Yes
2028-06-06 02:00 | 2028 100% ECP | -700 | 505 | 510 | 133.63 | Yes
2028-06-06 03:00 | 2028 100% ECP | -700 | 505 | 510 | -65.83 | Yes
2028-06-06 04:00 | 2028 100% ECP | -700 | 505 | 510 | 0 | Yes
2028-06-06 05:00 | 2028 100% ECP | -700 | 505 | 510 | 263.72 | Yes
2028-06-06 06:00 | 2028 100% ECP | -700 | 505 | 510 | 214.9 | Yes
2028-06-06 07:00 | 2028 100% ECP | -700 | 505 | 510 | 123.18 | Yes
2028-06-06 08:00 | 2028 100% ECP | -700 | 505 | 510 | 423.18 | Yes
2028-06-06 09:00 | 2028 100% ECP | -700 | 505 | 510 | 442 | Yes
2028-06-06 10:00 | 2028 100% ECP | -700 | 505 | 510 | 442 | Yes
2028-06-06 11:00 | 2028 100% ECP | -700 | 505 | 510 | 442 | Yes
2028-06-06 12:00 | 2028 100% ECP | -700 | 505 | 510 | 442 | Yes
2028-06-06 13:00 | 2028 100% ECP | -700 | 374 | 390 | 442 | Yes
2028-06-06 14:00 | 2028 100% ECP | -700 | 74 | 90 | 279.51 | Yes
2028-06-06 15:00 | 2028 100% ECP | -700 | -226 | -210 | -20.49 | Yes
2028-06-06 16:00 | 2028 100% ECP | -700 | -526 | -510 | -320.49 | Yes
2028-06-06 17:00 | 2028 100% ECP | -700 | -526 | -510 | -369.38 | Yes
2028-06-06 18:00 | 2028 100% ECP | -700 | -526 | -510 | -510 | No
2028-06-06 19:00 | 2028 100% ECP | -700 | -526 | -510 | -210 | No
2028-06-06 20:00 | 2028 100% ECP | -700 | -526 | -510 | -510 | No
2028-06-06 21:00 | 2028 100% ECP | -700 | -526 | -510 | -510 | No
2028-06-06 22:00 | 2028 100% ECP | -700 | -526 | -510 | -510 | No
2028-06-06 23:00 | 2028 100% ECP | -700 | -226 | -210 | -210 | No
2028-06-07 | 2028 100% ECP | -700 | 74 | 90 | 90 | No
2028-06-07 01:00 | 2028 100% ECP | -700 | 374 | 390 | 390 | No
2028-06-07 02:00 | 2028 100% ECP | -700 | 505 | 510 | 390 | No
2028-06-07 03:00 | 2028 100% ECP | -700 | 374 | 327.16 | 90 | No
2028-06-07 04:00 | 2028 100% ECP | -700 | 74 | 27.16 | -210 | No
2028-06-07 05:00 | 2028 100% ECP | -700 | -226 | -272.84 | -510 | No
2028-06-07 06:00 | 2028 100% ECP | -700 | -526 | -510 | -510 | No
2028-06-07 07:00 | 2028 100% ECP | -700 | -526 | -510 | -510 | No
2028-06-07 08:00 | 2028 100% ECP | -700 | -526 | -510 | -510 | Yes
2028-06-07 09:00 | 2028 100% ECP | -700 | -526 | -510 | -510 | Yes
2028-06-07 10:00 | 2028 100% ECP | -700 | -526 | -510 | -510 | Yes
2028-06-07 11:00 | 2028 100% ECP | -700 | -526 | -510 | -510 | Yes
2028-06-07 12:00 | 2028 100% ECP | -700 | -526 | -510 | -510 | Yes
2028-06-07 13:00 | 2028 100% ECP | -700 | -526 | -510 | -510 | Yes
2028-06-07 14:00 | 2028 100% ECP | -700 | -526 | -510 | -510 | Yes
2028-06-07 15:00 | 2028 100% ECP | -700 | -526 | -510 | -510 | Yes
2028-06-07 16:00 | 2028 100% ECP | -700 | -526 | -510 | -510 | Yes
2028-06-07 17:00 | 2028 100% ECP | -500 | -226 | -448.73 | -510 | No
2028-06-07 18:00 | 2028 100% ECP | 100 | 0 | -223.74 | -510 | No
2028-06-07 19:00 | 2028 100% ECP | 700 | -226 | -210 | -352.85 | No
2028-06-07 20:00 | 2028 100% ECP | 700 | -526 | -510 | -510 | No
2028-06-07 21:00 | 2028 100% ECP | 700 | -300 | -334.16 | -325.64 | No
2028-06-07 22:00 | 2028 100% ECP | 700 | 0 | -34.16 | -25.64 | No
2028-06-07 23:00 | 2028 100% ECP | 700 | 300 | 265.84 | 274.36 | No
2028-06-08 | 2028 100% ECP | 700 | 505 | 510 | 442 | No
2028-06-08 01:00 | 2028 100% ECP | 700 | 505 | 510 | 442 | No
2028-06-08 02:00 | 2028 100% ECP | 700 | 505 | 510 | 442 | No
2028-06-08 03:00 | 2028 100% ECP | 700 | 505 | 510 | 442 | No
2028-06-08 04:00 | 2028 100% ECP | 700 | 505 | 510 | 442 | No
2028-06-08 05:00 | 2028 100% ECP | 700 | 205 | 210 | 442 | No
2028-06-08 06:00 | 2028 100% ECP | 500 | -95 | -90 | 442 | No
2028-06-08 07:00 | 2028 100% ECP | -100 | -395 | -390 | 208.84 | No
2028-06-08 08:00 | 2028 100% ECP | -700 | -526 | -510 | 442 | Yes
2028-06-08 09:00 | 2028 100% ECP | -700 | -526 | -510 | 442 | Yes
2028-06-08 10:00 | 2028 100% ECP | -700 | -526 | -510 | 442 | Yes
2028-06-08 11:00 | 2028 100% ECP | -700 | -526 | -510 | 442 | Yes
2028-06-08 12:00 | 2028 100% ECP | -700 | -526 | -510 | 442 | Yes
2028-06-08 13:00 | 2028 100% ECP | -700 | -526 | -510 | 442 | Yes
2028-06-08 14:00 | 2028 100% ECP | -700 | -526 | -510 | 442 | Yes
2028-06-08 15:00 | 2028 100% ECP | -700 | -526 | -510 | 442 | Yes
2028-06-08 16:00 | 2028 100% ECP | -700 | -526 | -510 | 442 | Yes
2028-06-08 17:00 | 2028 100% ECP | -116.87 | -526 | -510 | 430.01 | No
2028-06-08 18:00 | 2028 100% ECP | 483.13 | -526 | -510 | 430.01 | No
2028-06-08 19:00 | 2028 100% ECP | 700 | -463.13 | -510 | 410.82 | No
2028-06-08 20:00 | 2028 100% ECP | 700 | -163.13 | -510 | 385.66 | No
2028-06-08 21:00 | 2028 100% ECP | 700 | -163.13 | -510 | 442 | No
2028-06-08 22:00 | 2028 100% ECP | 700 | 0 | -210 | 442 | No
2028-06-08 23:00 | 2028 100% ECP | 700 | 61.89 | 90 | 331.76 | No
2028-06-09 | 2028 100% ECP | 700 | 361.89 | 390 | 442 | No
2028-06-09 01:00 | 2028 100% ECP | 700 | 271.86 | 510 | 442 | No
2028-06-09 02:00 | 2028 100% ECP | 700 | 414.25 | 510 | 442 | No
2028-06-09 03:00 | 2028 100% ECP | 700 | 243.74 | 510 | 442 | No
2028-06-09 04:00 | 2028 100% ECP | 700 | 268.61 | 510 | 442 | No
2028-06-09 05:00 | 2028 100% ECP | 700 | 66.22 | 210 | 442 | No
2028-06-09 06:00 | 2028 100% ECP | 700 | -233.78 | -90 | 266.69 | No
2028-06-09 07:00 | 2028 100% ECP | 700 | 0 | -321.11 | 405.81 | No
2028-06-09 08:00 | 2028 100% ECP | 642.59 | 0 | -21.11 | 442 | No
2028-06-09 09:00 | 2028 100% ECP | 42.59 | -300 | -321.11 | 442 | No
2028-06-09 10:00 | 2028 100% ECP | -557.41 | 0 | -92.72 | 442 | No
2028-06-09 11:00 | 2028 100% ECP | -700 | 0 | -314.22 | 442 | No
2028-06-09 12:00 | 2028 100% ECP | -700 | 0 | -314.22 | 442 | No
2028-06-09 13:00 | 2028 100% ECP | -700 | 0 | -314.22 | 442 | No
2028-06-09 14:00 | 2028 100% ECP | -696.04 | 0 | -314.22 | 442 | No
2028-06-09 15:00 | 2028 100% ECP | -96.04 | 0 | -510 | 442 | No
2028-06-09 16:00 | 2028 100% ECP | 503.96 | -300 | -510 | 442 | No
2028-06-09 17:00 | 2028 100% ECP | 700 | -526 | -510 | 442 | No
2028-06-09 18:00 | 2028 100% ECP | 700 | -526 | -510 | 392.5 | No
2028-06-09 19:00 | 2028 100% ECP | 700 | -526 | -510 | 439.06 | No
2028-06-09 20:00 | 2028 100% ECP | 700 | -305.53 | -450.59 | 421.26 | No
2028-06-09 21:00 | 2028 100% ECP | 700 | -5.53 | -150.59 | 442 | No
2028-06-09 22:00 | 2028 100% ECP | 700 | 294.47 | 149.41 | 442 | No
2028-06-09 23:00 | 2028 100% ECP | 700 | 505 | 449.41 | 442 | No
2028-06-10 | 2028 100% ECP | 700 | 332.83 | 510 | 442 | No
2028-06-10 01:00 | 2028 100% ECP | 700 | 104.51 | 510 | 442 | No
2028-06-10 02:00 | 2028 100% ECP | 700 | 104.51 | 510 | 442 | No
2028-06-10 03:00 | 2028 100% ECP | 700 | 110.09 | 510 | 442 | No
2028-06-10 04:00 | 2028 100% ECP | 700 | 107.27 | 510 | 442 | No
2028-06-10 05:00 | 2028 100% ECP | 700 | 393.16 | 510 | 442 | No
2028-06-10 06:00 | 2028 100% ECP | 700 | 277.68 | 349.11 | 442 | No
2028-06-10 07:00 | 2028 100% ECP | 100 | 0 | 49.11 | 442 | No
2028-06-10 08:00 | 2028 100% ECP | -500 | -300 | -250.89 | 442 | No
2028-06-10 09:00 | 2028 100% ECP | -700 | -526 | -510 | 442 | Yes
2028-06-10 10:00 | 2028 100% ECP | -700 | -526 | -510 | 442 | Yes
2028-06-10 11:00 | 2028 100% ECP | -700 | -526 | -510 | 442 | Yes
2028-06-10 12:00 | 2028 100% ECP | -700 | -526 | -510 | 442 | Yes
2028-06-10 13:00 | 2028 100% ECP | -700 | -526 | -510 | 442 | Yes
2028-06-10 14:00 | 2028 100% ECP | -700 | -526 | -510 | 442 | No
2028-06-10 15:00 | 2028 100% ECP | -700 | -526 | -510 | 442 | No
2028-06-10 16:00 | 2028 100% ECP | -700 | -526 | -510 | 442 | No
2028-06-10 17:00 | 2028 100% ECP | -100 | -526 | -510 | 142 | No
2028-06-10 18:00 | 2028 100% ECP | 0 | -526 | -510 | -31.94 | No
2028-06-10 19:00 | 2028 100% ECP | 0 | -526 | -510 | -71.61 | No
2028-06-10 20:00 | 2028 100% ECP | 0 | -526 | -510 | -71.61 | No
2028-06-10 21:00 | 2028 100% ECP | 0 | -226 | -210 | 0 | No
2028-06-10 22:00 | 2028 100% ECP | 0 | 0 | 0 | -216.32 | No
2028-06-10 23:00 | 2028 100% ECP | -187.4 | 0 | 0 | -473.65 | No
2028-06-11 | 2028 100% ECP | -700 | 300 | 300 | -173.65 | Yes
2028-06-11 01:00 | 2028 100% ECP | -700 | 505 | 510 | 126.35 | Yes
2028-06-11 02:00 | 2028 100% ECP | -700 | 505 | 510 | -132.79 | Yes
2028-06-11 03:00 | 2028 100% ECP | -700 | 505 | 510 | -96.96 | Yes
2028-06-11 04:00 | 2028 100% ECP | -700 | 505 | 510 | -174.13 | Yes
2028-06-11 05:00 | 2028 100% ECP | -700 | 505 | 510 | -204.46 | Yes
2028-06-11 06:00 | 2028 100% ECP | -700 | 505 | 510 | -107.33 | Yes
2028-06-11 07:00 | 2028 100% ECP | -700 | 505 | 510 | -118.04 | Yes
2028-06-11 08:00 | 2028 100% ECP | -700 | 505 | 510 | -210.08 | Yes
2028-06-11 09:00 | 2028 100% ECP | -700 | 505 | 510 | -68 | Yes
2028-06-11 10:00 | 2028 100% ECP | -700 | 505 | 510 | 0 | Yes
2028-06-11 11:00 | 2028 100% ECP | -700 | 505 | 510 | -68 | Yes
2028-06-11 12:00 | 2028 100% ECP | -700 | 505 | 510 | 158.2 | Yes
2028-06-11 13:00 | 2028 100% ECP | -700 | 505 | 510 | 50.64 | Yes
2028-06-11 14:00 | 2028 100% ECP | -700 | 505 | 510 | 135.71 | Yes
2028-06-11 15:00 | 2028 100% ECP | -700 | 505 | 510 | 432.1 | Yes
2028-06-11 16:00 | 2028 100% ECP | -700 | 505 | 510 | 390.69 | Yes
2028-06-11 17:00 | 2028 100% ECP | -700 | 374 | 390 | 390 | Yes
2028-06-11 18:00 | 2028 100% ECP | -700 | 74 | 90 | 90 | Yes
2028-06-11 19:00 | 2028 100% ECP | -700 | -226 | -210 | -210 | No
2028-06-11 20:00 | 2028 100% ECP | -700 | -526 | -510 | -510 | No
2028-06-11 21:00 | 2028 100% ECP | -700 | -226 | -210 | -210 | No
2028-06-11 22:00 | 2028 100% ECP | -700 | 74 | 90 | 90 | No
2028-06-11 23:00 | 2028 100% ECP | -700 | 374 | 390 | 293.98 | No
2028-06-12 | 2028 100% ECP | -575.25 | 505 | 510 | 378.98 | No
2028-06-12 01:00 | 2028 100% ECP | -700 | 505 | 510 | 78.98 | Yes
2028-06-12 02:00 | 2028 100% ECP | -700 | 505 | 510 | 6.63 | Yes
2028-06-12 03:00 | 2028 100% ECP | -700 | 505 | 510 | 306.63 | Yes
2028-06-12 04:00 | 2028 100% ECP | -700 | 505 | 510 | 351.93 | Yes
2028-06-12 05:00 | 2028 100% ECP | -700 | 374 | 390 | 390 | Yes
2028-06-12 06:00 | 2028 100% ECP | -700 | 74 | 90 | 90 | Yes
2028-06-12 07:00 | 2028 100% ECP | -700 | -226 | -210 | -210 | Yes
2028-06-12 08:00 | 2028 100% ECP | -700 | -526 | -510 | -510 | Yes
2028-06-12 09:00 | 2028 100% ECP | -700 | -226 | -210 | -210 | Yes
2028-06-12 10:00 | 2028 100% ECP | -700 | -526 | -510 | -510 | Yes
2028-06-12 11:00 | 2028 100% ECP | -700 | -226 | -297.02 | -337.01 | Yes
2028-06-12 12:00 | 2028 100% ECP | -700 | 74 | 2.98 | -37.01 | Yes
2028-06-12 13:00 | 2028 100% ECP | -700 | 374 | 302.98 | 262.99 | Yes
2028-06-12 14:00 | 2028 100% ECP | -700 | 505 | 510 | 442 | Yes
2028-06-12 15:00 | 2028 100% ECP | -700 | 472.5 | 510 | 300 | Yes
2028-06-12 16:00 | 2028 100% ECP | -700 | 172.5 | 210 | 0 | Yes
2028-06-12 17:00 | 2028 100% ECP | -700 | -127.5 | -90 | -300 | No
2028-06-12 18:00 | 2028 100% ECP | -100 | 0 | 210 | 0 | No
2028-06-12 19:00 | 2028 100% ECP | 83.85 | 300 | 510 | -35.71 | No
2028-06-12 20:00 | 2028 100% ECP | 683.85 | 0 | 210 | -70.23 | No
2028-06-12 21:00 | 2028 100% ECP | 83.85 | 300 | 510 | -210 | No
2028-06-12 22:00 | 2028 100% ECP | 683.85 | 505 | 510 | -510 | No
2028-06-12 23:00 | 2028 100% ECP | 100 | 300 | 510 | -510 | No
2028-06-13 | 2028 100% ECP | 700 | 0 | 210 | -381.23 | No
2028-06-13 01:00 | 2028 100% ECP | 700 | 0 | 210 | -81.23 | No
2028-06-13 02:00 | 2028 100% ECP | 700 | 0 | 510 | 0 | No
2028-06-13 03:00 | 2028 100% ECP | 700 | 0 | 210 | 95.22 | No
2028-06-13 04:00 | 2028 100% ECP | 700 | 0 | 113.02 | 24.94 | No
2028-06-13 05:00 | 2028 100% ECP | 700 | 0 | 413.02 | 0 | No
2028-06-13 06:00 | 2028 100% ECP | 700 | 0 | 113.02 | 0 | No
2028-06-13 07:00 | 2028 100% ECP | 500 | 0 | 0 | 0 | No
2028-06-13 08:00 | 2028 100% ECP | -100 | -226 | -210 | 0 | No
2028-06-13 09:00 | 2028 100% ECP | -700 | -526 | -510 | 0 | Yes
2028-06-13 10:00 | 2028 100% ECP | -700 | -526 | -510 | 300 | Yes
2028-06-13 11:00 | 2028 100% ECP | -700 | -526 | -510 | 0 | Yes
2028-06-13 12:00 | 2028 100% ECP | -700 | -526 | -510 | -19.59 | Yes
2028-06-13 13:00 | 2028 100% ECP | -700 | -526 | -510 | 192.81 | Yes
2028-06-13 14:00 | 2028 100% ECP | -700 | -526 | -510 | -107.19 | Yes
2028-06-13 15:00 | 2028 100% ECP | -700 | -526 | -510 | -147.94 | Yes
2028-06-13 16:00 | 2028 100% ECP | -699.72 | -526 | -510 | -211.19 | No
2028-06-13 17:00 | 2028 100% ECP | -99.72 | -526 | -510 | -303.31 | No
2028-06-13 18:00 | 2028 100% ECP | 500.28 | -526 | -510 | -3.31 | No
2028-06-13 19:00 | 2028 100% ECP | 700 | -526 | -510 | -209.51 | No
2028-06-13 20:00 | 2028 100% ECP | 700 | -388.01 | -510 | -300 | Yes
2028-06-13 21:00 | 2028 100% ECP | 700 | -88.01 | -210 | 0 | No
2028-06-13 22:00 | 2028 100% ECP | 700 | 211.99 | 90 | 300 | No
2028-06-13 23:00 | 2028 100% ECP | 700 | 274.31 | 390 | 385.56 | No
2028-06-14 | 2028 100% ECP | 700 | 340.68 | 510 | 442 | No
2028-06-14 01:00 | 2028 100% ECP | 700 | 257.76 | 510 | 442 | No
2028-06-14 02:00 | 2028 100% ECP | 700 | 0 | 510 | 442 | No
2028-06-14 03:00 | 2028 100% ECP | 700 | 232.44 | 510 | 442 | No
2028-06-14 04:00 | 2028 100% ECP | 700 | 0.53 | 510 | 387.83 | No
2028-06-14 05:00 | 2028 100% ECP | 700 | 148.4 | 300 | 87.83 | No
2028-06-14 06:00 | 2028 100% ECP | 500 | 0 | 0 | -212.17 | No
2028-06-14 07:00 | 2028 100% ECP | -100 | -226 | -300 | -98.09 | No
2028-06-14 08:00 | 2028 100% ECP | -700 | -526 | -510 | 5.47 | Yes
2028-06-14 09:00 | 2028 100% ECP | -700 | -526 | -510 | 275.6 | Yes
2028-06-14 10:00 | 2028 100% ECP | -700 | -526 | -510 | 403.55 | Yes
2028-06-14 11:00 | 2028 100% ECP | -700 | -526 | -510 | 442 | Yes
2028-06-14 12:00 | 2028 100% ECP | -700 | -526 | -510 | 328.62 | Yes
2028-06-14 13:00 | 2028 100% ECP | -700 | -526 | -510 | 442 | Yes
2028-06-14 14:00 | 2028 100% ECP | -700 | -526 | -510 | 442 | Yes
2028-06-14 15:00 | 2028 100% ECP | -700 | -526 | -510 | 317.72 | No
2028-06-14 16:00 | 2028 100% ECP | -392.98 | -526 | -510 | 442 | No
2028-06-14 17:00 | 2028 100% ECP | 207.02 | -526 | -510 | 442 | No
2028-06-14 18:00 | 2028 100% ECP | 700 | -226 | -510 | 442 | No
2028-06-14 19:00 | 2028 100% ECP | 700 | -31.89 | -510 | 442 | No
2028-06-14 20:00 | 2028 100% ECP | 700 | -31.89 | -510 | 442 | No
2028-06-14 21:00 | 2028 100% ECP | 700 | -31.89 | -510 | 442 | No
2028-06-14 22:00 | 2028 100% ECP | 700 | -31.89 | -307.83 | 442 | No
2028-06-14 23:00 | 2028 100% ECP | 700 | 0 | -7.83 | 442 | No
2028-06-15 | 2028 100% ECP | 700 | 300 | 292.17 | 442 | No
2028-06-15 01:00 | 2028 100% ECP | 700 | 110.31 | 510 | 442 | No
2028-06-15 02:00 | 2028 100% ECP | 700 | 173.93 | 510 | 442 | No
2028-06-15 03:00 | 2028 100% ECP | 700 | 38.95 | 510 | 442 | No
2028-06-15 04:00 | 2028 100% ECP | 700 | 300 | 221.15 | 442 | No
2028-06-15 05:00 | 2028 100% ECP | 700 | 0 | -78.85 | 442 | No
2028-06-15 06:00 | 2028 100% ECP | 500 | -300 | -378.85 | 442 | No
2028-06-15 07:00 | 2028 100% ECP | -100 | -526 | -510 | 442 | No
2028-06-15 08:00 | 2028 100% ECP | -700 | -526 | -510 | 442 | Yes
2028-06-15 09:00 | 2028 100% ECP | -700 | -526 | -510 | 442 | Yes
2028-06-15 10:00 | 2028 100% ECP | -700 | -526 | -510 | 442 | Yes
2028-06-15 11:00 | 2028 100% ECP | -700 | -526 | -510 | 442 | Yes
2028-06-15 12:00 | 2028 100% ECP | -700 | -526 | -510 | 442 | Yes
2028-06-15 13:00 | 2028 100% ECP | -700 | -526 | -510 | 442 | Yes
2028-06-15 14:00 | 2028 100% ECP | -700 | -526 | -510 | 442 | Yes
2028-06-15 15:00 | 2028 100% ECP | -700 | -526 | -510 | 442 | Yes
2028-06-15 16:00 | 2028 100% ECP | -700 | -526 | -510 | 442 | No
2028-06-15 17:00 | 2028 100% ECP | -100 | -526 | -510 | 442 | No
2028-06-15 18:00 | 2028 100% ECP | 500 | -526 | -510 | 442 | No
2028-06-15 19:00 | 2028 100% ECP | 700 | -526 | -510 | 442 | No
2028-06-15 20:00 | 2028 100% ECP | 700 | -385.2 | -390 | 442 | No
2028-06-15 21:00 | 2028 100% ECP | 700 | -85.2 | -90 | 442 | No
2028-06-15 22:00 | 2028 100% ECP | 700 | 214.8 | 210 | 442 | No
2028-06-15 23:00 | 2028 100% ECP | 700 | 505 | 510 | 442 | No
2028-06-16 | 2028 100% ECP | 700 | 205 | 510 | 442 | No
2028-06-16 01:00 | 2028 100% ECP | 700 | 0 | 510 | 442 | No
2028-06-16 02:00 | 2028 100% ECP | 700 | 0 | 510 | 442 | No
2028-06-16 03:00 | 2028 100% ECP | 700 | 0 | 510 | 442 | No
2028-06-16 04:00 | 2028 100% ECP | 700 | 0 | 431.05 | 442 | No
2028-06-16 05:00 | 2028 100% ECP | 700 | 80.22 | 510 | 442 | No
2028-06-16 06:00 | 2028 100% ECP | 700 | 0 | 248.64 | 442 | No
2028-06-16 07:00 | 2028 100% ECP | 267.74 | 0 | 0 | 442 | No
2028-06-16 08:00 | 2028 100% ECP | -148.91 | -226 | -210 | 442 | No
2028-06-16 09:00 | 2028 100% ECP | -700 | -526 | -510 | 442 | Yes
2028-06-16 10:00 | 2028 100% ECP | -700 | -526 | -510 | 442 | Yes
2028-06-16 11:00 | 2028 100% ECP | -700 | -526 | -510 | 442 | No
2028-06-16 12:00 | 2028 100% ECP | -700 | -526 | -510 | 442 | Yes
2028-06-16 13:00 | 2028 100% ECP | -700 | -526 | -510 | 442 | No
2028-06-16 14:00 | 2028 100% ECP | -700 | -526 | -510 | 442 | Yes
2028-06-16 15:00 | 2028 100% ECP | -700 | -526 | -510 | 442 | Yes
2028-06-16 16:00 | 2028 100% ECP | -112.66 | -526 | -510 | 442 | No
2028-06-16 17:00 | 2028 100% ECP | 487.34 | -526 | -510 | 213.66 | No
2028-06-16 18:00 | 2028 100% ECP | 700 | -526 | -510 | 213.66 | No
2028-06-16 19:00 | 2028 100% ECP | 700 | -526 | -510 | 235.85 | No
2028-06-16 20:00 | 2028 100% ECP | 700 | -300 | -296.5 | 0 | No
2028-06-16 21:00 | 2028 100% ECP | 700 | 0 | 3.5 | 142 | No
2028-06-16 22:00 | 2028 100% ECP | 700 | 300 | 303.5 | 442 | No
2028-06-16 23:00 | 2028 100% ECP | 700 | 505 | 510 | 442 | No
2028-06-17 | 2028 100% ECP | 700 | 505 | 510 | 442 | No
2028-06-17 01:00 | 2028 100% ECP | 700 | 505 | 510 | 442 | No
2028-06-17 02:00 | 2028 100% ECP | 700 | 505 | 510 | 442 | No
2028-06-17 03:00 | 2028 100% ECP | 700 | 505 | 510 | 442 | No
2028-06-17 04:00 | 2028 100% ECP | 700 | 505 | 510 | 442 | No
2028-06-17 05:00 | 2028 100% ECP | 700 | 505 | 510 | 442 | No
2028-06-17 06:00 | 2028 100% ECP | 700 | 205 | 433.79 | 442 | No
2028-06-17 07:00 | 2028 100% ECP | 500 | 181.43 | 133.79 | 442 | No
2028-06-17 08:00 | 2028 100% ECP | -100 | -118.57 | -166.21 | 442 | No
2028-06-17 09:00 | 2028 100% ECP | -700 | -418.57 | -466.21 | 442 | No
2028-06-17 10:00 | 2028 100% ECP | -700 | -526 | -510 | 442 | No
2028-06-17 11:00 | 2028 100% ECP | -700 | -526 | -510 | 442 | No
2028-06-17 12:00 | 2028 100% ECP | -700 | -526 | -510 | 442 | No
2028-06-17 13:00 | 2028 100% ECP | -700 | -526 | -510 | 442 | No
2028-06-17 14:00 | 2028 100% ECP | -700 | -526 | -510 | 442 | No
2028-06-17 15:00 | 2028 100% ECP | -514.67 | -526 | -510 | 442 | No
2028-06-17 16:00 | 2028 100% ECP | 85.33 | -526 | -510 | 442 | No
2028-06-17 17:00 | 2028 100% ECP | 685.33 | -526 | -510 | 442 | No
2028-06-17 18:00 | 2028 100% ECP | 700 | -526 | -510 | 442 | No
2028-06-17 19:00 | 2028 100% ECP | 700 | -526 | -510 | 442 | No
2028-06-17 20:00 | 2028 100% ECP | 700 | -526 | -510 | 442 | Yes
2028-06-17 21:00 | 2028 100% ECP | 700 | -300 | -419.15 | 442 | No
2028-06-17 22:00 | 2028 100% ECP | 700 | 0 | -119.15 | 442 | No
2028-06-17 23:00 | 2028 100% ECP | 700 | 300 | 180.85 | 442 | No
2028-06-18 | 2028 100% ECP | 700 | 505 | 480.85 | 442 | No
2028-06-18 01:00 | 2028 100% ECP | 700 | 505 | 510 | 442 | No
2028-06-18 02:00 | 2028 100% ECP | 700 | 505 | 510 | 442 | No
2028-06-18 03:00 | 2028 100% ECP | 700 | 505 | 510 | 442 | No
2028-06-18 04:00 | 2028 100% ECP | 700 | 484 | 390 | 442 | No
2028-06-18 05:00 | 2028 100% ECP | 700 | 184 | 90 | 442 | No
2028-06-18 06:00 | 2028 100% ECP | 700 | -116 | -210 | 352.89 | No
2028-06-18 07:00 | 2028 100% ECP | 619.27 | -416 | -510 | 395.4 | No
2028-06-18 08:00 | 2028 100% ECP | 19.27 | -526 | -510 | 304.22 | No
2028-06-18 09:00 | 2028 100% ECP | -580.73 | -526 | -510 | 442 | No
2028-06-18 10:00 | 2028 100% ECP | -674.65 | -526 | -510 | 442 | No
2028-06-18 11:00 | 2028 100% ECP | -674.65 | -526 | -510 | 442 | No
2028-06-18 12:00 | 2028 100% ECP | -106.62 | -526 | -510 | 442 | No
2028-06-18 13:00 | 2028 100% ECP | 0 | -526 | -510 | 442 | No
2028-06-18 14:00 | 2028 100% ECP | -353.29 | -526 | -510 | 442 | No
2028-06-18 15:00 | 2028 100% ECP | 246.71 | -526 | -510 | 372.03 | No
2028-06-18 16:00 | 2028 100% ECP | 700 | -477.33 | -510 | 372.03 | No
2028-06-18 17:00 | 2028 100% ECP | 700 | -177.33 | -510 | 398.94 | No
2028-06-18 18:00 | 2028 100% ECP | 700 | -155.3 | -510 | 400.19 | No
2028-06-18 19:00 | 2028 100% ECP | 700 | -455.3 | -510 | 100.19 | No
2028-06-18 20:00 | 2028 100% ECP | 700 | -526 | -510 | -166.86 | No
2028-06-18 21:00 | 2028 100% ECP | 700 | -526 | -510 | -174.55 | No
2028-06-18 22:00 | 2028 100% ECP | 700 | -300 | -392.88 | -36.49 | No
2028-06-18 23:00 | 2028 100% ECP | 700 | 0 | -92.88 | 152.31 | No
2028-06-19 | 2028 100% ECP | 700 | 144.53 | 207.12 | 442 | No
2028-06-19 01:00 | 2028 100% ECP | 700 | 0 | 507.12 | 442 | No
2028-06-19 02:00 | 2028 100% ECP | 700 | 0 | 510 | 442 | No
2028-06-19 03:00 | 2028 100% ECP | 700 | 39.48 | 510 | 442 | No
2028-06-19 04:00 | 2028 100% ECP | 700 | 39.48 | 510 | 442 | No
2028-06-19 05:00 | 2028 100% ECP | 700 | 0 | 283.5 | 442 | Yes
2028-06-19 06:00 | 2028 100% ECP | 700 | 0 | 285.41 | 329.67 | No
2028-06-19 07:00 | 2028 100% ECP | 700 | 276.6 | 510 | 442 | No
2028-06-19 08:00 | 2028 100% ECP | 700 | 388.83 | 510 | 442 | No
2028-06-19 09:00 | 2028 100% ECP | 345.28 | 88.83 | 210 | 442 | No
2028-06-19 10:00 | 2028 100% ECP | 363.34 | 0 | 0 | 442 | No
2028-06-19 11:00 | 2028 100% ECP | -236.66 | 0 | -258.35 | 442 | No
2028-06-19 12:00 | 2028 100% ECP | -700 | 0 | -508.77 | 442 | No
2028-06-19 13:00 | 2028 100% ECP | -700 | 0 | -510 | 442 | No
2028-06-19 14:00 | 2028 100% ECP | -700 | 0 | -510 | 442 | No
2028-06-19 15:00 | 2028 100% ECP | -700 | -125.95 | -510 | 442 | No
2028-06-19 16:00 | 2028 100% ECP | -221.4 | -395 | -390 | 349.75 | No
2028-06-19 17:00 | 2028 100% ECP | 166.7 | -95 | -90 | 315.91 | No
2028-06-19 18:00 | 2028 100% ECP | 458.46 | 205 | 210 | 442 | No
2028-06-19 19:00 | 2028 100% ECP | 700 | 505 | 510 | 442 | No
2028-06-19 20:00 | 2028 100% ECP | 700 | 505 | 510 | 442 | No
2028-06-19 21:00 | 2028 100% ECP | 700 | 505 | 510 | 442 | No
2028-06-19 22:00 | 2028 100% ECP | 700 | 505 | 510 | 442 | No
2028-06-19 23:00 | 2028 100% ECP | 700 | 505 | 510 | 442 | No
2028-06-20 | 2028 100% ECP | 700 | 505 | 510 | 442 | No
2028-06-20 01:00 | 2028 100% ECP | 700 | 505 | 510 | 442 | No
2028-06-20 02:00 | 2028 100% ECP | 700 | 286.28 | 510 | 442 | No
2028-06-20 03:00 | 2028 100% ECP | 700 | 0 | 408.32 | 442 | No
2028-06-20 04:00 | 2028 100% ECP | 700 | 0 | 108.32 | 442 | No
2028-06-20 05:00 | 2028 100% ECP | 500 | 0 | -191.68 | 442 | No
2028-06-20 06:00 | 2028 100% ECP | -100 | -300 | -491.68 | 347.3 | No
2028-06-20 07:00 | 2028 100% ECP | -700 | -526 | -510 | 442 | Yes
2028-06-20 08:00 | 2028 100% ECP | -700 | -526 | -510 | 367.01 | Yes
2028-06-20 09:00 | 2028 100% ECP | -700 | -526 | -510 | 67.01 | Yes
2028-06-20 10:00 | 2028 100% ECP | -700 | -526 | -510 | -232.99 | Yes
2028-06-20 11:00 | 2028 100% ECP | -700 | -226 | -277.66 | -158 | Yes
2028-06-20 12:00 | 2028 100% ECP | -700 | 74 | 22.34 | 142 | Yes
2028-06-20 13:00 | 2028 100% ECP | -700 | 374 | 322.34 | 442 | Yes
2028-06-20 14:00 | 2028 100% ECP | -700 | 505 | 510 | 167.06 | Yes
2028-06-20 15:00 | 2028 100% ECP | -700 | 505 | 210 | 400.44 | Yes
2028-06-20 16:00 | 2028 100% ECP | -700 | 466.94 | 510 | 442 | Yes
2028-06-20 17:00 | 2028 100% ECP | -700 | 505 | 510 | 442 | Yes
2028-06-20 18:00 | 2028 100% ECP | -700 | 505 | 510 | 413.21 | Yes
2028-06-20 19:00 | 2028 100% ECP | -700 | 505 | 510 | 276.67 | Yes
2028-06-20 20:00 | 2028 100% ECP | -700 | 505 | 510 | 206.27 | Yes
2028-06-20 21:00 | 2028 100% ECP | -700 | 505 | 510 | 212.81 | Yes
2028-06-20 22:00 | 2028 100% ECP | -700 | 505 | 510 | 141.87 | Yes
2028-06-20 23:00 | 2028 100% ECP | -700 | 505 | 510 | 14.91 | Yes
2028-06-21 | 2028 100% ECP | -700 | 505 | 510 | 314.91 | Yes
2028-06-21 01:00 | 2028 100% ECP | -700 | 505 | 510 | 442 | Yes
2028-06-21 02:00 | 2028 100% ECP | -700 | 505 | 510 | 442 | Yes
2028-06-21 03:00 | 2028 100% ECP | -700 | 374 | 390 | 442 | Yes
2028-06-21 04:00 | 2028 100% ECP | -700 | 74 | 90 | 202.76 | Yes
2028-06-21 05:00 | 2028 100% ECP | -700 | -226 | -210 | -97.24 | No
2028-06-21 06:00 | 2028 100% ECP | -700 | -526 | -510 | -397.24 | No
2028-06-21 07:00 | 2028 100% ECP | -700 | -526 | -510 | -370.82 | Yes
2028-06-21 08:00 | 2028 100% ECP | -700 | -526 | -510 | -70.82 | Yes
2028-06-21 09:00 | 2028 100% ECP | -700 | -526 | -510 | 142 | Yes
2028-06-21 10:00 | 2028 100% ECP | -700 | -226 | -210 | 442 | Yes
2028-06-21 11:00 | 2028 100% ECP | -700 | 74 | -136.61 | 442 | Yes
2028-06-21 12:00 | 2028 100% ECP | -700 | -226 | -436.61 | 442 | Yes
2028-06-21 13:00 | 2028 100% ECP | -700 | -526 | -510 | 142 | Yes
2028-06-21 14:00 | 2028 100% ECP | -700 | -226 | -210 | 402.54 | Yes
2028-06-21 15:00 | 2028 100% ECP | -700 | -526 | -510 | 102.54 | Yes
2028-06-21 16:00 | 2028 100% ECP | -700 | -526 | -510 | 254.86 | Yes
2028-06-21 17:00 | 2028 100% ECP | -700 | -526 | -510 | -45.14 | Yes
2028-06-21 18:00 | 2028 100% ECP | -700 | -386.33 | -510 | 26.27 | No
2028-06-21 19:00 | 2028 100% ECP | -100 | -86.33 | -504.22 | 136.24 | No
2028-06-21 20:00 | 2028 100% ECP | 0 | 0 | -504.22 | 316.09 | No
2028-06-21 21:00 | 2028 100% ECP | 0 | 0 | -204.22 | 283.43 | No
2028-06-21 22:00 | 2028 100% ECP | 0 | 0 | 0 | 442 | No
2028-06-21 23:00 | 2028 100% ECP | 0 | 0 | 0 | 442 | No
2028-06-22 | 2028 100% ECP | -161.7 | 0 | 0 | 274.14 | No
2028-06-22 01:00 | 2028 100% ECP | -700 | 0 | -90.66 | 169.91 | No
2028-06-22 02:00 | 2028 100% ECP | -594.25 | -226 | -210 | 180.74 | No
2028-06-22 03:00 | 2028 100% ECP | -700 | -526 | -510 | 189.45 | Yes
2028-06-22 04:00 | 2028 100% ECP | -700 | -226 | -210 | 442 | Yes
2028-06-22 05:00 | 2028 100% ECP | -700 | 74 | 90 | 442 | Yes
2028-06-22 06:00 | 2028 100% ECP | -700 | 374 | 390 | 442 | Yes
2028-06-22 07:00 | 2028 100% ECP | -700 | 505 | 510 | 442 | Yes
2028-06-22 08:00 | 2028 100% ECP | -700 | 505 | 510 | 442 | Yes
2028-06-22 09:00 | 2028 100% ECP | -700 | 505 | 510 | 442 | Yes
2028-06-22 10:00 | 2028 100% ECP | -700 | 505 | 510 | 442 | Yes
2028-06-22 11:00 | 2028 100% ECP | -700 | 505 | 510 | 442 | Yes
2028-06-22 12:00 | 2028 100% ECP | -700 | 505 | 510 | 442 | Yes
2028-06-22 13:00 | 2028 100% ECP | -700 | 505 | 510 | 442 | Yes
2028-06-22 14:00 | 2028 100% ECP | -700 | 505 | 510 | 442 | Yes
2028-06-22 15:00 | 2028 100% ECP | -700 | 505 | 510 | 442 | Yes
2028-06-22 16:00 | 2028 100% ECP | -700 | 505 | 510 | 442 | Yes
2028-06-22 17:00 | 2028 100% ECP | -700 | 505 | 510 | 442 | Yes
2028-06-22 18:00 | 2028 100% ECP | -700 | 505 | 510 | 442 | Yes
2028-06-22 19:00 | 2028 100% ECP | -700 | 505 | 510 | 442 | Yes
2028-06-22 20:00 | 2028 100% ECP | -700 | 300 | 510 | 442 | Yes
2028-06-22 21:00 | 2028 100% ECP | -700 | 0 | 210 | 142 | No
2028-06-22 22:00 | 2028 100% ECP | -100 | 205 | 210 | 142 | No
2028-06-22 23:00 | 2028 100% ECP | -700 | 505 | 510 | 442 | No
2028-06-23 | 2028 100% ECP | -100 | 505 | 510 | 442 | No
2028-06-23 01:00 | 2028 100% ECP | 425.28 | 505 | 510 | 442 | No
2028-06-23 02:00 | 2028 100% ECP | 408.2 | 505 | 510 | 442 | No
2028-06-23 03:00 | 2028 100% ECP | 700 | 505 | 510 | 442 | No
2028-06-23 04:00 | 2028 100% ECP | 678.05 | 505 | 510 | 442 | No
2028-06-23 05:00 | 2028 100% ECP | 361.14 | 353.43 | 510 | 442 | No
2028-06-23 06:00 | 2028 100% ECP | 700 | 505 | 510 | 442 | No
2028-06-23 07:00 | 2028 100% ECP | 656.79 | 217.79 | 510 | 442 | No
2028-06-23 08:00 | 2028 100% ECP | 641.84 | 0 | 210 | 442 | No
2028-06-23 09:00 | 2028 100% ECP | 41.84 | 0 | 210 | 442 | No
2028-06-23 10:00 | 2028 100% ECP | -100 | 30.74 | 510 | 442 | No
2028-06-23 11:00 | 2028 100% ECP | -700 | 205 | 210 | 442 | No
2028-06-23 12:00 | 2028 100% ECP | -700 | 505 | 510 | 442 | No
2028-06-23 13:00 | 2028 100% ECP | -700 | 505 | 510 | 442 | No
2028-06-23 14:00 | 2028 100% ECP | -700 | 505 | 510 | 442 | No
2028-06-23 15:00 | 2028 100% ECP | -700 | 505 | 510 | 442 | No
2028-06-23 16:00 | 2028 100% ECP | -700 | 505 | 510 | 442 | No
2028-06-23 17:00 | 2028 100% ECP | -100 | 205 | 256.07 | 323.88 | No
2028-06-23 18:00 | 2028 100% ECP | 170.24 | 505 | 510 | 442 | No
2028-06-23 19:00 | 2028 100% ECP | 700 | 205 | 510 | 442 | No
2028-06-23 20:00 | 2028 100% ECP | 700 | 17.37 | 510 | 442 | No
2028-06-23 21:00 | 2028 100% ECP | 700 | 17.37 | 510 | 442 | No
2028-06-23 22:00 | 2028 100% ECP | 700 | 317.37 | 510 | 442 | No
2028-06-23 23:00 | 2028 100% ECP | 700 | 300 | 510 | 442 | No
2028-06-24 | 2028 100% ECP | 700 | 505 | 510 | 442 | No
2028-06-24 01:00 | 2028 100% ECP | 700 | 505 | 510 | 442 | No
2028-06-24 02:00 | 2028 100% ECP | 700 | 505 | 510 | 442 | No
2028-06-24 03:00 | 2028 100% ECP | 700 | 505 | 510 | 442 | No
2028-06-24 04:00 | 2028 100% ECP | 700 | 505 | 510 | 442 | No
2028-06-24 05:00 | 2028 100% ECP | 700 | 505 | 510 | 442 | No
2028-06-24 06:00 | 2028 100% ECP | 500 | 245.47 | 210 | 442 | No
2028-06-24 07:00 | 2028 100% ECP | -100 | -54.53 | -90 | 442 | No
2028-06-24 08:00 | 2028 100% ECP | -700 | -354.53 | -390 | 325.97 | No
2028-06-24 09:00 | 2028 100% ECP | -700 | -526 | -510 | 358.69 | Yes
2028-06-24 10:00 | 2028 100% ECP | -700 | -526 | -510 | 409.37 | Yes
2028-06-24 11:00 | 2028 100% ECP | -700 | -526 | -510 | 442 | Yes
2028-06-24 12:00 | 2028 100% ECP | -700 | -526 | -510 | 442 | Yes
2028-06-24 13:00 | 2028 100% ECP | -700 | -526 | -510 | 431.43 | Yes
2028-06-24 14:00 | 2028 100% ECP | -700 | -526 | -510 | 442 | Yes
2028-06-24 15:00 | 2028 100% ECP | -700 | -526 | -510 | 442 | Yes
2028-06-24 16:00 | 2028 100% ECP | -700 | -526 | -510 | 442 | No
2028-06-24 17:00 | 2028 100% ECP | -100 | -300 | -506.01 | 442 | No
2028-06-24 18:00 | 2028 100% ECP | 500 | 0 | -206.01 | 442 | No
2028-06-24 19:00 | 2028 100% ECP | 700 | 0 | 0 | 438.77 | No
2028-06-24 20:00 | 2028 100% ECP | 700 | 0 | 0 | 438.77 | No
2028-06-24 21:00 | 2028 100% ECP | 700 | 0 | 210 | 438.77 | No
2028-06-24 22:00 | 2028 100% ECP | 700 | 300 | 510 | 442 | No
2028-06-24 23:00 | 2028 100% ECP | 700 | 505 | 510 | 442 | No
2028-06-25 | 2028 100% ECP | 700 | 205 | 510 | 442 | No
2028-06-25 01:00 | 2028 100% ECP | 700 | 185.23 | 510 | 442 | No
2028-06-25 02:00 | 2028 100% ECP | 700 | 0 | 510 | 442 | No
2028-06-25 03:00 | 2028 100% ECP | 700 | 0 | 510 | 442 | No
2028-06-25 04:00 | 2028 100% ECP | 700 | 0 | 510 | 442 | No
2028-06-25 05:00 | 2028 100% ECP | 700 | 0 | 300 | 442 | No
2028-06-25 06:00 | 2028 100% ECP | 373.13 | 0 | 0 | 442 | No
2028-06-25 07:00 | 2028 100% ECP | -226.87 | -300 | -300 | 306.12 | No
2028-06-25 08:00 | 2028 100% ECP | -700 | -526 | -510 | 442 | Yes
2028-06-25 09:00 | 2028 100% ECP | -700 | -526 | -510 | 442 | Yes
2028-06-25 10:00 | 2028 100% ECP | -700 | -526 | -510 | 442 | Yes
2028-06-25 11:00 | 2028 100% ECP | -700 | -526 | -510 | 442 | Yes
2028-06-25 12:00 | 2028 100% ECP | -700 | -526 | -510 | 167.43 | Yes
2028-06-25 13:00 | 2028 100% ECP | -700 | -526 | -510 | 265.48 | Yes
2028-06-25 14:00 | 2028 100% ECP | -700 | -526 | -510 | 438.98 | Yes
2028-06-25 15:00 | 2028 100% ECP | -510.55 | -526 | -510 | 138.98 | No
2028-06-25 16:00 | 2028 100% ECP | 89.45 | -526 | -510 | 0 | No
2028-06-25 17:00 | 2028 100% ECP | 689.45 | -226 | -510 | 274.36 | No
2028-06-25 18:00 | 2028 100% ECP | 700 | 0 | -318.16 | 442 | No
2028-06-25 19:00 | 2028 100% ECP | 700 | 0 | -402.07 | 442 | No
2028-06-25 20:00 | 2028 100% ECP | 700 | 0 | -102.07 | 442 | No
2028-06-25 21:00 | 2028 100% ECP | 700 | 0 | -375.14 | 442 | No
2028-06-25 22:00 | 2028 100% ECP | 700 | 0 | -90 | 442 | No
2028-06-25 23:00 | 2028 100% ECP | 700 | 102.43 | 210 | 276.38 | No
2028-06-26 | 2028 100% ECP | 700 | 402.43 | 510 | 442 | No
2028-06-26 01:00 | 2028 100% ECP | 700 | 343.22 | 510 | 442 | No
2028-06-26 02:00 | 2028 100% ECP | 700 | 502.13 | 510 | 442 | No
2028-06-26 03:00 | 2028 100% ECP | 700 | 483.83 | 510 | 442 | No
2028-06-26 04:00 | 2028 100% ECP | 700 | 453.84 | 510 | 442 | No
2028-06-26 05:00 | 2028 100% ECP | 700 | 221.56 | 388.78 | 442 | No
2028-06-26 06:00 | 2028 100% ECP | 500 | 0 | 88.78 | 406.63 | No
2028-06-26 07:00 | 2028 100% ECP | -100 | -300 | -211.22 | 416.39 | No
2028-06-26 08:00 | 2028 100% ECP | -700 | -526 | -510 | 379.99 | No
2028-06-26 09:00 | 2028 100% ECP | -700 | -526 | -510 | 260.37 | Yes
2028-06-26 10:00 | 2028 100% ECP | -700 | -526 | -510 | 108.15 | Yes
2028-06-26 11:00 | 2028 100% ECP | -700 | -526 | -510 | 131.09 | Yes
2028-06-26 12:00 | 2028 100% ECP | -700 | -526 | -510 | 431.09 | No
2028-06-26 13:00 | 2028 100% ECP | -700 | -526 | -510 | 442 | No
2028-06-26 14:00 | 2028 100% ECP | -700 | -226 | -268.62 | 442 | No
2028-06-26 15:00 | 2028 100% ECP | -700 | -95 | -90 | 178.26 | No
2028-06-26 16:00 | 2028 100% ECP | -700 | 205 | 210 | 142 | No
2028-06-26 17:00 | 2028 100% ECP | -440.53 | 505 | 510 | 442 | No
2028-06-26 18:00 | 2028 100% ECP | 159.47 | 205 | 403.3 | 442 | No
2028-06-26 19:00 | 2028 100% ECP | 700 | 0 | 510 | 442 | No
2028-06-26 20:00 | 2028 100% ECP | 700 | 0 | 510 | 442 | No
2028-06-26 21:00 | 2028 100% ECP | 700 | 0 | 510 | 442 | No
2028-06-26 22:00 | 2028 100% ECP | 700 | 0 | 510 | 442 | No
2028-06-26 23:00 | 2028 100% ECP | 700 | 205 | 510 | 442 | No
2028-06-27 | 2028 100% ECP | 700 | 505 | 510 | 442 | No
2028-06-27 01:00 | 2028 100% ECP | 700 | 505 | 510 | 442 | No
2028-06-27 02:00 | 2028 100% ECP | 700 | 505 | 510 | 442 | No
2028-06-27 03:00 | 2028 100% ECP | 700 | 364.46 | 510 | 442 | No
2028-06-27 04:00 | 2028 100% ECP | 700 | 364.46 | 510 | 442 | No
2028-06-27 05:00 | 2028 100% ECP | 700 | 364.46 | 510 | 442 | No
2028-06-27 06:00 | 2028 100% ECP | 700 | 505 | 510 | 442 | No
2028-06-27 07:00 | 2028 100% ECP | 700 | 205 | 390 | 442 | No
2028-06-27 08:00 | 2028 100% ECP | 231.57 | 0 | 90 | 442 | No
2028-06-27 09:00 | 2028 100% ECP | -368.43 | -300 | -210 | 442 | No
2028-06-27 10:00 | 2028 100% ECP | -700 | -526 | -510 | 442 | Yes
2028-06-27 11:00 | 2028 100% ECP | -700 | -526 | -510 | 442 | No
2028-06-27 12:00 | 2028 100% ECP | -700 | -526 | -510 | 324.55 | Yes
2028-06-27 13:00 | 2028 100% ECP | -700 | -226 | -210 | 442 | Yes
2028-06-27 14:00 | 2028 100% ECP | -700 | 74 | 90 | 442 | Yes
2028-06-27 15:00 | 2028 100% ECP | -700 | 374 | 390 | 442 | Yes
2028-06-27 16:00 | 2028 100% ECP | -700 | 74 | 90 | 329.15 | Yes
2028-06-27 17:00 | 2028 100% ECP | -700 | -226 | -210 | 29.15 | Yes
2028-06-27 18:00 | 2028 100% ECP | -700 | -526 | -510 | -270.85 | No
2028-06-27 19:00 | 2028 100% ECP | -700 | -526 | -510 | -510 | No
2028-06-27 20:00 | 2028 100% ECP | -700 | -526 | -510 | -510 | No
2028-06-27 21:00 | 2028 100% ECP | -700 | -526 | -510 | -510 | No
2028-06-27 22:00 | 2028 100% ECP | -700 | -226 | -210 | -210 | No
2028-06-27 23:00 | 2028 100% ECP | -700 | 74 | 90 | 90 | Yes
2028-06-28 | 2028 100% ECP | -700 | 374 | 390 | 390 | Yes
2028-06-28 01:00 | 2028 100% ECP | -700 | 505 | 510 | 442 | Yes
2028-06-28 02:00 | 2028 100% ECP | -700 | 505 | 510 | 344.52 | Yes
2028-06-28 03:00 | 2028 100% ECP | -700 | 505 | 510 | 324.54 | Yes
2028-06-28 04:00 | 2028 100% ECP | -700 | 505 | 510 | 82.73 | Yes
2028-06-28 05:00 | 2028 100% ECP | -700 | 505 | 510 | 71.33 | Yes
2028-06-28 06:00 | 2028 100% ECP | -700 | 505 | 510 | 180.28 | Yes
2028-06-28 07:00 | 2028 100% ECP | -700 | 505 | 510 | 442 | Yes
2028-06-28 08:00 | 2028 100% ECP | -700 | 505 | 510 | 442 | Yes
2028-06-28 09:00 | 2028 100% ECP | -700 | 505 | 510 | 442 | Yes
2028-06-28 10:00 | 2028 100% ECP | -700 | 505 | 510 | 442 | Yes
2028-06-28 11:00 | 2028 100% ECP | -700 | 505 | 510 | 442 | Yes
2028-06-28 12:00 | 2028 100% ECP | -700 | 505 | 510 | 442 | Yes
2028-06-28 13:00 | 2028 100% ECP | -700 | 505 | 510 | 405.29 | Yes
2028-06-28 14:00 | 2028 100% ECP | -700 | 505 | 510 | 394.54 | Yes
2028-06-28 15:00 | 2028 100% ECP | -700 | 505 | 510 | 334.23 | Yes
2028-06-28 16:00 | 2028 100% ECP | -700 | 505 | 510 | 410.44 | Yes
2028-06-28 17:00 | 2028 100% ECP | -700 | 505 | 510 | 442 | Yes
2028-06-28 18:00 | 2028 100% ECP | -700 | 505 | 510 | 442 | Yes
2028-06-28 19:00 | 2028 100% ECP | -700 | 505 | 510 | 442 | Yes
2028-06-28 20:00 | 2028 100% ECP | -700 | 505 | 510 | 442 | Yes
2028-06-28 21:00 | 2028 100% ECP | -700 | 505 | 510 | 442 | Yes
2028-06-28 22:00 | 2028 100% ECP | -700 | 505 | 510 | 442 | Yes
2028-06-28 23:00 | 2028 100% ECP | -700 | 505 | 510 | 432.73 | Yes
2028-06-29 | 2028 100% ECP | -700 | 505 | 510 | 442 | Yes
2028-06-29 01:00 | 2028 100% ECP | -700 | 505 | 510 | 442 | Yes
2028-06-29 02:00 | 2028 100% ECP | -700 | 505 | 510 | 442 | Yes
2028-06-29 03:00 | 2028 100% ECP | -700 | 505 | 510 | 442 | Yes
2028-06-29 04:00 | 2028 100% ECP | -700 | 505 | 510 | 442 | Yes
2028-06-29 05:00 | 2028 100% ECP | -700 | 505 | 510 | 442 | Yes
2028-06-29 06:00 | 2028 100% ECP | -700 | 505 | 510 | 442 | Yes
2028-06-29 07:00 | 2028 100% ECP | -700 | 505 | 510 | 442 | Yes
2028-06-29 08:00 | 2028 100% ECP | -700 | 505 | 510 | 442 | Yes
2028-06-29 09:00 | 2028 100% ECP | -700 | 505 | 510 | 442 | Yes
2028-06-29 10:00 | 2028 100% ECP | -700 | 505 | 510 | 442 | Yes
2028-06-29 11:00 | 2028 100% ECP | -700 | 505 | 510 | 442 | Yes
2028-06-29 12:00 | 2028 100% ECP | -700 | 505 | 510 | 442 | Yes
2028-06-29 13:00 | 2028 100% ECP | -700 | 505 | 510 | 442 | Yes
2028-06-29 14:00 | 2028 100% ECP | -700 | 505 | 510 | 442 | Yes
2028-06-29 15:00 | 2028 100% ECP | -700 | 505 | 510 | 442 | Yes
2028-06-29 16:00 | 2028 100% ECP | -700 | 300 | 304.38 | 442 | Yes
2028-06-29 17:00 | 2028 100% ECP | -700 | 0 | 4.38 | 442 | Yes
2028-06-29 18:00 | 2028 100% ECP | -325.61 | 0 | 105.56 | 142 | No
2028-06-29 19:00 | 2028 100% ECP | 274.39 | 69.88 | 405.56 | 442 | No
2028-06-29 20:00 | 2028 100% ECP | 700 | 369.88 | 510 | 442 | No
2028-06-29 21:00 | 2028 100% ECP | 700 | 505 | 510 | 442 | No
2028-06-29 22:00 | 2028 100% ECP | 700 | 505 | 510 | 442 | No
2028-06-29 23:00 | 2028 100% ECP | 700 | 505 | 510 | 442 | No
2028-06-30 | 2028 100% ECP | 700 | 505 | 510 | 442 | No
2028-06-30 01:00 | 2028 100% ECP | 700 | 505 | 510 | 442 | No
2028-06-30 02:00 | 2028 100% ECP | 700 | 505 | 510 | 442 | No
2028-06-30 03:00 | 2028 100% ECP | 700 | 505 | 510 | 442 | No
2028-06-30 04:00 | 2028 100% ECP | 700 | 505 | 510 | 442 | No
2028-06-30 05:00 | 2028 100% ECP | 700 | 505 | 510 | 442 | No
2028-06-30 06:00 | 2028 100% ECP | 700 | 505 | 510 | 442 | No
2028-06-30 07:00 | 2028 100% ECP | 700 | 475.77 | 510 | 442 | No
2028-06-30 08:00 | 2028 100% ECP | 700 | 175.77 | 326.2 | 442 | No
2028-06-30 09:00 | 2028 100% ECP | 217.5 | 0 | 26.2 | 442 | No
2028-06-30 10:00 | 2028 100% ECP | -382.5 | 0 | 0 | 442 | No
2028-06-30 11:00 | 2028 100% ECP | -614.93 | 0 | 0 | 442 | No
2028-06-30 12:00 | 2028 100% ECP | -700 | 0 | -298.87 | 442 | No
2028-06-30 13:00 | 2028 100% ECP | -700 | 0 | -298.87 | 442 | No
2028-06-30 14:00 | 2028 100% ECP | -700 | 0 | -24.56 | 442 | No
2028-06-30 15:00 | 2028 100% ECP | -102.65 | 0 | 0 | 442 | No
2028-06-30 16:00 | 2028 100% ECP | 488.92 | 0 | 143.26 | 442 | No
2028-06-30 17:00 | 2028 100% ECP | 700 | 300 | 443.26 | 442 | No
2028-06-30 18:00 | 2028 100% ECP | 700 | 120.8 | 438.2 | 442 | No
2028-06-30 19:00 | 2028 100% ECP | 700 | 0 | 138.2 | 442 | No
2028-06-30 20:00 | 2028 100% ECP | 700 | 274.67 | 438.2 | 442 | Yes
2028-06-30 21:00 | 2028 100% ECP | 700 | 505 | 510 | 442 | No
2028-06-30 22:00 | 2028 100% ECP | 700 | 505 | 510 | 442 | No
2028-06-30 23:00 | 2028 100% ECP | 700 | 505 | 510 | 442 | No
2028-07-01 | 2028 100% ECP | 700 | 505 | 510 | 442 | No
2028-07-01 01:00 | 2028 100% ECP | 700 | 505 | 510 | 442 | No
2028-07-01 02:00 | 2028 100% ECP | 700 | 505 | 510 | 442 | No
2028-07-01 03:00 | 2028 100% ECP | 700 | 505 | 510 | 442 | No
2028-07-01 04:00 | 2028 100% ECP | 700 | 505 | 510 | 442 | No
2028-07-01 05:00 | 2028 100% ECP | 700 | 505 | 510 | 442 | No
2028-07-01 06:00 | 2028 100% ECP | 700 | 306.36 | 510 | 442 | No
2028-07-01 07:00 | 2028 100% ECP | 700 | 458.72 | 510 | 442 | No
2028-07-01 08:00 | 2028 100% ECP | 700 | 158.72 | 237.98 | 442 | No
2028-07-01 09:00 | 2028 100% ECP | 700 | 0 | 0 | 442 | No
2028-07-01 10:00 | 2028 100% ECP | 700 | 0 | 0 | 442 | No
2028-07-01 11:00 | 2028 100% ECP | 700 | 0 | 0 | 442 | No
2028-07-01 12:00 | 2028 100% ECP | 326.64 | 0 | 0 | 442 | No
2028-07-01 13:00 | 2028 100% ECP | 700 | 0 | 0 | 442 | No
2028-07-01 14:00 | 2028 100% ECP | 100 | 0 | 0 | 442 | No
2028-07-01 15:00 | 2028 100% ECP | 700 | 0 | -136.09 | 442 | No
2028-07-01 16:00 | 2028 100% ECP | 700 | -300 | -436.09 | 442 | No
2028-07-01 17:00 | 2028 100% ECP | 700 | -526 | -510 | 272.17 | No
2028-07-01 18:00 | 2028 100% ECP | 700 | -526 | -510 | 121.24 | No
2028-07-01 19:00 | 2028 100% ECP | 700 | -526 | -510 | 244.32 | No
2028-07-01 20:00 | 2028 100% ECP | 700 | -300 | -210 | 331.08 | No
2028-07-01 21:00 | 2028 100% ECP | 700 | 0 | 90 | 360.71 | No
2028-07-01 22:00 | 2028 100% ECP | 700 | 300 | 390 | 442 | No
2028-07-01 23:00 | 2028 100% ECP | 700 | 437.31 | 510 | 442 | No
2028-07-02 | 2028 100% ECP | 700 | 338.69 | 510 | 442 | No
2028-07-02 01:00 | 2028 100% ECP | 700 | 302.78 | 510 | 442 | No
2028-07-02 02:00 | 2028 100% ECP | 700 | 264.33 | 510 | 442 | No
2028-07-02 03:00 | 2028 100% ECP | 700 | 377.69 | 510 | 442 | No
2028-07-02 04:00 | 2028 100% ECP | 700 | 367.41 | 510 | 442 | No
2028-07-02 05:00 | 2028 100% ECP | 700 | 260.5 | 390 | 442 | No
2028-07-02 06:00 | 2028 100% ECP | 500 | 11.22 | 90 | 442 | No
2028-07-02 07:00 | 2028 100% ECP | -100 | -226 | -210 | 298.79 | No
2028-07-02 08:00 | 2028 100% ECP | -700 | -526 | -510 | 261.72 | Yes
2028-07-02 09:00 | 2028 100% ECP | -700 | -526 | -510 | 0 | Yes
2028-07-02 10:00 | 2028 100% ECP | -700 | -526 | -510 | 0 | Yes
2028-07-02 11:00 | 2028 100% ECP | -700 | -526 | -510 | 261.12 | Yes
2028-07-02 12:00 | 2028 100% ECP | -700 | -526 | -510 | 372.46 | Yes
2028-07-02 13:00 | 2028 100% ECP | -700 | -526 | -510 | 386.58 | Yes
2028-07-02 14:00 | 2028 100% ECP | -700 | -526 | -510 | 386.58 | Yes
2028-07-02 15:00 | 2028 100% ECP | -700 | -526 | -510 | 270.65 | Yes
2028-07-02 16:00 | 2028 100% ECP | -700 | -526 | -510 | 233.19 | Yes
2028-07-02 17:00 | 2028 100% ECP | -100 | -526 | -510 | 442 | No
2028-07-02 18:00 | 2028 100% ECP | 500 | -526 | -510 | 319.86 | No
2028-07-02 19:00 | 2028 100% ECP | 700 | -526 | -510 | 442 | No
2028-07-02 20:00 | 2028 100% ECP | 700 | -521.69 | -510 | 442 | No
2028-07-02 21:00 | 2028 100% ECP | 700 | -221.69 | -300 | 253.91 | No
2028-07-02 22:00 | 2028 100% ECP | 600 | 78.31 | 0 | 442 | No
2028-07-02 23:00 | 2028 100% ECP | 0 | -221.69 | -300 | 364.37 | No
2028-07-03 | 2028 100% ECP | -600 | -226 | -398.77 | 64.37 | No
2028-07-03 01:00 | 2028 100% ECP | -700 | -526 | -510 | -235.63 | Yes
2028-07-03 02:00 | 2028 100% ECP | -700 | -226 | -210 | 64.37 | Yes
2028-07-03 03:00 | 2028 100% ECP | -700 | 74 | 90 | 364.37 | Yes
2028-07-03 04:00 | 2028 100% ECP | -700 | 374 | 390 | 442 | Yes
2028-07-03 05:00 | 2028 100% ECP | -700 | 505 | 510 | 442 | Yes
2028-07-03 06:00 | 2028 100% ECP | -700 | 505 | 510 | 442 | Yes
2028-07-03 07:00 | 2028 100% ECP | -700 | 505 | 510 | 442 | Yes
2028-07-03 08:00 | 2028 100% ECP | -700 | 505 | 510 | 442 | Yes
2028-07-03 09:00 | 2028 100% ECP | -700 | 505 | 510 | 442 | Yes
2028-07-03 10:00 | 2028 100% ECP | -700 | 505 | 510 | 442 | Yes
2028-07-03 11:00 | 2028 100% ECP | -700 | 505 | 510 | 442 | Yes
2028-07-03 12:00 | 2028 100% ECP | -700 | 505 | 510 | 442 | Yes
2028-07-03 13:00 | 2028 100% ECP | -700 | 505 | 510 | 442 | Yes
2028-07-03 14:00 | 2028 100% ECP | -700 | 505 | 510 | 442 | Yes
2028-07-03 15:00 | 2028 100% ECP | -700 | 505 | 510 | 442 | Yes
2028-07-03 16:00 | 2028 100% ECP | -100 | 485.21 | 510 | 442 | No
2028-07-03 17:00 | 2028 100% ECP | 458.91 | 185.21 | 210 | 442 | No
2028-07-03 18:00 | 2028 100% ECP | 700 | 437.99 | 510 | 442 | No
2028-07-03 19:00 | 2028 100% ECP | 700 | 505 | 510 | 442 | No
2028-07-03 20:00 | 2028 100% ECP | 700 | 505 | 510 | 442 | No
2028-07-03 21:00 | 2028 100% ECP | 700 | 505 | 510 | 442 | No
2028-07-03 22:00 | 2028 100% ECP | 700 | 505 | 510 | 442 | No
2028-07-03 23:00 | 2028 100% ECP | 700 | 505 | 510 | 442 | No
2028-07-04 | 2028 100% ECP | 700 | 505 | 510 | 442 | No
2028-07-04 01:00 | 2028 100% ECP | 700 | 505 | 510 | 442 | No
2028-07-04 02:00 | 2028 100% ECP | 700 | 505 | 510 | 442 | No
2028-07-04 03:00 | 2028 100% ECP | 700 | 505 | 510 | 442 | No
2028-07-04 04:00 | 2028 100% ECP | 700 | 505 | 510 | 442 | No
2028-07-04 05:00 | 2028 100% ECP | 700 | 505 | 510 | 442 | No
2028-07-04 06:00 | 2028 100% ECP | 700 | 231.12 | 510 | 442 | No
2028-07-04 07:00 | 2028 100% ECP | 700 | 83.82 | 510 | 442 | No
2028-07-04 08:00 | 2028 100% ECP | 600 | 0 | 223.77 | 442 | No
2028-07-04 09:00 | 2028 100% ECP | 0 | -130.58 | -76.23 | 442 | No
2028-07-04 10:00 | 2028 100% ECP | -540.17 | 0 | -19.82 | 442 | No
2028-07-04 11:00 | 2028 100% ECP | -700 | -226 | -319.82 | 442 | No
2028-07-04 12:00 | 2028 100% ECP | -700 | -526 | -510 | 442 | Yes
2028-07-04 13:00 | 2028 100% ECP | -700 | -526 | -510 | 442 | Yes
2028-07-04 14:00 | 2028 100% ECP | -700 | -526 | -510 | 442 | Yes
2028-07-04 15:00 | 2028 100% ECP | -700 | -526 | -510 | 442 | Yes
2028-07-04 16:00 | 2028 100% ECP | -700 | -526 | -510 | 442 | Yes
2028-07-04 17:00 | 2028 100% ECP | -700 | -526 | -510 | 221.27 | No
2028-07-04 18:00 | 2028 100% ECP | -700 | -526 | -510 | -78.73 | Yes
2028-07-04 19:00 | 2028 100% ECP | -700 | -526 | -510 | -378.73 | Yes
2028-07-04 20:00 | 2028 100% ECP | -700 | -226 | -210 | -78.73 | Yes
2028-07-04 21:00 | 2028 100% ECP | -700 | 74 | 90 | 221.27 | Yes
2028-07-04 22:00 | 2028 100% ECP | -700 | 374 | 390 | 355.29 | Yes
2028-07-04 23:00 | 2028 100% ECP | -700 | 505 | 510 | 130.39 | Yes
2028-07-05 | 2028 100% ECP | -700 | 505 | 510 | 4.31 | Yes
2028-07-05 01:00 | 2028 100% ECP | -700 | 505 | 510 | -34.12 | Yes
2028-07-05 02:00 | 2028 100% ECP | -700 | 505 | 510 | -119.05 | Yes
2028-07-05 03:00 | 2028 100% ECP | -700 | 505 | 510 | 122.2 | Yes
2028-07-05 04:00 | 2028 100% ECP | -700 | 505 | 510 | 422.2 | Yes
2028-07-05 05:00 | 2028 100% ECP | -700 | 505 | 510 | 185.09 | Yes
2028-07-05 06:00 | 2028 100% ECP | -700 | 505 | 510 | 442 | Yes
2028-07-05 07:00 | 2028 100% ECP | -700 | 205 | 510 | 366.8 | Yes
2028-07-05 08:00 | 2028 100% ECP | -700 | 505 | 510 | 442 | Yes
2028-07-05 09:00 | 2028 100% ECP | -584.12 | 505 | 510 | 442 | Yes
2028-07-05 10:00 | 2028 100% ECP | -700 | 505 | 510 | 280.92 | Yes
2028-07-05 11:00 | 2028 100% ECP | -700 | 505 | 210 | 306.49 | Yes
2028-07-05 12:00 | 2028 100% ECP | -700 | 247.4 | 510 | 6.49 | Yes
2028-07-05 13:00 | 2028 100% ECP | -512.26 | 505 | 210 | 0 | Yes
2028-07-05 14:00 | 2028 100% ECP | -700 | 505 | 405.49 | -117.78 | Yes
2028-07-05 15:00 | 2028 100% ECP | -700 | 505 | 210 | 182.22 | Yes
2028-07-05 16:00 | 2028 100% ECP | -700 | 393.51 | 510 | 111.25 | Yes
2028-07-05 17:00 | 2028 100% ECP | -700 | 505 | 510 | 411.25 | Yes
2028-07-05 18:00 | 2028 100% ECP | -700 | 505 | 510 | 323.61 | Yes
2028-07-05 19:00 | 2028 100% ECP | -700 | 505 | 510 | 380.11 | Yes
2028-07-05 20:00 | 2028 100% ECP | -700 | 505 | 510 | 442 | Yes
2028-07-05 21:00 | 2028 100% ECP | -700 | 505 | 510 | 442 | Yes
2028-07-05 22:00 | 2028 100% ECP | -700 | 205 | 510 | 278.19 | Yes
2028-07-05 23:00 | 2028 100% ECP | -700 | 505 | 510 | 442 | Yes
2028-07-06 | 2028 100% ECP | -700 | 505 | 510 | 442 | Yes
2028-07-06 01:00 | 2028 100% ECP | -700 | 505 | 510 | 442 | Yes
2028-07-06 02:00 | 2028 100% ECP | -700 | 505 | 510 | 442 | Yes
2028-07-06 03:00 | 2028 100% ECP | -700 | 505 | 510 | 442 | Yes
2028-07-06 04:00 | 2028 100% ECP | -700 | 505 | 510 | 442 | Yes
2028-07-06 05:00 | 2028 100% ECP | -700 | 505 | 510 | 442 | Yes
2028-07-06 06:00 | 2028 100% ECP | -700 | 374 | 390 | 390 | Yes
2028-07-06 07:00 | 2028 100% ECP | -700 | 74 | 90 | 90 | Yes
2028-07-06 08:00 | 2028 100% ECP | -700 | -226 | -210 | -210 | Yes
2028-07-06 09:00 | 2028 100% ECP | -700 | -526 | -510 | -510 | Yes
2028-07-06 10:00 | 2028 100% ECP | -700 | -226 | -210 | -210 | Yes
2028-07-06 11:00 | 2028 100% ECP | -700 | -526 | -510 | -510 | Yes
2028-07-06 12:00 | 2028 100% ECP | -700 | -526 | -510 | -272.84 | Yes
2028-07-06 13:00 | 2028 100% ECP | -700 | -526 | -510 | -254.57 | Yes
2028-07-06 14:00 | 2028 100% ECP | -700 | -526 | -510 | -225.12 | Yes
2028-07-06 15:00 | 2028 100% ECP | -700 | -526 | -510 | 15.64 | Yes
2028-07-06 16:00 | 2028 100% ECP | -700 | -526 | -510 | 280.68 | Yes
2028-07-06 17:00 | 2028 100% ECP | -100 | -226 | -243.9 | 404.88 | No
2028-07-06 18:00 | 2028 100% ECP | 500 | -526 | -510 | 104.88 | No
2028-07-06 19:00 | 2028 100% ECP | 700 | -526 | -510 | 0 | No
2028-07-06 20:00 | 2028 100% ECP | 700 | -526 | -510 | 11.39 | No
2028-07-06 21:00 | 2028 100% ECP | 700 | -300 | -248.45 | 195.2 | No
2028-07-06 22:00 | 2028 100% ECP | 700 | 0 | 51.55 | 437.46 | No
2028-07-06 23:00 | 2028 100% ECP | 700 | 300 | 351.55 | 442 | No
2028-07-07 | 2028 100% ECP | 700 | 505 | 510 | 442 | No
2028-07-07 01:00 | 2028 100% ECP | 700 | 505 | 510 | 442 | No
2028-07-07 02:00 | 2028 100% ECP | 700 | 505 | 510 | 442 | No
2028-07-07 03:00 | 2028 100% ECP | 700 | 505 | 510 | 442 | No
2028-07-07 04:00 | 2028 100% ECP | 700 | 505 | 510 | 442 | No
2028-07-07 05:00 | 2028 100% ECP | 700 | 299.76 | 510 | 442 | No
2028-07-07 06:00 | 2028 100% ECP | 700 | 161.9 | 379.47 | 442 | No
2028-07-07 07:00 | 2028 100% ECP | 659.95 | 0 | 79.47 | 431.85 | No
2028-07-07 08:00 | 2028 100% ECP | 59.95 | -99.94 | -220.53 | 442 | No
2028-07-07 09:00 | 2028 100% ECP | -540.05 | -45.25 | -510 | 442 | No
2028-07-07 10:00 | 2028 100% ECP | -700 | -345.25 | -510 | 442 | No
2028-07-07 11:00 | 2028 100% ECP | -700 | -526 | -510 | 442 | No
2028-07-07 12:00 | 2028 100% ECP | -700 | -226 | -381.85 | 442 | No
2028-07-07 13:00 | 2028 100% ECP | -700 | 0 | -407.36 | 442 | No
2028-07-07 14:00 | 2028 100% ECP | -697.34 | 0 | -107.36 | 442 | No
2028-07-07 15:00 | 2028 100% ECP | -678.69 | 0 | 0 | 442 | No
2028-07-07 16:00 | 2028 100% ECP | -78.69 | -148.32 | 0 | 442 | No
2028-07-07 17:00 | 2028 100% ECP | 521.31 | 151.68 | 300 | 442 | No
2028-07-07 18:00 | 2028 100% ECP | 700 | 111.07 | 510 | 442 | No
2028-07-07 19:00 | 2028 100% ECP | 700 | 404.98 | 510 | 442 | No
2028-07-07 20:00 | 2028 100% ECP | 700 | 460.12 | 510 | 442 | No
2028-07-07 21:00 | 2028 100% ECP | 700 | 394.64 | 510 | 442 | No
2028-07-07 22:00 | 2028 100% ECP | 700 | 505 | 510 | 442 | No
2028-07-07 23:00 | 2028 100% ECP | 700 | 505 | 510 | 442 | No
2028-07-08 | 2028 100% ECP | 700 | 505 | 510 | 442 | No
2028-07-08 01:00 | 2028 100% ECP | 700 | 505 | 510 | 442 | No
2028-07-08 02:00 | 2028 100% ECP | 700 | 505 | 510 | 442 | No
2028-07-08 03:00 | 2028 100% ECP | 700 | 505 | 510 | 442 | No
2028-07-08 04:00 | 2028 100% ECP | 700 | 505 | 510 | 442 | No
2028-07-08 05:00 | 2028 100% ECP | 700 | 505 | 510 | 442 | No
2028-07-08 06:00 | 2028 100% ECP | 700 | 300 | 323.05 | 442 | No
2028-07-08 07:00 | 2028 100% ECP | 526.43 | 0 | 23.05 | 442 | No
2028-07-08 08:00 | 2028 100% ECP | -73.57 | -300 | -276.95 | 442 | No
2028-07-08 09:00 | 2028 100% ECP | -367.53 | -526 | -510 | 442 | No
2028-07-08 10:00 | 2028 100% ECP | -544.08 | -526 | -510 | 442 | No
2028-07-08 11:00 | 2028 100% ECP | -155.99 | -526 | -510 | 442 | No
2028-07-08 12:00 | 2028 100% ECP | -700 | -526 | -510 | 442 | No
2028-07-08 13:00 | 2028 100% ECP | -700 | -526 | -510 | 442 | No
2028-07-08 14:00 | 2028 100% ECP | -700 | -526 | -510 | 442 | No
2028-07-08 15:00 | 2028 100% ECP | -175.78 | -526 | -510 | 440.17 | No
2028-07-08 16:00 | 2028 100% ECP | 424.22 | -526 | -510 | 140.17 | No
2028-07-08 17:00 | 2028 100% ECP | 700 | -466.34 | -510 | 440.17 | No
2028-07-08 18:00 | 2028 100% ECP | 700 | -166.34 | -210 | 442 | No
2028-07-08 19:00 | 2028 100% ECP | 700 | 0 | -268.59 | 442 | No
2028-07-08 20:00 | 2028 100% ECP | 695.38 | 0 | -85.14 | 408.26 | No
2028-07-08 21:00 | 2028 100% ECP | 700 | 300 | 214.86 | 442 | No
2028-07-08 22:00 | 2028 100% ECP | 700 | 64.25 | 510 | 277.24 | No
2028-07-08 23:00 | 2028 100% ECP | 700 | 364.25 | 510 | 442 | No
2028-07-09 | 2028 100% ECP | 700 | 238.64 | 510 | 282.01 | No
2028-07-09 01:00 | 2028 100% ECP | 700 | 234.77 | 510 | 400 | No
2028-07-09 02:00 | 2028 100% ECP | 700 | 196.18 | 510 | 442 | No
2028-07-09 03:00 | 2028 100% ECP | 700 | 156.77 | 510 | 442 | No
2028-07-09 04:00 | 2028 100% ECP | 700 | 0 | 510 | 442 | No
2028-07-09 05:00 | 2028 100% ECP | 700 | 0 | 390 | 416.98 | No
2028-07-09 06:00 | 2028 100% ECP | 500 | 0 | 90 | 442 | No
2028-07-09 07:00 | 2028 100% ECP | -100 | -226 | -210 | 327.63 | No
2028-07-09 08:00 | 2028 100% ECP | -700 | -526 | -510 | 27.63 | Yes
2028-07-09 09:00 | 2028 100% ECP | -700 | -526 | -510 | -67.88 | Yes
2028-07-09 10:00 | 2028 100% ECP | -700 | -526 | -510 | -238.05 | Yes
2028-07-09 11:00 | 2028 100% ECP | -700 | -526 | -510 | -510 | Yes
2028-07-09 12:00 | 2028 100% ECP | -700 | -526 | -510 | -510 | Yes
2028-07-09 13:00 | 2028 100% ECP | -700 | -526 | -510 | -510 | Yes
2028-07-09 14:00 | 2028 100% ECP | -700 | -526 | -510 | -510 | Yes
2028-07-09 15:00 | 2028 100% ECP | -700 | -526 | -510 | -504.49 | Yes
2028-07-09 16:00 | 2028 100% ECP | -700 | -526 | -510 | -510 | Yes
2028-07-09 17:00 | 2028 100% ECP | -700 | -526 | -510 | -510 | No
2028-07-09 18:00 | 2028 100% ECP | -100 | -226 | -510 | -216.95 | No
2028-07-09 19:00 | 2028 100% ECP | 500 | 0 | -391.43 | -44.19 | No
2028-07-09 20:00 | 2028 100% ECP | 700 | 0 | -91.43 | 0 | No
2028-07-09 21:00 | 2028 100% ECP | 700 | -300 | -300 | -58.37 | No
2028-07-09 22:00 | 2028 100% ECP | 700 | 0 | 0 | 241.63 | No
2028-07-09 23:00 | 2028 100% ECP | 700 | 0 | 300 | 229.37 | No
2028-07-10 | 2028 100% ECP | 700 | 0 | 510 | 208.53 | No
2028-07-10 01:00 | 2028 100% ECP | 700 | 0 | 510 | 442 | No
2028-07-10 02:00 | 2028 100% ECP | 700 | 0 | 510 | 193.31 | No
2028-07-10 03:00 | 2028 100% ECP | 700 | 0 | 510 | 398.52 | No
2028-07-10 04:00 | 2028 100% ECP | 700 | 300 | 510 | 442 | No
2028-07-10 05:00 | 2028 100% ECP | 700 | 0 | 390 | 442 | No
2028-07-10 06:00 | 2028 100% ECP | 220.86 | 0 | 90 | 316.23 | No
2028-07-10 07:00 | 2028 100% ECP | -379.14 | -226 | -210 | 225.71 | No
2028-07-10 08:00 | 2028 100% ECP | -700 | -526 | -510 | 151.2 | Yes
2028-07-10 09:00 | 2028 100% ECP | -700 | -526 | -510 | 0 | Yes
2028-07-10 10:00 | 2028 100% ECP | -700 | -526 | -510 | -136.38 | Yes
2028-07-10 11:00 | 2028 100% ECP | -700 | -526 | -510 | -436.38 | Yes
2028-07-10 12:00 | 2028 100% ECP | -700 | -526 | -510 | -321.12 | Yes
2028-07-10 13:00 | 2028 100% ECP | -700 | -526 | -510 | -339.65 | Yes
2028-07-10 14:00 | 2028 100% ECP | -700 | -526 | -510 | -510 | Yes
2028-07-10 15:00 | 2028 100% ECP | -700 | -526 | -510 | -510 | Yes
2028-07-10 16:00 | 2028 100% ECP | -700 | -526 | -510 | -510 | Yes
2028-07-10 17:00 | 2028 100% ECP | -100 | -422.7 | -510 | -345.21 | No
2028-07-10 18:00 | 2028 100% ECP | 339.84 | -226 | -210 | -45.21 | No
2028-07-10 19:00 | 2028 100% ECP | 700 | -526 | -510 | -262.56 | No
2028-07-10 20:00 | 2028 100% ECP | 700 | -526 | -510 | 0 | Yes
2028-07-10 21:00 | 2028 100% ECP | 700 | -226 | -210 | 300 | No
2028-07-10 22:00 | 2028 100% ECP | 700 | 74 | 90 | 442 | No
2028-07-10 23:00 | 2028 100% ECP | 700 | 374 | 390 | 442 | No
2028-07-11 | 2028 100% ECP | 700 | 505 | 510 | 442 | No
2028-07-11 01:00 | 2028 100% ECP | 700 | 505 | 510 | 442 | No
2028-07-11 02:00 | 2028 100% ECP | 700 | 505 | 510 | 442 | No
2028-07-11 03:00 | 2028 100% ECP | 700 | 505 | 510 | 442 | No
2028-07-11 04:00 | 2028 100% ECP | 700 | 505 | 510 | 442 | No
2028-07-11 05:00 | 2028 100% ECP | 700 | 367.63 | 390 | 442 | No
2028-07-11 06:00 | 2028 100% ECP | 500 | 67.63 | 90 | 442 | No
2028-07-11 07:00 | 2028 100% ECP | -100 | -232.37 | -210 | 442 | No
2028-07-11 08:00 | 2028 100% ECP | -700 | -526 | -510 | 442 | Yes
2028-07-11 09:00 | 2028 100% ECP | -700 | -526 | -510 | 442 | Yes
2028-07-11 10:00 | 2028 100% ECP | -700 | -526 | -510 | 442 | Yes
2028-07-11 11:00 | 2028 100% ECP | -700 | -526 | -510 | 442 | Yes
2028-07-11 12:00 | 2028 100% ECP | -700 | -526 | -510 | 442 | Yes
2028-07-11 13:00 | 2028 100% ECP | -700 | -526 | -510 | 442 | Yes
2028-07-11 14:00 | 2028 100% ECP | -700 | -526 | -510 | 442 | Yes
2028-07-11 15:00 | 2028 100% ECP | -700 | -526 | -510 | 442 | Yes
2028-07-11 16:00 | 2028 100% ECP | -527.92 | -526 | -510 | 442 | No
2028-07-11 17:00 | 2028 100% ECP | 72.08 | -277.21 | -510 | 442 | No
2028-07-11 18:00 | 2028 100% ECP | 672.08 | -526 | -510 | 442 | No
2028-07-11 19:00 | 2028 100% ECP | 700 | -526 | -510 | 442 | No
2028-07-11 20:00 | 2028 100% ECP | 700 | -309.43 | -390 | 442 | No
2028-07-11 21:00 | 2028 100% ECP | 700 | -9.43 | -90 | 442 | No
2028-07-11 22:00 | 2028 100% ECP | 700 | 290.57 | 210 | 442 | No
2028-07-11 23:00 | 2028 100% ECP | 700 | 505 | 510 | 442 | No
2028-07-12 | 2028 100% ECP | 700 | 505 | 510 | 442 | No
2028-07-12 01:00 | 2028 100% ECP | 700 | 386.11 | 510 | 442 | No
2028-07-12 02:00 | 2028 100% ECP | 700 | 86.11 | 510 | 442 | No
2028-07-12 03:00 | 2028 100% ECP | 700 | 372.17 | 510 | 442 | No
2028-07-12 04:00 | 2028 100% ECP | 700 | 72.17 | 471.78 | 427.98 | No
2028-07-12 05:00 | 2028 100% ECP | 700 | 0 | 171.78 | 423.7 | No
2028-07-12 06:00 | 2028 100% ECP | 500 | 0 | -128.22 | 408.48 | No
2028-07-12 07:00 | 2028 100% ECP | -100 | -226 | -428.22 | 442 | No
2028-07-12 08:00 | 2028 100% ECP | -700 | -526 | -510 | 438.78 | Yes
2028-07-12 09:00 | 2028 100% ECP | -700 | -526 | -510 | 324.8 | Yes
2028-07-12 10:00 | 2028 100% ECP | -700 | -526 | -510 | 113.46 | Yes
2028-07-12 11:00 | 2028 100% ECP | -700 | -526 | -510 | 3.85 | Yes
2028-07-12 12:00 | 2028 100% ECP | -700 | -526 | -510 | 66.78 | Yes
2028-07-12 13:00 | 2028 100% ECP | -700 | -526 | -510 | -169.27 | Yes
2028-07-12 14:00 | 2028 100% ECP | -700 | -526 | -510 | -89.11 | Yes
2028-07-12 15:00 | 2028 100% ECP | -700 | -526 | -510 | -108.64 | Yes
2028-07-12 16:00 | 2028 100% ECP | -628.9 | -300 | -300 | -1.99 | No
2028-07-12 17:00 | 2028 100% ECP | -28.9 | 0 | 0 | 192.18 | No
2028-07-12 18:00 | 2028 100% ECP | 571.1 | 0 | 0 | 400.22 | No
2028-07-12 19:00 | 2028 100% ECP | 0 | 0 | 0 | 421.31 | No
2028-07-12 20:00 | 2028 100% ECP | 285.23 | 0 | 0 | 253.31 | No
2028-07-12 21:00 | 2028 100% ECP | 50.19 | 0 | 0 | 310.91 | No
2028-07-12 22:00 | 2028 100% ECP | 0 | 0 | 210 | 272.7 | No
2028-07-12 23:00 | 2028 100% ECP | 0 | 239.68 | 510 | 442 | No
2028-07-13 | 2028 100% ECP | 56.43 | 300 | 510 | 442 | No
2028-07-13 01:00 | 2028 100% ECP | 0 | 0 | 510 | 350.51 | No
2028-07-13 02:00 | 2028 100% ECP | 0 | 0 | 510 | 260.27 | No
2028-07-13 03:00 | 2028 100% ECP | 333.52 | 300 | 510 | 442 | No
2028-07-13 04:00 | 2028 100% ECP | 700 | 0 | 510 | 442 | No
2028-07-13 05:00 | 2028 100% ECP | 700 | 228.67 | 510 | 442 | No
2028-07-13 06:00 | 2028 100% ECP | 700 | 228.67 | 510 | 442 | No
2028-07-13 07:00 | 2028 100% ECP | 700 | 0 | 374.27 | 418.17 | No
2028-07-13 08:00 | 2028 100% ECP | 100 | 0 | 74.27 | 167.64 | No
2028-07-13 09:00 | 2028 100% ECP | -500 | -226 | -225.73 | 0 | No
2028-07-13 10:00 | 2028 100% ECP | -700 | -526 | -510 | 246.62 | No
2028-07-13 11:00 | 2028 100% ECP | -700 | -526 | -510 | 168.22 | No
2028-07-13 12:00 | 2028 100% ECP | -700 | -526 | -510 | -26.16 | No
2028-07-13 13:00 | 2028 100% ECP | -700 | -526 | -510 | -53.95 | No
2028-07-13 14:00 | 2028 100% ECP | -700 | -526 | -510 | -81.67 | No
2028-07-13 15:00 | 2028 100% ECP | -600 | -406.81 | -510 | 218.33 | No
2028-07-13 16:00 | 2028 100% ECP | 0 | -226 | -482.11 | 26.11 | No
2028-07-13 17:00 | 2028 100% ECP | 600 | -526 | -510 | 163.17 | No
2028-07-13 18:00 | 2028 100% ECP | 700 | -516.57 | -510 | 335.48 | No
2028-07-13 19:00 | 2028 100% ECP | 700 | -526 | -510 | 122.74 | No
2028-07-13 20:00 | 2028 100% ECP | 700 | -226 | -210 | 391.43 | No
2028-07-13 21:00 | 2028 100% ECP | 700 | 74 | 90 | 442 | No
2028-07-13 22:00 | 2028 100% ECP | 700 | 374 | 390 | 442 | No
2028-07-13 23:00 | 2028 100% ECP | 700 | 426.07 | 510 | 442 | No
2028-07-14 | 2028 100% ECP | 700 | 462.58 | 510 | 442 | No
2028-07-14 01:00 | 2028 100% ECP | 700 | 420 | 510 | 442 | No
2028-07-14 02:00 | 2028 100% ECP | 700 | 420 | 510 | 442 | No
2028-07-14 03:00 | 2028 100% ECP | 700 | 328.02 | 510 | 442 | No
2028-07-14 04:00 | 2028 100% ECP | 700 | 28.02 | 510 | 442 | No
2028-07-14 05:00 | 2028 100% ECP | 700 | 28.02 | 510 | 442 | No
2028-07-14 06:00 | 2028 100% ECP | 700 | 0 | 323.89 | 442 | No
2028-07-14 07:00 | 2028 100% ECP | 100 | 0 | 23.89 | 442 | No
2028-07-14 08:00 | 2028 100% ECP | -500 | -300 | -276.11 | 442 | No
2028-07-14 09:00 | 2028 100% ECP | -700 | -526 | -510 | 442 | No
2028-07-14 10:00 | 2028 100% ECP | -700 | -526 | -510 | 442 | No
2028-07-14 11:00 | 2028 100% ECP | -700 | -459.58 | -510 | 442 | No
2028-07-14 12:00 | 2028 100% ECP | -700 | -304.86 | -510 | 442 | No
2028-07-14 13:00 | 2028 100% ECP | -700 | -47.76 | -493.3 | 145.64 | No
2028-07-14 14:00 | 2028 100% ECP | -700 | -347.76 | -510 | 442 | No
2028-07-14 15:00 | 2028 100% ECP | -700 | -526 | -510 | 402.91 | No
2028-07-14 16:00 | 2028 100% ECP | -612.41 | -300 | -300 | 407.31 | No
2028-07-14 17:00 | 2028 100% ECP | -12.41 | 0 | 0 | 442 | No
2028-07-14 18:00 | 2028 100% ECP | 587.59 | 0 | 96.42 | 442 | No
2028-07-14 19:00 | 2028 100% ECP | 700 | 0 | 396.42 | 391.59 | No
2028-07-14 20:00 | 2028 100% ECP | 700 | 0 | 96.42 | 424.79 | No
2028-07-14 21:00 | 2028 100% ECP | 700 | 0 | 0 | 266.84 | No
2028-07-14 22:00 | 2028 100% ECP | 700 | 0 | 24.77 | 156.93 | No
2028-07-14 23:00 | 2028 100% ECP | 206.33 | 0 | 0 | 155.73 | No
2028-07-15 | 2028 100% ECP | 185.52 | 0 | 0 | 0.9 | No
2028-07-15 01:00 | 2028 100% ECP | 272.36 | 0 | 0 | 159.99 | No
2028-07-15 02:00 | 2028 100% ECP | 14.61 | 0 | 0 | 35.34 | No
2028-07-15 03:00 | 2028 100% ECP | -223.08 | 0 | 0 | 25.72 | No
2028-07-15 04:00 | 2028 100% ECP | -299.29 | 0 | 0 | 0 | No
2028-07-15 05:00 | 2028 100% ECP | -274.15 | 0 | 0 | 107.47 | No
2028-07-15 06:00 | 2028 100% ECP | -558.62 | 0 | 0 | 0 | No
2028-07-15 07:00 | 2028 100% ECP | -700 | -226 | -210 | 40 | No
2028-07-15 08:00 | 2028 100% ECP | -700 | -526 | -510 | -58.62 | Yes
2028-07-15 09:00 | 2028 100% ECP | -700 | -526 | -510 | -146.32 | Yes
2028-07-15 10:00 | 2028 100% ECP | -700 | -526 | -510 | -284.19 | Yes
2028-07-15 11:00 | 2028 100% ECP | -700 | -526 | -510 | -224.14 | Yes
2028-07-15 12:00 | 2028 100% ECP | -700 | -526 | -510 | -273.67 | Yes
2028-07-15 13:00 | 2028 100% ECP | -700 | -526 | -510 | -510 | Yes
2028-07-15 14:00 | 2028 100% ECP | -700 | -526 | -510 | -329.33 | Yes
2028-07-15 15:00 | 2028 100% ECP | -700 | -526 | -510 | -44.69 | Yes
2028-07-15 16:00 | 2028 100% ECP | -700 | -526 | -510 | -215.58 | Yes
2028-07-15 17:00 | 2028 100% ECP | -700 | -526 | -510 | -141.34 | Yes
2028-07-15 18:00 | 2028 100% ECP | -256.68 | -226 | -300 | 0 | No
2028-07-15 19:00 | 2028 100% ECP | 343.32 | 0 | 0 | 0 | No
2028-07-15 20:00 | 2028 100% ECP | 700 | 0 | 0 | 91.79 | No
2028-07-15 21:00 | 2028 100% ECP | 700 | 0 | 274.42 | 52.73 | No
2028-07-15 22:00 | 2028 100% ECP | 700 | 0 | 290.74 | 0 | No
2028-07-15 23:00 | 2028 100% ECP | 700 | 0 | 300 | 0 | No
2028-07-16 | 2028 100% ECP | 700 | 0 | 510 | 97.03 | No
2028-07-16 01:00 | 2028 100% ECP | 700 | 0 | 510 | 23.72 | No
2028-07-16 02:00 | 2028 100% ECP | 700 | 0 | 510 | 323.72 | No
2028-07-16 03:00 | 2028 100% ECP | 700 | 0 | 510 | 442 | No
2028-07-16 04:00 | 2028 100% ECP | 700 | 0 | 390 | 442 | No
2028-07-16 05:00 | 2028 100% ECP | 700 | 0 | 90 | 204.85 | No
2028-07-16 06:00 | 2028 100% ECP | 700 | -160.91 | -210 | 259.94 | No
2028-07-16 07:00 | 2028 100% ECP | 500 | -460.91 | -510 | 300.12 | No
2028-07-16 08:00 | 2028 100% ECP | -100 | -526 | -510 | 269.12 | No
2028-07-16 09:00 | 2028 100% ECP | -700 | -526 | -510 | 111.5 | Yes
2028-07-16 10:00 | 2028 100% ECP | -700 | -526 | -510 | 111.62 | Yes
2028-07-16 11:00 | 2028 100% ECP | -700 | -526 | -510 | 31.41 | Yes
2028-07-16 12:00 | 2028 100% ECP | -700 | -526 | -510 | -188.71 | Yes
2028-07-16 13:00 | 2028 100% ECP | -700 | -526 | -510 | -328.94 | Yes
2028-07-16 14:00 | 2028 100% ECP | -700 | -526 | -510 | -497.21 | Yes
2028-07-16 15:00 | 2028 100% ECP | -700 | -526 | -510 | -510 | Yes
2028-07-16 16:00 | 2028 100% ECP | -700 | -526 | -510 | -260.04 | Yes
2028-07-16 17:00 | 2028 100% ECP | -700 | -526 | -510 | -28.78 | Yes
2028-07-16 18:00 | 2028 100% ECP | -600 | -226 | -510 | -231.99 | No
2028-07-16 19:00 | 2028 100% ECP | 0 | -526 | -510 | -49.1 | No
2028-07-16 20:00 | 2028 100% ECP | 600 | -300 | -300 | -52.19 | No
2028-07-16 21:00 | 2028 100% ECP | 700 | 0 | 0 | 145.63 | No
2028-07-16 22:00 | 2028 100% ECP | 377.78 | 0 | 0 | 271.01 | No
2028-07-16 23:00 | 2028 100% ECP | 666.49 | 0 | 0 | 116.88 | No
2028-07-17 | 2028 100% ECP | 700 | 0 | 0 | 233.52 | No
2028-07-17 01:00 | 2028 100% ECP | 359.14 | 0 | 0 | 0 | No
2028-07-17 02:00 | 2028 100% ECP | 359.14 | 0 | 0 | 143.69 | No
2028-07-17 03:00 | 2028 100% ECP | 611.89 | 0 | 0 | 19.66 | No
2028-07-17 04:00 | 2028 100% ECP | 459.28 | 0 | 0 | 0 | No
2028-07-17 05:00 | 2028 100% ECP | 486.8 | 0 | 0 | 0 | No
2028-07-17 06:00 | 2028 100% ECP | 486.8 | 0 | 0 | 68.18 | No
2028-07-17 07:00 | 2028 100% ECP | -100 | -226 | -210 | 294.54 | No
2028-07-17 08:00 | 2028 100% ECP | -700 | -526 | -510 | 428.54 | No
2028-07-17 09:00 | 2028 100% ECP | -700 | -526 | -510 | 442 | No
2028-07-17 10:00 | 2028 100% ECP | -700 | -526 | -510 | 442 | No
2028-07-17 11:00 | 2028 100% ECP | -700 | -526 | -510 | 442 | No
2028-07-17 12:00 | 2028 100% ECP | -700 | -526 | -510 | 442 | No
2028-07-17 13:00 | 2028 100% ECP | -700 | -526 | -510 | 435.39 | No
2028-07-17 14:00 | 2028 100% ECP | -700 | -526 | -510 | 412.02 | No
2028-07-17 15:00 | 2028 100% ECP | -700 | -337.17 | -510 | 438.64 | No
2028-07-17 16:00 | 2028 100% ECP | -270.47 | -162.39 | -210 | 442 | No
2028-07-17 17:00 | 2028 100% ECP | 329.53 | 0 | 90 | 442 | No
2028-07-17 18:00 | 2028 100% ECP | 700 | 30.87 | 390 | 442 | No
2028-07-17 19:00 | 2028 100% ECP | 700 | 0 | 90 | 442 | No
2028-07-17 20:00 | 2028 100% ECP | 700 | 0 | 41.86 | 431.6 | No
2028-07-17 21:00 | 2028 100% ECP | 700 | 0 | 341.86 | 442 | No
2028-07-17 22:00 | 2028 100% ECP | 700 | 300 | 510 | 442 | No
2028-07-17 23:00 | 2028 100% ECP | 700 | 482.84 | 510 | 442 | No
2028-07-18 | 2028 100% ECP | 700 | 505 | 510 | 442 | No
2028-07-18 01:00 | 2028 100% ECP | 700 | 505 | 510 | 442 | No
2028-07-18 02:00 | 2028 100% ECP | 700 | 307.18 | 510 | 442 | No
2028-07-18 03:00 | 2028 100% ECP | 700 | 505 | 510 | 442 | No
2028-07-18 04:00 | 2028 100% ECP | 700 | 505 | 510 | 442 | No
2028-07-18 05:00 | 2028 100% ECP | 700 | 353.56 | 404.31 | 442 | No
2028-07-18 06:00 | 2028 100% ECP | 700 | 53.56 | 104.31 | 442 | No
2028-07-18 07:00 | 2028 100% ECP | 700 | 0 | -195.69 | 442 | No
2028-07-18 08:00 | 2028 100% ECP | 405.44 | -300 | -495.69 | 246.43 | No
2028-07-18 09:00 | 2028 100% ECP | -194.56 | -526 | -510 | 0 | No
2028-07-18 10:00 | 2028 100% ECP | -700 | -526 | -510 | 249.67 | No
2028-07-18 11:00 | 2028 100% ECP | -700 | -526 | -510 | 442 | Yes
2028-07-18 12:00 | 2028 100% ECP | -700 | -526 | -510 | 289.83 | Yes
2028-07-18 13:00 | 2028 100% ECP | -700 | -526 | -510 | 0 | Yes
2028-07-18 14:00 | 2028 100% ECP | -700 | -526 | -510 | 162.25 | Yes
2028-07-18 15:00 | 2028 100% ECP | -700 | -526 | -510 | 0 | Yes
2028-07-18 16:00 | 2028 100% ECP | -630.05 | -526 | -510 | 298.22 | No
2028-07-18 17:00 | 2028 100% ECP | -30.05 | -226 | -350.57 | 202.46 | No
2028-07-18 18:00 | 2028 100% ECP | 569.95 | -526 | -510 | 45.47 | No
2028-07-18 19:00 | 2028 100% ECP | 700 | -526 | -510 | 265.55 | No
2028-07-18 20:00 | 2028 100% ECP | 700 | -526 | -510 | 0 | No
2028-07-18 21:00 | 2028 100% ECP | 700 | -300 | -259.95 | 0 | No
2028-07-18 22:00 | 2028 100% ECP | 700 | 0 | 40.05 | 189.41 | No
2028-07-18 23:00 | 2028 100% ECP | 700 | 300 | 340.05 | 442 | No
2028-07-19 | 2028 100% ECP | 700 | 320.72 | 510 | 442 | No
2028-07-19 01:00 | 2028 100% ECP | 700 | 168.36 | 510 | 442 | No
2028-07-19 02:00 | 2028 100% ECP | 700 | 181.54 | 510 | 442 | No
2028-07-19 03:00 | 2028 100% ECP | 700 | 217.98 | 510 | 442 | No
2028-07-19 04:00 | 2028 100% ECP | 700 | 216.51 | 510 | 442 | No
2028-07-19 05:00 | 2028 100% ECP | 700 | 78.86 | 390 | 442 | No
2028-07-19 06:00 | 2028 100% ECP | 500 | 59.01 | 90 | 442 | No
2028-07-19 07:00 | 2028 100% ECP | -100 | -240.99 | -210 | 284.89 | No
2028-07-19 08:00 | 2028 100% ECP | -700 | -526 | -510 | 0 | Yes
2028-07-19 09:00 | 2028 100% ECP | -700 | -526 | -510 | -75.1 | Yes
2028-07-19 10:00 | 2028 100% ECP | -700 | -526 | -510 | 117.76 | Yes
2028-07-19 11:00 | 2028 100% ECP | -700 | -526 | -510 | -111.18 | Yes
2028-07-19 12:00 | 2028 100% ECP | -700 | -526 | -510 | -85.71 | Yes
2028-07-19 13:00 | 2028 100% ECP | -700 | -526 | -510 | -363.22 | Yes
2028-07-19 14:00 | 2028 100% ECP | -700 | -526 | -510 | -363.22 | Yes
2028-07-19 15:00 | 2028 100% ECP | -700 | -526 | -510 | -391.88 | Yes
2028-07-19 16:00 | 2028 100% ECP | -700 | -526 | -510 | -170.55 | Yes
2028-07-19 17:00 | 2028 100% ECP | -100 | -226 | -452.3 | 0 | No
2028-07-19 18:00 | 2028 100% ECP | 500 | -526 | -510 | -71.91 | No
2028-07-19 19:00 | 2028 100% ECP | 700 | -526 | -510 | 0 | No
2028-07-19 20:00 | 2028 100% ECP | 700 | -526 | -510 | -75.83 | No
2028-07-19 21:00 | 2028 100% ECP | 700 | -300 | -244.42 | 142 | No
2028-07-19 22:00 | 2028 100% ECP | 700 | 0 | 55.58 | 442 | No
2028-07-19 23:00 | 2028 100% ECP | 700 | 300 | 355.58 | 442 | No
2028-07-20 | 2028 100% ECP | 700 | 505 | 510 | 442 | No
2028-07-20 01:00 | 2028 100% ECP | 700 | 505 | 510 | 442 | No
2028-07-20 02:00 | 2028 100% ECP | 700 | 505 | 510 | 442 | No
2028-07-20 03:00 | 2028 100% ECP | 700 | 505 | 510 | 442 | No
2028-07-20 04:00 | 2028 100% ECP | 700 | 505 | 510 | 442 | No
2028-07-20 05:00 | 2028 100% ECP | 700 | 317.75 | 390 | 442 | No
2028-07-20 06:00 | 2028 100% ECP | 473.46 | 17.75 | 90 | 358.87 | No
2028-07-20 07:00 | 2028 100% ECP | -100 | -235.85 | -210 | 391.76 | No
2028-07-20 08:00 | 2028 100% ECP | -700 | -526 | -510 | 442 | Yes
2028-07-20 09:00 | 2028 100% ECP | -700 | -526 | -510 | 442 | Yes
2028-07-20 10:00 | 2028 100% ECP | -700 | -526 | -510 | 427.02 | Yes
2028-07-20 11:00 | 2028 100% ECP | -700 | -526 | -510 | 127.02 | Yes
2028-07-20 12:00 | 2028 100% ECP | -700 | -526 | -510 | 427.02 | Yes
2028-07-20 13:00 | 2028 100% ECP | -700 | -526 | -510 | 427.02 | Yes
2028-07-20 14:00 | 2028 100% ECP | -700 | -526 | -510 | 250.11 | Yes
2028-07-20 15:00 | 2028 100% ECP | -700 | -526 | -510 | 442 | Yes
2028-07-20 16:00 | 2028 100% ECP | -100 | -526 | -510 | 350.64 | No
2028-07-20 17:00 | 2028 100% ECP | 500 | -526 | -510 | 229.78 | No
2028-07-20 18:00 | 2028 100% ECP | 700 | -526 | -510 | 366.34 | No
2028-07-20 19:00 | 2028 100% ECP | 700 | -526 | -510 | 142 | No
2028-07-20 20:00 | 2028 100% ECP | 700 | -526 | -495.72 | 442 | No
2028-07-20 21:00 | 2028 100% ECP | 700 | -226 | -195.72 | 442 | No
2028-07-20 22:00 | 2028 100% ECP | 700 | 74 | 104.28 | 442 | No
2028-07-20 23:00 | 2028 100% ECP | 700 | 374 | 404.28 | 442 | No
2028-07-21 | 2028 100% ECP | 700 | 416.94 | 510 | 442 | No
2028-07-21 01:00 | 2028 100% ECP | 700 | 293.52 | 510 | 442 | No
2028-07-21 02:00 | 2028 100% ECP | 700 | 293.52 | 510 | 442 | No
2028-07-21 03:00 | 2028 100% ECP | 700 | 293.52 | 510 | 442 | No
2028-07-21 04:00 | 2028 100% ECP | 700 | 138.33 | 510 | 442 | No
2028-07-21 05:00 | 2028 100% ECP | 700 | 330.49 | 390 | 442 | No
2028-07-21 06:00 | 2028 100% ECP | 286.65 | 30.49 | 90 | 442 | No
2028-07-21 07:00 | 2028 100% ECP | -313.35 | -269.51 | -210 | 442 | No
2028-07-21 08:00 | 2028 100% ECP | -700 | -526 | -510 | 442 | Yes
2028-07-21 09:00 | 2028 100% ECP | -700 | -526 | -510 | 442 | Yes
2028-07-21 10:00 | 2028 100% ECP | -700 | -526 | -510 | 442 | Yes
2028-07-21 11:00 | 2028 100% ECP | -700 | -526 | -510 | 442 | Yes
2028-07-21 12:00 | 2028 100% ECP | -700 | -526 | -510 | 442 | Yes
2028-07-21 13:00 | 2028 100% ECP | -700 | -526 | -510 | 442 | Yes
2028-07-21 14:00 | 2028 100% ECP | -700 | -526 | -510 | 442 | Yes
2028-07-21 15:00 | 2028 100% ECP | -700 | -526 | -510 | 442 | Yes
2028-07-21 16:00 | 2028 100% ECP | -313.55 | -526 | -510 | 442 | No
2028-07-21 17:00 | 2028 100% ECP | 286.45 | -226 | -210 | 442 | No
2028-07-21 18:00 | 2028 100% ECP | 700 | -526 | -510 | 142 | No
2028-07-21 19:00 | 2028 100% ECP | 700 | -357.22 | -390 | 36.33 | No
2028-07-21 20:00 | 2028 100% ECP | 700 | -57.22 | -90 | 142 | No
2028-07-21 21:00 | 2028 100% ECP | 700 | 242.78 | 210 | 442 | No
2028-07-21 22:00 | 2028 100% ECP | 700 | 505 | 510 | 442 | No
2028-07-21 23:00 | 2028 100% ECP | 700 | 505 | 510 | 442 | No
2028-07-22 | 2028 100% ECP | 700 | 205 | 510 | 268.19 | No
2028-07-22 01:00 | 2028 100% ECP | 700 | 300 | 510 | 442 | No
2028-07-22 02:00 | 2028 100% ECP | 700 | 0 | 510 | 400.59 | No
2028-07-22 03:00 | 2028 100% ECP | 700 | 0 | 210 | 100.59 | No
2028-07-22 04:00 | 2028 100% ECP | 700 | 0 | 291.21 | 0 | No
2028-07-22 05:00 | 2028 100% ECP | 535.19 | 0 | 0 | 0 | No
2028-07-22 06:00 | 2028 100% ECP | 124.96 | 0 | 0 | 0 | No
2028-07-22 07:00 | 2028 100% ECP | 14.86 | 0 | 0 | 0 | No
2028-07-22 08:00 | 2028 100% ECP | -553.82 | -226 | -210 | 0 | No
2028-07-22 09:00 | 2028 100% ECP | -700 | -526 | -510 | 0 | No
2028-07-22 10:00 | 2028 100% ECP | -700 | -526 | -510 | 185.07 | No
2028-07-22 11:00 | 2028 100% ECP | -700 | -526 | -510 | 188.84 | No
2028-07-22 12:00 | 2028 100% ECP | -700 | -526 | -510 | 8.21 | No
2028-07-22 13:00 | 2028 100% ECP | -700 | -526 | -510 | 283.67 | No
2028-07-22 14:00 | 2028 100% ECP | -700 | -526 | -510 | 0 | No
2028-07-22 15:00 | 2028 100% ECP | -700 | -526 | -510 | 74.03 | No
2028-07-22 16:00 | 2028 100% ECP | -691.48 | -300 | -300 | 347.57 | No
2028-07-22 17:00 | 2028 100% ECP | -91.48 | 0 | 0 | 442 | No
2028-07-22 18:00 | 2028 100% ECP | 508.52 | 0 | 300 | 442 | No
2028-07-22 19:00 | 2028 100% ECP | 700 | 0 | 0 | 442 | No
2028-07-22 20:00 | 2028 100% ECP | 700 | 0 | 210 | 428.72 | No
2028-07-22 21:00 | 2028 100% ECP | 700 | 0 | 510 | 442 | No
2028-07-22 22:00 | 2028 100% ECP | 700 | 0 | 510 | 442 | No
2028-07-22 23:00 | 2028 100% ECP | 700 | 300 | 510 | 442 | No
2028-07-23 | 2028 100% ECP | 700 | 270.8 | 510 | 442 | No
2028-07-23 01:00 | 2028 100% ECP | 700 | 345.86 | 510 | 442 | No
2028-07-23 02:00 | 2028 100% ECP | 700 | 251.52 | 510 | 442 | No
2028-07-23 03:00 | 2028 100% ECP | 700 | 248.86 | 510 | 442 | No
2028-07-23 04:00 | 2028 100% ECP | 700 | 83.37 | 510 | 442 | No
2028-07-23 05:00 | 2028 100% ECP | 700 | 57.88 | 510 | 442 | No
2028-07-23 06:00 | 2028 100% ECP | 700 | 57.88 | 510 | 442 | No
2028-07-23 07:00 | 2028 100% ECP | 700 | 246.55 | 510 | 442 | No
2028-07-23 08:00 | 2028 100% ECP | 500 | 0 | 210 | 442 | No
2028-07-23 09:00 | 2028 100% ECP | -100 | -30.78 | -90 | 442 | No
2028-07-23 10:00 | 2028 100% ECP | -700 | -330.78 | -390 | 442 | No
2028-07-23 11:00 | 2028 100% ECP | -700 | -526 | -510 | 442 | No
2028-07-23 12:00 | 2028 100% ECP | -700 | -526 | -510 | 442 | No
2028-07-23 13:00 | 2028 100% ECP | -700 | -526 | -510 | 442 | No
2028-07-23 14:00 | 2028 100% ECP | -700 | -526 | -510 | 391.5 | No
2028-07-23 15:00 | 2028 100% ECP | -700 | -526 | -510 | 91.5 | No
2028-07-23 16:00 | 2028 100% ECP | -100 | -430.98 | -510 | 46.97 | No
2028-07-23 17:00 | 2028 100% ECP | 492.83 | -526 | -510 | 0 | No
2028-07-23 18:00 | 2028 100% ECP | 700 | -526 | -510 | 0 | No
2028-07-23 19:00 | 2028 100% ECP | 700 | -526 | -510 | 0 | No
2028-07-23 20:00 | 2028 100% ECP | 700 | -526 | -510 | 0 | No
2028-07-23 21:00 | 2028 100% ECP | 700 | -300 | -349.71 | 0 | No
2028-07-23 22:00 | 2028 100% ECP | 700 | 0 | -49.71 | 142 | No
2028-07-23 23:00 | 2028 100% ECP | 700 | 300 | 250.29 | 442 | No
2028-07-24 | 2028 100% ECP | 700 | 505 | 510 | 442 | No
2028-07-24 01:00 | 2028 100% ECP | 700 | 505 | 510 | 442 | No
2028-07-24 02:00 | 2028 100% ECP | 700 | 376.96 | 510 | 442 | No
2028-07-24 03:00 | 2028 100% ECP | 700 | 433.53 | 510 | 442 | No
2028-07-24 04:00 | 2028 100% ECP | 700 | 300 | 352.04 | 442 | No
2028-07-24 05:00 | 2028 100% ECP | 700 | 0 | 52.04 | 377.76 | No
2028-07-24 06:00 | 2028 100% ECP | 700 | -300 | -247.96 | 442 | No
2028-07-24 07:00 | 2028 100% ECP | 500 | -526 | -510 | 442 | No
2028-07-24 08:00 | 2028 100% ECP | -100 | -526 | -510 | 224.3 | No
2028-07-24 09:00 | 2028 100% ECP | -700 | -526 | -510 | 442 | No
2028-07-24 10:00 | 2028 100% ECP | -700 | -526 | -510 | 335.19 | No
2028-07-24 11:00 | 2028 100% ECP | -700 | -526 | -510 | 442 | No
2028-07-24 12:00 | 2028 100% ECP | -700 | -526 | -510 | 282.53 | No
2028-07-24 13:00 | 2028 100% ECP | -700 | -526 | -510 | 126.82 | No
2028-07-24 14:00 | 2028 100% ECP | -700 | -345.2 | -510 | 1.7 | No
2028-07-24 15:00 | 2028 100% ECP | -100 | -45.2 | -210 | 118.62 | No
2028-07-24 16:00 | 2028 100% ECP | -294.2 | 0 | 0 | 250.06 | No
2028-07-24 17:00 | 2028 100% ECP | 305.8 | 0 | 0 | 442 | No
2028-07-24 18:00 | 2028 100% ECP | 305.8 | 0 | 0 | 407.95 | No
2028-07-24 19:00 | 2028 100% ECP | 700 | 0 | 0 | 393.46 | No
2028-07-24 20:00 | 2028 100% ECP | 700 | 0 | 0 | 93.46 | No
2028-07-24 21:00 | 2028 100% ECP | 644.11 | 0 | 0 | 11.57 | No
2028-07-24 22:00 | 2028 100% ECP | 644.11 | 205 | 210 | 142 | No
2028-07-24 23:00 | 2028 100% ECP | 44.11 | 505 | 510 | 442 | No
2028-07-25 | 2028 100% ECP | 393.41 | 505 | 510 | 442 | No
2028-07-25 01:00 | 2028 100% ECP | 0 | 505 | 510 | 442 | No
2028-07-25 02:00 | 2028 100% ECP | 0 | 505 | 510 | 442 | No
2028-07-25 03:00 | 2028 100% ECP | 89.18 | 300 | 510 | 442 | No
2028-07-25 04:00 | 2028 100% ECP | 689.18 | 0 | 340.66 | 142 | No
2028-07-25 05:00 | 2028 100% ECP | 700 | 0 | 217.26 | 0 | No
2028-07-25 06:00 | 2028 100% ECP | 588.24 | 0 | 0 | 129.37 | No
2028-07-25 07:00 | 2028 100% ECP | 545.36 | 0 | 148.32 | 429.37 | No
2028-07-25 08:00 | 2028 100% ECP | -54.64 | 0 | 0 | 442 | No
2028-07-25 09:00 | 2028 100% ECP | -654.64 | -43.21 | -300 | 142 | No
2028-07-25 10:00 | 2028 100% ECP | -700 | -119.59 | -510 | 43.28 | No
2028-07-25 11:00 | 2028 100% ECP | -551.19 | -37.28 | -510 | 343.28 | No
2028-07-25 12:00 | 2028 100% ECP | -339.28 | 0 | -315.84 | 442 | No
2028-07-25 13:00 | 2028 100% ECP | 0 | -234.48 | -510 | 442 | No
2028-07-25 14:00 | 2028 100% ECP | 135.65 | 0 | -210 | 442 | No
2028-07-25 15:00 | 2028 100% ECP | 156.83 | 0 | 0 | 442 | No
2028-07-25 16:00 | 2028 100% ECP | 545.79 | 0 | 0 | 442 | No
2028-07-25 17:00 | 2028 100% ECP | 700 | 83.61 | 0 | 442 | No
2028-07-25 18:00 | 2028 100% ECP | 700 | -18.44 | -300 | 145.93 | No
2028-07-25 19:00 | 2028 100% ECP | 700 | 0 | 0 | 442 | No
2028-07-25 20:00 | 2028 100% ECP | 700 | 255.42 | 300 | 442 | No
2028-07-25 21:00 | 2028 100% ECP | 700 | 255.42 | 510 | 442 | No
2028-07-25 22:00 | 2028 100% ECP | 700 | 255.42 | 510 | 442 | No
2028-07-25 23:00 | 2028 100% ECP | 700 | 134.76 | 510 | 442 | No
2028-07-26 | 2028 100% ECP | 700 | 313.4 | 510 | 442 | No
2028-07-26 01:00 | 2028 100% ECP | 700 | 13.4 | 510 | 442 | No
2028-07-26 02:00 | 2028 100% ECP | 700 | 0 | 510 | 442 | No
2028-07-26 03:00 | 2028 100% ECP | 700 | 0 | 510 | 442 | No
2028-07-26 04:00 | 2028 100% ECP | 700 | 0 | 510 | 442 | No
2028-07-26 05:00 | 2028 100% ECP | 700 | 0 | 510 | 203.47 | No
2028-07-26 06:00 | 2028 100% ECP | 672.75 | 0 | 300 | 442 | No
2028-07-26 07:00 | 2028 100% ECP | 72.75 | 0 | 0 | 442 | No
2028-07-26 08:00 | 2028 100% ECP | -527.25 | -300 | -300 | 414.52 | No
2028-07-26 09:00 | 2028 100% ECP | -700 | -526 | -510 | 442 | Yes
2028-07-26 10:00 | 2028 100% ECP | -700 | -526 | -510 | 442 | Yes
2028-07-26 11:00 | 2028 100% ECP | -700 | -526 | -510 | 245.22 | Yes
2028-07-26 12:00 | 2028 100% ECP | -700 | -526 | -510 | 243.05 | Yes
2028-07-26 13:00 | 2028 100% ECP | -700 | -526 | -510 | 442 | Yes
2028-07-26 14:00 | 2028 100% ECP | -700 | -526 | -510 | 142 | Yes
2028-07-26 15:00 | 2028 100% ECP | -700 | -526 | -510 | 0 | Yes
2028-07-26 16:00 | 2028 100% ECP | -700 | -526 | -510 | 198.69 | No
2028-07-26 17:00 | 2028 100% ECP | -100 | -226 | -210 | 442 | No
2028-07-26 18:00 | 2028 100% ECP | 500 | 0 | 0 | 442 | No
2028-07-26 19:00 | 2028 100% ECP | 700 | 0 | 160.79 | 442 | No
2028-07-26 20:00 | 2028 100% ECP | 700 | 0 | 460.79 | 442 | No
2028-07-26 21:00 | 2028 100% ECP | 700 | 0 | 510 | 442 | No
2028-07-26 22:00 | 2028 100% ECP | 700 | 0 | 510 | 442 | No
2028-07-26 23:00 | 2028 100% ECP | 522.51 | 205 | 425.98 | 442 | No
2028-07-27 | 2028 100% ECP | 0 | 505 | 510 | 442 | No
2028-07-27 01:00 | 2028 100% ECP | -515.2 | 505 | 510 | 442 | No
2028-07-27 02:00 | 2028 100% ECP | 0 | 505 | 510 | 442 | No
2028-07-27 03:00 | 2028 100% ECP | 22.27 | 505 | 510 | 442 | No
2028-07-27 04:00 | 2028 100% ECP | 622.27 | 505 | 510 | 442 | No
2028-07-27 05:00 | 2028 100% ECP | 260.37 | 505 | 510 | 442 | No
2028-07-27 06:00 | 2028 100% ECP | 0 | 505 | 510 | 442 | No
2028-07-27 07:00 | 2028 100% ECP | -39.96 | 205 | 210 | 442 | No
2028-07-27 08:00 | 2028 100% ECP | -639.96 | -95 | -90 | 442 | No
2028-07-27 09:00 | 2028 100% ECP | -700 | -395 | -390 | 442 | Yes
2028-07-27 10:00 | 2028 100% ECP | -700 | -95 | -90 | 442 | Yes
2028-07-27 11:00 | 2028 100% ECP | -700 | 205 | 210 | 442 | Yes
2028-07-27 12:00 | 2028 100% ECP | -700 | 505 | 510 | 442 | Yes
2028-07-27 13:00 | 2028 100% ECP | -700 | 505 | 510 | 442 | Yes
2028-07-27 14:00 | 2028 100% ECP | -700 | 374 | 210 | 239.28 | Yes
2028-07-27 15:00 | 2028 100% ECP | -700 | 74 | -90 | -60.72 | Yes
2028-07-27 16:00 | 2028 100% ECP | -700 | -226 | -390 | -360.72 | Yes
2028-07-27 17:00 | 2028 100% ECP | -700 | -526 | -510 | -488.94 | Yes
2028-07-27 18:00 | 2028 100% ECP | -700 | -526 | -510 | -510 | Yes
2028-07-27 19:00 | 2028 100% ECP | -700 | -226 | -210 | -210 | No
2028-07-27 20:00 | 2028 100% ECP | -700 | 0 | 0 | 0 | No
2028-07-27 21:00 | 2028 100% ECP | -100 | 0 | 0 | 0 | No
2028-07-27 22:00 | 2028 100% ECP | 0 | 0 | 0 | 0 | No
2028-07-27 23:00 | 2028 100% ECP | -205.74 | 0 | 0 | -52 | No
2028-07-28 | 2028 100% ECP | 0 | 0 | 0 | -237.42 | No
2028-07-28 01:00 | 2028 100% ECP | 0 | 0 | 0 | 0 | No
2028-07-28 02:00 | 2028 100% ECP | 0 | 0 | 0 | 0 | No
2028-07-28 03:00 | 2028 100% ECP | 0 | 0 | 7.17 | 0 | No
2028-07-28 04:00 | 2028 100% ECP | 0 | 0 | 7.17 | -100.22 | No
2028-07-28 05:00 | 2028 100% ECP | 0 | 0 | 0 | -187.81 | No
2028-07-28 06:00 | 2028 100% ECP | -100 | 0 | -59.47 | -201.94 | No
2028-07-28 07:00 | 2028 100% ECP | -700 | 0 | -359.47 | -458 | No
2028-07-28 08:00 | 2028 100% ECP | -700 | 300 | -59.47 | -158 | Yes
2028-07-28 09:00 | 2028 100% ECP | -700 | 505 | 240.53 | 142 | Yes
2028-07-28 10:00 | 2028 100% ECP | -700 | 505 | 510 | 442 | Yes
2028-07-28 11:00 | 2028 100% ECP | -700 | 354.87 | 210 | 142 | Yes
2028-07-28 12:00 | 2028 100% ECP | -700 | 54.87 | -90 | -158 | Yes
2028-07-28 13:00 | 2028 100% ECP | -700 | -245.13 | -390 | -458 | Yes
2028-07-28 14:00 | 2028 100% ECP | -700 | -526 | -510 | -371.52 | Yes
2028-07-28 15:00 | 2028 100% ECP | -700 | -407.34 | -510 | -71.52 | Yes
2028-07-28 16:00 | 2028 100% ECP | -700 | -526 | -510 | -66.1 | Yes
2028-07-28 17:00 | 2028 100% ECP | -242.59 | -226 | -210 | -79.66 | No
2028-07-28 18:00 | 2028 100% ECP | 357.41 | 0 | 90 | 142 | No
2028-07-28 19:00 | 2028 100% ECP | 700 | 300 | 390 | 442 | No
2028-07-28 20:00 | 2028 100% ECP | 700 | 0 | 510 | 442 | No
2028-07-28 21:00 | 2028 100% ECP | 700 | 118.76 | 510 | 442 | No
2028-07-28 22:00 | 2028 100% ECP | 700 | 418.76 | 510 | 442 | No
2028-07-28 23:00 | 2028 100% ECP | 700 | 505 | 510 | 442 | No
2028-07-29 | 2028 100% ECP | 700 | 205 | 510 | 442 | No
2028-07-29 01:00 | 2028 100% ECP | 700 | 505 | 510 | 442 | No
2028-07-29 02:00 | 2028 100% ECP | 700 | 502.36 | 510 | 442 | No
2028-07-29 03:00 | 2028 100% ECP | 700 | 502.36 | 510 | 442 | No
2028-07-29 04:00 | 2028 100% ECP | 700 | 502.36 | 510 | 442 | No
2028-07-29 05:00 | 2028 100% ECP | 700 | 300 | 510 | 442 | Yes
2028-07-29 06:00 | 2028 100% ECP | 700 | 0 | 210 | 257.86 | No
2028-07-29 07:00 | 2028 100% ECP | 500 | 0 | 0 | 310.07 | No
2028-07-29 08:00 | 2028 100% ECP | -100 | -226 | -210 | 259.72 | No
2028-07-29 09:00 | 2028 100% ECP | -700 | -526 | -510 | 289.74 | No
2028-07-29 10:00 | 2028 100% ECP | -700 | -526 | -510 | 287.83 | No
2028-07-29 11:00 | 2028 100% ECP | -700 | -526 | -510 | 383.92 | No
2028-07-29 12:00 | 2028 100% ECP | -700 | -526 | -510 | 442 | No
2028-07-29 13:00 | 2028 100% ECP | -100 | -226 | -271.71 | 425.49 | No
2028-07-29 14:00 | 2028 100% ECP | 426.82 | 0 | 0 | 423.14 | No
2028-07-29 15:00 | 2028 100% ECP | 700 | 0 | 0 | 432.65 | No
2028-07-29 16:00 | 2028 100% ECP | 700 | 0 | 0 | 432.65 | No
2028-07-29 17:00 | 2028 100% ECP | 700 | 0 | 210 | 428.31 | No
2028-07-29 18:00 | 2028 100% ECP | 700 | 300 | 510 | 442 | No
2028-07-29 19:00 | 2028 100% ECP | 700 | 360.06 | 510 | 442 | No
2028-07-29 20:00 | 2028 100% ECP | 700 | 60.06 | 510 | 442 | No
2028-07-29 21:00 | 2028 100% ECP | 500 | 117.39 | 510 | 442 | No
2028-07-29 22:00 | 2028 100% ECP | -100 | 205 | 510 | 442 | No
2028-07-29 23:00 | 2028 100% ECP | -700 | 505 | 510 | 442 | No
2028-07-30 | 2028 100% ECP | -700 | 505 | 510 | 442 | No
2028-07-30 01:00 | 2028 100% ECP | -700 | 505 | 510 | 442 | No
2028-07-30 02:00 | 2028 100% ECP | -700 | 505 | 510 | 442 | No
2028-07-30 03:00 | 2028 100% ECP | -700 | 505 | 510 | 442 | No
2028-07-30 04:00 | 2028 100% ECP | -700 | 505 | 510 | 442 | Yes
2028-07-30 05:00 | 2028 100% ECP | -700 | 505 | 510 | 442 | No
2028-07-30 06:00 | 2028 100% ECP | -700 | 505 | 510 | 442 | No
2028-07-30 07:00 | 2028 100% ECP | -700 | 505 | 510 | 442 | Yes
2028-07-30 08:00 | 2028 100% ECP | -700 | 505 | 510 | 442 | Yes
2028-07-30 09:00 | 2028 100% ECP | -700 | 505 | 510 | 442 | Yes
2028-07-30 10:00 | 2028 100% ECP | -700 | 505 | 510 | 442 | Yes
2028-07-30 11:00 | 2028 100% ECP | -700 | 505 | 510 | 442 | Yes
2028-07-30 12:00 | 2028 100% ECP | -700 | 505 | 510 | 442 | Yes
2028-07-30 13:00 | 2028 100% ECP | -700 | 505 | 510 | 442 | Yes
2028-07-30 14:00 | 2028 100% ECP | -700 | 505 | 510 | 442 | Yes
2028-07-30 15:00 | 2028 100% ECP | -700 | 505 | 510 | 442 | Yes
2028-07-30 16:00 | 2028 100% ECP | -700 | 374 | 390 | 390 | Yes
2028-07-30 17:00 | 2028 100% ECP | -700 | 74 | 90 | 90 | Yes
2028-07-30 18:00 | 2028 100% ECP | -700 | -226 | -210 | -210 | Yes
2028-07-30 19:00 | 2028 100% ECP | -700 | -526 | -510 | -510 | No
2028-07-30 20:00 | 2028 100% ECP | -700 | -526 | -510 | -510 | No
2028-07-30 21:00 | 2028 100% ECP | -700 | -307.8 | -390 | -458 | No
2028-07-30 22:00 | 2028 100% ECP | -700 | -7.8 | -90 | -158 | No
2028-07-30 23:00 | 2028 100% ECP | -700 | 292.2 | 210 | 142 | Yes
2028-07-31 | 2028 100% ECP | -700 | 505 | 510 | 442 | No
2028-07-31 01:00 | 2028 100% ECP | -700 | 505 | 510 | 442 | No
2028-07-31 02:00 | 2028 100% ECP | -700 | 505 | 510 | 442 | No
2028-07-31 03:00 | 2028 100% ECP | -700 | 505 | 510 | 442 | No
2028-07-31 04:00 | 2028 100% ECP | -700 | 505 | 510 | 442 | No
2028-07-31 05:00 | 2028 100% ECP | -700 | 505 | 510 | 442 | No
2028-07-31 06:00 | 2028 100% ECP | -100 | 205 | 210 | 301.28 | No
2028-07-31 07:00 | 2028 100% ECP | -100 | -95 | -90 | 193.85 | No
2028-07-31 08:00 | 2028 100% ECP | -700 | -395 | -390 | -106.15 | No
2028-07-31 09:00 | 2028 100% ECP | -700 | -526 | -510 | -85.77 | No
2028-07-31 10:00 | 2028 100% ECP | -700 | -526 | -510 | 4.56 | No
2028-07-31 11:00 | 2028 100% ECP | -700 | -328.61 | -510 | 79.53 | No
2028-07-31 12:00 | 2028 100% ECP | -700 | -526 | -510 | 270.93 | No
2028-07-31 13:00 | 2028 100% ECP | -700 | -526 | -510 | 394.74 | No
2028-07-31 14:00 | 2028 100% ECP | -700 | -526 | -510 | 344.95 | No
2028-07-31 15:00 | 2028 100% ECP | -700 | -526 | -510 | 44.95 | No
2028-07-31 16:00 | 2028 100% ECP | -700 | -327.73 | -390 | 297.66 | No
2028-07-31 17:00 | 2028 100% ECP | -100 | -27.73 | -90 | 442 | No
2028-07-31 18:00 | 2028 100% ECP | 500 | 272.27 | 210 | 442 | No
2028-07-31 19:00 | 2028 100% ECP | 700 | 505 | 510 | 442 | No
2028-07-31 20:00 | 2028 100% ECP | 700 | 505 | 510 | 442 | No
2028-07-31 21:00 | 2028 100% ECP | 700 | 505 | 510 | 442 | No
2028-07-31 22:00 | 2028 100% ECP | 700 | 505 | 510 | 442 | No
2028-07-31 23:00 | 2028 100% ECP | 700 | 328.34 | 510 | 442 | No
2028-08-01 | 2028 100% ECP | 700 | 505 | 510 | 442 | No
2028-08-01 01:00 | 2028 100% ECP | 700 | 505 | 510 | 442 | No
2028-08-01 02:00 | 2028 100% ECP | 700 | 505 | 510 | 442 | No
2028-08-01 03:00 | 2028 100% ECP | 700 | 505 | 510 | 442 | No
2028-08-01 04:00 | 2028 100% ECP | 700 | 505 | 510 | 442 | No
2028-08-01 05:00 | 2028 100% ECP | 700 | 262.6 | 210 | 442 | No
2028-08-01 06:00 | 2028 100% ECP | 700 | -37.4 | -90 | 442 | No
2028-08-01 07:00 | 2028 100% ECP | 100 | -337.4 | -390 | 273.61 | No
2028-08-01 08:00 | 2028 100% ECP | -500 | -526 | -510 | 442 | No
2028-08-01 09:00 | 2028 100% ECP | -700 | -526 | -510 | 442 | No
2028-08-01 10:00 | 2028 100% ECP | -700 | -526 | -510 | 442 | No
2028-08-01 11:00 | 2028 100% ECP | -700 | -526 | -510 | 442 | No
2028-08-01 12:00 | 2028 100% ECP | -700 | -526 | -510 | 442 | No
2028-08-01 13:00 | 2028 100% ECP | -700 | -526 | -510 | 442 | No
2028-08-01 14:00 | 2028 100% ECP | -428.48 | -526 | -510 | 442 | No
2028-08-01 15:00 | 2028 100% ECP | 171.52 | -526 | -510 | 338.69 | No
2028-08-01 16:00 | 2028 100% ECP | 476.72 | -526 | -510 | 52.26 | No
2028-08-01 17:00 | 2028 100% ECP | 700 | -526 | -510 | 273.4 | No
2028-08-01 18:00 | 2028 100% ECP | 700 | -526 | -510 | 370.76 | No
2028-08-01 19:00 | 2028 100% ECP | 700 | -526 | -510 | 310.64 | No
2028-08-01 20:00 | 2028 100% ECP | 700 | -300 | -449.55 | 319.21 | No
2028-08-01 21:00 | 2028 100% ECP | 700 | 0 | -149.55 | 319.21 | No
2028-08-01 22:00 | 2028 100% ECP | 700 | 300 | 150.45 | 442 | No
2028-08-01 23:00 | 2028 100% ECP | 700 | 476.2 | 450.45 | 442 | No
2028-08-02 | 2028 100% ECP | 700 | 181.75 | 510 | 442 | No
2028-08-02 01:00 | 2028 100% ECP | 700 | 181.75 | 510 | 442 | No
2028-08-02 02:00 | 2028 100% ECP | 700 | 15.57 | 510 | 442 | No
2028-08-02 03:00 | 2028 100% ECP | 700 | 245.56 | 510 | 442 | No
2028-08-02 04:00 | 2028 100% ECP | 700 | 207.46 | 510 | 442 | No
2028-08-02 05:00 | 2028 100% ECP | 700 | 267.98 | 390 | 442 | No
2028-08-02 06:00 | 2028 100% ECP | 700 | 154.94 | 90 | 442 | No
2028-08-02 07:00 | 2028 100% ECP | 610.87 | -145.06 | -210 | 377.5 | No
2028-08-02 08:00 | 2028 100% ECP | 10.87 | -257.42 | -510 | 442 | No
2028-08-02 09:00 | 2028 100% ECP | -589.13 | -526 | -510 | 442 | No
2028-08-02 10:00 | 2028 100% ECP | -700 | -526 | -510 | 442 | No
2028-08-02 11:00 | 2028 100% ECP | -700 | -526 | -510 | 442 | No
2028-08-02 12:00 | 2028 100% ECP | -700 | -526 | -510 | 442 | No
2028-08-02 13:00 | 2028 100% ECP | -700 | -526 | -510 | 442 | No
2028-08-02 14:00 | 2028 100% ECP | -700 | -526 | -510 | 442 | No
2028-08-02 15:00 | 2028 100% ECP | -655.32 | -526 | -510 | 442 | No
2028-08-02 16:00 | 2028 100% ECP | -330.57 | -526 | -510 | 442 | No
2028-08-02 17:00 | 2028 100% ECP | 269.43 | -526 | -510 | 303.66 | No
2028-08-02 18:00 | 2028 100% ECP | 700 | -526 | -510 | 350.67 | No
2028-08-02 19:00 | 2028 100% ECP | 700 | -526 | -510 | 350.67 | No
2028-08-02 20:00 | 2028 100% ECP | 700 | -526 | -510 | 350.67 | No
2028-08-02 21:00 | 2028 100% ECP | 700 | -241.43 | -210 | 350.67 | No
2028-08-02 22:00 | 2028 100% ECP | 700 | 58.57 | 90 | 442 | No
2028-08-02 23:00 | 2028 100% ECP | 700 | 358.57 | 390 | 442 | No
2028-08-03 | 2028 100% ECP | 700 | 505 | 510 | 442 | No
2028-08-03 01:00 | 2028 100% ECP | 700 | 505 | 510 | 442 | No
2028-08-03 02:00 | 2028 100% ECP | 700 | 505 | 510 | 442 | No
2028-08-03 03:00 | 2028 100% ECP | 700 | 505 | 510 | 442 | No
2028-08-03 04:00 | 2028 100% ECP | 700 | 505 | 510 | 442 | No
2028-08-03 05:00 | 2028 100% ECP | 700 | 300 | 307.02 | 442 | No
2028-08-03 06:00 | 2028 100% ECP | 700 | 0 | 7.02 | 442 | No
2028-08-03 07:00 | 2028 100% ECP | 286.29 | 0 | 0 | 442 | No
2028-08-03 08:00 | 2028 100% ECP | -313.71 | -300 | -300 | 442 | No
2028-08-03 09:00 | 2028 100% ECP | -700 | -526 | -510 | 442 | Yes
2028-08-03 10:00 | 2028 100% ECP | -700 | -526 | -510 | 442 | Yes
2028-08-03 11:00 | 2028 100% ECP | -700 | -526 | -510 | 442 | Yes
2028-08-03 12:00 | 2028 100% ECP | -700 | -526 | -510 | 442 | Yes
2028-08-03 13:00 | 2028 100% ECP | -700 | -526 | -510 | 442 | Yes
2028-08-03 14:00 | 2028 100% ECP | -700 | -526 | -510 | 442 | Yes
2028-08-03 15:00 | 2028 100% ECP | -700 | -526 | -510 | 442 | No
2028-08-03 16:00 | 2028 100% ECP | -100 | -226 | -451.33 | 442 | No
2028-08-03 17:00 | 2028 100% ECP | 500 | 0 | -510 | 442 | No
2028-08-03 18:00 | 2028 100% ECP | 700 | 0 | -510 | 442 | No
2028-08-03 19:00 | 2028 100% ECP | 700 | 0 | -384.81 | 442 | No
2028-08-03 20:00 | 2028 100% ECP | 700 | 0 | -84.81 | 328.08 | No
2028-08-03 21:00 | 2028 100% ECP | 700 | 205 | 210 | 328.08 | No
2028-08-03 22:00 | 2028 100% ECP | 700 | 505 | 510 | 442 | No
2028-08-03 23:00 | 2028 100% ECP | 700 | 205 | 258.94 | 403.58 | No
2028-08-04 | 2028 100% ECP | 198.19 | 0 | 0 | 328.59 | No
2028-08-04 01:00 | 2028 100% ECP | -233.04 | 0 | -54.96 | 154.21 | No
2028-08-04 02:00 | 2028 100% ECP | -700 | 0 | -354.96 | 5.31 | No
2028-08-04 03:00 | 2028 100% ECP | -700 | 300 | -54.96 | 305.31 | Yes
2028-08-04 04:00 | 2028 100% ECP | -700 | 505 | 245.04 | 442 | Yes
2028-08-04 05:00 | 2028 100% ECP | -700 | 505 | 510 | 333.43 | Yes
2028-08-04 06:00 | 2028 100% ECP | -700 | 505 | 510 | 256.44 | Yes
2028-08-04 07:00 | 2028 100% ECP | -700 | 505 | 510 | 442 | Yes
2028-08-04 08:00 | 2028 100% ECP | -700 | 505 | 510 | 442 | Yes
2028-08-04 09:00 | 2028 100% ECP | -700 | 505 | 510 | 442 | Yes
2028-08-04 10:00 | 2028 100% ECP | -700 | 505 | 510 | 442 | Yes
2028-08-04 11:00 | 2028 100% ECP | -222.47 | 505 | 510 | 442 | Yes
2028-08-04 12:00 | 2028 100% ECP | 377.53 | 273.43 | 510 | 300 | Yes
2028-08-04 13:00 | 2028 100% ECP | 700 | 0 | 510 | 0 | Yes
2028-08-04 14:00 | 2028 100% ECP | 500 | 205 | 510 | -67.31 | Yes
2028-08-04 15:00 | 2028 100% ECP | -100 | 505 | 210 | 232.69 | Yes
2028-08-04 16:00 | 2028 100% ECP | -700 | 505 | 510 | 316.62 | Yes
2028-08-04 17:00 | 2028 100% ECP | -700 | 505 | 510 | 280.17 | Yes
2028-08-04 18:00 | 2028 100% ECP | -700 | 505 | 510 | 442 | Yes
2028-08-04 19:00 | 2028 100% ECP | -700 | 505 | 510 | 442 | Yes
2028-08-04 20:00 | 2028 100% ECP | -700 | 505 | 510 | 442 | Yes
2028-08-04 21:00 | 2028 100% ECP | -700 | 505 | 510 | 442 | Yes
2028-08-04 22:00 | 2028 100% ECP | -700 | 505 | 510 | 442 | Yes
2028-08-04 23:00 | 2028 100% ECP | -700 | 505 | 510 | 442 | Yes
2028-08-05 | 2028 100% ECP | -700 | 505 | 510 | 442 | No
2028-08-05 01:00 | 2028 100% ECP | -302.22 | 505 | 510 | 442 | No
2028-08-05 02:00 | 2028 100% ECP | -700 | 505 | 510 | 442 | No
2028-08-05 03:00 | 2028 100% ECP | -299.97 | 505 | 510 | 442 | No
2028-08-05 04:00 | 2028 100% ECP | -421.64 | 505 | 510 | 442 | No
2028-08-05 05:00 | 2028 100% ECP | -700 | 505 | 510 | 442 | No
2028-08-05 06:00 | 2028 100% ECP | -688.85 | 505 | 510 | 442 | No
2028-08-05 07:00 | 2028 100% ECP | -700 | 505 | 510 | 442 | No
2028-08-05 08:00 | 2028 100% ECP | -192.02 | 205 | 210 | 442 | No
2028-08-05 09:00 | 2028 100% ECP | 0 | 0 | 510 | 442 | No
2028-08-05 10:00 | 2028 100% ECP | -100 | 282.06 | 510 | 442 | No
2028-08-05 11:00 | 2028 100% ECP | -700 | 505 | 510 | 442 | No
2028-08-05 12:00 | 2028 100% ECP | -700 | 505 | 510 | 442 | No
2028-08-05 13:00 | 2028 100% ECP | -700 | 505 | 510 | 442 | No
2028-08-05 14:00 | 2028 100% ECP | -700 | 205 | 210 | 442 | No
2028-08-05 15:00 | 2028 100% ECP | -700 | -95 | -90 | 378.84 | No
2028-08-05 16:00 | 2028 100% ECP | -345.93 | 0 | -200.53 | 356.89 | No
2028-08-05 17:00 | 2028 100% ECP | 254.07 | 0 | 0 | 442 | No
2028-08-05 18:00 | 2028 100% ECP | 700 | 0 | 204.32 | 442 | No
2028-08-05 19:00 | 2028 100% ECP | 700 | -300 | -95.68 | 142 | No
2028-08-05 20:00 | 2028 100% ECP | 700 | 0 | 204.32 | 442 | No
2028-08-05 21:00 | 2028 100% ECP | 700 | 205 | 347.96 | 442 | No
2028-08-05 22:00 | 2028 100% ECP | 700 | 505 | 510 | 442 | No
2028-08-05 23:00 | 2028 100% ECP | 700 | 505 | 510 | 442 | No
2028-08-06 | 2028 100% ECP | 700 | 505 | 510 | 442 | No
2028-08-06 01:00 | 2028 100% ECP | 700 | 505 | 510 | 442 | No
2028-08-06 02:00 | 2028 100% ECP | 700 | 465.54 | 510 | 442 | No
2028-08-06 03:00 | 2028 100% ECP | 700 | 165.54 | 510 | 442 | No
2028-08-06 04:00 | 2028 100% ECP | 700 | 0 | 510 | 357.53 | No
2028-08-06 05:00 | 2028 100% ECP | 700 | 0 | 300 | 420.29 | No
2028-08-06 06:00 | 2028 100% ECP | 498.35 | 0 | 0 | 286.9 | No
2028-08-06 07:00 | 2028 100% ECP | -101.65 | -300 | -300 | 226.4 | No
2028-08-06 08:00 | 2028 100% ECP | -700 | -526 | -510 | 42.48 | No
2028-08-06 09:00 | 2028 100% ECP | -700 | -526 | -510 | -86.97 | Yes
2028-08-06 10:00 | 2028 100% ECP | -700 | -526 | -510 | -106.8 | Yes
2028-08-06 11:00 | 2028 100% ECP | -700 | -526 | -510 | -406.8 | Yes
2028-08-06 12:00 | 2028 100% ECP | -700 | -526 | -510 | -420.87 | Yes
2028-08-06 13:00 | 2028 100% ECP | -700 | -526 | -510 | -120.87 | Yes
2028-08-06 14:00 | 2028 100% ECP | -700 | -453.2 | -510 | 179.13 | Yes
2028-08-06 15:00 | 2028 100% ECP | -700 | -526 | -510 | -120.87 | Yes
2028-08-06 16:00 | 2028 100% ECP | -700 | -526 | -510 | 0 | Yes
2028-08-06 17:00 | 2028 100% ECP | -515.7 | -226 | -210 | 61.38 | No
2028-08-06 18:00 | 2028 100% ECP | -465.43 | 0 | 0 | 361.38 | No
2028-08-06 19:00 | 2028 100% ECP | 0 | 0 | 0 | 142 | No
2028-08-06 20:00 | 2028 100% ECP | 37.12 | 0 | 0 | 442 | No
2028-08-06 21:00 | 2028 100% ECP | 637.12 | 0 | 0 | 318.06 | No
2028-08-06 22:00 | 2028 100% ECP | 37.12 | 0 | 0 | 18.06 | No
2028-08-06 23:00 | 2028 100% ECP | 295.13 | 0 | 0 | 0 | No
2028-08-07 | 2028 100% ECP | 325.04 | 0 | 0 | 300 | No
2028-08-07 01:00 | 2028 100% ECP | 272.91 | 0 | 0 | 29.45 | No
2028-08-07 02:00 | 2028 100% ECP | 336.84 | 0 | 0 | 48.93 | No
2028-08-07 03:00 | 2028 100% ECP | 168.94 | 0 | 0 | 0 | No
2028-08-07 04:00 | 2028 100% ECP | 475.46 | 0 | 0 | 208 | No
2028-08-07 05:00 | 2028 100% ECP | 700 | 0 | 29.27 | 0 | No
2028-08-07 06:00 | 2028 100% ECP | 325.01 | 0 | 0 | 175.22 | No
2028-08-07 07:00 | 2028 100% ECP | 39.76 | 0 | 0 | 442 | No
2028-08-07 08:00 | 2028 100% ECP | -560.24 | -226 | -232.74 | 442 | No
2028-08-07 09:00 | 2028 100% ECP | -700 | -526 | -510 | 256.37 | No
2028-08-07 10:00 | 2028 100% ECP | -700 | -526 | -510 | 442 | No
2028-08-07 11:00 | 2028 100% ECP | -700 | -526 | -510 | 353.01 | No
2028-08-07 12:00 | 2028 100% ECP | -700 | -526 | -510 | 442 | No
2028-08-07 13:00 | 2028 100% ECP | -700 | -526 | -510 | 442 | No
2028-08-07 14:00 | 2028 100% ECP | -700 | -526 | -510 | 204.92 | No
2028-08-07 15:00 | 2028 100% ECP | -500 | -469.28 | -510 | 442 | No
2028-08-07 16:00 | 2028 100% ECP | 100 | -169.28 | -210 | 442 | No
2028-08-07 17:00 | 2028 100% ECP | 700 | 0 | -187.35 | 442 | No
2028-08-07 18:00 | 2028 100% ECP | 700 | -300 | -487.35 | 442 | No
2028-08-07 19:00 | 2028 100% ECP | 700 | -526 | -510 | 442 | No
2028-08-07 20:00 | 2028 100% ECP | 700 | -526 | -510 | 442 | No
2028-08-07 21:00 | 2028 100% ECP | 700 | -226 | -210 | 442 | No
2028-08-07 22:00 | 2028 100% ECP | 700 | 74 | 90 | 442 | No
2028-08-07 23:00 | 2028 100% ECP | 700 | 374 | 390 | 442 | No
2028-08-08 | 2028 100% ECP | 700 | 155.59 | 510 | 442 | No
2028-08-08 01:00 | 2028 100% ECP | 700 | 155.59 | 510 | 442 | No
2028-08-08 02:00 | 2028 100% ECP | 700 | 117.04 | 510 | 442 | No
2028-08-08 03:00 | 2028 100% ECP | 700 | 321.44 | 510 | 442 | No
2028-08-08 04:00 | 2028 100% ECP | 700 | 209.72 | 510 | 442 | No
2028-08-08 05:00 | 2028 100% ECP | 700 | 300 | 300 | 442 | No
2028-08-08 06:00 | 2028 100% ECP | 600 | 0 | 0 | 442 | No
2028-08-08 07:00 | 2028 100% ECP | 0 | -206.68 | -210 | 442 | No
2028-08-08 08:00 | 2028 100% ECP | -600 | -506.68 | -510 | 442 | No
2028-08-08 09:00 | 2028 100% ECP | -700 | -526 | -510 | 442 | Yes
2028-08-08 10:00 | 2028 100% ECP | -700 | -526 | -510 | 442 | Yes
2028-08-08 11:00 | 2028 100% ECP | -700 | -526 | -510 | 442 | Yes
2028-08-08 12:00 | 2028 100% ECP | -700 | -526 | -510 | 442 | Yes
2028-08-08 13:00 | 2028 100% ECP | -700 | -526 | -510 | 442 | Yes
2028-08-08 14:00 | 2028 100% ECP | -700 | -526 | -510 | 442 | Yes
2028-08-08 15:00 | 2028 100% ECP | -700 | -526 | -510 | 442 | Yes
2028-08-08 16:00 | 2028 100% ECP | -700 | -526 | -510 | 442 | No
2028-08-08 17:00 | 2028 100% ECP | -100 | -226 | -286.41 | 442 | No
2028-08-08 18:00 | 2028 100% ECP | 500 | -526 | -510 | 442 | No
2028-08-08 19:00 | 2028 100% ECP | 700 | -327.59 | -390 | 442 | No
2028-08-08 20:00 | 2028 100% ECP | 700 | -27.59 | -90 | 442 | No
2028-08-08 21:00 | 2028 100% ECP | 700 | 205 | 210 | 442 | No
2028-08-08 22:00 | 2028 100% ECP | 700 | 505 | 510 | 442 | No
2028-08-08 23:00 | 2028 100% ECP | 700 | 505 | 510 | 442 | No
2028-08-09 | 2028 100% ECP | 700 | 505 | 510 | 442 | No
2028-08-09 01:00 | 2028 100% ECP | 700 | 505 | 510 | 442 | No
2028-08-09 02:00 | 2028 100% ECP | 700 | 505 | 510 | 442 | No
2028-08-09 03:00 | 2028 100% ECP | 700 | 505 | 510 | 442 | No
2028-08-09 04:00 | 2028 100% ECP | 700 | 505 | 510 | 442 | No
2028-08-09 05:00 | 2028 100% ECP | 700 | 300 | 285.82 | 188.29 | No
2028-08-09 06:00 | 2028 100% ECP | 700 | 0 | -14.18 | -111.71 | No
2028-08-09 07:00 | 2028 100% ECP | 500 | -185.89 | -314.18 | -76.96 | No
2028-08-09 08:00 | 2028 100% ECP | -100 | -226 | -460.74 | 223.04 | No
2028-08-09 09:00 | 2028 100% ECP | -700 | -526 | -510 | 442 | No
2028-08-09 10:00 | 2028 100% ECP | -700 | -526 | -510 | 442 | Yes
2028-08-09 11:00 | 2028 100% ECP | -700 | -526 | -510 | 442 | No
2028-08-09 12:00 | 2028 100% ECP | -700 | -526 | -510 | 442 | Yes
2028-08-09 13:00 | 2028 100% ECP | -700 | -526 | -510 | 442 | Yes
2028-08-09 14:00 | 2028 100% ECP | -700 | -526 | -510 | 442 | Yes
2028-08-09 15:00 | 2028 100% ECP | -700 | -526 | -510 | 442 | Yes
2028-08-09 16:00 | 2028 100% ECP | -100 | -526 | -510 | 442 | No
2028-08-09 17:00 | 2028 100% ECP | 500 | -483.4 | -510 | 442 | No
2028-08-09 18:00 | 2028 100% ECP | 700 | -183.4 | -510 | 442 | No
2028-08-09 19:00 | 2028 100% ECP | 700 | 0 | -510 | 442 | No
2028-08-09 20:00 | 2028 100% ECP | 700 | 0 | -322.39 | 442 | No
2028-08-09 21:00 | 2028 100% ECP | 700 | 0 | -22.39 | 442 | No
2028-08-09 22:00 | 2028 100% ECP | 700 | 205 | 210 | 442 | No
2028-08-09 23:00 | 2028 100% ECP | 700 | 505 | 510 | 442 | No
2028-08-10 | 2028 100% ECP | 700 | 505 | 510 | 442 | No
2028-08-10 01:00 | 2028 100% ECP | 700 | 474.86 | 510 | 442 | No
2028-08-10 02:00 | 2028 100% ECP | 700 | 505 | 510 | 442 | No
2028-08-10 03:00 | 2028 100% ECP | 700 | 505 | 510 | 442 | No
2028-08-10 04:00 | 2028 100% ECP | 700 | 505 | 510 | 442 | No
2028-08-10 05:00 | 2028 100% ECP | 700 | 250.27 | 510 | 442 | No
2028-08-10 06:00 | 2028 100% ECP | 700 | 0 | 510 | 304.04 | No
2028-08-10 07:00 | 2028 100% ECP | 700 | 0 | 300 | 384.92 | No
2028-08-10 08:00 | 2028 100% ECP | 198.58 | 0 | 0 | 442 | No
2028-08-10 09:00 | 2028 100% ECP | -197.69 | 0 | 0 | 442 | No
2028-08-10 10:00 | 2028 100% ECP | -436.82 | 0 | 0 | 442 | No
2028-08-10 11:00 | 2028 100% ECP | -328.28 | 0 | 0 | 442 | No
2028-08-10 12:00 | 2028 100% ECP | -328.28 | 0 | 0 | 442 | No
2028-08-10 13:00 | 2028 100% ECP | -180.61 | 0 | 0 | 442 | No
2028-08-10 14:00 | 2028 100% ECP | -180.61 | 0 | 0 | 442 | No
2028-08-10 15:00 | 2028 100% ECP | 100 | 0 | 45.68 | 442 | No
2028-08-10 16:00 | 2028 100% ECP | 700 | 52.76 | 345.68 | 442 | No
2028-08-10 17:00 | 2028 100% ECP | 700 | 339.09 | 510 | 442 | No
2028-08-10 18:00 | 2028 100% ECP | 700 | 505 | 510 | 442 | No
2028-08-10 19:00 | 2028 100% ECP | 700 | 505 | 510 | 442 | No
2028-08-10 20:00 | 2028 100% ECP | 700 | 505 | 510 | 442 | No
2028-08-10 21:00 | 2028 100% ECP | 700 | 505 | 510 | 442 | No
2028-08-10 22:00 | 2028 100% ECP | 700 | 505 | 510 | 442 | No
2028-08-10 23:00 | 2028 100% ECP | 700 | 505 | 510 | 442 | No
2028-08-11 | 2028 100% ECP | 700 | 505 | 510 | 442 | No
2028-08-11 01:00 | 2028 100% ECP | 700 | 505 | 510 | 442 | No
2028-08-11 02:00 | 2028 100% ECP | 700 | 505 | 510 | 442 | No
2028-08-11 03:00 | 2028 100% ECP | 700 | 505 | 510 | 442 | No
2028-08-11 04:00 | 2028 100% ECP | 700 | 505 | 510 | 442 | No
2028-08-11 05:00 | 2028 100% ECP | 700 | 505 | 510 | 442 | No
2028-08-11 06:00 | 2028 100% ECP | 700 | 374 | 390 | 442 | No
2028-08-11 07:00 | 2028 100% ECP | 174.99 | 74 | 90 | 442 | No
2028-08-11 08:00 | 2028 100% ECP | -425.01 | -226 | -210 | 442 | No
2028-08-11 09:00 | 2028 100% ECP | -700 | -526 | -510 | 442 | Yes
2028-08-11 10:00 | 2028 100% ECP | -700 | -526 | -510 | 442 | Yes
2028-08-11 11:00 | 2028 100% ECP | -700 | -526 | -510 | 442 | Yes
2028-08-11 12:00 | 2028 100% ECP | -700 | -526 | -510 | 442 | Yes
2028-08-11 13:00 | 2028 100% ECP | -700 | -526 | -510 | 442 | Yes
2028-08-11 14:00 | 2028 100% ECP | -700 | -526 | -510 | 442 | Yes
2028-08-11 15:00 | 2028 100% ECP | -700 | -526 | -510 | 442 | Yes
2028-08-11 16:00 | 2028 100% ECP | -100 | -300 | -354.39 | 442 | No
2028-08-11 17:00 | 2028 100% ECP | 500 | 0 | -54.39 | 442 | No
2028-08-11 18:00 | 2028 100% ECP | 700 | 0 | -186.56 | 335.55 | No
2028-08-11 19:00 | 2028 100% ECP | 700 | 0 | -186.56 | 223.45 | No
2028-08-11 20:00 | 2028 100% ECP | 700 | 0 | -390 | 353.47 | No
2028-08-11 21:00 | 2028 100% ECP | 700 | 0 | -90 | 314.84 | No
2028-08-11 22:00 | 2028 100% ECP | 700 | 205 | 210 | 307.97 | No
2028-08-11 23:00 | 2028 100% ECP | 700 | 505 | 510 | 442 | No
2028-08-12 | 2028 100% ECP | 700 | 480.95 | 510 | 442 | No
2028-08-12 01:00 | 2028 100% ECP | 700 | 469.1 | 510 | 442 | No
2028-08-12 02:00 | 2028 100% ECP | 700 | 370.22 | 510 | 442 | No
2028-08-12 03:00 | 2028 100% ECP | 700 | 256.02 | 510 | 442 | No
2028-08-12 04:00 | 2028 100% ECP | 700 | 435.85 | 510 | 442 | No
2028-08-12 05:00 | 2028 100% ECP | 700 | 435.85 | 510 | 442 | No
2028-08-12 06:00 | 2028 100% ECP | 635.32 | 300 | 300 | 442 | No
2028-08-12 07:00 | 2028 100% ECP | 35.32 | 0 | 0 | 357.85 | No
2028-08-12 08:00 | 2028 100% ECP | -564.68 | -226 | -281.06 | 360.55 | No
2028-08-12 09:00 | 2028 100% ECP | -700 | -526 | -510 | 270.59 | Yes
2028-08-12 10:00 | 2028 100% ECP | -700 | -526 | -510 | 117.34 | Yes
2028-08-12 11:00 | 2028 100% ECP | -700 | -526 | -510 | 104.18 | Yes
2028-08-12 12:00 | 2028 100% ECP | -700 | -526 | -510 | 89.85 | Yes
2028-08-12 13:00 | 2028 100% ECP | -700 | -526 | -510 | 101.57 | Yes
2028-08-12 14:00 | 2028 100% ECP | -700 | -526 | -510 | 99.54 | Yes
2028-08-12 15:00 | 2028 100% ECP | -700 | -526 | -510 | 29.84 | Yes
2028-08-12 16:00 | 2028 100% ECP | -478.86 | -226 | -210 | 199.24 | No
2028-08-12 17:00 | 2028 100% ECP | 121.14 | 0 | 90 | 442 | No
2028-08-12 18:00 | 2028 100% ECP | 700 | 0 | 390 | 442 | No
2028-08-12 19:00 | 2028 100% ECP | 700 | 0 | 510 | 442 | No
2028-08-12 20:00 | 2028 100% ECP | 700 | 0 | 510 | 442 | No
2028-08-12 21:00 | 2028 100% ECP | 700 | 0 | 510 | 442 | No
2028-08-12 22:00 | 2028 100% ECP | 700 | 300 | 510 | 442 | No
2028-08-12 23:00 | 2028 100% ECP | 700 | 505 | 510 | 442 | No
2028-08-13 | 2028 100% ECP | 700 | 505 | 510 | 442 | No
2028-08-13 01:00 | 2028 100% ECP | 700 | 505 | 510 | 442 | No
2028-08-13 02:00 | 2028 100% ECP | 700 | 505 | 510 | 442 | No
2028-08-13 03:00 | 2028 100% ECP | 700 | 505 | 510 | 442 | No
2028-08-13 04:00 | 2028 100% ECP | 700 | 505 | 510 | 442 | No
2028-08-13 05:00 | 2028 100% ECP | 700 | 215.19 | 510 | 442 | No
2028-08-13 06:00 | 2028 100% ECP | 700 | 72.39 | 510 | 333.78 | No
2028-08-13 07:00 | 2028 100% ECP | 700 | 300 | 282.26 | 442 | No
2028-08-13 08:00 | 2028 100% ECP | 100 | 0 | -17.74 | 219.44 | No
2028-08-13 09:00 | 2028 100% ECP | -500 | -300 | -317.74 | 54.98 | No
2028-08-13 10:00 | 2028 100% ECP | -700 | -526 | -510 | 55.36 | No
2028-08-13 11:00 | 2028 100% ECP | -700 | -453.62 | -510 | 172.83 | No
2028-08-13 12:00 | 2028 100% ECP | -700 | -472.72 | -510 | 103.35 | No
2028-08-13 13:00 | 2028 100% ECP | -700 | -226 | -510 | 10.01 | No
2028-08-13 14:00 | 2028 100% ECP | -700 | -526 | -510 | -92.12 | No
2028-08-13 15:00 | 2028 100% ECP | -700 | -526 | -510 | -305.48 | No
2028-08-13 16:00 | 2028 100% ECP | -339.84 | -300 | -334.37 | -5.48 | No
2028-08-13 17:00 | 2028 100% ECP | 260.16 | 0 | -34.37 | 294.52 | No
2028-08-13 18:00 | 2028 100% ECP | 700 | 229.78 | 265.63 | 389.88 | No
2028-08-13 19:00 | 2028 100% ECP | 700 | -63.81 | -34.37 | 89.88 | No
2028-08-13 20:00 | 2028 100% ECP | 700 | 236.19 | 265.63 | 389.88 | No
2028-08-13 21:00 | 2028 100% ECP | 700 | 505 | 510 | 442 | No
2028-08-13 22:00 | 2028 100% ECP | 700 | 505 | 510 | 442 | No
2028-08-13 23:00 | 2028 100% ECP | 700 | 505 | 510 | 386.78 | No
2028-08-14 | 2028 100% ECP | 700 | 505 | 510 | 442 | No
2028-08-14 01:00 | 2028 100% ECP | 700 | 505 | 510 | 442 | No
2028-08-14 02:00 | 2028 100% ECP | 700 | 505 | 510 | 442 | No
2028-08-14 03:00 | 2028 100% ECP | 700 | 505 | 510 | 442 | No
2028-08-14 04:00 | 2028 100% ECP | 700 | 505 | 510 | 442 | No
2028-08-14 05:00 | 2028 100% ECP | 700 | 300 | 381.48 | 442 | No
2028-08-14 06:00 | 2028 100% ECP | 700 | 0 | 81.48 | 409.11 | No
2028-08-14 07:00 | 2028 100% ECP | 500 | -300 | -218.52 | 109.11 | No
2028-08-14 08:00 | 2028 100% ECP | -100 | -241.46 | -510 | 409.11 | No
2028-08-14 09:00 | 2028 100% ECP | -700 | -526 | -510 | 442 | No
2028-08-14 10:00 | 2028 100% ECP | -700 | -526 | -510 | 442 | No
2028-08-14 11:00 | 2028 100% ECP | -700 | -526 | -510 | 442 | Yes
2028-08-14 12:00 | 2028 100% ECP | -700 | -526 | -510 | 442 | Yes
2028-08-14 13:00 | 2028 100% ECP | -700 | -526 | -510 | 442 | No
2028-08-14 14:00 | 2028 100% ECP | -700 | -526 | -510 | 442 | No
2028-08-14 15:00 | 2028 100% ECP | -700 | -526 | -510 | 442 | Yes
2028-08-14 16:00 | 2028 100% ECP | -100 | -247.15 | -510 | 442 | No
2028-08-14 17:00 | 2028 100% ECP | 500 | -238.96 | -300 | 442 | No
2028-08-14 18:00 | 2028 100% ECP | 700 | 0 | 0 | 442 | No
2028-08-14 19:00 | 2028 100% ECP | 700 | 0 | 0 | 386.47 | No
2028-08-14 20:00 | 2028 100% ECP | 700 | 0 | 106.78 | 410.36 | No
2028-08-14 21:00 | 2028 100% ECP | 700 | 0 | 106.78 | 410.36 | No
2028-08-14 22:00 | 2028 100% ECP | 700 | 205 | 406.78 | 404.48 | No
2028-08-14 23:00 | 2028 100% ECP | 700 | 505 | 510 | 442 | No
2028-08-15 | 2028 100% ECP | 700 | 505 | 510 | 442 | No
2028-08-15 01:00 | 2028 100% ECP | 700 | 505 | 510 | 442 | No
2028-08-15 02:00 | 2028 100% ECP | 700 | 505 | 510 | 442 | No
2028-08-15 03:00 | 2028 100% ECP | 700 | 505 | 510 | 442 | No
2028-08-15 04:00 | 2028 100% ECP | 700 | 505 | 510 | 442 | No
2028-08-15 05:00 | 2028 100% ECP | 700 | 205 | 390 | 442 | No
2028-08-15 06:00 | 2028 100% ECP | 700 | 0 | 90 | 153.82 | No
2028-08-15 07:00 | 2028 100% ECP | 700 | -226 | -210 | 153.82 | No
2028-08-15 08:00 | 2028 100% ECP | 375.14 | -526 | -510 | 400.17 | No
2028-08-15 09:00 | 2028 100% ECP | -224.86 | -526 | -510 | 142 | No
2028-08-15 10:00 | 2028 100% ECP | -700 | -526 | -510 | 442 | No
2028-08-15 11:00 | 2028 100% ECP | -700 | -526 | -510 | 442 | No
2028-08-15 12:00 | 2028 100% ECP | -194.6 | -526 | -510 | 442 | No
2028-08-15 13:00 | 2028 100% ECP | -191.21 | -526 | -510 | 297.66 | No
2028-08-15 14:00 | 2028 100% ECP | -71.46 | -526 | -510 | 324.46 | No
2028-08-15 15:00 | 2028 100% ECP | 204.18 | -526 | -510 | 361.33 | No
2028-08-15 16:00 | 2028 100% ECP | 700 | -392.47 | -510 | 383.77 | No
2028-08-15 17:00 | 2028 100% ECP | 700 | -92.47 | -510 | 390.7 | No
2028-08-15 18:00 | 2028 100% ECP | 700 | 0 | -257.66 | 442 | No
2028-08-15 19:00 | 2028 100% ECP | 700 | 0 | -153.12 | 284.84 | No
2028-08-15 20:00 | 2028 100% ECP | 700 | 0 | -90 | 417.52 | No
2028-08-15 21:00 | 2028 100% ECP | 700 | 205 | 210 | 328.03 | No
2028-08-15 22:00 | 2028 100% ECP | 700 | 505 | 510 | 442 | No
2028-08-15 23:00 | 2028 100% ECP | 700 | 205 | 510 | 400.29 | No
2028-08-16 | 2028 100% ECP | 700 | 505 | 510 | 442 | No
2028-08-16 01:00 | 2028 100% ECP | 700 | 505 | 510 | 442 | No
2028-08-16 02:00 | 2028 100% ECP | 700 | 505 | 510 | 442 | No
2028-08-16 03:00 | 2028 100% ECP | 700 | 505 | 510 | 442 | No
2028-08-16 04:00 | 2028 100% ECP | 700 | 505 | 510 | 442 | No
2028-08-16 05:00 | 2028 100% ECP | 700 | 205 | 510 | 442 | No
2028-08-16 06:00 | 2028 100% ECP | 700 | 253.1 | 300 | 406.48 | No
2028-08-16 07:00 | 2028 100% ECP | 700 | 0 | 0 | 106.48 | No
2028-08-16 08:00 | 2028 100% ECP | 700 | 0 | -241.77 | 26.97 | No
2028-08-16 09:00 | 2028 100% ECP | 700 | -226 | -356.63 | 150.76 | No
2028-08-16 10:00 | 2028 100% ECP | 700 | -526 | -510 | 71.22 | No
2028-08-16 11:00 | 2028 100% ECP | 700 | -526 | -510 | -28.81 | No
2028-08-16 12:00 | 2028 100% ECP | 700 | -226 | -210 | 271.19 | No
2028-08-16 13:00 | 2028 100% ECP | 700 | -299.42 | -510 | 391.71 | No
2028-08-16 14:00 | 2028 100% ECP | 700 | -526 | -510 | 442 | No
2028-08-16 15:00 | 2028 100% ECP | 700 | -526 | -510 | 442 | No
2028-08-16 16:00 | 2028 100% ECP | 700 | -526 | -510 | 442 | No
2028-08-16 17:00 | 2028 100% ECP | 700 | -226 | -510 | 442 | No
2028-08-16 18:00 | 2028 100% ECP | 700 | 0 | -330.52 | 442 | No
2028-08-16 19:00 | 2028 100% ECP | 700 | 0 | -330.52 | 442 | No
2028-08-16 20:00 | 2028 100% ECP | 700 | 0 | -30.52 | 413.66 | No
2028-08-16 21:00 | 2028 100% ECP | 700 | 0 | -30.52 | 442 | No
2028-08-16 22:00 | 2028 100% ECP | 700 | 168.52 | 210 | 442 | No
2028-08-16 23:00 | 2028 100% ECP | 700 | 468.52 | 510 | 442 | No
2028-08-17 | 2028 100% ECP | 700 | 505 | 510 | 442 | No
2028-08-17 01:00 | 2028 100% ECP | 700 | 505 | 510 | 442 | No
2028-08-17 02:00 | 2028 100% ECP | 700 | 505 | 510 | 442 | No
2028-08-17 03:00 | 2028 100% ECP | 700 | 505 | 510 | 442 | No
2028-08-17 04:00 | 2028 100% ECP | 700 | 505 | 510 | 442 | No
2028-08-17 05:00 | 2028 100% ECP | 700 | 300 | 368.06 | 343.45 | No
2028-08-17 06:00 | 2028 100% ECP | 700 | 0 | 68.06 | 43.45 | No
2028-08-17 07:00 | 2028 100% ECP | 700 | 0 | 361.89 | 129.92 | No
2028-08-17 08:00 | 2028 100% ECP | 700 | 0 | 275.19 | 236.96 | No
2028-08-17 09:00 | 2028 100% ECP | 700 | 0 | 6.85 | 442 | No
2028-08-17 10:00 | 2028 100% ECP | 700 | 0 | -171.67 | 314.62 | No
2028-08-17 11:00 | 2028 100% ECP | 700 | 0 | -438.57 | 390.96 | No
2028-08-17 12:00 | 2028 100% ECP | 700 | -74.29 | -350.32 | 311.09 | No
2028-08-17 13:00 | 2028 100% ECP | 700 | -374.29 | -510 | 311.42 | No
2028-08-17 14:00 | 2028 100% ECP | 700 | -504.51 | -510 | 292.76 | No
2028-08-17 15:00 | 2028 100% ECP | 700 | -334.35 | -510 | 346.38 | No
2028-08-17 16:00 | 2028 100% ECP | 700 | -107.13 | -234.53 | 406.52 | No
2028-08-17 17:00 | 2028 100% ECP | 700 | 0 | 65.47 | 442 | No
2028-08-17 18:00 | 2028 100% ECP | 700 | 0 | 365.47 | 442 | No
2028-08-17 19:00 | 2028 100% ECP | 700 | 0 | 510 | 442 | No
2028-08-17 20:00 | 2028 100% ECP | 700 | 0 | 510 | 442 | No
2028-08-17 21:00 | 2028 100% ECP | 700 | 0 | 510 | 442 | No
2028-08-17 22:00 | 2028 100% ECP | 700 | 300 | 510 | 442 | No
2028-08-17 23:00 | 2028 100% ECP | 700 | 280.77 | 510 | 442 | No
2028-08-18 | 2028 100% ECP | 700 | 503.91 | 510 | 442 | No
2028-08-18 01:00 | 2028 100% ECP | 700 | 482.02 | 510 | 442 | No
2028-08-18 02:00 | 2028 100% ECP | 700 | 380.23 | 510 | 442 | No
2028-08-18 03:00 | 2028 100% ECP | 700 | 475.57 | 510 | 442 | No
2028-08-18 04:00 | 2028 100% ECP | 700 | 425.86 | 510 | 442 | No
2028-08-18 05:00 | 2028 100% ECP | 700 | 505 | 510 | 442 | No
2028-08-18 06:00 | 2028 100% ECP | 700 | 377.13 | 510 | 442 | No
2028-08-18 07:00 | 2028 100% ECP | 700 | 310.16 | 510 | 442 | No
2028-08-18 08:00 | 2028 100% ECP | 500 | 202.43 | 210 | 442 | No
2028-08-18 09:00 | 2028 100% ECP | -100 | -97.57 | -90 | 442 | No
2028-08-18 10:00 | 2028 100% ECP | -700 | -307.6 | -390 | 442 | No
2028-08-18 11:00 | 2028 100% ECP | -700 | -519.84 | -510 | 442 | No
2028-08-18 12:00 | 2028 100% ECP | -700 | -526 | -510 | 442 | No
2028-08-18 13:00 | 2028 100% ECP | -700 | -526 | -510 | 442 | No
2028-08-18 14:00 | 2028 100% ECP | -700 | -526 | -510 | 442 | No
2028-08-18 15:00 | 2028 100% ECP | -700 | -526 | -390 | 442 | No
2028-08-18 16:00 | 2028 100% ECP | -500 | -226 | -90 | 442 | No
2028-08-18 17:00 | 2028 100% ECP | 100 | 67.95 | 210 | 442 | No
2028-08-18 18:00 | 2028 100% ECP | 700 | 367.95 | 510 | 442 | No
2028-08-18 19:00 | 2028 100% ECP | 700 | 505 | 510 | 442 | No
2028-08-18 20:00 | 2028 100% ECP | 700 | 505 | 510 | 442 | No
2028-08-18 21:00 | 2028 100% ECP | 700 | 505 | 510 | 442 | No
2028-08-18 22:00 | 2028 100% ECP | 700 | 505 | 510 | 442 | No
2028-08-18 23:00 | 2028 100% ECP | 700 | 505 | 510 | 442 | No
2028-08-19 | 2028 100% ECP | 700 | 205 | 510 | 442 | No
2028-08-19 01:00 | 2028 100% ECP | 700 | 333.14 | 510 | 442 | No
2028-08-19 02:00 | 2028 100% ECP | 700 | 157.51 | 510 | 442 | No
2028-08-19 03:00 | 2028 100% ECP | 700 | 29.31 | 510 | 442 | No
2028-08-19 04:00 | 2028 100% ECP | 700 | 211.82 | 510 | 442 | No
2028-08-19 05:00 | 2028 100% ECP | 700 | 7.78 | 510 | 442 | No
2028-08-19 06:00 | 2028 100% ECP | 700 | 120 | 510 | 442 | No
2028-08-19 07:00 | 2028 100% ECP | 700 | 420 | 510 | 442 | No
2028-08-19 08:00 | 2028 100% ECP | 230.32 | 120 | 300 | 300 | No
2028-08-19 09:00 | 2028 100% ECP | -369.68 | 0 | 0 | 0 | No
2028-08-19 10:00 | 2028 100% ECP | -700 | 300 | 300 | 300 | Yes
2028-08-19 11:00 | 2028 100% ECP | -700 | 505 | 510 | 442 | Yes
2028-08-19 12:00 | 2028 100% ECP | -700 | 505 | 510 | 442 | Yes
2028-08-19 13:00 | 2028 100% ECP | -700 | 505 | 510 | 324.76 | Yes
2028-08-19 14:00 | 2028 100% ECP | -700 | 505 | 510 | 134.68 | Yes
2028-08-19 15:00 | 2028 100% ECP | -700 | 505 | 510 | 406.66 | Yes
2028-08-19 16:00 | 2028 100% ECP | -700 | 505 | 510 | 258.26 | Yes
2028-08-19 17:00 | 2028 100% ECP | -700 | 505 | 510 | 171.79 | Yes
2028-08-19 18:00 | 2028 100% ECP | -700 | 505 | 510 | 63.8 | Yes
2028-08-19 19:00 | 2028 100% ECP | -700 | 505 | 510 | 74.16 | Yes
2028-08-19 20:00 | 2028 100% ECP | -700 | 505 | 510 | 23.56 | Yes
2028-08-19 21:00 | 2028 100% ECP | -700 | 505 | 510 | 133.81 | Yes
2028-08-19 22:00 | 2028 100% ECP | -700 | 505 | 510 | 413.64 | Yes
2028-08-19 23:00 | 2028 100% ECP | -700 | 505 | 510 | 232 | Yes
2028-08-20 | 2028 100% ECP | -700 | 375.08 | 510 | -68 | Yes
2028-08-20 01:00 | 2028 100% ECP | -700 | 505 | 510 | -206.95 | Yes
2028-08-20 02:00 | 2028 100% ECP | -700 | 505 | 510 | -227.87 | Yes
2028-08-20 03:00 | 2028 100% ECP | -700 | 505 | 384.99 | -266.62 | Yes
2028-08-20 04:00 | 2028 100% ECP | -700 | 505 | 481.66 | -437.88 | Yes
2028-08-20 05:00 | 2028 100% ECP | -700 | 505 | 181.66 | -458.87 | Yes
2028-08-20 06:00 | 2028 100% ECP | -700 | 205 | 481.66 | -510 | Yes
2028-08-20 07:00 | 2028 100% ECP | -700 | 505 | 368.73 | -510 | Yes
2028-08-20 08:00 | 2028 100% ECP | -700 | 505 | 97.78 | -510 | Yes
2028-08-20 09:00 | 2028 100% ECP | -700 | 505 | 0 | -383.7 | Yes
2028-08-20 10:00 | 2028 100% ECP | -700 | 459.28 | -90 | -99.58 | Yes
2028-08-20 11:00 | 2028 100% ECP | -700 | 505 | 210 | -346.34 | Yes
2028-08-20 12:00 | 2028 100% ECP | -700 | 242.26 | 510 | -46.34 | Yes
2028-08-20 13:00 | 2028 100% ECP | -700 | 505 | 510 | 70.03 | Yes
2028-08-20 14:00 | 2028 100% ECP | -700 | 503 | 210 | -229.97 | Yes
2028-08-20 15:00 | 2028 100% ECP | -700 | 505 | 303.31 | -412.54 | Yes
2028-08-20 16:00 | 2028 100% ECP | -700 | 505 | 510 | -112.54 | Yes
2028-08-20 17:00 | 2028 100% ECP | -700 | 505 | 510 | 75.59 | Yes
2028-08-20 18:00 | 2028 100% ECP | -700 | 505 | 510 | 127.1 | Yes
2028-08-20 19:00 | 2028 100% ECP | -700 | 505 | 510 | 83.15 | Yes
2028-08-20 20:00 | 2028 100% ECP | -700 | 505 | 510 | 51.12 | Yes
2028-08-20 21:00 | 2028 100% ECP | -700 | 505 | 510 | 9.62 | Yes
2028-08-20 22:00 | 2028 100% ECP | -700 | 505 | 510 | -76.96 | Yes
2028-08-20 23:00 | 2028 100% ECP | -700 | 505 | 510 | -159.81 | Yes
2028-08-21 | 2028 100% ECP | -700 | 505 | 510 | 140.19 | Yes
2028-08-21 01:00 | 2028 100% ECP | -700 | 505 | 510 | 76.05 | Yes
2028-08-21 02:00 | 2028 100% ECP | -700 | 505 | 510 | 0 | Yes
2028-08-21 03:00 | 2028 100% ECP | -700 | 505 | 510 | 300 | Yes
2028-08-21 04:00 | 2028 100% ECP | -700 | 505 | 510 | 442 | Yes
2028-08-21 05:00 | 2028 100% ECP | -700 | 505 | 510 | 442 | Yes
2028-08-21 06:00 | 2028 100% ECP | -700 | 505 | 510 | 442 | Yes
2028-08-21 07:00 | 2028 100% ECP | -700 | 505 | 510 | 442 | Yes
2028-08-21 08:00 | 2028 100% ECP | -700 | 505 | 510 | 442 | Yes
2028-08-21 09:00 | 2028 100% ECP | -700 | 505 | 510 | 442 | Yes
2028-08-21 10:00 | 2028 100% ECP | -700 | 505 | 510 | 442 | Yes
2028-08-21 11:00 | 2028 100% ECP | -700 | 505 | 510 | 442 | Yes
2028-08-21 12:00 | 2028 100% ECP | -700 | 505 | 510 | 442 | Yes
2028-08-21 13:00 | 2028 100% ECP | -700 | 505 | 510 | 442 | Yes
2028-08-21 14:00 | 2028 100% ECP | -700 | 505 | 510 | 442 | Yes
2028-08-21 15:00 | 2028 100% ECP | -700 | 505 | 510 | 442 | Yes
2028-08-21 16:00 | 2028 100% ECP | -700 | 505 | 482.2 | 442 | Yes
2028-08-21 17:00 | 2028 100% ECP | -700 | 300 | 182.2 | 442 | Yes
2028-08-21 18:00 | 2028 100% ECP | -700 | 0 | -117.8 | 146.28 | No
2028-08-21 19:00 | 2028 100% ECP | -700 | -300 | -417.8 | -153.72 | No
2028-08-21 20:00 | 2028 100% ECP | -700 | -526 | -510 | -453.72 | No
2028-08-21 21:00 | 2028 100% ECP | -700 | -526 | -510 | -153.72 | No
2028-08-21 22:00 | 2028 100% ECP | -700 | -226 | -210 | 146.28 | No
2028-08-21 23:00 | 2028 100% ECP | -700 | 74 | 90 | 442 | No
2028-08-22 | 2028 100% ECP | -700 | 374 | 390 | 442 | No
2028-08-22 01:00 | 2028 100% ECP | -700 | 505 | 510 | 442 | No
2028-08-22 02:00 | 2028 100% ECP | -700 | 505 | 510 | 442 | No
2028-08-22 03:00 | 2028 100% ECP | -700 | 505 | 510 | 442 | No
2028-08-22 04:00 | 2028 100% ECP | -700 | 505 | 510 | 442 | No
2028-08-22 05:00 | 2028 100% ECP | -700 | 374 | 390 | 442 | No
2028-08-22 06:00 | 2028 100% ECP | -564.64 | 74 | 90 | 286.48 | No
2028-08-22 07:00 | 2028 100% ECP | -666.65 | -226 | -210 | 442 | No
2028-08-22 08:00 | 2028 100% ECP | -700 | -526 | -510 | 408.56 | Yes
2028-08-22 09:00 | 2028 100% ECP | -700 | -226 | -210 | 442 | Yes
2028-08-22 10:00 | 2028 100% ECP | -700 | 74 | 90 | 442 | Yes
2028-08-22 11:00 | 2028 100% ECP | -700 | 374 | 390 | 442 | Yes
2028-08-22 12:00 | 2028 100% ECP | -700 | 505 | 510 | 442 | Yes
2028-08-22 13:00 | 2028 100% ECP | -700 | 505 | 510 | 442 | Yes
2028-08-22 14:00 | 2028 100% ECP | -700 | 505 | 510 | 442 | Yes
2028-08-22 15:00 | 2028 100% ECP | -700 | 300 | 337.24 | 442 | Yes
2028-08-22 16:00 | 2028 100% ECP | -700 | 0 | 37.24 | 442 | Yes
2028-08-22 17:00 | 2028 100% ECP | -600 | -300 | -4.76 | 441.75 | No
2028-08-22 18:00 | 2028 100% ECP | 0 | 0 | 295.24 | 442 | No
2028-08-22 19:00 | 2028 100% ECP | 153.53 | 11.62 | 510 | 442 | No
2028-08-22 20:00 | 2028 100% ECP | 700 | 0 | 210 | 442 | No
2028-08-22 21:00 | 2028 100% ECP | 700 | 0 | 0 | 442 | No
2028-08-22 22:00 | 2028 100% ECP | 700 | 0 | 0 | 396 | No
2028-08-22 23:00 | 2028 100% ECP | 700 | 0 | 0 | 355.04 | No
2028-08-23 | 2028 100% ECP | 700 | 0 | 300 | 442 | No
2028-08-23 01:00 | 2028 100% ECP | 700 | 10.83 | 510 | 442 | No
2028-08-23 02:00 | 2028 100% ECP | 700 | 118.63 | 510 | 442 | No
2028-08-23 03:00 | 2028 100% ECP | 700 | 0 | 510 | 442 | No
2028-08-23 04:00 | 2028 100% ECP | 673.36 | 0 | 210 | 442 | No
2028-08-23 05:00 | 2028 100% ECP | 700 | 115.01 | 510 | 442 | No
2028-08-23 06:00 | 2028 100% ECP | 700 | 0 | 390 | 442 | No
2028-08-23 07:00 | 2028 100% ECP | 500 | 57.28 | 90 | 442 | No
2028-08-23 08:00 | 2028 100% ECP | -100 | -226 | -210 | 442 | No
2028-08-23 09:00 | 2028 100% ECP | -700 | -526 | -510 | 442 | Yes
2028-08-23 10:00 | 2028 100% ECP | -700 | -526 | -510 | 442 | Yes
2028-08-23 11:00 | 2028 100% ECP | -700 | -526 | -510 | 442 | Yes
2028-08-23 12:00 | 2028 100% ECP | -700 | -526 | -510 | 442 | Yes
2028-08-23 13:00 | 2028 100% ECP | -700 | -526 | -510 | 442 | Yes
2028-08-23 14:00 | 2028 100% ECP | -700 | -526 | -510 | 442 | Yes
2028-08-23 15:00 | 2028 100% ECP | -700 | -526 | -510 | 442 | Yes
2028-08-23 16:00 | 2028 100% ECP | -579.28 | -226 | -210 | 442 | No
2028-08-23 17:00 | 2028 100% ECP | 0 | -11.34 | 0 | 442 | No
2028-08-23 18:00 | 2028 100% ECP | 600 | 205 | 300 | 442 | No
2028-08-23 19:00 | 2028 100% ECP | 700 | 505 | 510 | 442 | No
2028-08-23 20:00 | 2028 100% ECP | 700 | 505 | 510 | 442 | No
2028-08-23 21:00 | 2028 100% ECP | 700 | 505 | 510 | 442 | No
2028-08-23 22:00 | 2028 100% ECP | 700 | 505 | 510 | 442 | No
2028-08-23 23:00 | 2028 100% ECP | 700 | 505 | 510 | 442 | No
2028-08-24 | 2028 100% ECP | 700 | 505 | 510 | 442 | No
2028-08-24 01:00 | 2028 100% ECP | 700 | 505 | 510 | 442 | No
2028-08-24 02:00 | 2028 100% ECP | 700 | 505 | 510 | 442 | No
2028-08-24 03:00 | 2028 100% ECP | 700 | 505 | 510 | 442 | No
2028-08-24 04:00 | 2028 100% ECP | 700 | 240.94 | 210 | 442 | No
2028-08-24 05:00 | 2028 100% ECP | 700 | -59.06 | -90 | 442 | No
2028-08-24 06:00 | 2028 100% ECP | 700 | -359.06 | -390 | 442 | No
2028-08-24 07:00 | 2028 100% ECP | 700 | -526 | -510 | 442 | No
2028-08-24 08:00 | 2028 100% ECP | 374.02 | -526 | -510 | 442 | No
2028-08-24 09:00 | 2028 100% ECP | -225.98 | -526 | -510 | 341.27 | No
2028-08-24 10:00 | 2028 100% ECP | -700 | -526 | -510 | 254.71 | No
2028-08-24 11:00 | 2028 100% ECP | -700 | -526 | -510 | 216.39 | No
2028-08-24 12:00 | 2028 100% ECP | -700 | -526 | -510 | 219.59 | No
2028-08-24 13:00 | 2028 100% ECP | -700 | -526 | -510 | 181.25 | No
2028-08-24 14:00 | 2028 100% ECP | -500 | -526 | -510 | 442 | No
2028-08-24 15:00 | 2028 100% ECP | 100 | -526 | -510 | 159.51 | No
2028-08-24 16:00 | 2028 100% ECP | 700 | -521.06 | -510 | 159.51 | No
2028-08-24 17:00 | 2028 100% ECP | 700 | -221.06 | -210 | 320.68 | No
2028-08-24 18:00 | 2028 100% ECP | 700 | 78.94 | 90 | 442 | No
2028-08-24 19:00 | 2028 100% ECP | 700 | 378.94 | 390 | 442 | No
2028-08-24 20:00 | 2028 100% ECP | 700 | 98.7 | 390 | 390 | No
2028-08-24 21:00 | 2028 100% ECP | 367.78 | 0 | 90 | 90 | No
2028-08-24 22:00 | 2028 100% ECP | -232.22 | -300 | -210 | -210 | No
2028-08-24 23:00 | 2028 100% ECP | -700 | -526 | -510 | -510 | Yes
2028-08-25 | 2028 100% ECP | -700 | -226 | -210 | -210 | Yes
2028-08-25 01:00 | 2028 100% ECP | -700 | 74 | 90 | 90 | Yes
2028-08-25 02:00 | 2028 100% ECP | -700 | 374 | 390 | 199.83 | Yes
2028-08-25 03:00 | 2028 100% ECP | -700 | 505 | 510 | 300 | Yes
2028-08-25 04:00 | 2028 100% ECP | -700 | 505 | 510 | 0 | Yes
2028-08-25 05:00 | 2028 100% ECP | -700 | 505 | 510 | -174.23 | Yes
2028-08-25 06:00 | 2028 100% ECP | -700 | 505 | 510 | 0 | Yes
2028-08-25 07:00 | 2028 100% ECP | -700 | 505 | 510 | 27.37 | Yes
2028-08-25 08:00 | 2028 100% ECP | -700 | 505 | 510 | 247.22 | Yes
2028-08-25 09:00 | 2028 100% ECP | -700 | 505 | 510 | 322.78 | Yes
2028-08-25 10:00 | 2028 100% ECP | -700 | 332.75 | 510 | 154.03 | Yes
2028-08-25 11:00 | 2028 100% ECP | -700 | 505 | 510 | 114.92 | Yes
2028-08-25 12:00 | 2028 100% ECP | -700 | 505 | 510 | 103.85 | Yes
2028-08-25 13:00 | 2028 100% ECP | -700 | 505 | 510 | 389.64 | Yes
2028-08-25 14:00 | 2028 100% ECP | -700 | 505 | 510 | 142 | Yes
2028-08-25 15:00 | 2028 100% ECP | -700 | 505 | 510 | 442 | Yes
2028-08-25 16:00 | 2028 100% ECP | -700 | 505 | 510 | 442 | Yes
2028-08-25 17:00 | 2028 100% ECP | -700 | 505 | 510 | 442 | Yes
2028-08-25 18:00 | 2028 100% ECP | -700 | 505 | 510 | 442 | Yes
2028-08-25 19:00 | 2028 100% ECP | -700 | 505 | 510 | 442 | Yes
2028-08-25 20:00 | 2028 100% ECP | -700 | 505 | 510 | 442 | Yes
2028-08-25 21:00 | 2028 100% ECP | -700 | 505 | 510 | 442 | Yes
2028-08-25 22:00 | 2028 100% ECP | -700 | 505 | 510 | 442 | Yes
2028-08-25 23:00 | 2028 100% ECP | -700 | 505 | 510 | 442 | Yes
2028-08-26 | 2028 100% ECP | -700 | 505 | 510 | 442 | No
2028-08-26 01:00 | 2028 100% ECP | -477.1 | 505 | 510 | 442 | No
2028-08-26 02:00 | 2028 100% ECP | 58.57 | 505 | 510 | 442 | No
2028-08-26 03:00 | 2028 100% ECP | -77.27 | 505 | 510 | 442 | No
2028-08-26 04:00 | 2028 100% ECP | 259.94 | 505 | 510 | 442 | No
2028-08-26 05:00 | 2028 100% ECP | 242.09 | 505 | 510 | 442 | No
2028-08-26 06:00 | 2028 100% ECP | 700 | 205 | 210 | 403.15 | No
2028-08-26 07:00 | 2028 100% ECP | 500 | 0 | 0 | 400.8 | No
2028-08-26 08:00 | 2028 100% ECP | -100 | -226 | -210 | 403.4 | No
2028-08-26 09:00 | 2028 100% ECP | -700 | -526 | -510 | 378.59 | No
2028-08-26 10:00 | 2028 100% ECP | -700 | -526 | -510 | 383.26 | No
2028-08-26 11:00 | 2028 100% ECP | -700 | -526 | -510 | 368.88 | No
2028-08-26 12:00 | 2028 100% ECP | -700 | -526 | -510 | 354.36 | No
2028-08-26 13:00 | 2028 100% ECP | -700 | -526 | -510 | 413.67 | No
2028-08-26 14:00 | 2028 100% ECP | -700 | -526 | -510 | 320.07 | No
2028-08-26 15:00 | 2028 100% ECP | -700 | -526 | -510 | 337.09 | No
2028-08-26 16:00 | 2028 100% ECP | -437.7 | -249.01 | -300 | 442 | No
2028-08-26 17:00 | 2028 100% ECP | 162.3 | 0 | 0 | 442 | No
2028-08-26 18:00 | 2028 100% ECP | 700 | -49.53 | -163.86 | 442 | No
2028-08-26 19:00 | 2028 100% ECP | 700 | -349.53 | -390 | 265.02 | No
2028-08-26 20:00 | 2028 100% ECP | 700 | -49.53 | -90 | 284.54 | No
2028-08-26 21:00 | 2028 100% ECP | 700 | 250.47 | 210 | 442 | No
2028-08-26 22:00 | 2028 100% ECP | 700 | 505 | 510 | 442 | No
2028-08-26 23:00 | 2028 100% ECP | 700 | 505 | 510 | 442 | No
2028-08-27 | 2028 100% ECP | 700 | 434.64 | 510 | 442 | No
2028-08-27 01:00 | 2028 100% ECP | 700 | 505 | 510 | 442 | No
2028-08-27 02:00 | 2028 100% ECP | 700 | 505 | 510 | 442 | No
2028-08-27 03:00 | 2028 100% ECP | 700 | 300 | 510 | 442 | No
2028-08-27 04:00 | 2028 100% ECP | 700 | 0 | 406.25 | 442 | No
2028-08-27 05:00 | 2028 100% ECP | 700 | 237.77 | 106.25 | 442 | No
2028-08-27 06:00 | 2028 100% ECP | 700 | 0 | -193.75 | 391.57 | No
2028-08-27 07:00 | 2028 100% ECP | 700 | 0 | 106.25 | 442 | No
2028-08-27 08:00 | 2028 100% ECP | 700 | 0 | -90 | 370.35 | No
2028-08-27 09:00 | 2028 100% ECP | 700 | 154.41 | 210 | 442 | No
2028-08-27 10:00 | 2028 100% ECP | 700 | 454.41 | 510 | 442 | No
2028-08-27 11:00 | 2028 100% ECP | 700 | 481.94 | 510 | 442 | No
2028-08-27 12:00 | 2028 100% ECP | 700 | 505 | 510 | 442 | No
2028-08-27 13:00 | 2028 100% ECP | 700 | 505 | 510 | 442 | No
2028-08-27 14:00 | 2028 100% ECP | 700 | 505 | 510 | 442 | No
2028-08-27 15:00 | 2028 100% ECP | 700 | 505 | 453.51 | 442 | No
2028-08-27 16:00 | 2028 100% ECP | 700 | 300 | 153.51 | 442 | No
2028-08-27 17:00 | 2028 100% ECP | 700 | 0 | -146.49 | 442 | No
2028-08-27 18:00 | 2028 100% ECP | 700 | 0 | -446.49 | 442 | No
2028-08-27 19:00 | 2028 100% ECP | 700 | 0 | -510 | 390.6 | No
2028-08-27 20:00 | 2028 100% ECP | 700 | 0 | -270.42 | 442 | No
2028-08-27 21:00 | 2028 100% ECP | 700 | 0 | 29.58 | 223.8 | No
2028-08-27 22:00 | 2028 100% ECP | 700 | 300 | 329.58 | 442 | No
2028-08-27 23:00 | 2028 100% ECP | 700 | 355.77 | 510 | 390 | No
2028-08-28 | 2028 100% ECP | 700 | 434.62 | 510 | 90 | No
2028-08-28 01:00 | 2028 100% ECP | 525.42 | 134.62 | 210 | -210 | No
2028-08-28 02:00 | 2028 100% ECP | 93.26 | 0 | 0 | -510 | No
2028-08-28 03:00 | 2028 100% ECP | 0 | 0 | 0 | -510 | No
2028-08-28 04:00 | 2028 100% ECP | -65.19 | 0 | 0 | -510 | No
2028-08-28 05:00 | 2028 100% ECP | -216.28 | 0 | 0 | -510 | No
2028-08-28 06:00 | 2028 100% ECP | -330.24 | 0 | 0 | -510 | No
2028-08-28 07:00 | 2028 100% ECP | -199.14 | 0 | 0 | -510 | No
2028-08-28 08:00 | 2028 100% ECP | -700 | 0 | 46.68 | -510 | No
2028-08-28 09:00 | 2028 100% ECP | -700 | 300 | 346.68 | -210 | Yes
2028-08-28 10:00 | 2028 100% ECP | -700 | 505 | 510 | 90 | Yes
2028-08-28 11:00 | 2028 100% ECP | -700 | 505 | 510 | 390 | Yes
2028-08-28 12:00 | 2028 100% ECP | -700 | 505 | 510 | 442 | Yes
2028-08-28 13:00 | 2028 100% ECP | -700 | 505 | 510 | 442 | Yes
2028-08-28 14:00 | 2028 100% ECP | -700 | 505 | 510 | 442 | Yes
2028-08-28 15:00 | 2028 100% ECP | -700 | 505 | 510 | 442 | Yes
2028-08-28 16:00 | 2028 100% ECP | -700 | 505 | 510 | 442 | Yes
2028-08-28 17:00 | 2028 100% ECP | -700 | 205 | 376.65 | 442 | Yes
2028-08-28 18:00 | 2028 100% ECP | -700 | 0 | 238.2 | 142 | No
2028-08-28 19:00 | 2028 100% ECP | -100 | 0 | 0 | 0 | No
2028-08-28 20:00 | 2028 100% ECP | -600 | 0 | 0 | 239.81 | No
2028-08-28 21:00 | 2028 100% ECP | 0 | 0 | 0 | 0 | No
2028-08-28 22:00 | 2028 100% ECP | 0 | 0 | 0 | 189.66 | No
2028-08-28 23:00 | 2028 100% ECP | -135.34 | 205 | 210 | 142 | No
2028-08-29 | 2028 100% ECP | 0 | 505 | 510 | 442 | No
2028-08-29 01:00 | 2028 100% ECP | 0 | 205 | 210 | 142 | No
2028-08-29 02:00 | 2028 100% ECP | -600 | 505 | 510 | 442 | No
2028-08-29 03:00 | 2028 100% ECP | -63.37 | 205 | 210 | 142 | No
2028-08-29 04:00 | 2028 100% ECP | -663.37 | 505 | 510 | 442 | No
2028-08-29 05:00 | 2028 100% ECP | -63.37 | 205 | 210 | 142 | No
2028-08-29 06:00 | 2028 100% ECP | -48.12 | 0 | 0 | 0 | No
2028-08-29 07:00 | 2028 100% ECP | -614.69 | 0 | 300 | 93.83 | No
2028-08-29 08:00 | 2028 100% ECP | -700 | -80.52 | 0 | -95.89 | Yes
2028-08-29 09:00 | 2028 100% ECP | -700 | 219.48 | 300 | 204.11 | Yes
2028-08-29 10:00 | 2028 100% ECP | -700 | 505 | 510 | 442 | Yes
2028-08-29 11:00 | 2028 100% ECP | -700 | 505 | 510 | 442 | Yes
2028-08-29 12:00 | 2028 100% ECP | -700 | 374 | 390 | 390 | Yes
2028-08-29 13:00 | 2028 100% ECP | -700 | 74 | 90 | 90 | Yes
2028-08-29 14:00 | 2028 100% ECP | -700 | -226 | -210 | -210 | Yes
2028-08-29 15:00 | 2028 100% ECP | -700 | -526 | -510 | -510 | Yes
2028-08-29 16:00 | 2028 100% ECP | -700 | -526 | -510 | -510 | No
2028-08-29 17:00 | 2028 100% ECP | -117.45 | -300 | -210 | -210 | No
2028-08-29 18:00 | 2028 100% ECP | 482.55 | 0 | 90 | 90 | No
2028-08-29 19:00 | 2028 100% ECP | 700 | 238.09 | 390 | 390 | No
2028-08-29 20:00 | 2028 100% ECP | 700 | 502.72 | 510 | 442 | No
2028-08-29 21:00 | 2028 100% ECP | 700 | 202.72 | 510 | 442 | No
2028-08-29 22:00 | 2028 100% ECP | 700 | 502.72 | 510 | 442 | No
2028-08-29 23:00 | 2028 100% ECP | 700 | 364.75 | 510 | 442 | No
2028-08-30 | 2028 100% ECP | 700 | 505 | 510 | 442 | No
2028-08-30 01:00 | 2028 100% ECP | 700 | 505 | 510 | 442 | No
2028-08-30 02:00 | 2028 100% ECP | 700 | 505 | 510 | 442 | No
2028-08-30 03:00 | 2028 100% ECP | 700 | 505 | 510 | 442 | No
2028-08-30 04:00 | 2028 100% ECP | 700 | 505 | 510 | 442 | No
2028-08-30 05:00 | 2028 100% ECP | 700 | 505 | 510 | 442 | No
2028-08-30 06:00 | 2028 100% ECP | 700 | 300 | 276.84 | 442 | No
2028-08-30 07:00 | 2028 100% ECP | 500 | 0 | -23.16 | 442 | No
2028-08-30 08:00 | 2028 100% ECP | -100 | -300 | -323.16 | 442 | No
2028-08-30 09:00 | 2028 100% ECP | -700 | -526 | -510 | 442 | Yes
2028-08-30 10:00 | 2028 100% ECP | -700 | -526 | -510 | 442 | No
2028-08-30 11:00 | 2028 100% ECP | -700 | -526 | -510 | 442 | Yes
2028-08-30 12:00 | 2028 100% ECP | -700 | -526 | -510 | 442 | No
2028-08-30 13:00 | 2028 100% ECP | -700 | -526 | -510 | 442 | Yes
2028-08-30 14:00 | 2028 100% ECP | -573.61 | -428.29 | -510 | 442 | No
2028-08-30 15:00 | 2028 100% ECP | 26.39 | -526 | -510 | 439.86 | No
2028-08-30 16:00 | 2028 100% ECP | 626.39 | -526 | -510 | 442 | No
2028-08-30 17:00 | 2028 100% ECP | 700 | -226 | -425.41 | 442 | No
2028-08-30 18:00 | 2028 100% ECP | 700 | 0 | -425.41 | 442 | No
2028-08-30 19:00 | 2028 100% ECP | 700 | 0 | -202.13 | 442 | No
2028-08-30 20:00 | 2028 100% ECP | 700 | 0 | -150.48 | 442 | No
2028-08-30 21:00 | 2028 100% ECP | 700 | 0 | -90 | 442 | No
2028-08-30 22:00 | 2028 100% ECP | 700 | 205 | 210 | 437.01 | No
2028-08-30 23:00 | 2028 100% ECP | 700 | 505 | 510 | 442 | No
2028-08-31 | 2028 100% ECP | 700 | 474.02 | 510 | 442 | No
2028-08-31 01:00 | 2028 100% ECP | 700 | 340.65 | 510 | 442 | No
2028-08-31 02:00 | 2028 100% ECP | 700 | 134.53 | 510 | 442 | No
2028-08-31 03:00 | 2028 100% ECP | 700 | 212.81 | 510 | 442 | No
2028-08-31 04:00 | 2028 100% ECP | 700 | 23.06 | 510 | 442 | No
2028-08-31 05:00 | 2028 100% ECP | 700 | 0 | 210 | 442 | No
2028-08-31 06:00 | 2028 100% ECP | 630.97 | 74 | 90 | 442 | No
2028-08-31 07:00 | 2028 100% ECP | 30.97 | -226 | -210 | 442 | No
2028-08-31 08:00 | 2028 100% ECP | -569.03 | -526 | -510 | 410.31 | No
2028-08-31 09:00 | 2028 100% ECP | -700 | -526 | -510 | 399.24 | Yes
2028-08-31 10:00 | 2028 100% ECP | -700 | -526 | -510 | 99.24 | Yes
2028-08-31 11:00 | 2028 100% ECP | -700 | -526 | -510 | 0 | Yes
2028-08-31 12:00 | 2028 100% ECP | -700 | -526 | -510 | 124.63 | Yes
2028-08-31 13:00 | 2028 100% ECP | -700 | -526 | -510 | 0 | Yes
2028-08-31 14:00 | 2028 100% ECP | -700 | -526 | -510 | 142 | Yes
2028-08-31 15:00 | 2028 100% ECP | -700 | -526 | -510 | 442 | No
2028-08-31 16:00 | 2028 100% ECP | -100 | -226 | -210 | 442 | No
2028-08-31 17:00 | 2028 100% ECP | 500 | 0 | 90 | 442 | No
2028-08-31 18:00 | 2028 100% ECP | 700 | 0 | 390 | 442 | No
2028-08-31 19:00 | 2028 100% ECP | 700 | 0 | 510 | 442 | No
2028-08-31 20:00 | 2028 100% ECP | 700 | 0 | 510 | 442 | No
2028-08-31 21:00 | 2028 100% ECP | 700 | 0 | 510 | 442 | No
2028-08-31 22:00 | 2028 100% ECP | 700 | 0 | 510 | 442 | No
2028-08-31 23:00 | 2028 100% ECP | 700 | 0 | 510 | 442 | No
2028-09-01 | 2028 100% ECP | 700 | 0 | 510 | 442 | No
2028-09-01 01:00 | 2028 100% ECP | 700 | 0 | 510 | 442 | No
2028-09-01 02:00 | 2028 100% ECP | 700 | 0 | 510 | 442 | No
2028-09-01 03:00 | 2028 100% ECP | 700 | 0 | 398.58 | 390.04 | No
2028-09-01 04:00 | 2028 100% ECP | 700 | 155.71 | 510 | 442 | No
2028-09-01 05:00 | 2028 100% ECP | 700 | 0 | 510 | 442 | No
2028-09-01 06:00 | 2028 100% ECP | 700 | 0 | 510 | 442 | No
2028-09-01 07:00 | 2028 100% ECP | 500 | 300 | 270.29 | 442 | No
2028-09-01 08:00 | 2028 100% ECP | -100 | 0 | -29.71 | 442 | No
2028-09-01 09:00 | 2028 100% ECP | -700 | -300 | -329.71 | 431.53 | No
2028-09-01 10:00 | 2028 100% ECP | -700 | -526 | -510 | 332.38 | No
2028-09-01 11:00 | 2028 100% ECP | -700 | -226 | -210 | 442 | Yes
2028-09-01 12:00 | 2028 100% ECP | -700 | 74 | 90 | 442 | Yes
2028-09-01 13:00 | 2028 100% ECP | -700 | 374 | 390 | 442 | Yes
2028-09-01 14:00 | 2028 100% ECP | -700 | 505 | 510 | 442 | Yes
2028-09-01 15:00 | 2028 100% ECP | -700 | 300 | 407.7 | 442 | Yes
2028-09-01 16:00 | 2028 100% ECP | -700 | 0 | 107.7 | 300 | No
2028-09-01 17:00 | 2028 100% ECP | -679.34 | 0 | 0 | 0 | No
2028-09-01 18:00 | 2028 100% ECP | -79.34 | 0 | 0 | 144.34 | No
2028-09-01 19:00 | 2028 100% ECP | -679.34 | 0 | 0 | 0 | No
2028-09-01 20:00 | 2028 100% ECP | -700 | 79.47 | 210 | 142 | No
2028-09-01 21:00 | 2028 100% ECP | -700 | 379.47 | 510 | 442 | No
2028-09-01 22:00 | 2028 100% ECP | -700 | 505 | 510 | 442 | Yes
2028-09-01 23:00 | 2028 100% ECP | -700 | 505 | 510 | 442 | Yes
2028-09-02 | 2028 100% ECP | -700 | 505 | 510 | 442 | Yes
2028-09-02 01:00 | 2028 100% ECP | -700 | 505 | 510 | 442 | Yes
2028-09-02 02:00 | 2028 100% ECP | -700 | 505 | 510 | 442 | Yes
2028-09-02 03:00 | 2028 100% ECP | -700 | 505 | 510 | 442 | Yes
2028-09-02 04:00 | 2028 100% ECP | -700 | 505 | 510 | 442 | Yes
2028-09-02 05:00 | 2028 100% ECP | -700 | 505 | 510 | 442 | Yes
2028-09-02 06:00 | 2028 100% ECP | -700 | 505 | 510 | 442 | Yes
2028-09-02 07:00 | 2028 100% ECP | -700 | 505 | 510 | 442 | Yes
2028-09-02 08:00 | 2028 100% ECP | -700 | 505 | 510 | 442 | Yes
2028-09-02 09:00 | 2028 100% ECP | -700 | 505 | 510 | 442 | Yes
2028-09-02 10:00 | 2028 100% ECP | -700 | 505 | 510 | 442 | Yes
2028-09-02 11:00 | 2028 100% ECP | -700 | 505 | 510 | 442 | Yes
2028-09-02 12:00 | 2028 100% ECP | -700 | 505 | 510 | 442 | Yes
2028-09-02 13:00 | 2028 100% ECP | -700 | 505 | 510 | 442 | Yes
2028-09-02 14:00 | 2028 100% ECP | -700 | 505 | 510 | 442 | Yes
2028-09-02 15:00 | 2028 100% ECP | -700 | 505 | 510 | 442 | Yes
2028-09-02 16:00 | 2028 100% ECP | -700 | 505 | 510 | 442 | Yes
2028-09-02 17:00 | 2028 100% ECP | -700 | 505 | 510 | 442 | Yes
2028-09-02 18:00 | 2028 100% ECP | -700 | 205 | 510 | 301.81 | Yes
2028-09-02 19:00 | 2028 100% ECP | -700 | 505 | 510 | 442 | Yes
2028-09-02 20:00 | 2028 100% ECP | -700 | 505 | 510 | 442 | Yes
2028-09-02 21:00 | 2028 100% ECP | -700 | 505 | 510 | 442 | Yes
2028-09-02 22:00 | 2028 100% ECP | -700 | 505 | 510 | 442 | Yes
2028-09-02 23:00 | 2028 100% ECP | -700 | 505 | 510 | 442 | Yes
2028-09-03 | 2028 100% ECP | -700 | 505 | 510 | 442 | Yes
2028-09-03 01:00 | 2028 100% ECP | -700 | 505 | 510 | 442 | No
2028-09-03 02:00 | 2028 100% ECP | -700 | 300 | 300 | 300 | Yes
2028-09-03 03:00 | 2028 100% ECP | -700 | 0 | 0 | 0 | No
2028-09-03 04:00 | 2028 100% ECP | -700 | 0 | -300 | 0 | No
2028-09-03 05:00 | 2028 100% ECP | -700 | 0 | -510 | 0 | No
2028-09-03 06:00 | 2028 100% ECP | -700 | 0 | -510 | -269.03 | No
2028-09-03 07:00 | 2028 100% ECP | -700 | 0 | -510 | 0 | No
2028-09-03 08:00 | 2028 100% ECP | -700 | -226 | -510 | -64.02 | No
2028-09-03 09:00 | 2028 100% ECP | -700 | -526 | -510 | -195.3 | Yes
2028-09-03 10:00 | 2028 100% ECP | -700 | -526 | -510 | -495.3 | Yes
2028-09-03 11:00 | 2028 100% ECP | -700 | -226 | -210 | -195.3 | Yes
2028-09-03 12:00 | 2028 100% ECP | -700 | -226 | -210 | -210 | Yes
2028-09-03 13:00 | 2028 100% ECP | -700 | -526 | -510 | -510 | Yes
2028-09-03 14:00 | 2028 100% ECP | -700 | -526 | -510 | -510 | Yes
2028-09-03 15:00 | 2028 100% ECP | -700 | -526 | -510 | -510 | Yes
2028-09-03 16:00 | 2028 100% ECP | -700 | -526 | -510 | -510 | Yes
2028-09-03 17:00 | 2028 100% ECP | -700 | -526 | -510 | -419.22 | No
2028-09-03 18:00 | 2028 100% ECP | -100 | -226 | -210 | -119.22 | No
2028-09-03 19:00 | 2028 100% ECP | 0 | -300 | -510 | -419.22 | No
2028-09-03 20:00 | 2028 100% ECP | 100 | 0 | -210 | -119.22 | No
2028-09-03 21:00 | 2028 100% ECP | 700 | 0 | 0 | 0 | No
2028-09-03 22:00 | 2028 100% ECP | 383.69 | 0 | 0 | 0 | No
2028-09-03 23:00 | 2028 100% ECP | 0 | 0 | 0 | -24.25 | No
2028-09-04 | 2028 100% ECP | 404.41 | 0 | 0 | -169.61 | No
2028-09-04 01:00 | 2028 100% ECP | 171.98 | 0 | 0 | -65.14 | No
2028-09-04 02:00 | 2028 100% ECP | 276.52 | 0 | 0 | -304.9 | No
2028-09-04 03:00 | 2028 100% ECP | 516.75 | 0 | 0 | -28.02 | No
2028-09-04 04:00 | 2028 100% ECP | 557.86 | 0 | 0 | -259.1 | No
2028-09-04 05:00 | 2028 100% ECP | 700 | 0 | 0 | 0 | No
2028-09-04 06:00 | 2028 100% ECP | 100 | 0 | 0 | 0 | No
2028-09-04 07:00 | 2028 100% ECP | 425.21 | 0 | 0 | 0 | No
2028-09-04 08:00 | 2028 100% ECP | -100 | -153.81 | -210 | 0 | No
2028-09-04 09:00 | 2028 100% ECP | -700 | -453.81 | -510 | -31.61 | No
2028-09-04 10:00 | 2028 100% ECP | -700 | -526 | -510 | -331.61 | Yes
2028-09-04 11:00 | 2028 100% ECP | -700 | -526 | -510 | -447.62 | Yes
2028-09-04 12:00 | 2028 100% ECP | -700 | -526 | -510 | -510 | Yes
2028-09-04 13:00 | 2028 100% ECP | -700 | -526 | -510 | -210 | Yes
2028-09-04 14:00 | 2028 100% ECP | -700 | -526 | -510 | -510 | Yes
2028-09-04 15:00 | 2028 100% ECP | -700 | -526 | -510 | -510 | Yes
2028-09-04 16:00 | 2028 100% ECP | -700 | -526 | -510 | -510 | Yes
2028-09-04 17:00 | 2028 100% ECP | -587.8 | -226 | -210 | -210 | No
2028-09-04 18:00 | 2028 100% ECP | 0 | 0 | 0 | 0 | No
2028-09-04 19:00 | 2028 100% ECP | 600 | 0 | 0 | 0 | No
2028-09-04 20:00 | 2028 100% ECP | 700 | -300 | -300 | -300 | No
2028-09-04 21:00 | 2028 100% ECP | 687.79 | 0 | 0 | 0 | No
2028-09-04 22:00 | 2028 100% ECP | 87.79 | 0 | 0 | 0 | No
2028-09-04 23:00 | 2028 100% ECP | 592.26 | 0 | 0 | 0 | No
2028-09-05 | 2028 100% ECP | 557.75 | 0 | 0 | 0 | No
2028-09-05 01:00 | 2028 100% ECP | 557.75 | 0 | 0 | 0 | No
2028-09-05 02:00 | 2028 100% ECP | 700 | 0 | 0 | 0 | No
2028-09-05 03:00 | 2028 100% ECP | 584.28 | 0 | 210 | 142 | No
2028-09-05 04:00 | 2028 100% ECP | 275.16 | 242.54 | 510 | 442 | No
2028-09-05 05:00 | 2028 100% ECP | 100 | 0 | 210 | 142 | No
2028-09-05 06:00 | 2028 100% ECP | 700 | 0 | 0 | 55.17 | No
2028-09-05 07:00 | 2028 100% ECP | 290.99 | 0 | 0 | 355.17 | No
2028-09-05 08:00 | 2028 100% ECP | -100 | -226 | -210 | 300.68 | No
2028-09-05 09:00 | 2028 100% ECP | -700 | -526 | -510 | 99.19 | Yes
2028-09-05 10:00 | 2028 100% ECP | -700 | -526 | -510 | 0 | Yes
2028-09-05 11:00 | 2028 100% ECP | -700 | -526 | -510 | 0 | Yes
2028-09-05 12:00 | 2028 100% ECP | -700 | -526 | -510 | 0 | Yes
2028-09-05 13:00 | 2028 100% ECP | -700 | -526 | -510 | 0 | Yes
2028-09-05 14:00 | 2028 100% ECP | -700 | -526 | -510 | 139.8 | Yes
2028-09-05 15:00 | 2028 100% ECP | -543.53 | -526 | -510 | 439.8 | No
2028-09-05 16:00 | 2028 100% ECP | 47.63 | -526 | -510 | 442 | No
2028-09-05 17:00 | 2028 100% ECP | 647.63 | -526 | -510 | 442 | No
2028-09-05 18:00 | 2028 100% ECP | 700 | -526 | -510 | 175.24 | No
2028-09-05 19:00 | 2028 100% ECP | 700 | -526 | -510 | 376.16 | No
2028-09-05 20:00 | 2028 100% ECP | 700 | -498.01 | -390 | 442 | No
2028-09-05 21:00 | 2028 100% ECP | 700 | -198.01 | -90 | 442 | No
2028-09-05 22:00 | 2028 100% ECP | 700 | 101.99 | 210 | 442 | No
2028-09-05 23:00 | 2028 100% ECP | 700 | 401.99 | 510 | 442 | No
2028-09-06 | 2028 100% ECP | 700 | 288.9 | 510 | 442 | No
2028-09-06 01:00 | 2028 100% ECP | 700 | 257.85 | 510 | 442 | No
2028-09-06 02:00 | 2028 100% ECP | 700 | 181.23 | 510 | 442 | No
2028-09-06 03:00 | 2028 100% ECP | 700 | 37.1 | 510 | 442 | No
2028-09-06 04:00 | 2028 100% ECP | 700 | 11 | 510 | 442 | No
2028-09-06 05:00 | 2028 100% ECP | 700 | 0 | 510 | 442 | No
2028-09-06 06:00 | 2028 100% ECP | 700 | 5.89 | 510 | 442 | No
2028-09-06 07:00 | 2028 100% ECP | 700 | 300 | 279.08 | 442 | No
2028-09-06 08:00 | 2028 100% ECP | 700 | 0 | -20.92 | 442 | No
2028-09-06 09:00 | 2028 100% ECP | 597.64 | -300 | -300 | 442 | No
2028-09-06 10:00 | 2028 100% ECP | 0 | 0 | 0 | 442 | No
2028-09-06 11:00 | 2028 100% ECP | 0 | 0 | 0 | 442 | No
2028-09-06 12:00 | 2028 100% ECP | 0 | 0 | -63.19 | 442 | No
2028-09-06 13:00 | 2028 100% ECP | 0 | 0 | -363.19 | 442 | No
2028-09-06 14:00 | 2028 100% ECP | 0 | -226 | -510 | 442 | No
2028-09-06 15:00 | 2028 100% ECP | 100 | -526 | -510 | 249.07 | No
2028-09-06 16:00 | 2028 100% ECP | 700 | -482.28 | -510 | 312.34 | No
2028-09-06 17:00 | 2028 100% ECP | 700 | -182.28 | -210 | 136.75 | No
2028-09-06 18:00 | 2028 100% ECP | 700 | 0 | -263.62 | 436.75 | No
2028-09-06 19:00 | 2028 100% ECP | 700 | 0 | 0 | 442 | No
2028-09-06 20:00 | 2028 100% ECP | 700 | 0 | -79.24 | 436.16 | No
2028-09-06 21:00 | 2028 100% ECP | 700 | 0 | -79.24 | 442 | No
2028-09-06 22:00 | 2028 100% ECP | 700 | 0 | 127.53 | 395.36 | No
2028-09-06 23:00 | 2028 100% ECP | 700 | 300 | 427.53 | 442 | No
2028-09-07 | 2028 100% ECP | 700 | 0 | 510 | 442 | No
2028-09-07 01:00 | 2028 100% ECP | 700 | 0 | 244.62 | 212 | No
2028-09-07 02:00 | 2028 100% ECP | 656.41 | 0 | 61.73 | 139.66 | No
2028-09-07 03:00 | 2028 100% ECP | 56.41 | 0 | 0 | 189.66 | No
2028-09-07 04:00 | 2028 100% ECP | -162.45 | 0 | 0 | 189.16 | No
2028-09-07 05:00 | 2028 100% ECP | -320.34 | 0 | 0 | 24.39 | No
2028-09-07 06:00 | 2028 100% ECP | -168.9 | 0 | 0 | 142 | No
2028-09-07 07:00 | 2028 100% ECP | -60.88 | 0 | 0 | 442 | No
2028-09-07 08:00 | 2028 100% ECP | -220.59 | 0 | -158.51 | 442 | No
2028-09-07 09:00 | 2028 100% ECP | -700 | -226 | -458.51 | 442 | No
2028-09-07 10:00 | 2028 100% ECP | -700 | -526 | -510 | 300.53 | No
2028-09-07 11:00 | 2028 100% ECP | -700 | -226 | -210 | 442 | Yes
2028-09-07 12:00 | 2028 100% ECP | -700 | -226 | -210 | 442 | Yes
2028-09-07 13:00 | 2028 100% ECP | -700 | -526 | -510 | 442 | No
2028-09-07 14:00 | 2028 100% ECP | -700 | -526 | -510 | 324.54 | No
2028-09-07 15:00 | 2028 100% ECP | -700 | -456.62 | -510 | 415.48 | No
2028-09-07 16:00 | 2028 100% ECP | -100 | -156.62 | -210 | 442 | No
2028-09-07 17:00 | 2028 100% ECP | 500 | 0 | 90 | 442 | No
2028-09-07 18:00 | 2028 100% ECP | 700 | 0 | 300 | 442 | No
2028-09-07 19:00 | 2028 100% ECP | 700 | 0 | 0 | 150.61 | No
2028-09-07 20:00 | 2028 100% ECP | 700 | 0 | 300 | 442 | No
2028-09-07 21:00 | 2028 100% ECP | 700 | 0 | 510 | 442 | No
2028-09-07 22:00 | 2028 100% ECP | 700 | 0 | 510 | 442 | No
2028-09-07 23:00 | 2028 100% ECP | 700 | 0 | 510 | 442 | No
2028-09-08 | 2028 100% ECP | 700 | 213.69 | 510 | 442 | No
2028-09-08 01:00 | 2028 100% ECP | 700 | 505 | 510 | 442 | No
2028-09-08 02:00 | 2028 100% ECP | 700 | 505 | 510 | 442 | No
2028-09-08 03:00 | 2028 100% ECP | 700 | 469.41 | 510 | 442 | No
2028-09-08 04:00 | 2028 100% ECP | 700 | 331.33 | 510 | 442 | No
2028-09-08 05:00 | 2028 100% ECP | 700 | 331.33 | 510 | 442 | No
2028-09-08 06:00 | 2028 100% ECP | 700 | 274.82 | 510 | 442 | No
2028-09-08 07:00 | 2028 100% ECP | 700 | 374 | 390 | 442 | No
2028-09-08 08:00 | 2028 100% ECP | 500 | 74 | 90 | 442 | No
2028-09-08 09:00 | 2028 100% ECP | -100 | -226 | -210 | 442 | No
2028-09-08 10:00 | 2028 100% ECP | -700 | -526 | -510 | 442 | No
2028-09-08 11:00 | 2028 100% ECP | -700 | -526 | -510 | 442 | No
2028-09-08 12:00 | 2028 100% ECP | -700 | -526 | -510 | 442 | No
2028-09-08 13:00 | 2028 100% ECP | -700 | -526 | -510 | 442 | No
2028-09-08 14:00 | 2028 100% ECP | -700 | -526 | -510 | 442 | No
2028-09-08 15:00 | 2028 100% ECP | -700 | -526 | -510 | 355.29 | No
2028-09-08 16:00 | 2028 100% ECP | -361.59 | -226 | -210 | 412.63 | No
2028-09-08 17:00 | 2028 100% ECP | -22.89 | 0 | 0 | 338.42 | No
2028-09-08 18:00 | 2028 100% ECP | -85.82 | 0 | 0 | 142 | No
2028-09-08 19:00 | 2028 100% ECP | 514.18 | 0 | 0 | 442 | No
2028-09-08 20:00 | 2028 100% ECP | 0 | 0 | 210 | 142 | No
2028-09-08 21:00 | 2028 100% ECP | 593.29 | 300 | 510 | 442 | No
2028-09-08 22:00 | 2028 100% ECP | 502.69 | 505 | 510 | 421.19 | No
2028-09-08 23:00 | 2028 100% ECP | 561.73 | 505 | 510 | 177.23 | No
2028-09-09 | 2028 100% ECP | 700 | 300 | 510 | 17.3 | No
2028-09-09 01:00 | 2028 100% ECP | 700 | 0 | 510 | 213.27 | No
2028-09-09 02:00 | 2028 100% ECP | 700 | 0 | 510 | 311.83 | No
2028-09-09 03:00 | 2028 100% ECP | 700 | 0 | 427.64 | 125.91 | No
2028-09-09 04:00 | 2028 100% ECP | 700 | 0 | 167.16 | 0 | No
2028-09-09 05:00 | 2028 100% ECP | 700 | 0 | 250.59 | 0 | No
2028-09-09 06:00 | 2028 100% ECP | 500 | 0 | 90 | 0 | No
2028-09-09 07:00 | 2028 100% ECP | -100 | -60.53 | -210 | 37.08 | No
2028-09-09 08:00 | 2028 100% ECP | -700 | -360.53 | -510 | -70.69 | No
2028-09-09 09:00 | 2028 100% ECP | -700 | -526 | -510 | -370.69 | Yes
2028-09-09 10:00 | 2028 100% ECP | -700 | -526 | -510 | -510 | Yes
2028-09-09 11:00 | 2028 100% ECP | -700 | -526 | -510 | -510 | Yes
2028-09-09 12:00 | 2028 100% ECP | -700 | -526 | -510 | -510 | Yes
2028-09-09 13:00 | 2028 100% ECP | -700 | -526 | -510 | -510 | Yes
2028-09-09 14:00 | 2028 100% ECP | -700 | -526 | -510 | -510 | Yes
2028-09-09 15:00 | 2028 100% ECP | -700 | -526 | -510 | -510 | Yes
2028-09-09 16:00 | 2028 100% ECP | -100 | -405.14 | -510 | -210 | No
2028-09-09 17:00 | 2028 100% ECP | 500 | -526 | -510 | 0 | No
2028-09-09 18:00 | 2028 100% ECP | 700 | -526 | -510 | 134.55 | No
2028-09-09 19:00 | 2028 100% ECP | 700 | -395 | -431.88 | 417.7 | No
2028-09-09 20:00 | 2028 100% ECP | 700 | -95 | -131.88 | 417.7 | No
2028-09-09 21:00 | 2028 100% ECP | 700 | 205 | 168.12 | 442 | No
2028-09-09 22:00 | 2028 100% ECP | 700 | 505 | 468.12 | 442 | No
2028-09-09 23:00 | 2028 100% ECP | 700 | 505 | 510 | 442 | No
2028-09-10 | 2028 100% ECP | 700 | 505 | 510 | 442 | No
2028-09-10 01:00 | 2028 100% ECP | 700 | 505 | 510 | 442 | No
2028-09-10 02:00 | 2028 100% ECP | 700 | 505 | 510 | 442 | No
2028-09-10 03:00 | 2028 100% ECP | 700 | 505 | 510 | 442 | No
2028-09-10 04:00 | 2028 100% ECP | 700 | 387.55 | 510 | 442 | No
2028-09-10 05:00 | 2028 100% ECP | 700 | 87.55 | 210 | 151.34 | No
2028-09-10 06:00 | 2028 100% ECP | 700 | 0 | 0 | 427.73 | No
2028-09-10 07:00 | 2028 100% ECP | 700 | -226 | -210 | 329.09 | No
2028-09-10 08:00 | 2028 100% ECP | 100 | -526 | -510 | 210.7 | No
2028-09-10 09:00 | 2028 100% ECP | -500 | -526 | -510 | 442 | No
2028-09-10 10:00 | 2028 100% ECP | -700 | -526 | -510 | 442 | No
2028-09-10 11:00 | 2028 100% ECP | -700 | -526 | -510 | 442 | No
2028-09-10 12:00 | 2028 100% ECP | -700 | -526 | -510 | 442 | No
2028-09-10 13:00 | 2028 100% ECP | -700 | -526 | -510 | 387.52 | No
2028-09-10 14:00 | 2028 100% ECP | -700 | -526 | -510 | 442 | No
2028-09-10 15:00 | 2028 100% ECP | -600 | -526 | -510 | 442 | No
2028-09-10 16:00 | 2028 100% ECP | 0 | -226 | -257.59 | 417.13 | No
2028-09-10 17:00 | 2028 100% ECP | 600 | -226 | -210 | 377.11 | No
2028-09-10 18:00 | 2028 100% ECP | 700 | -526 | -510 | 77.11 | No
2028-09-10 19:00 | 2028 100% ECP | 700 | -526 | -510 | -219.98 | No
2028-09-10 20:00 | 2028 100% ECP | 700 | -526 | -510 | 80.02 | No
2028-09-10 21:00 | 2028 100% ECP | 700 | -226 | -210 | 380.02 | No
2028-09-10 22:00 | 2028 100% ECP | 700 | 0 | 0.63 | 192.13 | No
2028-09-10 23:00 | 2028 100% ECP | 221.49 | 0 | 0 | 0 | No
2028-09-11 | 2028 100% ECP | 77.47 | 0 | 0 | 0 | No
2028-09-11 01:00 | 2028 100% ECP | -522.53 | 0 | -300 | -124.53 | No
2028-09-11 02:00 | 2028 100% ECP | -700 | 0 | -54.91 | 0 | No
2028-09-11 03:00 | 2028 100% ECP | -700 | 300 | 245.09 | 300 | Yes
2028-09-11 04:00 | 2028 100% ECP | -700 | 505 | 510 | 442 | Yes
2028-09-11 05:00 | 2028 100% ECP | -700 | 252.79 | 210 | 142 | Yes
2028-09-11 06:00 | 2028 100% ECP | -700 | -47.21 | -90 | -158 | Yes
2028-09-11 07:00 | 2028 100% ECP | -700 | 252.79 | 210 | 142 | Yes
2028-09-11 08:00 | 2028 100% ECP | -700 | 505 | 404.21 | 442 | Yes
2028-09-11 09:00 | 2028 100% ECP | -700 | 205 | 104.21 | 442 | Yes
2028-09-11 10:00 | 2028 100% ECP | -700 | -95 | -195.79 | 442 | Yes
2028-09-11 11:00 | 2028 100% ECP | -700 | -395 | -495.79 | 142 | Yes
2028-09-11 12:00 | 2028 100% ECP | -700 | -113.58 | -510 | 71.04 | Yes
2028-09-11 13:00 | 2028 100% ECP | -700 | -226 | -210 | 371.04 | Yes
2028-09-11 14:00 | 2028 100% ECP | -700 | -526 | -510 | 71.04 | Yes
2028-09-11 15:00 | 2028 100% ECP | -700 | -372.01 | -510 | -137.6 | No
2028-09-11 16:00 | 2028 100% ECP | -100 | -72.01 | -210 | 162.4 | No
2028-09-11 17:00 | 2028 100% ECP | 500 | 0 | 90 | 212.18 | No
2028-09-11 18:00 | 2028 100% ECP | 700 | 0 | 0 | 0 | No
2028-09-11 19:00 | 2028 100% ECP | 700 | 0 | 0 | 0 | No
2028-09-11 20:00 | 2028 100% ECP | 700 | 0 | 0 | 0 | No
2028-09-11 21:00 | 2028 100% ECP | 700 | 300 | 300 | 300 | No
2028-09-11 22:00 | 2028 100% ECP | 700 | 47.53 | 510 | 442 | No
2028-09-11 23:00 | 2028 100% ECP | 700 | 0 | 510 | 240.95 | No
2028-09-12 | 2028 100% ECP | 700 | 0 | 300 | 93.42 | No
2028-09-12 01:00 | 2028 100% ECP | 529 | 0 | 0 | 2.98 | No
2028-09-12 02:00 | 2028 100% ECP | 544.15 | 0 | 0 | 142.47 | No
2028-09-12 03:00 | 2028 100% ECP | 100 | 0 | 0 | 174.79 | No
2028-09-12 04:00 | 2028 100% ECP | 700 | 0 | 0 | 134.19 | No
2028-09-12 05:00 | 2028 100% ECP | 700 | 0 | 29.28 | 139.37 | No
2028-09-12 06:00 | 2028 100% ECP | 700 | 0 | 260.67 | 393.51 | No
2028-09-12 07:00 | 2028 100% ECP | 441.53 | 0 | 0 | 442 | No
2028-09-12 08:00 | 2028 100% ECP | -158.47 | -300 | -300 | 306.31 | No
2028-09-12 09:00 | 2028 100% ECP | -700 | -526 | -510 | 351.91 | Yes
2028-09-12 10:00 | 2028 100% ECP | -700 | -526 | -510 | 51.91 | Yes
2028-09-12 11:00 | 2028 100% ECP | -700 | -526 | -510 | 0 | Yes
2028-09-12 12:00 | 2028 100% ECP | -700 | -526 | -510 | -119.43 | Yes
2028-09-12 13:00 | 2028 100% ECP | -700 | -526 | -510 | 0 | Yes
2028-09-12 14:00 | 2028 100% ECP | -700 | -526 | -510 | 0 | Yes
2028-09-12 15:00 | 2028 100% ECP | -700 | -526 | -510 | 119.1 | Yes
2028-09-12 16:00 | 2028 100% ECP | -700 | -526 | -510 | 94.68 | Yes
2028-09-12 17:00 | 2028 100% ECP | -700 | -526 | -510 | 191.42 | Yes
2028-09-12 18:00 | 2028 100% ECP | -700 | -526 | -510 | -108.58 | Yes
2028-09-12 19:00 | 2028 100% ECP | -700 | -226 | 0 | 191.42 | Yes
2028-09-12 20:00 | 2028 100% ECP | -700 | 74 | 0 | 442 | Yes
2028-09-12 21:00 | 2028 100% ECP | -700 | 374 | 0 | 442 | Yes
2028-09-12 22:00 | 2028 100% ECP | -700 | 505 | 0 | 442 | Yes
2028-09-12 23:00 | 2028 100% ECP | -700 | 505 | 0 | 346.97 | Yes
2028-09-13 | 2028 100% ECP | -700 | 505 | 0 | 442 | Yes
2028-09-13 01:00 | 2028 100% ECP | -700 | 505 | 0 | 442 | Yes
2028-09-13 02:00 | 2028 100% ECP | -700 | 505 | 0 | 442 | Yes
2028-09-13 03:00 | 2028 100% ECP | -700 | 374 | 0 | 390 | Yes
2028-09-13 04:00 | 2028 100% ECP | -700 | 74 | 0 | 90 | Yes
2028-09-13 05:00 | 2028 100% ECP | -700 | -226 | 0 | -210 | Yes
2028-09-13 06:00 | 2028 100% ECP | -700 | -526 | 0 | -510 | No
2028-09-13 07:00 | 2028 100% ECP | -700 | -226 | 0 | -210 | Yes
2028-09-13 08:00 | 2028 100% ECP | -700 | 74 | 0 | 90 | Yes
2028-09-13 09:00 | 2028 100% ECP | -700 | 374 | 0 | 390 | Yes
2028-09-13 10:00 | 2028 100% ECP | -700 | 505 | 0 | 442 | Yes
2028-09-13 11:00 | 2028 100% ECP | -700 | 505 | 0 | 442 | Yes
2028-09-13 12:00 | 2028 100% ECP | -100 | 505 | 0 | 442 | Yes
2028-09-13 13:00 | 2028 100% ECP | -546.12 | 505 | 0 | 442 | Yes
2028-09-13 14:00 | 2028 100% ECP | -700 | 374 | 0 | 442 | Yes
2028-09-13 15:00 | 2028 100% ECP | -700 | 74 | 0 | 442 | Yes
2028-09-13 16:00 | 2028 100% ECP | -700 | -226 | 0 | 442 | Yes
2028-09-13 17:00 | 2028 100% ECP | -700 | -526 | 0 | 248.41 | Yes
2028-09-13 18:00 | 2028 100% ECP | -100 | -226 | 0 | 442 | No
2028-09-13 19:00 | 2028 100% ECP | 500 | 0 | 0 | 442 | No
2028-09-13 20:00 | 2028 100% ECP | 700 | 85.72 | 0 | 442 | No
2028-09-13 21:00 | 2028 100% ECP | 700 | 334.88 | 0 | 442 | No
2028-09-13 22:00 | 2028 100% ECP | 700 | 300 | 0 | 442 | No
2028-09-13 23:00 | 2028 100% ECP | 700 | 0 | 0 | 442 | No
2028-09-14 | 2028 100% ECP | 700 | 96.7 | 0 | 442 | No
2028-09-14 01:00 | 2028 100% ECP | 700 | 396.7 | 0 | 442 | No
2028-09-14 02:00 | 2028 100% ECP | 700 | 126.17 | 0 | 442 | No
2028-09-14 03:00 | 2028 100% ECP | 631.84 | 0 | 0 | 442 | No
2028-09-14 04:00 | 2028 100% ECP | 700 | 108.36 | 0 | 442 | No
2028-09-14 05:00 | 2028 100% ECP | 700 | -10.62 | 0 | 442 | No
2028-09-14 06:00 | 2028 100% ECP | 700 | -310.62 | 0 | 305.79 | No
2028-09-14 07:00 | 2028 100% ECP | 700 | -526 | 0 | 442 | No
2028-09-14 08:00 | 2028 100% ECP | 700 | -526 | 0 | 442 | No
2028-09-14 09:00 | 2028 100% ECP | 639.69 | -526 | 0 | 442 | No
2028-09-14 10:00 | 2028 100% ECP | 39.69 | -526 | 0 | 442 | No
2028-09-14 11:00 | 2028 100% ECP | 0 | -226 | 0 | 442 | No
2028-09-14 12:00 | 2028 100% ECP | 0 | -526 | 0 | 442 | No
2028-09-14 13:00 | 2028 100% ECP | 0 | -397.41 | 0 | 442 | No
2028-09-14 14:00 | 2028 100% ECP | 0 | -526 | 0 | 442 | No
2028-09-14 15:00 | 2028 100% ECP | 311.3 | -526 | 0 | 442 | No
2028-09-14 16:00 | 2028 100% ECP | 626.48 | -526 | 0 | 442 | No
2028-09-14 17:00 | 2028 100% ECP | 700 | -526 | 0 | 442 | No
2028-09-14 18:00 | 2028 100% ECP | 700 | -526 | 0 | 442 | No
2028-09-14 19:00 | 2028 100% ECP | 700 | -526 | -510 | 442 | No
2028-09-14 20:00 | 2028 100% ECP | 700 | -300 | -492.51 | 442 | No
2028-09-14 21:00 | 2028 100% ECP | 700 | 0 | -192.51 | 442 | No
2028-09-14 22:00 | 2028 100% ECP | 700 | 145.93 | 107.49 | 442 | No
2028-09-14 23:00 | 2028 100% ECP | 700 | 126.78 | 407.49 | 442 | No
2028-09-15 | 2028 100% ECP | 700 | 245.34 | 510 | 442 | No
2028-09-15 01:00 | 2028 100% ECP | 700 | 0 | 404.35 | 442 | No
2028-09-15 02:00 | 2028 100% ECP | 700 | 0 | 404.35 | 442 | No
2028-09-15 03:00 | 2028 100% ECP | 700 | 0 | 404.35 | 442 | No
2028-09-15 04:00 | 2028 100% ECP | 700 | 0 | 507.11 | 442 | No
2028-09-15 05:00 | 2028 100% ECP | 700 | 205 | 510 | 442 | No
2028-09-15 06:00 | 2028 100% ECP | 700 | 505 | 510 | 442 | No
2028-09-15 07:00 | 2028 100% ECP | 700 | 505 | 510 | 442 | No
2028-09-15 08:00 | 2028 100% ECP | 424.14 | 205 | 210 | 442 | No
2028-09-15 09:00 | 2028 100% ECP | -175.86 | -95 | -90 | 442 | No
2028-09-15 10:00 | 2028 100% ECP | -700 | -395 | -390 | 442 | No
2028-09-15 11:00 | 2028 100% ECP | -700 | -526 | -510 | 442 | No
2028-09-15 12:00 | 2028 100% ECP | -700 | -526 | -510 | 442 | No
2028-09-15 13:00 | 2028 100% ECP | -700 | -526 | -510 | 442 | No
2028-09-15 14:00 | 2028 100% ECP | -700 | -526 | -510 | 442 | No
2028-09-15 15:00 | 2028 100% ECP | -224.17 | -526 | -510 | 442 | No
2028-09-15 16:00 | 2028 100% ECP | 375.83 | -526 | -510 | 363.9 | No
2028-09-15 17:00 | 2028 100% ECP | 700 | -226 | -510 | 363.9 | No
2028-09-15 18:00 | 2028 100% ECP | 700 | 0 | -510 | 363.9 | No
2028-09-15 19:00 | 2028 100% ECP | 700 | 0 | -510 | 442 | No
2028-09-15 20:00 | 2028 100% ECP | 700 | 0 | -510 | 442 | No
2028-09-15 21:00 | 2028 100% ECP | 700 | 0 | -476.85 | 304.46 | No
2028-09-15 22:00 | 2028 100% ECP | 700 | 0 | -176.85 | 304.46 | No
2028-09-15 23:00 | 2028 100% ECP | 700 | 236.36 | 123.15 | 442 | No
2028-09-16 | 2028 100% ECP | 700 | 423.76 | 423.15 | 442 | No
2028-09-16 01:00 | 2028 100% ECP | 700 | 422.29 | 510 | 442 | No
2028-09-16 02:00 | 2028 100% ECP | 700 | 358.64 | 510 | 442 | No
2028-09-16 03:00 | 2028 100% ECP | 700 | 505 | 510 | 442 | No
2028-09-16 04:00 | 2028 100% ECP | 700 | 382.33 | 510 | 442 | No
2028-09-16 05:00 | 2028 100% ECP | 700 | 458.86 | 510 | 442 | No
2028-09-16 06:00 | 2028 100% ECP | 700 | 415.63 | 510 | 442 | No
2028-09-16 07:00 | 2028 100% ECP | 700 | 267.43 | 506.36 | 442 | No
2028-09-16 08:00 | 2028 100% ECP | 600 | 0 | 206.36 | 355.94 | No
2028-09-16 09:00 | 2028 100% ECP | 0 | -226 | -93.64 | 55.94 | No
2028-09-16 10:00 | 2028 100% ECP | -600 | -526 | -393.64 | 0 | No
2028-09-16 11:00 | 2028 100% ECP | -700 | -526 | -510 | 200.67 | No
2028-09-16 12:00 | 2028 100% ECP | -700 | -526 | -510 | 264.63 | No
2028-09-16 13:00 | 2028 100% ECP | -700 | -526 | -510 | 216.85 | No
2028-09-16 14:00 | 2028 100% ECP | -700 | -526 | -510 | 235.08 | No
2028-09-16 15:00 | 2028 100% ECP | -600 | -300 | -300 | 222.34 | No
2028-09-16 16:00 | 2028 100% ECP | 0 | 0 | 0 | 309.65 | No
2028-09-16 17:00 | 2028 100% ECP | 600 | 202.71 | 300 | 442 | No
2028-09-16 18:00 | 2028 100% ECP | 700 | 0 | 0 | 233.55 | No
2028-09-16 19:00 | 2028 100% ECP | 700 | 300 | 300 | 442 | No
2028-09-16 20:00 | 2028 100% ECP | 700 | 505 | 510 | 442 | No
2028-09-16 21:00 | 2028 100% ECP | 700 | 505 | 510 | 442 | No
2028-09-16 22:00 | 2028 100% ECP | 700 | 359.54 | 510 | 442 | No
2028-09-16 23:00 | 2028 100% ECP | 700 | 59.54 | 510 | 414.03 | No
2028-09-17 | 2028 100% ECP | 700 | 0 | 510 | 442 | No
2028-09-17 01:00 | 2028 100% ECP | 700 | 167.22 | 510 | 442 | No
2028-09-17 02:00 | 2028 100% ECP | 682.65 | 333.32 | 510 | 442 | No
2028-09-17 03:00 | 2028 100% ECP | 700 | 33.32 | 510 | 442 | No
2028-09-17 04:00 | 2028 100% ECP | 700 | 115.83 | 510 | 442 | No
2028-09-17 05:00 | 2028 100% ECP | 700 | 0 | 510 | 442 | No
2028-09-17 06:00 | 2028 100% ECP | 700 | 0 | 390 | 330.23 | No
2028-09-17 07:00 | 2028 100% ECP | 500 | 0 | 90 | 442 | No
2028-09-17 08:00 | 2028 100% ECP | -100 | -226 | -210 | 422.44 | No
2028-09-17 09:00 | 2028 100% ECP | -700 | -526 | -510 | 442 | Yes
2028-09-17 10:00 | 2028 100% ECP | -700 | -526 | -510 | 442 | Yes
2028-09-17 11:00 | 2028 100% ECP | -700 | -526 | -510 | 442 | Yes
2028-09-17 12:00 | 2028 100% ECP | -700 | -526 | -510 | 442 | Yes
2028-09-17 13:00 | 2028 100% ECP | -700 | -526 | -510 | 442 | No
2028-09-17 14:00 | 2028 100% ECP | -700 | -526 | -510 | 427.93 | Yes
2028-09-17 15:00 | 2028 100% ECP | -700 | -526 | -510 | 127.93 | Yes
2028-09-17 16:00 | 2028 100% ECP | -100 | -526 | -510 | 345.09 | No
2028-09-17 17:00 | 2028 100% ECP | 500 | -526 | -510 | 79.32 | No
2028-09-17 18:00 | 2028 100% ECP | 700 | -526 | -510 | 269.12 | No
2028-09-17 19:00 | 2028 100% ECP | 700 | -300 | -350.45 | 442 | No
2028-09-17 20:00 | 2028 100% ECP | 700 | 0 | -50.45 | 442 | No
2028-09-17 21:00 | 2028 100% ECP | 700 | 300 | 249.55 | 442 | No
2028-09-17 22:00 | 2028 100% ECP | 700 | 503.44 | 510 | 442 | No
2028-09-17 23:00 | 2028 100% ECP | 700 | 203.44 | 373.07 | 259 | No
2028-09-18 | 2028 100% ECP | 700 | 80.67 | 510 | 442 | No
2028-09-18 01:00 | 2028 100% ECP | 700 | 83.08 | 510 | 442 | No
2028-09-18 02:00 | 2028 100% ECP | 700 | 383.08 | 510 | 442 | No
2028-09-18 03:00 | 2028 100% ECP | 700 | 83.08 | 510 | 442 | No
2028-09-18 04:00 | 2028 100% ECP | 700 | 73.7 | 510 | 442 | No
2028-09-18 05:00 | 2028 100% ECP | 700 | 0 | 510 | 442 | No
2028-09-18 06:00 | 2028 100% ECP | 700 | 0 | 367.64 | 415.25 | No
2028-09-18 07:00 | 2028 100% ECP | 500 | 74 | 90 | 442 | No
2028-09-18 08:00 | 2028 100% ECP | -100 | -226 | -210 | 442 | No
2028-09-18 09:00 | 2028 100% ECP | -700 | -526 | -510 | 442 | Yes
2028-09-18 10:00 | 2028 100% ECP | -700 | -526 | -510 | 442 | Yes
2028-09-18 11:00 | 2028 100% ECP | -700 | -526 | -510 | 442 | Yes
2028-09-18 12:00 | 2028 100% ECP | -700 | -526 | -510 | 442 | Yes
2028-09-18 13:00 | 2028 100% ECP | -700 | -526 | -510 | 442 | Yes
2028-09-18 14:00 | 2028 100% ECP | -700 | -526 | -510 | 442 | Yes
2028-09-18 15:00 | 2028 100% ECP | -700 | -526 | -510 | 442 | Yes
2028-09-18 16:00 | 2028 100% ECP | -700 | -526 | -510 | 442 | Yes
2028-09-18 17:00 | 2028 100% ECP | -100 | -226 | -210 | 442 | No
2028-09-18 18:00 | 2028 100% ECP | 500 | 0 | 90 | 442 | No
2028-09-18 19:00 | 2028 100% ECP | 700 | 137.19 | 390 | 442 | No
2028-09-18 20:00 | 2028 100% ECP | 700 | 437.19 | 510 | 442 | No
2028-09-18 21:00 | 2028 100% ECP | 700 | 137.19 | 510 | 442 | No
2028-09-18 22:00 | 2028 100% ECP | 700 | 300 | 510 | 442 | No
2028-09-18 23:00 | 2028 100% ECP | 700 | 0 | 510 | 442 | No
2028-09-19 | 2028 100% ECP | 700 | 0 | 510 | 442 | No
2028-09-19 01:00 | 2028 100% ECP | 700 | 205 | 510 | 442 | No
2028-09-19 02:00 | 2028 100% ECP | 700 | 505 | 510 | 442 | No
2028-09-19 03:00 | 2028 100% ECP | 700 | 205 | 510 | 442 | No
2028-09-19 04:00 | 2028 100% ECP | 700 | 0 | 510 | 442 | No
2028-09-19 05:00 | 2028 100% ECP | 700 | 0 | 510 | 442 | No
2028-09-19 06:00 | 2028 100% ECP | 700 | 62.35 | 390 | 442 | No
2028-09-19 07:00 | 2028 100% ECP | 500 | 74 | 90 | 442 | No
2028-09-19 08:00 | 2028 100% ECP | -100 | -226 | -210 | 300.29 | No
2028-09-19 09:00 | 2028 100% ECP | -700 | -526 | -510 | 288.37 | No
2028-09-19 10:00 | 2028 100% ECP | -700 | -526 | -510 | 442 | Yes
2028-09-19 11:00 | 2028 100% ECP | -700 | -526 | -510 | 442 | Yes
2028-09-19 12:00 | 2028 100% ECP | -700 | -526 | -510 | 442 | Yes
2028-09-19 13:00 | 2028 100% ECP | -700 | -526 | -510 | 442 | Yes
2028-09-19 14:00 | 2028 100% ECP | -700 | -526 | -510 | 442 | Yes
2028-09-19 15:00 | 2028 100% ECP | -700 | -526 | -510 | 442 | Yes
2028-09-19 16:00 | 2028 100% ECP | -100 | -284.3 | -210 | 442 | No
2028-09-19 17:00 | 2028 100% ECP | 500 | 0 | 90 | 442 | No
2028-09-19 18:00 | 2028 100% ECP | 700 | 0 | 390 | 442 | No
2028-09-19 19:00 | 2028 100% ECP | 700 | 0 | 210 | 442 | No
2028-09-19 20:00 | 2028 100% ECP | 700 | 205 | 510 | 442 | No
2028-09-19 21:00 | 2028 100% ECP | 700 | 505 | 510 | 442 | No
2028-09-19 22:00 | 2028 100% ECP | 700 | 205 | 510 | 442 | No
2028-09-19 23:00 | 2028 100% ECP | 700 | 300 | 510 | 442 | No
2028-09-20 | 2028 100% ECP | 700 | 289.94 | 510 | 442 | No
2028-09-20 01:00 | 2028 100% ECP | 700 | 411.13 | 510 | 442 | No
2028-09-20 02:00 | 2028 100% ECP | 700 | 307.43 | 510 | 442 | No
2028-09-20 03:00 | 2028 100% ECP | 700 | 60.79 | 510 | 442 | No
2028-09-20 04:00 | 2028 100% ECP | 700 | 131.91 | 510 | 442 | No
2028-09-20 05:00 | 2028 100% ECP | 700 | 420.85 | 510 | 442 | No
2028-09-20 06:00 | 2028 100% ECP | 700 | 263.52 | 210 | 442 | No
2028-09-20 07:00 | 2028 100% ECP | 600 | -36.48 | -90 | 442 | No
2028-09-20 08:00 | 2028 100% ECP | 0 | 0 | -45.42 | 442 | No
2028-09-20 09:00 | 2028 100% ECP | -600 | -300 | -345.42 | 442 | No
2028-09-20 10:00 | 2028 100% ECP | -700 | -526 | -510 | 442 | No
2028-09-20 11:00 | 2028 100% ECP | -700 | -526 | -510 | 442 | No
2028-09-20 12:00 | 2028 100% ECP | -700 | -526 | -510 | 442 | No
2028-09-20 13:00 | 2028 100% ECP | -700 | -526 | -510 | 442 | No
2028-09-20 14:00 | 2028 100% ECP | -700 | -526 | -510 | 442 | No
2028-09-20 15:00 | 2028 100% ECP | -500 | -525.36 | -510 | 442 | No
2028-09-20 16:00 | 2028 100% ECP | 100 | -225.36 | -210 | 442 | No
2028-09-20 17:00 | 2028 100% ECP | 700 | -173.77 | -510 | 442 | No
2028-09-20 18:00 | 2028 100% ECP | 700 | -233.52 | -510 | 442 | No
2028-09-20 19:00 | 2028 100% ECP | 700 | -233.52 | -510 | 442 | No
2028-09-20 20:00 | 2028 100% ECP | 700 | 0 | -510 | 442 | No
2028-09-20 21:00 | 2028 100% ECP | 700 | 0 | -375.99 | 442 | No
2028-09-20 22:00 | 2028 100% ECP | 700 | 0 | -75.99 | 376.25 | No
2028-09-20 23:00 | 2028 100% ECP | 700 | 300 | 224.01 | 442 | No
2028-09-21 | 2028 100% ECP | 700 | 193.15 | 510 | 442 | No
2028-09-21 01:00 | 2028 100% ECP | 700 | 265.2 | 510 | 442 | No
2028-09-21 02:00 | 2028 100% ECP | 700 | 505 | 510 | 442 | No
2028-09-21 03:00 | 2028 100% ECP | 700 | 329.21 | 510 | 442 | No
2028-09-21 04:00 | 2028 100% ECP | 700 | 29.21 | 510 | 442 | No
2028-09-21 05:00 | 2028 100% ECP | 700 | 0 | 300 | 442 | No
2028-09-21 06:00 | 2028 100% ECP | 700 | 0 | 0 | 429.19 | No
2028-09-21 07:00 | 2028 100% ECP | 700 | -162.37 | -276.01 | 442 | No
2028-09-21 08:00 | 2028 100% ECP | 176.23 | -462.37 | -510 | 442 | No
2028-09-21 09:00 | 2028 100% ECP | -423.77 | -526 | -510 | 442 | No
2028-09-21 10:00 | 2028 100% ECP | -700 | -526 | -510 | 442 | No
2028-09-21 11:00 | 2028 100% ECP | -700 | -526 | -510 | 442 | No
2028-09-21 12:00 | 2028 100% ECP | -700 | -526 | -510 | 442 | Yes
2028-09-21 13:00 | 2028 100% ECP | -700 | -526 | -510 | 442 | No
2028-09-21 14:00 | 2028 100% ECP | -700 | -526 | -510 | 442 | No
2028-09-21 15:00 | 2028 100% ECP | -700 | -526 | -510 | 442 | No
2028-09-21 16:00 | 2028 100% ECP | -100 | -226 | -399.63 | 442 | No
2028-09-21 17:00 | 2028 100% ECP | 500 | 0 | -399.63 | 442 | No
2028-09-21 18:00 | 2028 100% ECP | 700 | 0 | -335.32 | 442 | No
2028-09-21 19:00 | 2028 100% ECP | 700 | 0 | -90 | 442 | No
2028-09-21 20:00 | 2028 100% ECP | 700 | 205 | 210 | 368.68 | No
2028-09-21 21:00 | 2028 100% ECP | 700 | 505 | 510 | 442 | No
2028-09-21 22:00 | 2028 100% ECP | 700 | 505 | 510 | 442 | No
2028-09-21 23:00 | 2028 100% ECP | 700 | 505 | 510 | 442 | No
2028-09-22 | 2028 100% ECP | 700 | 373.46 | 510 | 442 | No
2028-09-22 01:00 | 2028 100% ECP | 700 | 348.42 | 510 | 442 | No
2028-09-22 02:00 | 2028 100% ECP | 700 | 48.42 | 510 | 413.68 | No
2028-09-22 03:00 | 2028 100% ECP | 438.22 | 0 | 210 | 113.68 | No
2028-09-22 04:00 | 2028 100% ECP | 438.22 | 0 | 0 | 0 | No
2028-09-22 05:00 | 2028 100% ECP | 0 | 0 | 170.09 | 0 | No
2028-09-22 06:00 | 2028 100% ECP | -493.41 | 0 | 0 | -97.56 | No
2028-09-22 07:00 | 2028 100% ECP | 0 | 0 | 0 | -230.32 | No
2028-09-22 08:00 | 2028 100% ECP | -222.26 | -226 | -210 | -210 | No
2028-09-22 09:00 | 2028 100% ECP | -700 | -526 | -510 | -510 | Yes
2028-09-22 10:00 | 2028 100% ECP | -700 | -226 | -210 | -210 | Yes
2028-09-22 11:00 | 2028 100% ECP | -700 | 74 | 90 | 90 | Yes
2028-09-22 12:00 | 2028 100% ECP | -700 | 374 | 390 | 390 | Yes
2028-09-22 13:00 | 2028 100% ECP | -700 | 505 | 510 | 442 | Yes
2028-09-22 14:00 | 2028 100% ECP | -700 | 505 | 510 | 442 | Yes
2028-09-22 15:00 | 2028 100% ECP | -700 | 505 | 510 | 442 | Yes
2028-09-22 16:00 | 2028 100% ECP | -700 | 505 | 510 | 442 | No
2028-09-22 17:00 | 2028 100% ECP | -100 | 205 | 510 | 417.27 | No
2028-09-22 18:00 | 2028 100% ECP | 500 | 0 | 510 | 442 | No
2028-09-22 19:00 | 2028 100% ECP | 700 | 249.65 | 510 | 442 | No
2028-09-22 20:00 | 2028 100% ECP | 700 | 365.05 | 510 | 442 | No
2028-09-22 21:00 | 2028 100% ECP | 700 | 365.05 | 510 | 442 | No
2028-09-22 22:00 | 2028 100% ECP | 700 | 65.05 | 510 | 442 | No
2028-09-22 23:00 | 2028 100% ECP | 700 | 282.55 | 510 | 442 | No
2028-09-23 | 2028 100% ECP | 700 | 162.4 | 510 | 442 | No
2028-09-23 01:00 | 2028 100% ECP | 700 | 462.4 | 510 | 442 | No
2028-09-23 02:00 | 2028 100% ECP | 700 | 462.4 | 510 | 442 | No
2028-09-23 03:00 | 2028 100% ECP | 700 | 505 | 510 | 442 | No
2028-09-23 04:00 | 2028 100% ECP | 700 | 479.92 | 510 | 442 | No
2028-09-23 05:00 | 2028 100% ECP | 700 | 479.92 | 510 | 442 | No
2028-09-23 06:00 | 2028 100% ECP | 700 | 505 | 510 | 442 | No
2028-09-23 07:00 | 2028 100% ECP | 700 | 505 | 510 | 442 | No
2028-09-23 08:00 | 2028 100% ECP | 700 | 353.41 | 510 | 442 | No
2028-09-23 09:00 | 2028 100% ECP | 655 | 53.41 | 210 | 442 | No
2028-09-23 10:00 | 2028 100% ECP | 198.46 | 0 | 0 | 442 | No
2028-09-23 11:00 | 2028 100% ECP | 0 | 0 | 0 | 442 | No
2028-09-23 12:00 | 2028 100% ECP | 0 | 0 | 0 | 442 | No
2028-09-23 13:00 | 2028 100% ECP | 0 | 0 | 0 | 442 | No
2028-09-23 14:00 | 2028 100% ECP | 0 | 0 | -110.59 | 442 | No
2028-09-23 15:00 | 2028 100% ECP | 403.07 | -41.91 | -410.59 | 442 | No
2028-09-23 16:00 | 2028 100% ECP | 700 | -341.91 | -510 | 442 | No
2028-09-23 17:00 | 2028 100% ECP | 700 | -526 | -510 | 442 | No
2028-09-23 18:00 | 2028 100% ECP | 700 | -290.37 | -510 | 442 | No
2028-09-23 19:00 | 2028 100% ECP | 700 | -290.37 | -510 | 442 | No
2028-09-23 20:00 | 2028 100% ECP | 700 | -300 | -374.58 | 442 | No
2028-09-23 21:00 | 2028 100% ECP | 700 | 0 | -74.58 | 442 | No
2028-09-23 22:00 | 2028 100% ECP | 700 | 300 | 225.42 | 442 | No
2028-09-23 23:00 | 2028 100% ECP | 700 | 0 | 41.29 | 355.8 | No
2028-09-24 | 2028 100% ECP | 330.41 | 0 | 324.09 | 399.83 | No
2028-09-24 01:00 | 2028 100% ECP | -269.59 | 0 | 24.09 | 186.52 | No
2028-09-24 02:00 | 2028 100% ECP | -700 | 300 | 324.09 | 442 | No
2028-09-24 03:00 | 2028 100% ECP | -700 | 505 | 510 | 442 | No
2028-09-24 04:00 | 2028 100% ECP | -700 | 205 | 210 | 142 | No
2028-09-24 05:00 | 2028 100% ECP | -700 | 0 | -90 | -158 | No
2028-09-24 06:00 | 2028 100% ECP | -700 | 0 | -390 | -348.41 | No
2028-09-24 07:00 | 2028 100% ECP | -700 | 0 | -90 | -48.41 | No
2028-09-24 08:00 | 2028 100% ECP | -700 | 0 | -390 | -348.41 | No
2028-09-24 09:00 | 2028 100% ECP | -700 | 0 | -300 | -210 | No
2028-09-24 10:00 | 2028 100% ECP | -700 | 74 | 0 | 90 | Yes
2028-09-24 11:00 | 2028 100% ECP | -700 | -226 | -210 | -210 | Yes
2028-09-24 12:00 | 2028 100% ECP | -700 | -526 | -510 | -510 | Yes
2028-09-24 13:00 | 2028 100% ECP | -700 | -526 | -510 | -510 | Yes
2028-09-24 14:00 | 2028 100% ECP | -700 | -526 | -510 | -510 | Yes
2028-09-24 15:00 | 2028 100% ECP | -700 | -526 | -510 | -377.9 | Yes
2028-09-24 16:00 | 2028 100% ECP | -700 | -526 | -510 | -300 | Yes
2028-09-24 17:00 | 2028 100% ECP | -700 | -226 | -510 | 0 | No
2028-09-24 18:00 | 2028 100% ECP | -700 | -526 | -510 | -220.31 | No
2028-09-24 19:00 | 2028 100% ECP | -700 | -226 | -510 | 79.69 | No
2028-09-24 20:00 | 2028 100% ECP | -700 | 0 | -359.82 | 224.47 | No
2028-09-24 21:00 | 2028 100% ECP | -700 | 0 | -59.82 | 442 | No
2028-09-24 22:00 | 2028 100% ECP | -700 | 205 | 240.18 | 442 | No
2028-09-24 23:00 | 2028 100% ECP | -700 | 505 | 510 | 442 | Yes
2028-09-25 | 2028 100% ECP | -700 | 505 | 510 | 442 | No
2028-09-25 01:00 | 2028 100% ECP | -700 | 505 | 510 | 442 | No
2028-09-25 02:00 | 2028 100% ECP | -700 | 374.93 | 390 | 442 | No
2028-09-25 03:00 | 2028 100% ECP | -700 | 74.93 | 90 | 442 | No
2028-09-25 04:00 | 2028 100% ECP | -700 | -225.07 | -210 | 442 | No
2028-09-25 05:00 | 2028 100% ECP | -700 | -525.07 | -510 | 142 | No
2028-09-25 06:00 | 2028 100% ECP | -700 | -526 | -510 | -158 | No
2028-09-25 07:00 | 2028 100% ECP | -700 | -526 | -510 | -117.04 | No
2028-09-25 08:00 | 2028 100% ECP | -700 | -526 | -510 | 109.81 | No
2028-09-25 09:00 | 2028 100% ECP | -700 | -396.59 | -510 | 409.81 | Yes
2028-09-25 10:00 | 2028 100% ECP | -700 | -96.59 | -210 | 442 | Yes
2028-09-25 11:00 | 2028 100% ECP | -700 | 203.41 | 90 | 442 | Yes
2028-09-25 12:00 | 2028 100% ECP | -700 | 503.41 | 390 | 442 | Yes
2028-09-25 13:00 | 2028 100% ECP | -700 | 505 | 510 | 442 | Yes
2028-09-25 14:00 | 2028 100% ECP | -700 | 380.8 | 510 | 442 | Yes
2028-09-25 15:00 | 2028 100% ECP | -700 | 80.8 | 359.74 | 142 | Yes
2028-09-25 16:00 | 2028 100% ECP | -700 | -219.2 | 59.74 | -158 | Yes
2028-09-25 17:00 | 2028 100% ECP | -100 | 0 | 359.74 | 142 | No
2028-09-25 18:00 | 2028 100% ECP | 500 | 300 | 510 | 165.94 | No
2028-09-25 19:00 | 2028 100% ECP | 700 | 300 | 510 | -134.06 | No
2028-09-25 20:00 | 2028 100% ECP | 700 | 326.13 | 510 | 165.94 | No
2028-09-25 21:00 | 2028 100% ECP | 700 | 164.19 | 510 | 442 | No
2028-09-25 22:00 | 2028 100% ECP | 700 | 464.19 | 510 | 442 | No
2028-09-25 23:00 | 2028 100% ECP | 700 | 464.19 | 510 | 442 | No
2028-09-26 | 2028 100% ECP | 700 | 505 | 510 | 442 | No
2028-09-26 01:00 | 2028 100% ECP | 700 | 505 | 510 | 442 | No
2028-09-26 02:00 | 2028 100% ECP | 700 | 482.25 | 510 | 442 | No
2028-09-26 03:00 | 2028 100% ECP | 700 | 394.69 | 510 | 442 | No
2028-09-26 04:00 | 2028 100% ECP | 700 | 322.8 | 510 | 442 | No
2028-09-26 05:00 | 2028 100% ECP | 700 | 22.8 | 510 | 442 | No
2028-09-26 06:00 | 2028 100% ECP | 700 | 322.8 | 482.19 | 442 | No
2028-09-26 07:00 | 2028 100% ECP | 500 | 74 | 182.19 | 442 | No
2028-09-26 08:00 | 2028 100% ECP | -100 | -226 | -117.81 | 442 | No
2028-09-26 09:00 | 2028 100% ECP | -700 | -526 | -417.81 | 218.72 | No
2028-09-26 10:00 | 2028 100% ECP | -700 | -526 | -510 | 442 | No
2028-09-26 11:00 | 2028 100% ECP | -700 | -226 | -210 | 442 | No
2028-09-26 12:00 | 2028 100% ECP | -700 | -226 | -210 | 442 | No
2028-09-26 13:00 | 2028 100% ECP | -700 | -526 | -510 | 442 | No
2028-09-26 14:00 | 2028 100% ECP | -700 | -526 | -510 | 442 | No
2028-09-26 15:00 | 2028 100% ECP | -500 | -315.84 | -510 | 442 | No
2028-09-26 16:00 | 2028 100% ECP | 100 | -15.84 | -308.51 | 442 | No
2028-09-26 17:00 | 2028 100% ECP | 700 | -64.11 | -210 | 442 | No
2028-09-26 18:00 | 2028 100% ECP | 700 | -364.11 | -510 | 442 | No
2028-09-26 19:00 | 2028 100% ECP | 700 | -395 | -468.42 | 442 | No
2028-09-26 20:00 | 2028 100% ECP | 700 | -95 | -168.42 | 442 | No
2028-09-26 21:00 | 2028 100% ECP | 700 | 205 | 131.58 | 442 | No
2028-09-26 22:00 | 2028 100% ECP | 700 | 505 | 431.58 | 442 | No
2028-09-26 23:00 | 2028 100% ECP | 700 | 505 | 510 | 442 | No
2028-09-27 | 2028 100% ECP | 700 | 505 | 510 | 442 | No
2028-09-27 01:00 | 2028 100% ECP | 700 | 505 | 510 | 442 | No
2028-09-27 02:00 | 2028 100% ECP | 700 | 505 | 510 | 442 | No
2028-09-27 03:00 | 2028 100% ECP | 700 | 505 | 510 | 442 | No
2028-09-27 04:00 | 2028 100% ECP | 700 | 505 | 510 | 442 | No
2028-09-27 05:00 | 2028 100% ECP | 700 | 205 | 335.5 | 442 | No
2028-09-27 06:00 | 2028 100% ECP | 700 | 0 | 35.5 | 442 | No
2028-09-27 07:00 | 2028 100% ECP | 700 | -75.04 | -210 | 442 | No
2028-09-27 08:00 | 2028 100% ECP | 700 | -375.04 | -510 | 442 | No
2028-09-27 09:00 | 2028 100% ECP | 100 | -526 | -510 | 442 | No
2028-09-27 10:00 | 2028 100% ECP | -500 | -526 | -510 | 442 | No
2028-09-27 11:00 | 2028 100% ECP | -700 | -526 | -510 | 442 | No
2028-09-27 12:00 | 2028 100% ECP | -700 | -526 | -510 | 442 | No
2028-09-27 13:00 | 2028 100% ECP | -700 | -526 | -510 | 442 | No
2028-09-27 14:00 | 2028 100% ECP | -700 | -526 | -510 | 442 | No
2028-09-27 15:00 | 2028 100% ECP | -487.61 | -526 | -510 | 442 | No
2028-09-27 16:00 | 2028 100% ECP | 112.39 | -526 | -510 | 442 | No
2028-09-27 17:00 | 2028 100% ECP | 700 | -526 | -510 | 442 | No
2028-09-27 18:00 | 2028 100% ECP | 700 | -526 | -510 | 442 | No
2028-09-27 19:00 | 2028 100% ECP | 700 | -526 | -510 | 442 | No
2028-09-27 20:00 | 2028 100% ECP | 700 | -526 | -510 | 442 | No
2028-09-27 21:00 | 2028 100% ECP | 700 | -300 | -275.62 | 442 | No
2028-09-27 22:00 | 2028 100% ECP | 700 | 0 | 24.38 | 442 | No
2028-09-27 23:00 | 2028 100% ECP | 700 | 278 | 324.38 | 442 | No
2028-09-28 | 2028 100% ECP | 700 | 0 | 324.04 | 442 | No
2028-09-28 01:00 | 2028 100% ECP | 600 | 0 | 24.04 | 442 | No
2028-09-28 02:00 | 2028 100% ECP | 0 | 0 | -179.34 | 442 | No
2028-09-28 03:00 | 2028 100% ECP | 529.82 | 0 | 0 | 442 | No
2028-09-28 04:00 | 2028 100% ECP | 700 | 0 | 300 | 442 | No
2028-09-28 05:00 | 2028 100% ECP | 700 | 0 | 463.65 | 442 | No
2028-09-28 06:00 | 2028 100% ECP | 700 | 205 | 473.26 | 442 | No
2028-09-28 07:00 | 2028 100% ECP | 700 | 505 | 510 | 442 | No
2028-09-28 08:00 | 2028 100% ECP | 700 | 300 | 401.15 | 442 | No
2028-09-28 09:00 | 2028 100% ECP | 100 | 0 | 101.15 | 442 | No
2028-09-28 10:00 | 2028 100% ECP | -500 | -30.65 | -198.85 | 442 | No
2028-09-28 11:00 | 2028 100% ECP | -700 | -30.65 | -498.85 | 442 | No
2028-09-28 12:00 | 2028 100% ECP | -700 | -330.65 | -510 | 442 | No
2028-09-28 13:00 | 2028 100% ECP | -700 | -34.78 | -510 | 442 | No
2028-09-28 14:00 | 2028 100% ECP | -700 | -334.78 | -510 | 442 | No
2028-09-28 15:00 | 2028 100% ECP | -500 | -136.38 | -510 | 442 | No
2028-09-28 16:00 | 2028 100% ECP | 100 | -398.45 | -510 | 442 | No
2028-09-28 17:00 | 2028 100% ECP | 700 | -398.45 | -510 | 220.68 | No
2028-09-28 18:00 | 2028 100% ECP | 700 | -526 | -510 | 421.57 | No
2028-09-28 19:00 | 2028 100% ECP | 700 | -395 | -390 | 351 | No
2028-09-28 20:00 | 2028 100% ECP | 700 | -95 | -90 | 432.99 | No
2028-09-28 21:00 | 2028 100% ECP | 700 | 205 | 210 | 442 | No
2028-09-28 22:00 | 2028 100% ECP | 700 | 505 | 510 | 442 | No
2028-09-28 23:00 | 2028 100% ECP | 700 | 314.31 | 510 | 442 | No
2028-09-29 | 2028 100% ECP | 700 | 505 | 510 | 442 | No
2028-09-29 01:00 | 2028 100% ECP | 700 | 320.98 | 510 | 442 | No
2028-09-29 02:00 | 2028 100% ECP | 700 | 414.94 | 510 | 442 | No
2028-09-29 03:00 | 2028 100% ECP | 700 | 483.35 | 510 | 442 | No
2028-09-29 04:00 | 2028 100% ECP | 700 | 183.35 | 510 | 442 | No
2028-09-29 05:00 | 2028 100% ECP | 700 | 0 | 446.81 | 244.03 | No
2028-09-29 06:00 | 2028 100% ECP | 700 | 0 | 146.81 | 142 | No
2028-09-29 07:00 | 2028 100% ECP | 700 | 29.42 | 300 | 442 | No
2028-09-29 08:00 | 2028 100% ECP | 500 | 0 | 0 | 442 | No
2028-09-29 09:00 | 2028 100% ECP | -100 | -231.15 | -300 | 442 | No
2028-09-29 10:00 | 2028 100% ECP | -700 | -526 | -510 | 442 | No
2028-09-29 11:00 | 2028 100% ECP | -700 | -526 | -510 | 442 | No
2028-09-29 12:00 | 2028 100% ECP | -700 | -526 | -510 | 442 | No
2028-09-29 13:00 | 2028 100% ECP | -700 | -526 | -510 | 308.42 | No
2028-09-29 14:00 | 2028 100% ECP | -700 | -526 | -510 | 216.65 | No
2028-09-29 15:00 | 2028 100% ECP | -700 | -526 | -510 | 227.36 | No
2028-09-29 16:00 | 2028 100% ECP | -700 | -526 | -510 | 442 | No
2028-09-29 17:00 | 2028 100% ECP | -700 | -526 | -510 | 442 | No
2028-09-29 18:00 | 2028 100% ECP | -700 | -526 | -510 | 428.53 | No
2028-09-29 19:00 | 2028 100% ECP | -700 | -526 | -510 | 442 | No
2028-09-29 20:00 | 2028 100% ECP | -700 | -226 | -210 | 442 | Yes
2028-09-29 21:00 | 2028 100% ECP | -700 | 74 | 90 | 442 | Yes
2028-09-29 22:00 | 2028 100% ECP | -700 | 374 | 390 | 442 | Yes
2028-09-29 23:00 | 2028 100% ECP | -700 | 505 | 510 | 442 | Yes
2028-09-30 | 2028 100% ECP | -700 | 505 | 510 | 442 | No
2028-09-30 01:00 | 2028 100% ECP | -700 | 505 | 510 | 442 | No
2028-09-30 02:00 | 2028 100% ECP | -700 | 505 | 510 | 442 | No
2028-09-30 03:00 | 2028 100% ECP | -700 | 505 | 510 | 442 | No
2028-09-30 04:00 | 2028 100% ECP | -406.22 | 505 | 510 | 442 | No
2028-09-30 05:00 | 2028 100% ECP | 0 | 505 | 510 | 442 | No
2028-09-30 06:00 | 2028 100% ECP | 530.98 | 505 | 510 | 442 | No
2028-09-30 07:00 | 2028 100% ECP | 700 | 505 | 510 | 442 | No
2028-09-30 08:00 | 2028 100% ECP | 700 | 300 | 510 | 442 | No
2028-09-30 09:00 | 2028 100% ECP | 679.57 | 0 | 210 | 442 | No
2028-09-30 10:00 | 2028 100% ECP | 557.91 | 0 | 0 | 442 | No
2028-09-30 11:00 | 2028 100% ECP | -42.09 | -113.98 | -300 | 384.38 | No
2028-09-30 12:00 | 2028 100% ECP | 43.87 | 0 | 0 | 84.38 | No
2028-09-30 13:00 | 2028 100% ECP | 225.49 | 0 | 0 | 0 | No
2028-09-30 14:00 | 2028 100% ECP | 695.2 | 0 | 0 | 198.86 | No
2028-09-30 15:00 | 2028 100% ECP | 700 | 0 | 125.35 | 142 | No
2028-09-30 16:00 | 2028 100% ECP | 700 | 0 | 425.35 | 442 | No
2028-09-30 17:00 | 2028 100% ECP | 700 | 0 | 510 | 442 | No
2028-09-30 18:00 | 2028 100% ECP | 700 | 0 | 210 | 442 | No
2028-09-30 19:00 | 2028 100% ECP | 700 | 0 | 210 | 395.86 | No
2028-09-30 20:00 | 2028 100% ECP | 700 | 300 | 510 | 442 | No
2028-09-30 21:00 | 2028 100% ECP | 700 | 471.97 | 510 | 442 | No
2028-09-30 22:00 | 2028 100% ECP | 700 | 171.97 | 510 | 442 | No
2028-09-30 23:00 | 2028 100% ECP | 700 | 324.68 | 510 | 442 | No
2028-10-01 | 2028 100% ECP | 700 | 229.55 | 510 | 442 | No
2028-10-01 01:00 | 2028 100% ECP | 700 | 229.55 | 510 | 442 | No
2028-10-01 02:00 | 2028 100% ECP | 700 | 429.3 | 510 | 442 | No
2028-10-01 03:00 | 2028 100% ECP | 700 | 231.08 | 510 | 442 | No
2028-10-01 04:00 | 2028 100% ECP | 700 | 75.69 | 390 | 442 | No
2028-10-01 05:00 | 2028 100% ECP | 700 | 228.77 | 90 | 442 | No
2028-10-01 06:00 | 2028 100% ECP | 700 | -71.23 | -210 | 276.23 | No
2028-10-01 07:00 | 2028 100% ECP | 700 | -226 | -510 | 441.32 | No
2028-10-01 08:00 | 2028 100% ECP | 700 | -526 | -510 | 391.8 | No
2028-10-01 09:00 | 2028 100% ECP | 700 | -526 | -510 | 360.02 | No
2028-10-01 10:00 | 2028 100% ECP | 700 | -526 | -510 | 329.76 | No
2028-10-01 11:00 | 2028 100% ECP | 700 | -526 | -510 | 243.66 | No
2028-10-01 12:00 | 2028 100% ECP | 700 | -526 | -510 | 263.72 | No
2028-10-01 13:00 | 2028 100% ECP | 700 | -526 | -510 | 354.74 | No
2028-10-01 14:00 | 2028 100% ECP | 700 | -526 | -510 | 363.39 | No
2028-10-01 15:00 | 2028 100% ECP | 700 | -526 | -510 | 406.54 | No
2028-10-01 16:00 | 2028 100% ECP | 700 | -526 | -510 | 428.06 | No
2028-10-01 17:00 | 2028 100% ECP | 700 | -315.12 | -510 | 442 | No
2028-10-01 18:00 | 2028 100% ECP | 700 | -315.12 | -420.85 | 442 | No
2028-10-01 19:00 | 2028 100% ECP | 700 | -78.3 | -120.85 | 442 | No
2028-10-01 20:00 | 2028 100% ECP | 700 | 205 | 179.15 | 442 | No
2028-10-01 21:00 | 2028 100% ECP | 700 | 505 | 479.15 | 442 | No
2028-10-01 22:00 | 2028 100% ECP | 700 | 472.12 | 510 | 442 | No
2028-10-01 23:00 | 2028 100% ECP | 700 | 505 | 510 | 442 | No
2028-10-02 | 2028 100% ECP | 313.57 | 505 | 510 | 442 | No
2028-10-02 01:00 | 2028 100% ECP | -286.43 | 505 | 510 | 442 | No
2028-10-02 02:00 | 2028 100% ECP | -700 | 505 | 510 | 442 | No
2028-10-02 03:00 | 2028 100% ECP | -700 | 505 | 510 | 442 | No
2028-10-02 04:00 | 2028 100% ECP | -700 | 505 | 510 | 442 | No
2028-10-02 05:00 | 2028 100% ECP | -700 | 505 | 510 | 442 | No
2028-10-02 06:00 | 2028 100% ECP | -668.66 | 205 | 210 | 442 | No
2028-10-02 07:00 | 2028 100% ECP | -668.66 | 0 | 0 | 442 | No
2028-10-02 08:00 | 2028 100% ECP | -700 | -226 | -210 | 442 | No
2028-10-02 09:00 | 2028 100% ECP | -700 | -526 | -510 | 442 | Yes
2028-10-02 10:00 | 2028 100% ECP | -700 | -498.75 | -510 | 442 | Yes
2028-10-02 11:00 | 2028 100% ECP | -700 | -226 | -210 | 442 | Yes
2028-10-02 12:00 | 2028 100% ECP | -700 | -526 | -510 | 442 | Yes
2028-10-02 13:00 | 2028 100% ECP | -700 | -526 | -510 | 442 | Yes
2028-10-02 14:00 | 2028 100% ECP | -700 | -526 | -510 | 442 | Yes
2028-10-02 15:00 | 2028 100% ECP | -700 | -526 | -510 | 442 | Yes
2028-10-02 16:00 | 2028 100% ECP | -700 | -448.31 | -510 | 442 | No
2028-10-02 17:00 | 2028 100% ECP | -100 | -148.31 | -210 | 442 | No
2028-10-02 18:00 | 2028 100% ECP | 500 | 0 | 10.24 | 442 | No
2028-10-02 19:00 | 2028 100% ECP | 700 | 0 | 10.24 | 442 | No
2028-10-02 20:00 | 2028 100% ECP | 700 | 0 | 310.24 | 442 | No
2028-10-02 21:00 | 2028 100% ECP | 700 | 0 | 510 | 442 | No
2028-10-02 22:00 | 2028 100% ECP | 700 | 0 | 510 | 375.25 | No
2028-10-02 23:00 | 2028 100% ECP | 700 | 300 | 510 | 442 | No
2028-10-03 | 2028 100% ECP | 700 | 505 | 510 | 442 | No
2028-10-03 01:00 | 2028 100% ECP | 237.26 | 505 | 510 | 442 | No
2028-10-03 02:00 | 2028 100% ECP | 237.26 | 505 | 510 | 442 | No
2028-10-03 03:00 | 2028 100% ECP | 118.36 | 505 | 510 | 442 | No
2028-10-03 04:00 | 2028 100% ECP | 609.18 | 505 | 510 | 442 | No
2028-10-03 05:00 | 2028 100% ECP | 220.86 | 464.34 | 510 | 442 | No
2028-10-03 06:00 | 2028 100% ECP | 700 | 164.34 | 510 | 442 | No
2028-10-03 07:00 | 2028 100% ECP | 700 | 464.34 | 510 | 442 | No
2028-10-03 08:00 | 2028 100% ECP | 500 | 173.34 | 510 | 442 | No
2028-10-03 09:00 | 2028 100% ECP | -100 | 201.67 | 210 | 442 | No
2028-10-03 10:00 | 2028 100% ECP | -700 | 501.67 | 510 | 442 | No
2028-10-03 11:00 | 2028 100% ECP | -700 | 420.13 | 510 | 442 | No
2028-10-03 12:00 | 2028 100% ECP | -700 | 505 | 510 | 442 | No
2028-10-03 13:00 | 2028 100% ECP | -700 | 505 | 510 | 442 | No
2028-10-03 14:00 | 2028 100% ECP | -700 | 300 | 374.16 | 389.49 | No
2028-10-03 15:00 | 2028 100% ECP | -600 | 0 | 74.16 | 89.49 | No
2028-10-03 16:00 | 2028 100% ECP | 0 | 0 | 374.16 | 0 | No
2028-10-03 17:00 | 2028 100% ECP | 600 | 0 | 510 | 148.77 | No
2028-10-03 18:00 | 2028 100% ECP | 700 | 0 | 510 | 148.77 | No
2028-10-03 19:00 | 2028 100% ECP | 700 | 0 | 510 | 442 | No
2028-10-03 20:00 | 2028 100% ECP | 700 | 0 | 510 | 147.78 | No
2028-10-03 21:00 | 2028 100% ECP | 500 | 205 | 510 | 0 | No
2028-10-03 22:00 | 2028 100% ECP | -100 | 505 | 510 | -7.08 | No
2028-10-03 23:00 | 2028 100% ECP | -700 | 505 | 510 | 69.97 | Yes
2028-10-04 | 2028 100% ECP | -700 | 505 | 510 | 150.55 | Yes
2028-10-04 01:00 | 2028 100% ECP | -700 | 505 | 510 | 442 | Yes
2028-10-04 02:00 | 2028 100% ECP | -700 | 505 | 510 | 142 | Yes
2028-10-04 03:00 | 2028 100% ECP | -700 | 505 | 510 | 0 | Yes
2028-10-04 04:00 | 2028 100% ECP | -700 | 505 | 510 | 0 | Yes
2028-10-04 05:00 | 2028 100% ECP | -700 | 505 | 510 | 166.39 | Yes
2028-10-04 06:00 | 2028 100% ECP | -700 | 505 | 510 | 166.39 | Yes
2028-10-04 07:00 | 2028 100% ECP | -700 | 505 | 510 | 310.12 | Yes
2028-10-04 08:00 | 2028 100% ECP | -700 | 505 | 510 | 442 | Yes
2028-10-04 09:00 | 2028 100% ECP | -700 | 505 | 510 | 442 | Yes
2028-10-04 10:00 | 2028 100% ECP | -700 | 374 | 390 | 442 | Yes
2028-10-04 11:00 | 2028 100% ECP | -700 | 74 | 90 | 442 | Yes
2028-10-04 12:00 | 2028 100% ECP | -700 | -226 | -210 | 442 | Yes
2028-10-04 13:00 | 2028 100% ECP | -700 | -526 | -510 | 442 | Yes
2028-10-04 14:00 | 2028 100% ECP | -700 | -526 | -510 | 442 | Yes
2028-10-04 15:00 | 2028 100% ECP | -700 | -526 | -510 | 442 | Yes
2028-10-04 16:00 | 2028 100% ECP | -700 | -526 | -510 | 442 | Yes
2028-10-04 17:00 | 2028 100% ECP | -700 | -526 | -510 | 442 | No
2028-10-04 18:00 | 2028 100% ECP | -700 | -526 | -510 | 442 | No
2028-10-04 19:00 | 2028 100% ECP | -700 | -526 | -510 | 232.5 | No
2028-10-04 20:00 | 2028 100% ECP | -325.88 | -526 | -510 | 232.5 | No
2028-10-04 21:00 | 2028 100% ECP | -700 | -526 | -510 | 232.5 | No
2028-10-04 22:00 | 2028 100% ECP | -700 | -226 | -210 | 442 | No
2028-10-04 23:00 | 2028 100% ECP | -700 | 0 | -238.52 | 403.08 | No
2028-10-05 | 2028 100% ECP | -697.96 | 0 | -210 | 237.49 | No
2028-10-05 01:00 | 2028 100% ECP | -700 | 0 | -510 | 42 | No
2028-10-05 02:00 | 2028 100% ECP | -700 | 0 | -510 | 123.21 | No
2028-10-05 03:00 | 2028 100% ECP | -700 | 0 | -282.38 | 142 | No
2028-10-05 04:00 | 2028 100% ECP | -700 | 0 | 17.62 | 442 | No
2028-10-05 05:00 | 2028 100% ECP | -700 | 0 | 0 | 442 | No
2028-10-05 06:00 | 2028 100% ECP | -700 | 0 | 0 | 442 | No
2028-10-05 07:00 | 2028 100% ECP | -141.75 | 0 | 0 | 142 | No
2028-10-05 08:00 | 2028 100% ECP | 458.25 | 0 | 300 | 442 | No
2028-10-05 09:00 | 2028 100% ECP | -141.75 | 205 | 210 | 442 | No
2028-10-05 10:00 | 2028 100% ECP | -700 | 505 | 510 | 442 | No
2028-10-05 11:00 | 2028 100% ECP | -700 | 205 | 210 | 442 | No
2028-10-05 12:00 | 2028 100% ECP | -700 | 167.53 | 300 | 442 | No
2028-10-05 13:00 | 2028 100% ECP | -700 | 0 | 0 | 442 | No
2028-10-05 14:00 | 2028 100% ECP | -484.12 | 0 | 0 | 442 | No
2028-10-05 15:00 | 2028 100% ECP | 100 | 0 | -48.52 | 423.23 | No
2028-10-05 16:00 | 2028 100% ECP | 700 | 260.08 | 90 | 442 | No
2028-10-05 17:00 | 2028 100% ECP | 700 | -39.92 | -210 | 367.44 | No
2028-10-05 18:00 | 2028 100% ECP | 700 | -339.92 | -510 | 113.23 | No
2028-10-05 19:00 | 2028 100% ECP | 700 | -300 | -510 | 413.23 | No
2028-10-05 20:00 | 2028 100% ECP | 700 | 0 | -210 | 413.23 | No
2028-10-05 21:00 | 2028 100% ECP | 700 | 300 | 90 | 442 | No
2028-10-05 22:00 | 2028 100% ECP | 700 | 31.86 | 390 | 442 | No
2028-10-05 23:00 | 2028 100% ECP | 231.44 | 0 | 90 | 442 | No
2028-10-06 | 2028 100% ECP | -251.62 | 0 | 0 | 386.05 | No
2028-10-06 01:00 | 2028 100% ECP | -398.49 | 0 | 0 | 423.52 | No
2028-10-06 02:00 | 2028 100% ECP | -700 | 205 | 210 | 405.21 | No
2028-10-06 03:00 | 2028 100% ECP | -700 | 505 | 510 | 442 | No
2028-10-06 04:00 | 2028 100% ECP | -700 | 505 | 510 | 442 | No
2028-10-06 05:00 | 2028 100% ECP | -700 | 205 | 210 | 436.25 | No
2028-10-06 06:00 | 2028 100% ECP | -700 | -95 | -90 | 442 | No
2028-10-06 07:00 | 2028 100% ECP | -700 | -395 | -390 | 442 | No
2028-10-06 08:00 | 2028 100% ECP | -700 | -330.81 | -510 | 442 | No
2028-10-06 09:00 | 2028 100% ECP | -700 | -30.81 | -510 | 442 | No
2028-10-06 10:00 | 2028 100% ECP | -700 | -149.62 | -510 | 414.34 | No
2028-10-06 11:00 | 2028 100% ECP | -700 | 150.38 | -210 | 442 | Yes
2028-10-06 12:00 | 2028 100% ECP | -700 | 450.38 | 90 | 442 | Yes
2028-10-06 13:00 | 2028 100% ECP | -700 | 150.38 | -100.97 | 442 | Yes
2028-10-06 14:00 | 2028 100% ECP | -700 | -149.62 | -400.97 | 298.77 | Yes
2028-10-06 15:00 | 2028 100% ECP | -700 | 150.38 | -100.97 | 442 | Yes
2028-10-06 16:00 | 2028 100% ECP | -700 | 0 | -270.48 | 142 | Yes
2028-10-06 17:00 | 2028 100% ECP | -700 | 0 | -46.75 | 0 | No
2028-10-06 18:00 | 2028 100% ECP | -700 | 0 | 0 | 0 | No
2028-10-06 19:00 | 2028 100% ECP | -190.87 | 0 | 0 | 0 | No
2028-10-06 20:00 | 2028 100% ECP | -190.87 | 0 | 300 | 10.87 | No
2028-10-06 21:00 | 2028 100% ECP | -700 | 205 | 210 | 142 | No
2028-10-06 22:00 | 2028 100% ECP | -700 | 505 | 510 | 442 | No
2028-10-06 23:00 | 2028 100% ECP | -700 | 505 | 510 | 442 | No
2028-10-07 | 2028 100% ECP | -100 | 487.94 | 510 | 142 | No
2028-10-07 01:00 | 2028 100% ECP | 443.03 | 505 | 510 | 442 | No
2028-10-07 02:00 | 2028 100% ECP | 298.74 | 505 | 510 | 442 | No
2028-10-07 03:00 | 2028 100% ECP | 700 | 335.99 | 510 | 442 | No
2028-10-07 04:00 | 2028 100% ECP | 700 | 81.97 | 510 | 442 | No
2028-10-07 05:00 | 2028 100% ECP | 700 | 257.45 | 510 | 442 | No
2028-10-07 06:00 | 2028 100% ECP | 700 | 243.82 | 510 | 442 | No
2028-10-07 07:00 | 2028 100% ECP | 700 | 505 | 510 | 442 | No
2028-10-07 08:00 | 2028 100% ECP | 700 | 505 | 510 | 442 | No
2028-10-07 09:00 | 2028 100% ECP | 600.47 | 205 | 210 | 167.75 | No
2028-10-07 10:00 | 2028 100% ECP | 0.47 | 0 | 0 | 353.75 | No
2028-10-07 11:00 | 2028 100% ECP | 0.47 | 0 | 0 | 172.22 | No
2028-10-07 12:00 | 2028 100% ECP | 600.47 | 0 | 0 | 288.94 | No
2028-10-07 13:00 | 2028 100% ECP | 700 | 0 | -31.58 | 432.28 | No
2028-10-07 14:00 | 2028 100% ECP | 700 | 0 | -81.3 | 442 | No
2028-10-07 15:00 | 2028 100% ECP | 700 | -300 | -381.3 | 442 | No
2028-10-07 16:00 | 2028 100% ECP | 700 | -526 | -510 | 340.55 | No
2028-10-07 17:00 | 2028 100% ECP | 700 | -515.57 | -510 | 340.55 | No
2028-10-07 18:00 | 2028 100% ECP | 700 | -215.57 | -210 | 371.79 | No
2028-10-07 19:00 | 2028 100% ECP | 700 | 84.43 | 90 | 442 | No
2028-10-07 20:00 | 2028 100% ECP | 700 | 384.43 | 390 | 442 | No
2028-10-07 21:00 | 2028 100% ECP | 700 | 125.85 | 510 | 442 | No
2028-10-07 22:00 | 2028 100% ECP | 700 | 120.79 | 510 | 442 | No
2028-10-07 23:00 | 2028 100% ECP | 700 | 312.72 | 510 | 442 | No
2028-10-08 | 2028 100% ECP | 700 | 12.72 | 253.73 | 442 | No
2028-10-08 01:00 | 2028 100% ECP | 700 | 0 | 285.73 | 343.68 | No
2028-10-08 02:00 | 2028 100% ECP | 700 | 0 | 300 | 442 | No
2028-10-08 03:00 | 2028 100% ECP | 535.92 | 0 | 0 | 215.87 | No
2028-10-08 04:00 | 2028 100% ECP | 417.02 | 0 | 0 | 215.87 | No
2028-10-08 05:00 | 2028 100% ECP | 700 | 0 | 0 | 350.66 | No
2028-10-08 06:00 | 2028 100% ECP | 700 | 0 | 296.04 | 425.95 | No
2028-10-08 07:00 | 2028 100% ECP | 700 | 196.15 | 510 | 442 | No
2028-10-08 08:00 | 2028 100% ECP | 615.88 | 300 | 300 | 442 | No
2028-10-08 09:00 | 2028 100% ECP | 15.88 | 0 | 0 | 442 | No
2028-10-08 10:00 | 2028 100% ECP | -584.12 | -300 | -300 | 442 | No
2028-10-08 11:00 | 2028 100% ECP | -700 | -526 | -510 | 442 | No
2028-10-08 12:00 | 2028 100% ECP | -700 | -526 | -510 | 172.37 | No
2028-10-08 13:00 | 2028 100% ECP | -700 | -526 | -510 | 285.97 | No
2028-10-08 14:00 | 2028 100% ECP | -600 | -526 | -510 | 442 | No
2028-10-08 15:00 | 2028 100% ECP | 0 | -526 | -510 | 442 | No
2028-10-08 16:00 | 2028 100% ECP | 600 | -526 | -510 | 142 | No
2028-10-08 17:00 | 2028 100% ECP | 700 | -526 | -510 | 442 | No
2028-10-08 18:00 | 2028 100% ECP | 700 | -526 | -510 | 300 | No
2028-10-08 19:00 | 2028 100% ECP | 700 | -526 | -510 | 0 | No
2028-10-08 20:00 | 2028 100% ECP | 700 | -526 | -510 | 104.06 | No
2028-10-08 21:00 | 2028 100% ECP | 600 | -226 | -210 | 293.21 | No
2028-10-08 22:00 | 2028 100% ECP | 0 | 0 | -49.39 | 0 | No
2028-10-08 23:00 | 2028 100% ECP | 556 | 0 | 0 | 0 | No
2028-10-09 | 2028 100% ECP | -44 | 0 | -38.83 | 0 | No
2028-10-09 01:00 | 2028 100% ECP | -232.12 | 0 | 0 | 3.75 | No
2028-10-09 02:00 | 2028 100% ECP | -363.95 | 0 | 0 | 0 | No
2028-10-09 03:00 | 2028 100% ECP | 0 | 0 | 61.7 | 0 | No
2028-10-09 04:00 | 2028 100% ECP | -19.04 | 0 | 0 | 0 | No
2028-10-09 05:00 | 2028 100% ECP | 242.69 | 0 | 0 | 0 | No
2028-10-09 06:00 | 2028 100% ECP | 700 | 0 | 300 | 8.39 | No
2028-10-09 07:00 | 2028 100% ECP | 700 | 0 | 409.43 | 127.6 | No
2028-10-09 08:00 | 2028 100% ECP | 700 | 0 | 390 | 427.6 | No
2028-10-09 09:00 | 2028 100% ECP | 261.5 | 0 | 90 | 442 | No
2028-10-09 10:00 | 2028 100% ECP | -338.5 | -300 | -210 | 142 | No
2028-10-09 11:00 | 2028 100% ECP | -700 | -526 | -510 | 0 | No
2028-10-09 12:00 | 2028 100% ECP | -700 | -526 | -510 | -210 | No
2028-10-09 13:00 | 2028 100% ECP | -700 | -526 | -510 | -510 | No
2028-10-09 14:00 | 2028 100% ECP | -700 | -526 | -510 | -260.59 | No
2028-10-09 15:00 | 2028 100% ECP | -700 | -526 | -510 | -285.45 | No
2028-10-09 16:00 | 2028 100% ECP | -100 | -226 | -210 | 14.55 | No
2028-10-09 17:00 | 2028 100% ECP | 500 | -526 | -510 | 142 | No
2028-10-09 18:00 | 2028 100% ECP | 700 | -226 | -210 | 442 | No
2028-10-09 19:00 | 2028 100% ECP | 700 | 0 | 0 | 442 | No
2028-10-09 20:00 | 2028 100% ECP | 700 | 0 | 259.04 | 442 | No
2028-10-09 21:00 | 2028 100% ECP | 700 | 0 | 510 | 389.44 | No
2028-10-09 22:00 | 2028 100% ECP | 700 | 0 | 468.51 | 245.45 | No
2028-10-09 23:00 | 2028 100% ECP | 700 | 0 | 168.51 | 158.14 | No
2028-10-10 | 2028 100% ECP | 500 | 0 | 38.67 | 0 | No
2028-10-10 01:00 | 2028 100% ECP | -100 | 0 | 0 | 0 | No
2028-10-10 02:00 | 2028 100% ECP | -700 | 0 | 231.52 | 120.35 | No
2028-10-10 03:00 | 2028 100% ECP | -700 | 300 | 510 | 420.35 | No
2028-10-10 04:00 | 2028 100% ECP | -700 | 0 | 210 | 120.35 | No
2028-10-10 05:00 | 2028 100% ECP | -700 | -300 | -90 | -179.65 | No
2028-10-10 06:00 | 2028 100% ECP | -700 | 0 | -302.41 | -300 | No
2028-10-10 07:00 | 2028 100% ECP | -100 | 0 | -2.41 | 0 | No
2028-10-10 08:00 | 2028 100% ECP | 0 | 0 | 0 | 201.62 | No
2028-10-10 09:00 | 2028 100% ECP | -600 | 0 | -133.97 | 0 | No
2028-10-10 10:00 | 2028 100% ECP | -700 | -300 | -298.91 | -137.17 | No
2028-10-10 11:00 | 2028 100% ECP | -700 | 0 | 1.09 | 142 | No
2028-10-10 12:00 | 2028 100% ECP | -700 | 300 | 301.09 | 442 | No
2028-10-10 13:00 | 2028 100% ECP | -700 | 0 | 1.09 | 142 | No
2028-10-10 14:00 | 2028 100% ECP | -700 | -300 | -298.91 | 136.15 | No
2028-10-10 15:00 | 2028 100% ECP | -500 | -190.1 | -300 | -151.79 | No
2028-10-10 16:00 | 2028 100% ECP | 100 | 0 | 0 | 0 | No
2028-10-10 17:00 | 2028 100% ECP | 700 | 0 | 0 | 76.82 | No
2028-10-10 18:00 | 2028 100% ECP | 700 | 0 | 0 | 37.28 | No
2028-10-10 19:00 | 2028 100% ECP | 700 | 300 | 300 | 337.28 | No
2028-10-10 20:00 | 2028 100% ECP | 700 | 505 | 510 | 442 | No
2028-10-10 21:00 | 2028 100% ECP | 700 | 505 | 510 | 442 | No
2028-10-10 22:00 | 2028 100% ECP | 700 | 505 | 510 | 442 | No
2028-10-10 23:00 | 2028 100% ECP | 700 | 205 | 510 | 442 | No
2028-10-11 | 2028 100% ECP | 700 | 408.35 | 510 | 442 | No
2028-10-11 01:00 | 2028 100% ECP | 700 | 187.77 | 510 | 442 | No
2028-10-11 02:00 | 2028 100% ECP | 700 | 108.48 | 510 | 442 | No
2028-10-11 03:00 | 2028 100% ECP | 700 | 181.96 | 510 | 442 | No
2028-10-11 04:00 | 2028 100% ECP | 700 | 300 | 510 | 442 | No
2028-10-11 05:00 | 2028 100% ECP | 700 | 0 | 510 | 442 | No
2028-10-11 06:00 | 2028 100% ECP | 700 | 205 | 510 | 442 | No
2028-10-11 07:00 | 2028 100% ECP | 700 | 505 | 510 | 442 | No
2028-10-11 08:00 | 2028 100% ECP | 700 | 505 | 510 | 442 | No
2028-10-11 09:00 | 2028 100% ECP | 700 | 205 | 510 | 442 | No
2028-10-11 10:00 | 2028 100% ECP | 700 | 0 | 447.18 | 442 | No
2028-10-11 11:00 | 2028 100% ECP | 700 | 0 | 147.18 | 442 | No
2028-10-11 12:00 | 2028 100% ECP | 700 | 0 | 0 | 442 | No
2028-10-11 13:00 | 2028 100% ECP | 700 | 0 | 0 | 442 | No
2028-10-11 14:00 | 2028 100% ECP | 700 | -230.05 | -300 | 442 | No
2028-10-11 15:00 | 2028 100% ECP | 700 | -526 | -510 | 400.95 | No
2028-10-11 16:00 | 2028 100% ECP | 700 | -226 | -488.73 | 100.95 | No
2028-10-11 17:00 | 2028 100% ECP | 700 | -526 | -510 | -199.05 | No
2028-10-11 18:00 | 2028 100% ECP | 700 | -526 | -510 | -499.05 | No
2028-10-11 19:00 | 2028 100% ECP | 700 | -526 | -510 | -199.05 | No
2028-10-11 20:00 | 2028 100% ECP | 700 | -226 | -510 | 100.95 | No
2028-10-11 21:00 | 2028 100% ECP | 700 | 0 | -210 | 13.35 | No
2028-10-11 22:00 | 2028 100% ECP | 700 | 0 | 0 | 173.1 | No
2028-10-11 23:00 | 2028 100% ECP | 700 | 150.52 | 300 | 442 | No
2028-10-12 | 2028 100% ECP | 700 | 395.93 | 510 | 442 | No
2028-10-12 01:00 | 2028 100% ECP | 700 | 119.14 | 510 | 442 | No
2028-10-12 02:00 | 2028 100% ECP | 700 | 144.89 | 510 | 442 | No
2028-10-12 03:00 | 2028 100% ECP | 600 | 37.18 | 300 | 300 | No
2028-10-12 04:00 | 2028 100% ECP | 0 | 0 | 0 | 0 | No
2028-10-12 05:00 | 2028 100% ECP | -600 | 0 | 0 | 65.01 | No
2028-10-12 06:00 | 2028 100% ECP | -513.89 | 0 | 0 | 228.48 | No
2028-10-12 07:00 | 2028 100% ECP | -324.15 | -226 | -210 | -71.52 | No
2028-10-12 08:00 | 2028 100% ECP | -51.71 | -526 | -510 | -371.52 | No
2028-10-12 09:00 | 2028 100% ECP | -651.71 | -526 | -510 | -323.18 | No
2028-10-12 10:00 | 2028 100% ECP | -700 | -226 | -213.97 | -23.18 | Yes
2028-10-12 11:00 | 2028 100% ECP | -700 | 74 | 86.03 | 276.82 | Yes
2028-10-12 12:00 | 2028 100% ECP | -700 | 74 | 90 | 90 | Yes
2028-10-12 13:00 | 2028 100% ECP | -700 | -226 | -210 | -210 | Yes
2028-10-12 14:00 | 2028 100% ECP | -700 | -526 | -510 | -510 | Yes
2028-10-12 15:00 | 2028 100% ECP | -700 | -526 | -510 | -510 | Yes
2028-10-12 16:00 | 2028 100% ECP | -700 | -526 | -510 | -272.72 | Yes
2028-10-12 17:00 | 2028 100% ECP | -588.89 | -226 | -210 | 5.44 | No
2028-10-12 18:00 | 2028 100% ECP | -700 | 0 | 0 | 305.44 | No
2028-10-12 19:00 | 2028 100% ECP | -100 | 0 | 0 | 442 | No
2028-10-12 20:00 | 2028 100% ECP | 0 | 0 | 0 | 442 | No
2028-10-12 21:00 | 2028 100% ECP | -21.52 | 0 | 0 | 442 | No
2028-10-12 22:00 | 2028 100% ECP | 0 | 0 | 0 | 442 | No
2028-10-12 23:00 | 2028 100% ECP | -600 | 0 | 0 | 257.22 | No
2028-10-13 | 2028 100% ECP | 0 | 0 | 300 | 326.88 | No
2028-10-13 01:00 | 2028 100% ECP | 0 | 0 | 0 | 298.33 | No
2028-10-13 02:00 | 2028 100% ECP | -42.1 | 0 | 122.86 | 344.5 | No
2028-10-13 03:00 | 2028 100% ECP | -390.22 | 0 | 422.86 | 442 | No
2028-10-13 04:00 | 2028 100% ECP | -600 | 300 | 452.56 | 442 | No
2028-10-13 05:00 | 2028 100% ECP | 0 | 0 | 152.56 | 320.87 | No
2028-10-13 06:00 | 2028 100% ECP | 0 | 0 | 0 | 442 | No
2028-10-13 07:00 | 2028 100% ECP | 0 | 0 | 0 | 336.13 | No
2028-10-13 08:00 | 2028 100% ECP | 0 | 0 | 0 | 60.08 | No
2028-10-13 09:00 | 2028 100% ECP | -100 | -226 | -210 | -210 | No
2028-10-13 10:00 | 2028 100% ECP | -700 | -526 | -510 | -510 | No
2028-10-13 11:00 | 2028 100% ECP | -700 | -395 | -510 | -475.51 | No
2028-10-13 12:00 | 2028 100% ECP | -700 | -95 | -210 | -175.51 | No
2028-10-13 13:00 | 2028 100% ECP | -700 | 205 | 90 | 124.49 | No
2028-10-13 14:00 | 2028 100% ECP | -700 | 505 | 390 | 424.49 | No
2028-10-13 15:00 | 2028 100% ECP | -700 | 505 | 510 | 442 | No
2028-10-13 16:00 | 2028 100% ECP | -100 | 205 | 210 | 142 | No
2028-10-13 17:00 | 2028 100% ECP | 0 | 0 | 0 | 0 | No
2028-10-13 18:00 | 2028 100% ECP | 222.06 | 0 | 0 | 0 | No
2028-10-13 19:00 | 2028 100% ECP | 0 | 0 | 0 | -48.34 | No
2028-10-13 20:00 | 2028 100% ECP | 0 | 205 | 210 | -348.34 | No
2028-10-13 21:00 | 2028 100% ECP | 0 | 505 | 510 | -48.34 | No
2028-10-13 22:00 | 2028 100% ECP | 0 | 505 | 510 | 251.66 | No
2028-10-13 23:00 | 2028 100% ECP | -351.61 | 505 | 510 | 442 | No
2028-10-14 | 2028 100% ECP | 173.11 | 505 | 510 | 442 | No
2028-10-14 01:00 | 2028 100% ECP | 0 | 505 | 510 | 390 | No
2028-10-14 02:00 | 2028 100% ECP | 526.38 | 505 | 510 | 90 | No
2028-10-14 03:00 | 2028 100% ECP | 100 | 505 | 510 | -210 | No
2028-10-14 04:00 | 2028 100% ECP | 700 | 505 | 510 | -510 | No
2028-10-14 05:00 | 2028 100% ECP | 677.05 | 205 | 210 | -322.85 | No
2028-10-14 06:00 | 2028 100% ECP | 700 | 0.86 | 210 | -473.89 | No
2028-10-14 07:00 | 2028 100% ECP | 700 | 300.86 | 510 | -221.08 | No
2028-10-14 08:00 | 2028 100% ECP | 700 | 505 | 510 | 78.92 | No
2028-10-14 09:00 | 2028 100% ECP | 700 | 205 | 210 | 0 | No
2028-10-14 10:00 | 2028 100% ECP | 700 | 0 | 0 | 10.37 | No
2028-10-14 11:00 | 2028 100% ECP | 105.86 | 0 | 0 | 10.46 | No
2028-10-14 12:00 | 2028 100% ECP | 0 | 0 | 0 | 310.46 | No
2028-10-14 13:00 | 2028 100% ECP | 0 | 0 | 0 | 352.47 | No
2028-10-14 14:00 | 2028 100% ECP | 387.32 | 0 | 0 | 433.87 | No
2028-10-14 15:00 | 2028 100% ECP | 100 | 0 | 0 | 442 | No
2028-10-14 16:00 | 2028 100% ECP | 700 | 300 | 295.51 | 403.08 | No
2028-10-14 17:00 | 2028 100% ECP | 700 | 0 | -4.49 | 103.08 | No
2028-10-14 18:00 | 2028 100% ECP | 700 | 0 | 210 | -10.31 | No
2028-10-14 19:00 | 2028 100% ECP | 700 | 300 | 510 | 289.69 | No
2028-10-14 20:00 | 2028 100% ECP | 700 | 505 | 510 | 305.52 | No
2028-10-14 21:00 | 2028 100% ECP | 700 | 505 | 510 | 345.12 | No
2028-10-14 22:00 | 2028 100% ECP | 700 | 505 | 510 | 442 | No
2028-10-14 23:00 | 2028 100% ECP | 700 | 383.05 | 510 | 442 | No
2028-10-15 | 2028 100% ECP | 700 | 505 | 510 | 442 | No
2028-10-15 01:00 | 2028 100% ECP | 700 | 505 | 510 | 442 | No
2028-10-15 02:00 | 2028 100% ECP | 700 | 505 | 510 | 442 | No
2028-10-15 03:00 | 2028 100% ECP | 700 | 505 | 510 | 442 | No
2028-10-15 04:00 | 2028 100% ECP | 700 | 505 | 510 | 442 | No
2028-10-15 05:00 | 2028 100% ECP | 700 | 205 | 300 | 234.21 | No
2028-10-15 06:00 | 2028 100% ECP | 700 | 0 | 0 | 175.12 | No
2028-10-15 07:00 | 2028 100% ECP | 700 | 0 | -28.57 | 219.8 | No
2028-10-15 08:00 | 2028 100% ECP | 700 | -170.74 | -292.7 | 343.54 | No
2028-10-15 09:00 | 2028 100% ECP | 700 | -470.74 | -510 | 191.13 | No
2028-10-15 10:00 | 2028 100% ECP | 700 | -526 | -510 | 306.7 | No
2028-10-15 11:00 | 2028 100% ECP | 700 | -517.36 | -510 | 442 | No
2028-10-15 12:00 | 2028 100% ECP | 700 | -526 | -510 | 401.47 | No
2028-10-15 13:00 | 2028 100% ECP | 700 | -526 | -510 | 283.81 | No
2028-10-15 14:00 | 2028 100% ECP | 700 | -526 | -510 | 388.21 | No
2028-10-15 15:00 | 2028 100% ECP | 700 | -526 | -510 | 383.2 | No
2028-10-15 16:00 | 2028 100% ECP | 700 | -526 | -510 | 389.82 | No
2028-10-15 17:00 | 2028 100% ECP | 700 | -526 | -510 | 101.4 | No
2028-10-15 18:00 | 2028 100% ECP | 700 | -526 | -510 | 101.4 | No
2028-10-15 19:00 | 2028 100% ECP | 700 | -526 | -510 | 0 | No
2028-10-15 20:00 | 2028 100% ECP | 700 | -526 | -510 | 143.68 | No
2028-10-15 21:00 | 2028 100% ECP | 700 | -253.95 | -210 | 396.2 | No
2028-10-15 22:00 | 2028 100% ECP | 700 | 9.16 | 90 | 426.61 | No
2028-10-15 23:00 | 2028 100% ECP | 700 | 309.16 | 390 | 442 | No
2028-10-16 | 2028 100% ECP | 700 | 505 | 510 | 442 | No
2028-10-16 01:00 | 2028 100% ECP | 700 | 505 | 510 | 442 | No
2028-10-16 02:00 | 2028 100% ECP | 700 | 505 | 510 | 442 | No
2028-10-16 03:00 | 2028 100% ECP | 700 | 388.28 | 510 | 442 | No
2028-10-16 04:00 | 2028 100% ECP | 700 | 505 | 390 | 442 | No
2028-10-16 05:00 | 2028 100% ECP | 700 | 262.12 | 90 | 442 | No
2028-10-16 06:00 | 2028 100% ECP | 700 | -37.88 | -210 | 268.81 | No
2028-10-16 07:00 | 2028 100% ECP | 700 | 0 | -510 | 263.62 | No
2028-10-16 08:00 | 2028 100% ECP | 700 | -217.99 | -510 | 442 | No
2028-10-16 09:00 | 2028 100% ECP | 700 | -517.99 | -510 | 442 | No
2028-10-16 10:00 | 2028 100% ECP | 100 | -217.99 | -210 | 442 | No
2028-10-16 11:00 | 2028 100% ECP | 0 | 0 | 0 | 442 | No
2028-10-16 12:00 | 2028 100% ECP | 0 | 0 | 0 | 442 | No
2028-10-16 13:00 | 2028 100% ECP | 0 | 0 | -95.14 | 442 | No
2028-10-16 14:00 | 2028 100% ECP | 0 | -300 | -395.14 | 442 | No
2028-10-16 15:00 | 2028 100% ECP | 100 | -526 | -510 | 159.43 | No
2028-10-16 16:00 | 2028 100% ECP | 700 | -526 | -510 | 442 | No
2028-10-16 17:00 | 2028 100% ECP | 700 | -526 | -510 | 442 | No
2028-10-16 18:00 | 2028 100% ECP | 700 | -526 | -510 | 333.27 | No
2028-10-16 19:00 | 2028 100% ECP | 700 | -300 | -318.53 | 442 | No
2028-10-16 20:00 | 2028 100% ECP | 700 | 0 | -18.53 | 442 | No
2028-10-16 21:00 | 2028 100% ECP | 700 | 300 | 281.47 | 442 | No
2028-10-16 22:00 | 2028 100% ECP | 700 | 400.49 | 510 | 442 | No
2028-10-16 23:00 | 2028 100% ECP | 700 | 100.49 | 294.54 | 387.67 | No
2028-10-17 | 2028 100% ECP | 700 | 400.49 | 510 | 442 | No
2028-10-17 01:00 | 2028 100% ECP | 700 | 505 | 510 | 442 | No
2028-10-17 02:00 | 2028 100% ECP | 700 | 505 | 510 | 442 | No
2028-10-17 03:00 | 2028 100% ECP | 700 | 505 | 510 | 442 | No
2028-10-17 04:00 | 2028 100% ECP | 700 | 211.45 | 510 | 442 | No
2028-10-17 05:00 | 2028 100% ECP | 700 | 211.45 | 306.86 | 442 | No
2028-10-17 06:00 | 2028 100% ECP | 700 | 0 | 6.86 | 442 | No
2028-10-17 07:00 | 2028 100% ECP | 700 | 0 | -293.14 | 442 | No
2028-10-17 08:00 | 2028 100% ECP | 700 | -38.39 | -510 | 442 | No
2028-10-17 09:00 | 2028 100% ECP | 700 | -338.39 | -510 | 442 | No
2028-10-17 10:00 | 2028 100% ECP | 700 | -38.39 | -210 | 442 | No
2028-10-17 11:00 | 2028 100% ECP | 700 | 0 | 0 | 442 | No
2028-10-17 12:00 | 2028 100% ECP | 700 | -226 | -210 | 442 | No
2028-10-17 13:00 | 2028 100% ECP | 700 | -526 | -510 | 442 | No
2028-10-17 14:00 | 2028 100% ECP | 697.4 | -526 | -510 | 442 | No
2028-10-17 15:00 | 2028 100% ECP | 697.4 | -526 | -510 | 442 | No
2028-10-17 16:00 | 2028 100% ECP | 700 | -526 | -510 | 442 | No
2028-10-17 17:00 | 2028 100% ECP | 700 | -526 | -510 | 442 | No
2028-10-17 18:00 | 2028 100% ECP | 700 | -526 | -510 | 442 | No
2028-10-17 19:00 | 2028 100% ECP | 700 | -526 | -510 | 442 | No
2028-10-17 20:00 | 2028 100% ECP | 700 | -526 | -510 | 442 | No
2028-10-17 21:00 | 2028 100% ECP | 700 | -300 | -370 | 442 | No
2028-10-17 22:00 | 2028 100% ECP | 700 | 0 | -70 | 379.8 | No
2028-10-17 23:00 | 2028 100% ECP | 700 | 300 | 230 | 442 | No
2028-10-18 | 2028 100% ECP | 700 | 0 | 0 | 442 | No
2028-10-18 01:00 | 2028 100% ECP | 700 | 0 | 178.59 | 442 | No
2028-10-18 02:00 | 2028 100% ECP | 700 | 0 | 478.59 | 442 | No
2028-10-18 03:00 | 2028 100% ECP | 700 | 0 | 390 | 442 | No
2028-10-18 04:00 | 2028 100% ECP | 700 | 0 | 90 | 442 | No
2028-10-18 05:00 | 2028 100% ECP | 700 | -123.24 | -210 | 175.02 | No
2028-10-18 06:00 | 2028 100% ECP | 700 | 0 | -510 | 103.1 | No
2028-10-18 07:00 | 2028 100% ECP | 700 | 0 | -510 | 266.56 | No
2028-10-18 08:00 | 2028 100% ECP | 700 | -262.4 | -510 | 339.92 | No
2028-10-18 09:00 | 2028 100% ECP | 299.23 | -526 | -510 | 442 | No
2028-10-18 10:00 | 2028 100% ECP | 0 | -526 | -510 | 373.42 | No
2028-10-18 11:00 | 2028 100% ECP | 0 | -526 | -510 | 286.25 | No
2028-10-18 12:00 | 2028 100% ECP | 0 | -526 | -510 | 210.65 | No
2028-10-18 13:00 | 2028 100% ECP | 0 | -226 | -411.24 | 442 | No
2028-10-18 14:00 | 2028 100% ECP | 0 | -226 | -210 | 442 | No
2028-10-18 15:00 | 2028 100% ECP | 363.88 | -526 | -510 | 254.49 | No
2028-10-18 16:00 | 2028 100% ECP | 700 | -526 | -510 | 303.13 | No
2028-10-18 17:00 | 2028 100% ECP | 700 | -526 | -510 | 442 | No
2028-10-18 18:00 | 2028 100% ECP | 700 | -526 | -510 | 330.77 | No
2028-10-18 19:00 | 2028 100% ECP | 700 | -300 | -279.36 | 128.81 | No
2028-10-18 20:00 | 2028 100% ECP | 700 | 0 | 20.64 | 421.04 | No
2028-10-18 21:00 | 2028 100% ECP | 700 | 300 | 320.64 | 442 | No
2028-10-18 22:00 | 2028 100% ECP | 570.2 | 119.51 | 510 | 442 | No
2028-10-18 23:00 | 2028 100% ECP | -29.8 | 205 | 248.2 | 321.75 | No
2028-10-19 | 2028 100% ECP | -567.42 | 505 | 510 | 442 | No
2028-10-19 01:00 | 2028 100% ECP | -700 | 505 | 510 | 442 | Yes
2028-10-19 02:00 | 2028 100% ECP | -700 | 505 | 510 | 442 | Yes
2028-10-19 03:00 | 2028 100% ECP | -700 | 505 | 510 | 442 | Yes
2028-10-19 04:00 | 2028 100% ECP | -700 | 505 | 510 | 442 | Yes
2028-10-19 05:00 | 2028 100% ECP | -700 | 505 | 510 | 442 | Yes
2028-10-19 06:00 | 2028 100% ECP | -700 | 505 | 510 | 442 | Yes
2028-10-19 07:00 | 2028 100% ECP | -700 | 505 | 510 | 442 | Yes
2028-10-19 08:00 | 2028 100% ECP | -700 | 505 | 510 | 442 | Yes
2028-10-19 09:00 | 2028 100% ECP | -700 | 205 | 294.5 | 142 | Yes
2028-10-19 10:00 | 2028 100% ECP | -700 | 505 | 510 | 442 | Yes
2028-10-19 11:00 | 2028 100% ECP | -700 | 505 | 510 | 442 | Yes
2028-10-19 12:00 | 2028 100% ECP | -700 | 505 | 510 | 442 | Yes
2028-10-19 13:00 | 2028 100% ECP | -700 | 505 | 510 | 442 | Yes
2028-10-19 14:00 | 2028 100% ECP | -700 | 505 | 510 | 442 | Yes
2028-10-19 15:00 | 2028 100% ECP | -700 | 362.6 | 210 | 247.82 | No
2028-10-19 16:00 | 2028 100% ECP | -700 | 62.6 | -90 | -52.18 | No
2028-10-19 17:00 | 2028 100% ECP | -700 | -237.4 | -390 | -352.18 | No
2028-10-19 18:00 | 2028 100% ECP | -700 | -526 | -510 | -458.15 | No
2028-10-19 19:00 | 2028 100% ECP | -700 | -526 | -510 | -158.15 | No
2028-10-19 20:00 | 2028 100% ECP | -700 | -319.78 | -510 | 141.85 | No
2028-10-19 21:00 | 2028 100% ECP | -700 | -19.78 | -210 | 441.85 | No
2028-10-19 22:00 | 2028 100% ECP | -700 | 280.22 | 90 | 442 | Yes
2028-10-19 23:00 | 2028 100% ECP | -700 | 505 | 390 | 442 | Yes
2028-10-20 | 2028 100% ECP | -700 | 505 | 510 | 442 | Yes
2028-10-20 01:00 | 2028 100% ECP | -700 | 505 | 510 | 442 | Yes
2028-10-20 02:00 | 2028 100% ECP | -700 | 505 | 510 | 442 | Yes
2028-10-20 03:00 | 2028 100% ECP | -700 | 505 | 510 | 442 | Yes
2028-10-20 04:00 | 2028 100% ECP | -700 | 505 | 510 | 442 | Yes
2028-10-20 05:00 | 2028 100% ECP | -700 | 505 | 510 | 442 | Yes
2028-10-20 06:00 | 2028 100% ECP | -700 | 505 | 510 | 442 | Yes
2028-10-20 07:00 | 2028 100% ECP | -700 | 505 | 510 | 442 | Yes
2028-10-20 08:00 | 2028 100% ECP | -700 | 505 | 510 | 442 | Yes
2028-10-20 09:00 | 2028 100% ECP | -700 | 505 | 510 | 442 | Yes
2028-10-20 10:00 | 2028 100% ECP | -700 | 505 | 510 | 442 | Yes
2028-10-20 11:00 | 2028 100% ECP | -700 | 505 | 510 | 442 | Yes
2028-10-20 12:00 | 2028 100% ECP | -700 | 505 | 510 | 442 | Yes
2028-10-20 13:00 | 2028 100% ECP | -700 | 505 | 510 | 442 | Yes
2028-10-20 14:00 | 2028 100% ECP | -700 | 505 | 510 | 442 | Yes
2028-10-20 15:00 | 2028 100% ECP | -700 | 505 | 510 | 442 | Yes
2028-10-20 16:00 | 2028 100% ECP | -700 | 505 | 510 | 442 | Yes
2028-10-20 17:00 | 2028 100% ECP | -700 | 505 | 510 | 442 | Yes
2028-10-20 18:00 | 2028 100% ECP | -700 | 505 | 510 | 442 | Yes
2028-10-20 19:00 | 2028 100% ECP | -700 | 505 | 510 | 442 | Yes
2028-10-20 20:00 | 2028 100% ECP | -700 | 505 | 510 | 442 | No
2028-10-20 21:00 | 2028 100% ECP | -150.32 | 505 | 510 | 442 | No
2028-10-20 22:00 | 2028 100% ECP | -375.34 | 505 | 510 | 442 | No
2028-10-20 23:00 | 2028 100% ECP | -700 | 505 | 510 | 442 | No
2028-10-21 | 2028 100% ECP | -100 | 505 | 510 | 239.92 | No
2028-10-21 01:00 | 2028 100% ECP | 0 | 505 | 510 | 156.45 | No
2028-10-21 02:00 | 2028 100% ECP | 476.1 | 205 | 210 | 0 | No
2028-10-21 03:00 | 2028 100% ECP | 600 | 0 | 0 | 0 | No
2028-10-21 04:00 | 2028 100% ECP | 0 | 0 | 0 | 0 | No
2028-10-21 05:00 | 2028 100% ECP | 600 | 0 | 0 | 0 | No
2028-10-21 06:00 | 2028 100% ECP | 0 | 0 | 0 | 134.17 | No
2028-10-21 07:00 | 2028 100% ECP | 600 | 0 | 0 | 309.33 | No
2028-10-21 08:00 | 2028 100% ECP | 600 | 0 | 0 | 168.68 | No
2028-10-21 09:00 | 2028 100% ECP | 0 | 0 | -210 | 0 | No
2028-10-21 10:00 | 2028 100% ECP | -574.35 | -300 | -510 | 0 | No
2028-10-21 11:00 | 2028 100% ECP | -700 | -526 | -510 | 287.33 | No
2028-10-21 12:00 | 2028 100% ECP | -700 | -526 | -510 | 142.45 | No
2028-10-21 13:00 | 2028 100% ECP | -700 | -526 | -510 | -6.8 | No
2028-10-21 14:00 | 2028 100% ECP | -700 | -526 | -510 | -306.8 | No
2028-10-21 15:00 | 2028 100% ECP | -700 | -526 | -510 | -510 | No
2028-10-21 16:00 | 2028 100% ECP | -700 | -497.02 | -510 | -510 | No
2028-10-21 17:00 | 2028 100% ECP | -306.41 | -197.02 | -452.65 | -387.78 | No
2028-10-21 18:00 | 2028 100% ECP | -502.42 | 0 | -152.65 | -87.78 | No
2028-10-21 19:00 | 2028 100% ECP | 0 | 0 | 0 | -195.22 | No
2028-10-21 20:00 | 2028 100% ECP | 0 | 0 | 0 | -478.03 | No
2028-10-21 21:00 | 2028 100% ECP | 0 | 0 | 0 | -510 | No
2028-10-21 22:00 | 2028 100% ECP | 0 | 0 | 0 | -510 | No
2028-10-21 23:00 | 2028 100% ECP | 0 | 0 | 0 | -510 | No
2028-10-22 | 2028 100% ECP | 600 | 205 | 210 | -356.8 | No
2028-10-22 01:00 | 2028 100% ECP | 297.62 | 505 | 510 | -56.8 | No
2028-10-22 02:00 | 2028 100% ECP | 0 | 505 | 510 | -356.8 | No
2028-10-22 03:00 | 2028 100% ECP | 0 | 505 | 510 | -510 | No
2028-10-22 04:00 | 2028 100% ECP | 287.56 | 482.88 | 510 | -510 | No
2028-10-22 05:00 | 2028 100% ECP | 700 | 182.88 | 210 | -510 | No
2028-10-22 06:00 | 2028 100% ECP | 700 | 482.88 | 510 | -210 | No
2028-10-22 07:00 | 2028 100% ECP | 700 | 185.08 | 510 | 90 | No
2028-10-22 08:00 | 2028 100% ECP | 700 | 0 | 421.38 | 0 | No
2028-10-22 09:00 | 2028 100% ECP | 700 | 0 | 300 | 276.78 | No
2028-10-22 10:00 | 2028 100% ECP | 354.97 | 0 | 0 | 150.06 | No
2028-10-22 11:00 | 2028 100% ECP | 354.97 | 0 | 0 | 263.97 | No
2028-10-22 12:00 | 2028 100% ECP | 42.53 | 0 | 0 | 135.53 | No
2028-10-22 13:00 | 2028 100% ECP | 222.49 | 0 | 0 | 295.78 | No
2028-10-22 14:00 | 2028 100% ECP | 680.16 | -226 | -210 | 296.29 | No
2028-10-22 15:00 | 2028 100% ECP | 700 | -526 | -510 | 442 | No
2028-10-22 16:00 | 2028 100% ECP | 700 | -526 | -510 | 442 | No
2028-10-22 17:00 | 2028 100% ECP | 700 | -526 | -510 | 442 | No
2028-10-22 18:00 | 2028 100% ECP | 700 | -526 | -510 | 442 | No
2028-10-22 19:00 | 2028 100% ECP | 700 | -526 | -510 | 442 | No
2028-10-22 20:00 | 2028 100% ECP | 640.81 | -300 | -503.73 | 442 | No
2028-10-22 21:00 | 2028 100% ECP | 338.12 | 0 | -203.73 | 314.35 | No
2028-10-22 22:00 | 2028 100% ECP | -261.88 | -95 | -420.16 | 39.28 | No
2028-10-22 23:00 | 2028 100% ECP | -700 | -395 | -390 | -21.27 | No
2028-10-23 | 2028 100% ECP | -700 | -95 | -90 | 278.73 | No
2028-10-23 01:00 | 2028 100% ECP | -700 | 205 | 210 | 442 | No
2028-10-23 02:00 | 2028 100% ECP | -700 | 505 | 510 | 442 | No
2028-10-23 03:00 | 2028 100% ECP | -700 | 505 | 510 | 442 | No
2028-10-23 04:00 | 2028 100% ECP | -234.56 | 505 | 510 | 442 | No
2028-10-23 05:00 | 2028 100% ECP | 365.44 | 205 | 210 | 142 | No
2028-10-23 06:00 | 2028 100% ECP | 700 | 323.06 | 510 | 442 | No
2028-10-23 07:00 | 2028 100% ECP | 700 | 205 | 442.97 | 442 | No
2028-10-23 08:00 | 2028 100% ECP | 700 | 505 | 510 | 442 | No
2028-10-23 09:00 | 2028 100% ECP | 580.16 | 205 | 300 | 442 | No
2028-10-23 10:00 | 2028 100% ECP | -19.84 | 0 | 0 | 442 | No
2028-10-23 11:00 | 2028 100% ECP | -619.84 | 0 | -300 | 442 | No
2028-10-23 12:00 | 2028 100% ECP | -700 | 0 | -436.4 | 442 | No
2028-10-23 13:00 | 2028 100% ECP | -500 | 0 | -136.4 | 442 | No
2028-10-23 14:00 | 2028 100% ECP | 100 | 0 | 0 | 442 | No
2028-10-23 15:00 | 2028 100% ECP | 700 | 0 | -162.48 | 442 | No
2028-10-23 16:00 | 2028 100% ECP | 700 | -300 | -462.48 | 142 | No
2028-10-23 17:00 | 2028 100% ECP | 700 | -526 | -510 | 312.15 | No
2028-10-23 18:00 | 2028 100% ECP | 700 | -500.07 | -510 | 442 | No
2028-10-23 19:00 | 2028 100% ECP | 100 | -200.07 | -210 | 442 | No
2028-10-23 20:00 | 2028 100% ECP | -500 | -388.07 | -510 | 398.25 | No
2028-10-23 21:00 | 2028 100% ECP | -700 | -88.07 | -210 | 442 | Yes
2028-10-23 22:00 | 2028 100% ECP | -700 | 211.93 | 90 | 442 | Yes
2028-10-23 23:00 | 2028 100% ECP | -700 | 505 | 390 | 267.22 | Yes
2028-10-24 | 2028 100% ECP | -700 | 505 | 510 | 365.89 | Yes
2028-10-24 01:00 | 2028 100% ECP | -700 | 505 | 510 | 442 | Yes
2028-10-24 02:00 | 2028 100% ECP | -700 | 505 | 510 | 250.87 | Yes
2028-10-24 03:00 | 2028 100% ECP | -700 | 505 | 510 | 78.13 | Yes
2028-10-24 04:00 | 2028 100% ECP | -700 | 374 | 390 | 378.13 | Yes
2028-10-24 05:00 | 2028 100% ECP | -700 | 74 | 90 | 90 | Yes
2028-10-24 06:00 | 2028 100% ECP | -700 | -226 | -210 | -210 | Yes
2028-10-24 07:00 | 2028 100% ECP | -700 | -526 | -510 | -510 | No
2028-10-24 08:00 | 2028 100% ECP | -700 | -367.09 | -510 | -336.92 | No
2028-10-24 09:00 | 2028 100% ECP | -700 | -67.09 | -210 | -36.92 | No
2028-10-24 10:00 | 2028 100% ECP | -700 | 232.91 | 90 | 263.08 | No
2028-10-24 11:00 | 2028 100% ECP | -700 | 131.4 | 390 | 390 | No
2028-10-24 12:00 | 2028 100% ECP | -700 | 104.64 | 90 | 90 | No
2028-10-24 13:00 | 2028 100% ECP | -700 | -195.36 | -210 | -210 | No
2028-10-24 14:00 | 2028 100% ECP | -700 | -495.36 | -510 | -510 | No
2028-10-24 15:00 | 2028 100% ECP | -700 | -526 | -510 | -382.09 | No
2028-10-24 16:00 | 2028 100% ECP | -700 | -226 | -510 | -82.09 | No
2028-10-24 17:00 | 2028 100% ECP | -700 | 0 | -510 | 112.91 | No
2028-10-24 18:00 | 2028 100% ECP | -700 | 0 | -510 | 368.03 | No
2028-10-24 19:00 | 2028 100% ECP | -700 | 0 | -510 | 68.03 | No
2028-10-24 20:00 | 2028 100% ECP | -700 | 0 | -510 | 0 | No
2028-10-24 21:00 | 2028 100% ECP | -700 | 0 | -510 | -71.34 | No
2028-10-24 22:00 | 2028 100% ECP | -700 | -95 | -294.2 | -158 | Yes
2028-10-24 23:00 | 2028 100% ECP | -700 | 205 | 5.8 | 142 | Yes
2028-10-25 | 2028 100% ECP | -700 | 505 | 305.8 | 442 | Yes
2028-10-25 01:00 | 2028 100% ECP | -700 | 505 | 510 | 442 | Yes
2028-10-25 02:00 | 2028 100% ECP | -700 | 505 | 510 | 442 | Yes
2028-10-25 03:00 | 2028 100% ECP | -700 | 505 | 510 | 442 | Yes
2028-10-25 04:00 | 2028 100% ECP | -700 | 374 | 390 | 390 | Yes
2028-10-25 05:00 | 2028 100% ECP | -700 | 74 | 90 | 90 | Yes
2028-10-25 06:00 | 2028 100% ECP | -700 | -226 | -210 | -210 | Yes
2028-10-25 07:00 | 2028 100% ECP | -700 | -526 | -510 | -510 | No
2028-10-25 08:00 | 2028 100% ECP | -700 | -526 | -510 | -510 | No
2028-10-25 09:00 | 2028 100% ECP | -700 | -226 | -331.35 | -300 | No
2028-10-25 10:00 | 2028 100% ECP | -700 | 74 | -31.35 | 0 | Yes
2028-10-25 11:00 | 2028 100% ECP | -700 | -226 | -210 | -210 | Yes
2028-10-25 12:00 | 2028 100% ECP | -700 | -526 | -510 | -510 | Yes
2028-10-25 13:00 | 2028 100% ECP | -700 | -526 | -510 | -510 | Yes
2028-10-25 14:00 | 2028 100% ECP | -700 | -526 | -510 | -510 | Yes
2028-10-25 15:00 | 2028 100% ECP | -700 | -526 | -510 | -510 | No
2028-10-25 16:00 | 2028 100% ECP | -700 | -526 | -510 | -451.88 | No
2028-10-25 17:00 | 2028 100% ECP | -700 | -526 | -510 | -380.98 | No
2028-10-25 18:00 | 2028 100% ECP | -700 | -526 | -510 | -259.02 | No
2028-10-25 19:00 | 2028 100% ECP | -700 | -517.68 | -510 | -464.09 | No
2028-10-25 20:00 | 2028 100% ECP | -700 | -370.05 | -510 | -196.53 | No
2028-10-25 21:00 | 2028 100% ECP | -700 | -70.05 | -435.45 | -250.17 | No
2028-10-25 22:00 | 2028 100% ECP | -700 | 205 | -135.45 | 49.83 | Yes
2028-10-25 23:00 | 2028 100% ECP | -700 | 505 | 164.55 | 349.83 | Yes
2028-10-26 | 2028 100% ECP | -700 | 505 | 464.55 | 442 | Yes
2028-10-26 01:00 | 2028 100% ECP | -700 | 505 | 510 | 442 | Yes
2028-10-26 02:00 | 2028 100% ECP | -700 | 505 | 510 | 442 | Yes
2028-10-26 03:00 | 2028 100% ECP | -700 | 374.67 | 390 | 390 | Yes
2028-10-26 04:00 | 2028 100% ECP | -700 | 74.67 | 90 | 90 | Yes
2028-10-26 05:00 | 2028 100% ECP | -700 | -225.33 | -210 | -210 | Yes
2028-10-26 06:00 | 2028 100% ECP | -700 | -525.33 | -510 | -510 | Yes
2028-10-26 07:00 | 2028 100% ECP | -700 | -526 | -510 | -510 | No
2028-10-26 08:00 | 2028 100% ECP | -700 | -526 | -510 | -510 | No
2028-10-26 09:00 | 2028 100% ECP | -700 | -526 | -510 | -510 | No
2028-10-26 10:00 | 2028 100% ECP | -700 | -526 | -510 | -510 | Yes
2028-10-26 11:00 | 2028 100% ECP | -700 | -526 | -510 | -510 | Yes
2028-10-26 12:00 | 2028 100% ECP | -700 | -226 | -210 | -210 | Yes
2028-10-26 13:00 | 2028 100% ECP | -700 | -226 | -210 | -210 | Yes
2028-10-26 14:00 | 2028 100% ECP | -700 | -526 | -510 | -510 | Yes
2028-10-26 15:00 | 2028 100% ECP | -636.54 | -300 | -300 | -300 | No
2028-10-26 16:00 | 2028 100% ECP | -36.54 | 0 | 0 | 0 | No
2028-10-26 17:00 | 2028 100% ECP | 563.46 | 300 | 300 | 300 | No
2028-10-26 18:00 | 2028 100% ECP | 700 | 94.64 | 210 | 142 | No
2028-10-26 19:00 | 2028 100% ECP | 700 | 394.64 | 510 | 442 | No
2028-10-26 20:00 | 2028 100% ECP | 700 | 505 | 510 | 442 | No
2028-10-26 21:00 | 2028 100% ECP | 700 | 505 | 510 | 442 | No
2028-10-26 22:00 | 2028 100% ECP | 700 | 505 | 510 | 442 | No
2028-10-26 23:00 | 2028 100% ECP | 500 | 300 | 286.78 | 442 | No
2028-10-27 | 2028 100% ECP | -100 | 0 | -13.22 | 235.71 | No
2028-10-27 01:00 | 2028 100% ECP | -700 | -213.28 | -313.22 | 370.38 | No
2028-10-27 02:00 | 2028 100% ECP | -700 | -428.04 | -510 | 347.16 | No
2028-10-27 03:00 | 2028 100% ECP | -700 | -278.68 | -210 | 398.89 | No
2028-10-27 04:00 | 2028 100% ECP | -700 | 21.32 | 90 | 296.34 | No
2028-10-27 05:00 | 2028 100% ECP | -700 | 321.32 | 390 | 442 | No
2028-10-27 06:00 | 2028 100% ECP | -700 | 505 | 510 | 442 | No
2028-10-27 07:00 | 2028 100% ECP | -700 | 505 | 510 | 442 | No
2028-10-27 08:00 | 2028 100% ECP | -700 | 205 | 210 | 219.6 | No
2028-10-27 09:00 | 2028 100% ECP | -700 | -95 | -90 | 92.8 | No
2028-10-27 10:00 | 2028 100% ECP | -700 | -395 | -390 | 316.99 | No
2028-10-27 11:00 | 2028 100% ECP | -700 | -95 | -90 | 442 | Yes
2028-10-27 12:00 | 2028 100% ECP | -700 | 205 | 210 | 442 | Yes
2028-10-27 13:00 | 2028 100% ECP | -700 | 74 | 90 | 442 | Yes
2028-10-27 14:00 | 2028 100% ECP | -700 | -226 | -210 | 338.84 | Yes
2028-10-27 15:00 | 2028 100% ECP | -700 | -526 | -510 | 38.84 | Yes
2028-10-27 16:00 | 2028 100% ECP | -700 | -526 | -510 | 127.64 | No
2028-10-27 17:00 | 2028 100% ECP | -700 | -526 | -510 | 142 | No
2028-10-27 18:00 | 2028 100% ECP | -700 | -526 | -510 | 442 | No
2028-10-27 19:00 | 2028 100% ECP | -700 | -526 | -510 | 442 | No
2028-10-27 20:00 | 2028 100% ECP | -700 | -226 | -210 | 442 | No
2028-10-27 21:00 | 2028 100% ECP | -700 | 74 | 90 | 442 | No
2028-10-27 22:00 | 2028 100% ECP | -700 | 374 | 390 | 442 | Yes
2028-10-27 23:00 | 2028 100% ECP | -700 | 505 | 510 | 442 | Yes
2028-10-28 | 2028 100% ECP | -700 | 505 | 510 | 442 | Yes
2028-10-28 01:00 | 2028 100% ECP | -700 | 505 | 510 | 442 | Yes
2028-10-28 02:00 | 2028 100% ECP | -700 | 505 | 510 | 442 | Yes
2028-10-28 03:00 | 2028 100% ECP | -700 | 505 | 510 | 442 | Yes
2028-10-28 04:00 | 2028 100% ECP | -700 | 505 | 510 | 442 | Yes
2028-10-28 05:00 | 2028 100% ECP | -700 | 505 | 510 | 442 | Yes
2028-10-28 06:00 | 2028 100% ECP | -700 | 505 | 510 | 442 | Yes
2028-10-28 07:00 | 2028 100% ECP | -700 | 505 | 510 | 442 | Yes
2028-10-28 08:00 | 2028 100% ECP | -700 | 505 | 510 | 442 | Yes
2028-10-28 09:00 | 2028 100% ECP | -700 | 505 | 510 | 442 | Yes
2028-10-28 10:00 | 2028 100% ECP | -700 | 505 | 510 | 442 | Yes
2028-10-28 11:00 | 2028 100% ECP | -700 | 505 | 510 | 442 | Yes
2028-10-28 12:00 | 2028 100% ECP | -700 | 374 | 390 | 442 | Yes
2028-10-28 13:00 | 2028 100% ECP | -700 | 74 | 90 | 442 | Yes
2028-10-28 14:00 | 2028 100% ECP | -700 | -226 | -210 | 442 | Yes
2028-10-28 15:00 | 2028 100% ECP | -700 | -526 | -510 | 148.29 | Yes
2028-10-28 16:00 | 2028 100% ECP | -700 | -526 | -510 | -151.71 | Yes
2028-10-28 17:00 | 2028 100% ECP | -700 | -526 | -510 | -451.71 | No
2028-10-28 18:00 | 2028 100% ECP | -700 | -526 | -510 | -510 | No
2028-10-28 19:00 | 2028 100% ECP | -700 | -526 | -510 | -280.69 | No
2028-10-28 20:00 | 2028 100% ECP | -700 | -300 | -510 | -346.18 | No
2028-10-28 21:00 | 2028 100% ECP | -700 | 0 | -210 | -46.18 | No
2028-10-28 22:00 | 2028 100% ECP | -700 | 74 | 90 | 142 | No
2028-10-28 23:00 | 2028 100% ECP | -700 | 374 | 390 | 442 | No
2028-10-29 | 2028 100% ECP | -700 | 74 | 90 | 295.65 | No
2028-10-29 01:00 | 2028 100% ECP | -700 | -226 | -210 | -4.35 | No
2028-10-29 02:00 | 2028 100% ECP | -700 | -526 | -510 | -304.35 | No
2028-10-29 03:00 | 2028 100% ECP | -700 | -526 | -510 | -510 | No
2028-10-29 04:00 | 2028 100% ECP | -700 | -526 | -510 | -277.56 | Yes
2028-10-29 05:00 | 2028 100% ECP | -700 | -526 | -510 | 0 | Yes
2028-10-29 06:00 | 2028 100% ECP | -700 | -226 | -210 | 300 | Yes
2028-10-29 07:00 | 2028 100% ECP | -700 | 0 | 90 | 335.06 | Yes
2028-10-29 08:00 | 2028 100% ECP | -700 | -226 | -210 | 372.31 | Yes
2028-10-29 09:00 | 2028 100% ECP | -700 | -526 | -510 | 72.31 | Yes
2028-10-29 10:00 | 2028 100% ECP | -700 | -226 | -210 | 372.31 | Yes
2028-10-29 11:00 | 2028 100% ECP | -700 | 74 | 90 | 442 | Yes
2028-10-29 12:00 | 2028 100% ECP | -700 | 374 | 390 | 442 | Yes
2028-10-29 13:00 | 2028 100% ECP | -700 | 505 | 510 | 442 | Yes
2028-10-29 14:00 | 2028 100% ECP | -700 | 505 | 510 | 442 | Yes
2028-10-29 15:00 | 2028 100% ECP | -700 | 457.49 | 210 | 142 | Yes
2028-10-29 16:00 | 2028 100% ECP | -700 | 157.49 | -90 | -158 | Yes
2028-10-29 17:00 | 2028 100% ECP | -700 | -142.51 | -390 | -458 | Yes
2028-10-29 18:00 | 2028 100% ECP | -700 | -395 | -495.34 | -458 | Yes
2028-10-29 19:00 | 2028 100% ECP | -700 | -95 | -195.34 | -158 | Yes
2028-10-29 20:00 | 2028 100% ECP | -700 | 205 | 104.66 | 142 | Yes
2028-10-29 21:00 | 2028 100% ECP | -700 | 505 | 404.66 | 442 | Yes
2028-10-29 22:00 | 2028 100% ECP | -700 | 505 | 510 | 442 | Yes
2028-10-29 23:00 | 2028 100% ECP | -700 | 505 | 510 | 442 | Yes
2028-10-30 | 2028 100% ECP | -700 | 505 | 510 | 442 | Yes
2028-10-30 01:00 | 2028 100% ECP | -700 | 505 | 510 | 442 | No
2028-10-30 02:00 | 2028 100% ECP | -100 | 505 | 510 | 442 | No
2028-10-30 03:00 | 2028 100% ECP | 150.3 | 300 | 510 | 442 | No
2028-10-30 04:00 | 2028 100% ECP | 700 | 0 | 390 | 430.34 | No
2028-10-30 05:00 | 2028 100% ECP | 700 | 74 | 90 | 442 | No
2028-10-30 06:00 | 2028 100% ECP | 700 | -226 | -210 | 224.12 | No
2028-10-30 07:00 | 2028 100% ECP | 700 | -526 | -510 | 71.49 | No
2028-10-30 08:00 | 2028 100% ECP | 700 | -526 | -510 | 353.81 | No
2028-10-30 09:00 | 2028 100% ECP | 700 | -526 | -510 | 442 | No
2028-10-30 10:00 | 2028 100% ECP | 151.68 | -526 | -510 | 442 | No
2028-10-30 11:00 | 2028 100% ECP | -448.32 | -526 | -510 | 442 | No
2028-10-30 12:00 | 2028 100% ECP | -600 | -526 | -510 | 433.67 | No
2028-10-30 13:00 | 2028 100% ECP | 0 | -526 | -510 | 133.67 | No
2028-10-30 14:00 | 2028 100% ECP | 600 | -526 | -510 | 85 | No
2028-10-30 15:00 | 2028 100% ECP | 700 | -526 | -510 | 96.41 | No
2028-10-30 16:00 | 2028 100% ECP | 277.44 | -526 | -510 | -45.32 | No
2028-10-30 17:00 | 2028 100% ECP | -322.56 | -526 | -510 | -17.94 | No
2028-10-30 18:00 | 2028 100% ECP | 277.44 | -526 | -510 | 282.06 | No
2028-10-30 19:00 | 2028 100% ECP | -135.77 | -526 | 0 | 442 | No
2028-10-30 20:00 | 2028 100% ECP | -700 | -245.82 | 0 | 442 | No
2028-10-30 21:00 | 2028 100% ECP | -700 | -526 | 0 | 321.36 | Yes
2028-10-30 22:00 | 2028 100% ECP | -700 | -526 | 0 | 21.36 | Yes
2028-10-30 23:00 | 2028 100% ECP | -700 | -226 | 0 | 321.36 | Yes
2028-10-31 | 2028 100% ECP | -700 | 74 | 0 | 442 | Yes
2028-10-31 01:00 | 2028 100% ECP | -700 | 374 | 0 | 142 | Yes
2028-10-31 02:00 | 2028 100% ECP | -700 | 505 | 0 | -68 | Yes
2028-10-31 03:00 | 2028 100% ECP | -700 | 505 | 0 | 217.6 | Yes
2028-10-31 04:00 | 2028 100% ECP | -700 | 505 | 0 | 5.76 | Yes
2028-10-31 05:00 | 2028 100% ECP | -700 | 505 | 0 | -68 | Yes
2028-10-31 06:00 | 2028 100% ECP | -700 | 505 | 0 | 98.19 | Yes
2028-10-31 07:00 | 2028 100% ECP | -700 | 505 | 0 | 398.19 | Yes
2028-10-31 08:00 | 2028 100% ECP | -700 | 505 | 0 | 442 | Yes
2028-10-31 09:00 | 2028 100% ECP | -700 | 505 | 0 | 442 | Yes
2028-10-31 10:00 | 2028 100% ECP | -700 | 505 | 0 | 442 | Yes
2028-10-31 11:00 | 2028 100% ECP | -700 | 505 | 0 | 357.57 | Yes
2028-10-31 12:00 | 2028 100% ECP | -700 | 505 | 0 | 442 | Yes
2028-10-31 13:00 | 2028 100% ECP | -700 | 505 | 0 | 258.95 | Yes
2028-10-31 14:00 | 2028 100% ECP | -700 | 374 | 0 | 239.48 | Yes
2028-10-31 15:00 | 2028 100% ECP | -700 | 74 | 0 | 90 | Yes
2028-10-31 16:00 | 2028 100% ECP | -700 | -226 | 0 | -210 | Yes
2028-10-31 17:00 | 2028 100% ECP | -700 | -526 | 0 | -510 | No
2028-10-31 18:00 | 2028 100% ECP | -700 | -526 | 0 | -510 | No
2028-10-31 19:00 | 2028 100% ECP | -700 | -526 | 0 | -510 | No
2028-10-31 20:00 | 2028 100% ECP | -700 | -526 | 0 | -504.86 | No
2028-10-31 21:00 | 2028 100% ECP | -700 | -526 | 0 | -204.86 | No
2028-10-31 22:00 | 2028 100% ECP | -700 | -226 | 0 | 95.14 | Yes
2028-10-31 23:00 | 2028 100% ECP | -700 | 74 | 0 | 395.14 | Yes
2028-11-01 | 2028 100% ECP | -700 | 374 | 0 | 442 | Yes
2028-11-01 01:00 | 2028 100% ECP | -700 | 505 | 0 | 442 | Yes
2028-11-01 02:00 | 2028 100% ECP | -700 | 505 | 0 | 442 | Yes
2028-11-01 03:00 | 2028 100% ECP | -700 | 505 | 0 | 205.48 | Yes
2028-11-01 04:00 | 2028 100% ECP | -700 | 505 | 0 | 442 | Yes
2028-11-01 05:00 | 2028 100% ECP | -700 | 505 | 0 | 442 | Yes
2028-11-01 06:00 | 2028 100% ECP | -700 | 505 | 0 | 442 | Yes
2028-11-01 07:00 | 2028 100% ECP | -700 | 505 | 0 | 442 | Yes
2028-11-01 08:00 | 2028 100% ECP | -700 | 205 | 0 | 439.63 | Yes
2028-11-01 09:00 | 2028 100% ECP | -700 | 505 | 0 | 442 | Yes
2028-11-01 10:00 | 2028 100% ECP | -700 | 505 | 0 | 442 | Yes
2028-11-01 11:00 | 2028 100% ECP | -700 | 505 | 0 | 442 | Yes
2028-11-01 12:00 | 2028 100% ECP | -700 | 374 | 0 | 442 | Yes
2028-11-01 13:00 | 2028 100% ECP | -700 | 74 | 0 | 442 | Yes
2028-11-01 14:00 | 2028 100% ECP | -700 | -226 | 0 | 169.18 | Yes
2028-11-01 15:00 | 2028 100% ECP | -700 | -526 | 0 | -130.82 | Yes
2028-11-01 16:00 | 2028 100% ECP | -700 | -348.65 | 0 | 19.6 | No
2028-11-01 17:00 | 2028 100% ECP | -100 | -48.65 | 0 | 319.6 | No
2028-11-01 18:00 | 2028 100% ECP | 168.34 | 0 | 0 | 442 | No
2028-11-01 19:00 | 2028 100% ECP | 700 | 0 | 0 | 442 | No
2028-11-01 20:00 | 2028 100% ECP | 546.22 | 0 | 0 | 432.68 | No
2028-11-01 21:00 | 2028 100% ECP | 700 | 0 | 0 | 432.68 | No
2028-11-01 22:00 | 2028 100% ECP | 700 | 0 | 210 | 432.68 | No
2028-11-01 23:00 | 2028 100% ECP | 380.77 | 116.73 | 510 | 442 | No
2028-11-02 | 2028 100% ECP | 700 | 0 | 210 | 442 | No
2028-11-02 01:00 | 2028 100% ECP | 700 | 0 | 0 | 214.93 | No
2028-11-02 02:00 | 2028 100% ECP | 100 | 0 | 0 | 423.53 | No
2028-11-02 03:00 | 2028 100% ECP | -18.63 | 0 | 0 | 423.53 | No
2028-11-02 04:00 | 2028 100% ECP | 20.16 | 0 | 0 | 423.53 | No
2028-11-02 05:00 | 2028 100% ECP | 3.56 | 0 | 0 | 337.32 | No
2028-11-02 06:00 | 2028 100% ECP | 3.56 | 0 | 0 | 142 | No
2028-11-02 07:00 | 2028 100% ECP | 144.65 | 0 | 0 | 442 | No
2028-11-02 08:00 | 2028 100% ECP | 308.26 | 0 | 0 | 442 | No
2028-11-02 09:00 | 2028 100% ECP | 0 | 0 | 0 | 442 | No
2028-11-02 10:00 | 2028 100% ECP | -586.82 | 0 | -154.41 | 442 | No
2028-11-02 11:00 | 2028 100% ECP | -700 | -147.08 | -454.41 | 442 | No
2028-11-02 12:00 | 2028 100% ECP | -700 | -447.08 | -510 | 442 | No
2028-11-02 13:00 | 2028 100% ECP | -700 | -526 | -510 | 442 | No
2028-11-02 14:00 | 2028 100% ECP | -700 | -526 | -510 | 442 | No
2028-11-02 15:00 | 2028 100% ECP | -700 | -526 | -510 | 442 | No
2028-11-02 16:00 | 2028 100% ECP | -700 | -226 | -319.51 | 442 | No
2028-11-02 17:00 | 2028 100% ECP | -600 | -47.61 | -300 | 442 | No
2028-11-02 18:00 | 2028 100% ECP | 0 | 0 | 0 | 442 | No
2028-11-02 19:00 | 2028 100% ECP | 600 | 0 | 0 | 442 | No
2028-11-02 20:00 | 2028 100% ECP | 330.66 | 0 | 0 | 142 | No
2028-11-02 21:00 | 2028 100% ECP | 103.56 | 0 | 0 | 0 | No
2028-11-02 22:00 | 2028 100% ECP | -91.27 | 0 | 0 | 288.39 | No
2028-11-02 23:00 | 2028 100% ECP | -691.27 | 0 | 0 | 0 | No
2028-11-03 | 2028 100% ECP | -91.27 | 0 | 7.78 | 300 | No
2028-11-03 01:00 | 2028 100% ECP | 0 | 0 | 31.1 | 442 | No
2028-11-03 02:00 | 2028 100% ECP | -134.71 | 281.69 | 331.1 | 442 | No
2028-11-03 03:00 | 2028 100% ECP | -588.54 | 300 | 419.05 | 442 | No
2028-11-03 04:00 | 2028 100% ECP | -700 | 0 | 119.05 | 442 | No
2028-11-03 05:00 | 2028 100% ECP | -133.58 | 0 | 0 | 442 | No
2028-11-03 06:00 | 2028 100% ECP | -700 | 0 | 0 | 442 | No
2028-11-03 07:00 | 2028 100% ECP | -147.45 | 0 | 210 | 442 | No
2028-11-03 08:00 | 2028 100% ECP | 0 | 300 | 510 | 442 | No
2028-11-03 09:00 | 2028 100% ECP | 600 | 300 | 343.5 | 442 | No
2028-11-03 10:00 | 2028 100% ECP | 0 | 0 | 43.5 | 442 | No
2028-11-03 11:00 | 2028 100% ECP | -600 | 0 | 0 | 442 | No
2028-11-03 12:00 | 2028 100% ECP | -144.29 | 0 | 0 | 442 | No
2028-11-03 13:00 | 2028 100% ECP | -319.31 | 0 | 0 | 442 | No
2028-11-03 14:00 | 2028 100% ECP | 0 | 0 | 0 | 442 | No
2028-11-03 15:00 | 2028 100% ECP | 600 | 114.98 | 300 | 442 | No
2028-11-03 16:00 | 2028 100% ECP | 700 | 300 | 300 | 442 | No
2028-11-03 17:00 | 2028 100% ECP | 700 | 0 | 0 | 442 | No
2028-11-03 18:00 | 2028 100% ECP | 700 | -30.95 | -90 | 442 | No
2028-11-03 19:00 | 2028 100% ECP | 700 | 269.05 | 210 | 442 | No
2028-11-03 20:00 | 2028 100% ECP | 700 | 505 | 510 | 442 | No
2028-11-03 21:00 | 2028 100% ECP | 700 | 505 | 510 | 442 | No
2028-11-03 22:00 | 2028 100% ECP | 700 | 505 | 510 | 442 | No
2028-11-03 23:00 | 2028 100% ECP | 700 | 305.49 | 510 | 442 | No
2028-11-04 | 2028 100% ECP | 700 | 505 | 510 | 442 | No
2028-11-04 01:00 | 2028 100% ECP | 700 | 378.3 | 510 | 442 | No
2028-11-04 02:00 | 2028 100% ECP | 700 | 78.3 | 510 | 442 | No
2028-11-04 03:00 | 2028 100% ECP | 700 | 10.59 | 300 | 442 | No
2028-11-04 04:00 | 2028 100% ECP | 700 | 310.59 | 0 | 442 | No
2028-11-04 05:00 | 2028 100% ECP | 700 | 310.59 | 0 | 442 | No
2028-11-04 06:00 | 2028 100% ECP | 700 | 505 | 0 | 442 | No
2028-11-04 07:00 | 2028 100% ECP | 700 | 350.3 | 0 | 442 | No
2028-11-04 08:00 | 2028 100% ECP | 700 | 422.2 | 0 | 442 | No
2028-11-04 09:00 | 2028 100% ECP | 700 | 259.76 | 0 | 442 | No
2028-11-04 10:00 | 2028 100% ECP | 700 | 0 | 0 | 442 | No
2028-11-04 11:00 | 2028 100% ECP | 700 | 0 | 0 | 442 | No
2028-11-04 12:00 | 2028 100% ECP | 700 | 0 | 0 | 442 | No
2028-11-04 13:00 | 2028 100% ECP | 700 | -226 | 0 | 442 | No
2028-11-04 14:00 | 2028 100% ECP | 700 | -526 | 0 | 314.86 | No
2028-11-04 15:00 | 2028 100% ECP | 700 | -526 | 0 | 296.28 | No
2028-11-04 16:00 | 2028 100% ECP | 700 | -226 | 0 | -3.72 | No
2028-11-04 17:00 | 2028 100% ECP | 700 | -526 | 0 | -303.72 | No
2028-11-04 18:00 | 2028 100% ECP | 700 | -526 | 0 | -300 | No
2028-11-04 19:00 | 2028 100% ECP | 700 | -226 | 0 | 0 | No
2028-11-04 20:00 | 2028 100% ECP | 700 | 0 | 0 | 160.15 | No
2028-11-04 21:00 | 2028 100% ECP | 700 | 0 | 0 | 81.91 | No
2028-11-04 22:00 | 2028 100% ECP | 700 | 0 | 0 | 198.75 | No
2028-11-04 23:00 | 2028 100% ECP | 700 | -1.37 | 0 | 186.86 | No
2028-11-05 | 2028 100% ECP | 700 | 0 | 0 | 442 | No
2028-11-05 01:00 | 2028 100% ECP | 700 | 0 | 0 | 442 | No
2028-11-05 02:00 | 2028 100% ECP | 700 | 0 | 0 | 442 | No
2028-11-05 03:00 | 2028 100% ECP | 700 | 0 | 0 | 442 | No
2028-11-05 04:00 | 2028 100% ECP | 700 | 0 | 0 | 442 | No
2028-11-05 05:00 | 2028 100% ECP | 700 | -226 | 0 | 442 | No
2028-11-05 06:00 | 2028 100% ECP | 700 | -526 | 0 | 188.64 | No
2028-11-05 07:00 | 2028 100% ECP | 700 | -526 | 0 | 25.16 | No
2028-11-05 08:00 | 2028 100% ECP | 700 | -526 | 0 | -135.88 | No
2028-11-05 09:00 | 2028 100% ECP | 700 | -526 | 0 | -90.42 | No
2028-11-05 10:00 | 2028 100% ECP | 558.48 | -526 | 0 | -100.91 | No
2028-11-05 11:00 | 2028 100% ECP | 558.48 | -526 | 0 | -111.46 | No
2028-11-05 12:00 | 2028 100% ECP | 576.52 | -526 | 0 | -128.54 | No
2028-11-05 13:00 | 2028 100% ECP | 683.82 | -526 | 0 | -95.3 | No
2028-11-05 14:00 | 2028 100% ECP | 672.22 | -526 | 0 | -112.74 | No
2028-11-05 15:00 | 2028 100% ECP | 700 | -526 | 0 | -210 | No
2028-11-05 16:00 | 2028 100% ECP | 100 | -526 | 0 | -510 | No
2028-11-05 17:00 | 2028 100% ECP | 700 | -526 | 0 | -510 | No
2028-11-05 18:00 | 2028 100% ECP | 304.75 | -526 | 0 | -510 | No
2028-11-05 19:00 | 2028 100% ECP | 700 | -526 | 0 | -510 | No
2028-11-05 20:00 | 2028 100% ECP | 700 | -526 | 0 | -510 | No
2028-11-05 21:00 | 2028 100% ECP | 700 | -526 | 0 | -471.61 | No
2028-11-05 22:00 | 2028 100% ECP | 700 | -226 | 0 | -171.61 | No
2028-11-05 23:00 | 2028 100% ECP | 700 | -239.92 | 0 | -246.3 | No
2028-11-06 | 2028 100% ECP | 700 | 0 | 0 | -120.25 | No
2028-11-06 01:00 | 2028 100% ECP | 700 | -142.27 | 0 | -19.43 | No
2028-11-06 02:00 | 2028 100% ECP | 700 | -364.69 | 0 | 138.04 | No
2028-11-06 03:00 | 2028 100% ECP | 700 | -464.14 | 0 | 78.26 | No
2028-11-06 04:00 | 2028 100% ECP | 700 | -164.14 | -151.76 | 378.26 | No
2028-11-06 05:00 | 2028 100% ECP | 603.87 | -464.14 | -451.76 | 127.24 | No
2028-11-06 06:00 | 2028 100% ECP | 3.87 | -451.55 | -510 | -96.46 | No
2028-11-06 07:00 | 2028 100% ECP | 0 | -252.89 | -510 | 169.38 | No
2028-11-06 08:00 | 2028 100% ECP | -102.28 | -226 | -510 | 402.03 | No
2028-11-06 09:00 | 2028 100% ECP | 497.72 | -526 | -510 | 442 | No
2028-11-06 10:00 | 2028 100% ECP | 0 | -526 | -510 | 333.25 | No
2028-11-06 11:00 | 2028 100% ECP | 0 | -526 | -510 | 300.53 | No
2028-11-06 12:00 | 2028 100% ECP | 0 | -226 | -456.23 | 442 | No
2028-11-06 13:00 | 2028 100% ECP | 0 | 0 | -256.06 | 442 | No
2028-11-06 14:00 | 2028 100% ECP | 0 | -226 | -380 | 442 | No
2028-11-06 15:00 | 2028 100% ECP | 217.31 | -526 | -510 | 170.32 | No
2028-11-06 16:00 | 2028 100% ECP | -382.69 | -526 | -510 | -129.68 | No
2028-11-06 17:00 | 2028 100% ECP | 100 | -526 | -510 | 142 | No
2028-11-06 18:00 | 2028 100% ECP | 700 | -526 | -510 | 442 | No
2028-11-06 19:00 | 2028 100% ECP | 700 | -526 | -510 | 442 | No
2028-11-06 20:00 | 2028 100% ECP | 700 | -526 | -510 | 278.28 | No
2028-11-06 21:00 | 2028 100% ECP | 700 | -300 | -215.84 | 420.8 | No
2028-11-06 22:00 | 2028 100% ECP | 700 | 0 | 84.16 | 442 | No
2028-11-06 23:00 | 2028 100% ECP | 700 | 182.08 | 384.16 | 442 | No
2028-11-07 | 2028 100% ECP | 700 | 212.29 | 510 | 442 | No
2028-11-07 01:00 | 2028 100% ECP | 700 | 314.04 | 510 | 442 | No
2028-11-07 02:00 | 2028 100% ECP | 700 | 196.37 | 510 | 442 | No
2028-11-07 03:00 | 2028 100% ECP | 700 | 0 | 510 | 442 | No
2028-11-07 04:00 | 2028 100% ECP | 700 | 0 | 210 | 442 | No
2028-11-07 05:00 | 2028 100% ECP | 600 | -268.81 | -90 | 303.75 | No
2028-11-07 06:00 | 2028 100% ECP | 0 | 0 | -384.2 | 46.87 | No
2028-11-07 07:00 | 2028 100% ECP | 0 | 0 | -159.35 | 190.2 | No
2028-11-07 08:00 | 2028 100% ECP | 100 | -127.13 | -210 | 425.82 | No
2028-11-07 09:00 | 2028 100% ECP | 700 | -427.13 | -510 | 442 | No
2028-11-07 10:00 | 2028 100% ECP | 700 | -526 | -510 | 411.52 | No
2028-11-07 11:00 | 2028 100% ECP | 700 | -526 | -510 | 317.12 | No
2028-11-07 12:00 | 2028 100% ECP | 700 | -526 | -510 | 218.49 | No
2028-11-07 13:00 | 2028 100% ECP | 700 | -526 | -510 | -81.51 | No
2028-11-07 14:00 | 2028 100% ECP | 673.63 | -526 | -510 | 6.98 | No
2028-11-07 15:00 | 2028 100% ECP | 73.63 | -526 | -510 | 204.4 | No
2028-11-07 16:00 | 2028 100% ECP | -526.37 | -521.49 | -510 | -53.31 | No
2028-11-07 17:00 | 2028 100% ECP | -700 | -526 | -510 | -353.31 | No
2028-11-07 18:00 | 2028 100% ECP | -500 | -526 | -510 | -53.31 | No
2028-11-07 19:00 | 2028 100% ECP | 100 | -226 | -510 | 140.14 | No
2028-11-07 20:00 | 2028 100% ECP | 700 | -33.14 | -510 | -43.95 | No
2028-11-07 21:00 | 2028 100% ECP | 700 | -300 | -448.12 | 102.34 | No
2028-11-07 22:00 | 2028 100% ECP | 700 | 0 | -148.12 | 402.34 | No
2028-11-07 23:00 | 2028 100% ECP | 666.89 | 105.29 | 151.88 | 102.34 | No
2028-11-08 | 2028 100% ECP | 700 | 0 | 451.88 | 402.34 | No
2028-11-08 01:00 | 2028 100% ECP | 700 | 0 | 510 | 177.99 | No
2028-11-08 02:00 | 2028 100% ECP | 700 | 0 | 510 | 300 | No
2028-11-08 03:00 | 2028 100% ECP | 700 | 0 | 510 | 0 | No
2028-11-08 04:00 | 2028 100% ECP | 700 | 0 | 510 | 300 | No
2028-11-08 05:00 | 2028 100% ECP | 700 | 0 | 510 | 442 | No
2028-11-08 06:00 | 2028 100% ECP | 700 | 0 | 210 | 442 | No
2028-11-08 07:00 | 2028 100% ECP | 700 | 0 | -90 | 332.35 | No
2028-11-08 08:00 | 2028 100% ECP | 700 | -40.26 | -390 | 142 | No
2028-11-08 09:00 | 2028 100% ECP | 700 | -271.14 | -510 | 442 | No
2028-11-08 10:00 | 2028 100% ECP | 700 | -526 | -510 | 442 | No
2028-11-08 11:00 | 2028 100% ECP | 700 | -526 | -510 | 442 | No
2028-11-08 12:00 | 2028 100% ECP | 700 | -371 | -510 | 442 | No
2028-11-08 13:00 | 2028 100% ECP | 700 | -526 | -510 | 442 | No
2028-11-08 14:00 | 2028 100% ECP | 700 | -526 | -510 | 442 | No
2028-11-08 15:00 | 2028 100% ECP | 700 | -526 | -510 | 442 | No
2028-11-08 16:00 | 2028 100% ECP | 700 | -526 | -510 | 442 | No
2028-11-08 17:00 | 2028 100% ECP | 100 | -526 | -510 | 442 | No
2028-11-08 18:00 | 2028 100% ECP | 700 | -526 | -510 | 442 | No
2028-11-08 19:00 | 2028 100% ECP | 700 | -300 | -510 | 442 | No
2028-11-08 20:00 | 2028 100% ECP | 700 | -300 | -415.87 | 442 | No
2028-11-08 21:00 | 2028 100% ECP | 700 | 0 | -115.87 | 442 | No
2028-11-08 22:00 | 2028 100% ECP | 673.04 | 0 | 0 | 442 | No
2028-11-08 23:00 | 2028 100% ECP | 490.98 | 0 | 0 | 442 | No
2028-11-09 | 2028 100% ECP | 700 | 300 | 300 | 442 | No
2028-11-09 01:00 | 2028 100% ECP | 700 | 300 | 510 | 442 | No
2028-11-09 02:00 | 2028 100% ECP | 700 | 249.27 | 510 | 442 | No
2028-11-09 03:00 | 2028 100% ECP | 700 | 505 | 510 | 442 | No
2028-11-09 04:00 | 2028 100% ECP | 700 | 505 | 510 | 442 | No
2028-11-09 05:00 | 2028 100% ECP | 700 | 505 | 510 | 442 | No
2028-11-09 06:00 | 2028 100% ECP | 700 | 505 | 510 | 442 | No
2028-11-09 07:00 | 2028 100% ECP | 700 | 231.63 | 510 | 442 | No
2028-11-09 08:00 | 2028 100% ECP | 700 | 396.66 | 510 | 442 | No
2028-11-09 09:00 | 2028 100% ECP | 700 | 96.66 | 510 | 442 | No
2028-11-09 10:00 | 2028 100% ECP | 700 | 396.66 | 510 | 442 | No
2028-11-09 11:00 | 2028 100% ECP | 700 | 485.25 | 510 | 442 | No
2028-11-09 12:00 | 2028 100% ECP | 700 | 262.44 | 510 | 442 | No
2028-11-09 13:00 | 2028 100% ECP | 700 | 126.19 | 510 | 442 | No
2028-11-09 14:00 | 2028 100% ECP | 700 | 259.92 | 300 | 442 | No
2028-11-09 15:00 | 2028 100% ECP | 700 | 0 | 0 | 408.15 | No
2028-11-09 16:00 | 2028 100% ECP | 700 | 0 | 0 | 408.15 | No
2028-11-09 17:00 | 2028 100% ECP | 700 | 0 | -275.78 | 442 | No
2028-11-09 18:00 | 2028 100% ECP | 700 | 0 | 0 | 431 | No
2028-11-09 19:00 | 2028 100% ECP | 700 | 0 | 0 | 442 | No
2028-11-09 20:00 | 2028 100% ECP | 700 | 0 | 0 | 442 | No
2028-11-09 21:00 | 2028 100% ECP | 700 | 0 | -26.36 | 368.28 | No
2028-11-09 22:00 | 2028 100% ECP | 700 | 0 | -26.36 | 380.39 | No
2028-11-09 23:00 | 2028 100% ECP | 700 | 0 | -26.36 | 316.55 | No
2028-11-10 | 2028 100% ECP | 700 | 0 | -326.36 | 204.74 | No
2028-11-10 01:00 | 2028 100% ECP | 700 | 0 | -187.37 | 1.5 | No
2028-11-10 02:00 | 2028 100% ECP | 700 | 0 | -394.22 | 177.2 | No
2028-11-10 03:00 | 2028 100% ECP | 700 | 0 | -410.22 | 107.61 | No
2028-11-10 04:00 | 2028 100% ECP | 700 | 0 | -110.22 | 89.1 | No
2028-11-10 05:00 | 2028 100% ECP | 700 | 0 | -410.22 | 131.89 | No
2028-11-10 06:00 | 2028 100% ECP | 700 | 0 | -417.36 | 114.89 | No
2028-11-10 07:00 | 2028 100% ECP | 700 | 0 | -501.45 | 43.13 | No
2028-11-10 08:00 | 2028 100% ECP | 700 | -146.78 | -369.56 | 303.27 | No
2028-11-10 09:00 | 2028 100% ECP | 700 | -446.78 | -510 | 408.6 | No
2028-11-10 10:00 | 2028 100% ECP | 524.27 | -526 | -510 | 351.33 | No
2028-11-10 11:00 | 2028 100% ECP | 281.1 | -526 | -510 | 442 | No
2028-11-10 12:00 | 2028 100% ECP | 85.56 | -526 | -510 | 442 | No
2028-11-10 13:00 | 2028 100% ECP | -92.44 | -526 | -510 | 347.83 | No
2028-11-10 14:00 | 2028 100% ECP | -234.48 | -292.43 | -510 | 341.6 | No
2028-11-10 15:00 | 2028 100% ECP | -329.84 | 0 | -210 | 350.24 | No
2028-11-10 16:00 | 2028 100% ECP | -595.2 | 0 | -174.03 | 206.91 | No
2028-11-10 17:00 | 2028 100% ECP | -700 | 0 | -474.03 | 142 | No
2028-11-10 18:00 | 2028 100% ECP | -445.81 | 0 | -174.03 | 442 | No
2028-11-10 19:00 | 2028 100% ECP | -700 | 0 | 0 | 236.79 | No
2028-11-10 20:00 | 2028 100% ECP | -667.81 | 0 | 0 | 183.72 | No
2028-11-10 21:00 | 2028 100% ECP | -700 | 0 | -189.65 | 61.1 | No
2028-11-10 22:00 | 2028 100% ECP | -700 | 300 | 110.35 | 361.1 | Yes
2028-11-10 23:00 | 2028 100% ECP | -700 | 505 | 410.35 | 442 | Yes
2028-11-11 | 2028 100% ECP | -700 | 505 | 510 | 442 | Yes
2028-11-11 01:00 | 2028 100% ECP | -700 | 505 | 510 | 442 | Yes
2028-11-11 02:00 | 2028 100% ECP | -700 | 505 | 510 | 442 | Yes
2028-11-11 03:00 | 2028 100% ECP | -700 | 505 | 510 | 329.64 | Yes
2028-11-11 04:00 | 2028 100% ECP | -700 | 505 | 510 | 329.64 | Yes
2028-11-11 05:00 | 2028 100% ECP | -700 | 505 | 510 | 29.64 | Yes
2028-11-11 06:00 | 2028 100% ECP | -700 | 505 | 510 | 44.17 | Yes
2028-11-11 07:00 | 2028 100% ECP | -700 | 505 | 510 | 344.17 | Yes
2028-11-11 08:00 | 2028 100% ECP | -700 | 505 | 510 | 354.24 | Yes
2028-11-11 09:00 | 2028 100% ECP | -700 | 505 | 510 | 278.49 | Yes
2028-11-11 10:00 | 2028 100% ECP | -700 | 505 | 510 | 188.34 | Yes
2028-11-11 11:00 | 2028 100% ECP | -700 | 505 | 510 | 186.27 | Yes
2028-11-11 12:00 | 2028 100% ECP | -700 | 505 | 510 | 202.08 | Yes
2028-11-11 13:00 | 2028 100% ECP | -700 | 505 | 510 | 335.03 | Yes
2028-11-11 14:00 | 2028 100% ECP | -700 | 505 | 510 | 442 | Yes
2028-11-11 15:00 | 2028 100% ECP | -700 | 505 | 510 | 361.81 | Yes
2028-11-11 16:00 | 2028 100% ECP | -700 | 300 | 323.32 | 229.74 | No
2028-11-11 17:00 | 2028 100% ECP | -700 | 0 | 23.32 | -70.26 | No
2028-11-11 18:00 | 2028 100% ECP | -700 | 0 | 170.57 | 81.31 | No
2028-11-11 19:00 | 2028 100% ECP | -700 | 0 | -129.43 | -218.69 | No
2028-11-11 20:00 | 2028 100% ECP | -700 | 0 | -390 | -458 | No
2028-11-11 21:00 | 2028 100% ECP | -700 | 0 | -90 | -158 | No
2028-11-11 22:00 | 2028 100% ECP | -700 | 205 | 210 | 142 | No
2028-11-11 23:00 | 2028 100% ECP | -700 | 505 | 510 | 442 | No
2028-11-12 | 2028 100% ECP | -700 | 505 | 510 | 424.97 | No
2028-11-12 01:00 | 2028 100% ECP | -700 | 205 | 210 | 124.97 | No
2028-11-12 02:00 | 2028 100% ECP | -700 | 505 | 510 | 0 | No
2028-11-12 03:00 | 2028 100% ECP | -700 | 205 | 210 | -300 | No
2028-11-12 04:00 | 2028 100% ECP | -700 | 0 | -90 | 0 | No
2028-11-12 05:00 | 2028 100% ECP | -700 | 0 | -337.28 | -57.68 | No
2028-11-12 06:00 | 2028 100% ECP | -700 | 0 | -510 | 0 | No
2028-11-12 07:00 | 2028 100% ECP | -700 | 0 | -282.12 | 0 | No
2028-11-12 08:00 | 2028 100% ECP | -700 | -226 | -510 | 0 | No
2028-11-12 09:00 | 2028 100% ECP | -700 | -526 | -510 | 0 | No
2028-11-12 10:00 | 2028 100% ECP | -700 | -526 | -510 | 0 | Yes
2028-11-12 11:00 | 2028 100% ECP | -700 | -526 | -510 | -156.34 | Yes
2028-11-12 12:00 | 2028 100% ECP | -700 | -526 | -510 | -456.34 | Yes
2028-11-12 13:00 | 2028 100% ECP | -700 | -437.08 | -510 | -397.17 | Yes
2028-11-12 14:00 | 2028 100% ECP | -700 | -137.08 | -210 | -97.17 | Yes
2028-11-12 15:00 | 2028 100% ECP | -700 | -226 | -210 | -210 | Yes
2028-11-12 16:00 | 2028 100% ECP | -700 | -526 | -510 | -510 | Yes
2028-11-12 17:00 | 2028 100% ECP | -700 | -526 | -510 | -510 | Yes
2028-11-12 18:00 | 2028 100% ECP | -700 | -526 | -510 | -510 | Yes
2028-11-12 19:00 | 2028 100% ECP | -700 | -526 | -510 | -510 | No
2028-11-12 20:00 | 2028 100% ECP | -700 | -226 | -210 | -210 | Yes
2028-11-12 21:00 | 2028 100% ECP | -700 | -226 | -210 | -210 | No
2028-11-12 22:00 | 2028 100% ECP | -700 | -526 | -510 | -510 | No
2028-11-12 23:00 | 2028 100% ECP | -700 | -226 | -210 | -210 | No
2028-11-13 | 2028 100% ECP | -100 | 74 | 90 | 90 | No
2028-11-13 01:00 | 2028 100% ECP | -700 | 374 | 390 | 390 | No
2028-11-13 02:00 | 2028 100% ECP | -700 | 74 | 90 | 174.74 | No
2028-11-13 03:00 | 2028 100% ECP | -700 | 0 | -90 | -70.12 | No
2028-11-13 04:00 | 2028 100% ECP | -700 | 300 | 210 | 229.88 | No
2028-11-13 05:00 | 2028 100% ECP | -700 | 505 | 510 | 442 | No
2028-11-13 06:00 | 2028 100% ECP | -700 | 205 | 210 | 142 | No
2028-11-13 07:00 | 2028 100% ECP | -700 | -95 | -90 | -112.22 | No
2028-11-13 08:00 | 2028 100% ECP | -433.54 | 0 | 0 | 0 | No
2028-11-13 09:00 | 2028 100% ECP | 0 | 0 | 0 | 197.86 | No
2028-11-13 10:00 | 2028 100% ECP | -600 | 0 | -70.36 | 176.39 | No
2028-11-13 11:00 | 2028 100% ECP | -700 | 0 | 0 | 76.25 | No
2028-11-13 12:00 | 2028 100% ECP | -700 | -138.02 | -300 | -121.82 | No
2028-11-13 13:00 | 2028 100% ECP | -700 | 0 | -510 | -7.02 | No
2028-11-13 14:00 | 2028 100% ECP | -600 | -150.17 | -300 | 289.72 | No
2028-11-13 15:00 | 2028 100% ECP | 0 | 0 | 0 | 65.38 | No
2028-11-13 16:00 | 2028 100% ECP | 0 | 0 | 0 | 3.9 | No
2028-11-13 17:00 | 2028 100% ECP | 100 | -300 | -300 | -296.1 | No
2028-11-13 18:00 | 2028 100% ECP | 700 | -208.92 | -300 | 0 | No
2028-11-13 19:00 | 2028 100% ECP | 674.89 | 0 | 0 | 300 | No
2028-11-13 20:00 | 2028 100% ECP | 74.89 | 0 | 0 | 408.13 | No
2028-11-13 21:00 | 2028 100% ECP | 0 | 0 | 0 | 118.5 | No
2028-11-13 22:00 | 2028 100% ECP | -251.04 | 0 | -125.79 | 186.16 | No
2028-11-13 23:00 | 2028 100% ECP | -700 | -95 | -425.79 | -4.28 | No
2028-11-14 | 2028 100% ECP | -700 | 205 | -125.79 | 295.72 | Yes
2028-11-14 01:00 | 2028 100% ECP | -700 | 505 | 174.21 | 442 | Yes
2028-11-14 02:00 | 2028 100% ECP | -700 | 505 | 474.21 | 442 | Yes
2028-11-14 03:00 | 2028 100% ECP | -700 | 374 | 390 | 442 | Yes
2028-11-14 04:00 | 2028 100% ECP | -700 | 74 | 90 | 191.99 | Yes
2028-11-14 05:00 | 2028 100% ECP | -700 | -226 | -210 | -108.01 | Yes
2028-11-14 06:00 | 2028 100% ECP | -700 | -526 | -510 | -408.01 | Yes
2028-11-14 07:00 | 2028 100% ECP | -700 | -526 | -510 | -367.19 | Yes
2028-11-14 08:00 | 2028 100% ECP | -700 | -526 | -510 | -67.19 | Yes
2028-11-14 09:00 | 2028 100% ECP | -700 | -526 | -510 | -367.19 | No
2028-11-14 10:00 | 2028 100% ECP | -700 | -526 | -510 | -67.19 | No
2028-11-14 11:00 | 2028 100% ECP | -700 | -226 | -210 | 232.81 | Yes
2028-11-14 12:00 | 2028 100% ECP | -700 | 74 | 90 | 442 | Yes
2028-11-14 13:00 | 2028 100% ECP | -700 | 374 | 390 | 390 | Yes
2028-11-14 14:00 | 2028 100% ECP | -700 | 74 | 90 | 90 | Yes
2028-11-14 15:00 | 2028 100% ECP | -700 | -226 | -210 | -210 | Yes
2028-11-14 16:00 | 2028 100% ECP | -700 | -526 | -510 | -510 | No
2028-11-14 17:00 | 2028 100% ECP | -700 | -526 | -510 | -510 | No
2028-11-14 18:00 | 2028 100% ECP | -700 | -526 | -510 | -510 | No
2028-11-14 19:00 | 2028 100% ECP | -700 | -526 | -510 | -510 | No
2028-11-14 20:00 | 2028 100% ECP | -700 | -226 | -210 | -210 | No
2028-11-14 21:00 | 2028 100% ECP | -700 | 74 | 90 | 90 | Yes
2028-11-14 22:00 | 2028 100% ECP | -700 | 374 | 390 | 390 | Yes
2028-11-14 23:00 | 2028 100% ECP | -700 | 505 | 510 | 442 | Yes
2028-11-15 | 2028 100% ECP | -700 | 505 | 510 | 442 | No
2028-11-15 01:00 | 2028 100% ECP | -700 | 505 | 510 | 442 | No
2028-11-15 02:00 | 2028 100% ECP | -700 | 505 | 510 | 442 | No
2028-11-15 03:00 | 2028 100% ECP | -700 | 505 | 510 | 442 | No
2028-11-15 04:00 | 2028 100% ECP | -700 | 505 | 510 | 442 | No
2028-11-15 05:00 | 2028 100% ECP | -700 | 205 | 210 | 293.9 | No
2028-11-15 06:00 | 2028 100% ECP | -430.74 | 0 | 0 | 412.15 | No
2028-11-15 07:00 | 2028 100% ECP | -614.75 | 0 | 0 | 442 | No
2028-11-15 08:00 | 2028 100% ECP | -32.34 | 0 | 0 | 442 | No
2028-11-15 09:00 | 2028 100% ECP | 0 | 0 | 0 | 442 | No
2028-11-15 10:00 | 2028 100% ECP | -581.81 | 0 | 0 | 442 | No
2028-11-15 11:00 | 2028 100% ECP | -644.14 | 0 | 0 | 442 | No
2028-11-15 12:00 | 2028 100% ECP | -126.06 | 0 | 0 | 442 | No
2028-11-15 13:00 | 2028 100% ECP | -700 | 0 | -32.12 | 280.67 | No
2028-11-15 14:00 | 2028 100% ECP | -700 | 0 | -95.4 | 131.47 | No
2028-11-15 15:00 | 2028 100% ECP | -700 | 0 | -395.4 | 431.47 | No
2028-11-15 16:00 | 2028 100% ECP | -380.69 | 0 | -95.4 | 131.47 | No
2028-11-15 17:00 | 2028 100% ECP | -614.79 | 0 | 0 | 371.29 | No
2028-11-15 18:00 | 2028 100% ECP | -459.98 | 0 | 0 | 390 | No
2028-11-15 19:00 | 2028 100% ECP | -700 | 0 | -186.09 | 90 | No
2028-11-15 20:00 | 2028 100% ECP | -700 | -226 | -486.09 | -210 | No
2028-11-15 21:00 | 2028 100% ECP | -700 | -526 | -510 | -510 | No
2028-11-15 22:00 | 2028 100% ECP | -700 | -226 | -390 | -391.77 | Yes
2028-11-15 23:00 | 2028 100% ECP | -700 | 74 | -90 | -91.77 | Yes
2028-11-16 | 2028 100% ECP | -700 | 374 | 210 | 208.23 | No
2028-11-16 01:00 | 2028 100% ECP | -700 | 505 | 510 | 106.82 | No
2028-11-16 02:00 | 2028 100% ECP | -700 | 505 | 510 | -193.18 | No
2028-11-16 03:00 | 2028 100% ECP | -700 | 505 | 510 | -493.18 | No
2028-11-16 04:00 | 2028 100% ECP | -700 | 505 | 510 | -193.18 | No
2028-11-16 05:00 | 2028 100% ECP | -700 | 505 | 510 | 106.82 | No
2028-11-16 06:00 | 2028 100% ECP | -100 | 205 | 210 | 0 | No
2028-11-16 07:00 | 2028 100% ECP | 0 | 0 | -10.74 | 86.91 | No
2028-11-16 08:00 | 2028 100% ECP | 0 | -17.72 | -210 | 365.77 | No
2028-11-16 09:00 | 2028 100% ECP | 0 | -317.72 | -510 | 442 | No
2028-11-16 10:00 | 2028 100% ECP | 0 | -17.72 | -210 | 442 | No
2028-11-16 11:00 | 2028 100% ECP | -100 | 0 | -190.01 | 442 | No
2028-11-16 12:00 | 2028 100% ECP | -700 | 0 | -490.01 | 442 | No
2028-11-16 13:00 | 2028 100% ECP | -700 | -186.48 | -510 | 442 | No
2028-11-16 14:00 | 2028 100% ECP | -700 | -294.99 | -510 | 442 | No
2028-11-16 15:00 | 2028 100% ECP | -700 | -395.61 | -510 | 442 | No
2028-11-16 16:00 | 2028 100% ECP | -700 | -194.53 | -510 | 442 | No
2028-11-16 17:00 | 2028 100% ECP | -700 | -278.23 | -510 | 442 | No
2028-11-16 18:00 | 2028 100% ECP | -700 | 0 | -459.81 | 442 | No
2028-11-16 19:00 | 2028 100% ECP | -700 | -47.95 | -510 | 442 | No
2028-11-16 20:00 | 2028 100% ECP | -700 | -325.73 | -510 | 442 | No
2028-11-16 21:00 | 2028 100% ECP | -700 | -25.73 | -210 | 442 | Yes
2028-11-16 22:00 | 2028 100% ECP | -700 | 274.27 | 90 | 442 | Yes
2028-11-16 23:00 | 2028 100% ECP | -700 | 505 | 390 | 442 | Yes
2028-11-17 | 2028 100% ECP | -700 | 505 | 510 | 442 | Yes
2028-11-17 01:00 | 2028 100% ECP | -700 | 505 | 510 | 442 | Yes
2028-11-17 02:00 | 2028 100% ECP | -700 | 505 | 510 | 442 | Yes
2028-11-17 03:00 | 2028 100% ECP | -700 | 505 | 510 | 442 | Yes
2028-11-17 04:00 | 2028 100% ECP | -700 | 505 | 510 | 442 | Yes
2028-11-17 05:00 | 2028 100% ECP | -700 | 505 | 510 | 442 | Yes
2028-11-17 06:00 | 2028 100% ECP | -700 | 505 | 510 | 442 | Yes
2028-11-17 07:00 | 2028 100% ECP | -700 | 505 | 510 | 442 | Yes
2028-11-17 08:00 | 2028 100% ECP | -700 | 505 | 510 | 442 | Yes
2028-11-17 09:00 | 2028 100% ECP | -700 | 505 | 510 | 442 | Yes
2028-11-17 10:00 | 2028 100% ECP | -700 | 505 | 510 | 442 | Yes
2028-11-17 11:00 | 2028 100% ECP | -700 | 505 | 510 | 442 | Yes
2028-11-17 12:00 | 2028 100% ECP | -700 | 505 | 510 | 442 | Yes
2028-11-17 13:00 | 2028 100% ECP | -700 | 374 | 390 | 442 | Yes
2028-11-17 14:00 | 2028 100% ECP | -700 | 74 | 90 | 442 | Yes
2028-11-17 15:00 | 2028 100% ECP | -700 | -226 | -210 | 442 | Yes
2028-11-17 16:00 | 2028 100% ECP | -700 | -526 | -510 | 409.05 | No
2028-11-17 17:00 | 2028 100% ECP | -700 | -526 | -510 | 442 | No
2028-11-17 18:00 | 2028 100% ECP | -700 | -526 | -510 | 442 | No
2028-11-17 19:00 | 2028 100% ECP | -700 | -226 | -210 | 442 | Yes
2028-11-17 20:00 | 2028 100% ECP | -700 | 74 | 90 | 442 | Yes
2028-11-17 21:00 | 2028 100% ECP | -700 | 374 | 390 | 442 | Yes
2028-11-17 22:00 | 2028 100% ECP | -700 | 505 | 510 | 442 | Yes
2028-11-17 23:00 | 2028 100% ECP | -700 | 505 | 510 | 442 | Yes
2028-11-18 | 2028 100% ECP | -700 | 505 | 510 | 442 | Yes
2028-11-18 01:00 | 2028 100% ECP | -700 | 505 | 510 | 442 | Yes
2028-11-18 02:00 | 2028 100% ECP | -700 | 505 | 510 | 273.91 | Yes
2028-11-18 03:00 | 2028 100% ECP | -700 | 505 | 510 | 173 | Yes
2028-11-18 04:00 | 2028 100% ECP | -700 | 505 | 510 | 90.07 | Yes
2028-11-18 05:00 | 2028 100% ECP | -700 | 505 | 510 | 390.07 | Yes
2028-11-18 06:00 | 2028 100% ECP | -700 | 388.55 | 390 | 442 | Yes
2028-11-18 07:00 | 2028 100% ECP | -700 | 88.55 | 90 | 442 | Yes
2028-11-18 08:00 | 2028 100% ECP | -700 | -211.45 | -210 | 390 | Yes
2028-11-18 09:00 | 2028 100% ECP | -700 | -511.45 | -510 | 90 | No
2028-11-18 10:00 | 2028 100% ECP | -700 | -226 | -210 | -210 | Yes
2028-11-18 11:00 | 2028 100% ECP | -700 | -526 | -510 | -510 | Yes
2028-11-18 12:00 | 2028 100% ECP | -700 | -226 | -210 | -210 | Yes
2028-11-18 13:00 | 2028 100% ECP | -700 | 74 | 90 | 90 | Yes
2028-11-18 14:00 | 2028 100% ECP | -700 | 74 | 90 | 377.31 | Yes
2028-11-18 15:00 | 2028 100% ECP | -700 | -226 | -210 | 77.31 | Yes
2028-11-18 16:00 | 2028 100% ECP | -700 | -526 | -510 | -222.69 | Yes
2028-11-18 17:00 | 2028 100% ECP | -700 | -526 | -510 | 0 | Yes
2028-11-18 18:00 | 2028 100% ECP | -700 | -526 | -510 | -82.37 | Yes
2028-11-18 19:00 | 2028 100% ECP | -700 | -526 | -510 | -344.21 | Yes
2028-11-18 20:00 | 2028 100% ECP | -700 | -526 | -510 | -510 | No
2028-11-18 21:00 | 2028 100% ECP | -700 | -526 | -510 | -402.97 | Yes
2028-11-18 22:00 | 2028 100% ECP | -700 | -226 | -210 | -102.97 | Yes
2028-11-18 23:00 | 2028 100% ECP | -700 | 74 | 90 | 197.03 | Yes
2028-11-19 | 2028 100% ECP | -700 | 374 | 390 | 442 | Yes
2028-11-19 01:00 | 2028 100% ECP | -700 | 505 | 510 | 442 | Yes
2028-11-19 02:00 | 2028 100% ECP | -700 | 505 | 510 | 442 | Yes
2028-11-19 03:00 | 2028 100% ECP | -700 | 505 | 510 | 442 | Yes
2028-11-19 04:00 | 2028 100% ECP | -700 | 505 | 510 | 442 | Yes
2028-11-19 05:00 | 2028 100% ECP | -700 | 300 | 300 | 300 | Yes
2028-11-19 06:00 | 2028 100% ECP | -190.97 | 0 | 0 | 0 | No
2028-11-19 07:00 | 2028 100% ECP | -68.99 | 0 | 260.66 | 172.6 | No
2028-11-19 08:00 | 2028 100% ECP | -668.99 | 0 | -39.34 | 355.1 | No
2028-11-19 09:00 | 2028 100% ECP | -68.99 | 0 | 0 | 442 | No
2028-11-19 10:00 | 2028 100% ECP | 89.79 | 0 | -210 | 442 | No
2028-11-19 11:00 | 2028 100% ECP | -107.44 | -300 | -510 | 148.64 | No
2028-11-19 12:00 | 2028 100% ECP | -600 | -473.5 | -510 | 196.46 | No
2028-11-19 13:00 | 2028 100% ECP | 0 | -526 | -510 | 125.1 | No
2028-11-19 14:00 | 2028 100% ECP | -550.94 | -226 | -210 | 0 | No
2028-11-19 15:00 | 2028 100% ECP | -700 | -526 | -510 | -300 | No
2028-11-19 16:00 | 2028 100% ECP | -700 | -526 | -510 | -456.93 | No
2028-11-19 17:00 | 2028 100% ECP | -700 | -526 | -510 | -510 | No
2028-11-19 18:00 | 2028 100% ECP | -700 | -526 | -510 | -510 | No
2028-11-19 19:00 | 2028 100% ECP | -387.96 | -526 | -510 | -349.33 | No
2028-11-19 20:00 | 2028 100% ECP | 0 | -419.4 | -510 | -49.33 | No
2028-11-19 21:00 | 2028 100% ECP | -548.21 | -526 | -510 | -93.66 | No
2028-11-19 22:00 | 2028 100% ECP | 51.79 | -460.93 | -510 | 28.45 | No
2028-11-19 23:00 | 2028 100% ECP | 0 | -160.93 | -210 | 271.8 | No
2028-11-20 | 2028 100% ECP | 316.94 | 0 | 0 | 295.62 | No
2028-11-20 01:00 | 2028 100% ECP | -283.06 | 0 | -182.09 | 99.07 | No
2028-11-20 02:00 | 2028 100% ECP | -700 | 0 | 0 | 130.28 | No
2028-11-20 03:00 | 2028 100% ECP | -558.79 | 205 | 210 | 233.5 | No
2028-11-20 04:00 | 2028 100% ECP | -700 | 505 | 510 | 442 | No
2028-11-20 05:00 | 2028 100% ECP | -700 | 312.99 | 510 | 442 | No
2028-11-20 06:00 | 2028 100% ECP | -700 | 12.99 | 210 | 142 | No
2028-11-20 07:00 | 2028 100% ECP | -583.9 | 0 | 0 | 197.89 | No
2028-11-20 08:00 | 2028 100% ECP | 0 | 0 | 0 | 366.93 | No
2028-11-20 09:00 | 2028 100% ECP | -62.66 | 0 | 0 | 218.14 | No
2028-11-20 10:00 | 2028 100% ECP | -662.66 | 0 | -81.26 | 438.17 | No
2028-11-20 11:00 | 2028 100% ECP | -700 | -7.68 | -378.54 | 442 | No
2028-11-20 12:00 | 2028 100% ECP | -700 | -307.68 | -510 | 317.15 | No
2028-11-20 13:00 | 2028 100% ECP | -700 | -526 | -510 | 114.09 | No
2028-11-20 14:00 | 2028 100% ECP | -700 | -526 | -510 | 119.88 | No
2028-11-20 15:00 | 2028 100% ECP | -700 | -240.41 | -510 | -127.85 | No
2028-11-20 16:00 | 2028 100% ECP | -700 | 0 | -510 | -254.98 | No
2028-11-20 17:00 | 2028 100% ECP | -667.55 | -40.4 | -300 | -72.26 | No
2028-11-20 18:00 | 2028 100% ECP | -67.55 | 0 | 0 | 50.03 | No
2028-11-20 19:00 | 2028 100% ECP | 0 | 0 | 0 | 165.37 | No
2028-11-20 20:00 | 2028 100% ECP | 115.9 | 0 | 0 | 0 | No
2028-11-20 21:00 | 2028 100% ECP | -36.23 | 0 | 0 | 18.97 | No
2028-11-20 22:00 | 2028 100% ECP | -636.23 | 0 | 210 | 318.97 | No
2028-11-20 23:00 | 2028 100% ECP | -700 | 300 | 510 | 442 | Yes
2028-11-21 | 2028 100% ECP | -700 | 505 | 510 | 442 | Yes
2028-11-21 01:00 | 2028 100% ECP | -700 | 505 | 510 | 442 | Yes
2028-11-21 02:00 | 2028 100% ECP | -700 | 505 | 510 | 442 | Yes
2028-11-21 03:00 | 2028 100% ECP | -700 | 505 | 510 | 442 | Yes
2028-11-21 04:00 | 2028 100% ECP | -700 | 505 | 510 | 442 | Yes
2028-11-21 05:00 | 2028 100% ECP | -700 | 505 | 510 | 442 | Yes
2028-11-21 06:00 | 2028 100% ECP | -700 | 300 | 364.91 | 442 | Yes
2028-11-21 07:00 | 2028 100% ECP | -100 | 0 | 64.91 | 375.43 | No
2028-11-21 08:00 | 2028 100% ECP | 500 | 0 | 216.54 | 442 | No
2028-11-21 09:00 | 2028 100% ECP | 700 | 77.3 | 510 | 442 | No
2028-11-21 10:00 | 2028 100% ECP | 700 | 218.7 | 510 | 442 | No
2028-11-21 11:00 | 2028 100% ECP | 700 | 300 | 232.23 | 415.88 | No
2028-11-21 12:00 | 2028 100% ECP | 322.15 | 0 | -67.77 | 115.88 | No
2028-11-21 13:00 | 2028 100% ECP | 508.11 | 0 | 0 | 176.77 | No
2028-11-21 14:00 | 2028 100% ECP | 373.26 | 0 | 0 | 442 | No
2028-11-21 15:00 | 2028 100% ECP | 700 | 0 | -287.83 | 399.43 | No
2028-11-21 16:00 | 2028 100% ECP | 700 | 0 | -510 | 354.32 | No
2028-11-21 17:00 | 2028 100% ECP | 700 | 0 | -510 | 350.87 | No
2028-11-21 18:00 | 2028 100% ECP | 700 | 0 | -510 | 350.87 | No
2028-11-21 19:00 | 2028 100% ECP | 700 | 0 | -380.42 | 416.01 | No
2028-11-21 20:00 | 2028 100% ECP | 700 | 0 | -80.42 | 416.01 | No
2028-11-21 21:00 | 2028 100% ECP | 700 | 160.93 | 210 | 416.01 | No
2028-11-21 22:00 | 2028 100% ECP | 700 | 460.93 | 510 | 442 | No
2028-11-21 23:00 | 2028 100% ECP | 700 | 168.37 | 510 | 442 | No
2028-11-22 | 2028 100% ECP | 700 | 468.37 | 510 | 442 | No
2028-11-22 01:00 | 2028 100% ECP | 700 | 505 | 510 | 442 | No
2028-11-22 02:00 | 2028 100% ECP | 700 | 505 | 510 | 442 | No
2028-11-22 03:00 | 2028 100% ECP | 700 | 505 | 510 | 442 | No
2028-11-22 04:00 | 2028 100% ECP | 700 | 505 | 510 | 442 | No
2028-11-22 05:00 | 2028 100% ECP | 700 | 505 | 510 | 442 | No
2028-11-22 06:00 | 2028 100% ECP | 700 | 300 | 510 | 442 | No
2028-11-22 07:00 | 2028 100% ECP | 151.76 | 0 | 210 | 240.05 | No
2028-11-22 08:00 | 2028 100% ECP | 700 | 0 | 158.44 | 442 | No
2028-11-22 09:00 | 2028 100% ECP | 700 | 0 | -141.56 | 442 | No
2028-11-22 10:00 | 2028 100% ECP | 700 | -300 | -441.56 | 442 | No
2028-11-22 11:00 | 2028 100% ECP | 700 | -526 | -510 | 442 | No
2028-11-22 12:00 | 2028 100% ECP | 700 | -526 | -510 | 270.81 | No
2028-11-22 13:00 | 2028 100% ECP | 700 | -526 | -510 | -10.34 | No
2028-11-22 14:00 | 2028 100% ECP | 700 | -510.81 | -510 | -10.34 | No
2028-11-22 15:00 | 2028 100% ECP | 700 | -210.81 | -210 | 166.42 | No
2028-11-22 16:00 | 2028 100% ECP | 700 | 0 | 0 | 232.2 | No
2028-11-22 17:00 | 2028 100% ECP | 700 | 0 | -236.42 | 442 | No
2028-11-22 18:00 | 2028 100% ECP | 700 | 0 | -121.62 | 442 | No
2028-11-22 19:00 | 2028 100% ECP | 700 | 0 | 178.38 | 442 | No
2028-11-22 20:00 | 2028 100% ECP | 700 | 0 | 409.78 | 442 | No
2028-11-22 21:00 | 2028 100% ECP | 700 | 0 | 109.78 | 442 | No
2028-11-22 22:00 | 2028 100% ECP | 700 | -248.57 | -190.22 | 356.28 | No
2028-11-22 23:00 | 2028 100% ECP | 700 | 0 | 109.78 | 442 | No
2028-11-23 | 2028 100% ECP | 700 | 230.91 | 409.78 | 442 | No
2028-11-23 01:00 | 2028 100% ECP | 700 | 0 | 346.38 | 442 | No
2028-11-23 02:00 | 2028 100% ECP | 528.76 | 0 | 46.38 | 344.43 | No
2028-11-23 03:00 | 2028 100% ECP | 222.54 | 0 | 0 | 274.31 | No
2028-11-23 04:00 | 2028 100% ECP | -169.76 | -206.79 | -210 | 84.19 | No
2028-11-23 05:00 | 2028 100% ECP | -700 | -506.79 | -510 | -215.81 | No
2028-11-23 06:00 | 2028 100% ECP | -700 | -269.03 | -510 | -40.08 | No
2028-11-23 07:00 | 2028 100% ECP | -700 | -446.06 | -510 | -242.15 | No
2028-11-23 08:00 | 2028 100% ECP | -700 | -183.58 | -510 | 57.85 | No
2028-11-23 09:00 | 2028 100% ECP | -700 | -477.29 | -510 | 357.85 | No
2028-11-23 10:00 | 2028 100% ECP | -700 | -177.29 | -477.52 | 89.71 | No
2028-11-23 11:00 | 2028 100% ECP | -700 | -380.15 | -510 | 0 | No
2028-11-23 12:00 | 2028 100% ECP | -700 | -80.15 | -210 | 300 | No
2028-11-23 13:00 | 2028 100% ECP | -700 | -226 | -440.01 | 99.01 | No
2028-11-23 14:00 | 2028 100% ECP | -700 | 74 | -140.01 | 399.01 | No
2028-11-23 15:00 | 2028 100% ECP | -700 | -226 | -210 | 99.01 | No
2028-11-23 16:00 | 2028 100% ECP | -700 | -526 | -510 | -200.99 | No
2028-11-23 17:00 | 2028 100% ECP | -700 | -526 | -510 | -500.99 | No
2028-11-23 18:00 | 2028 100% ECP | -700 | -526 | -510 | -510 | No
2028-11-23 19:00 | 2028 100% ECP | -700 | -526 | -510 | -510 | No
2028-11-23 20:00 | 2028 100% ECP | -700 | -226 | -210 | -210 | Yes
2028-11-23 21:00 | 2028 100% ECP | -700 | 74 | 90 | 90 | Yes
2028-11-23 22:00 | 2028 100% ECP | -700 | 374 | 390 | 390 | Yes
2028-11-23 23:00 | 2028 100% ECP | -700 | 505 | 510 | 442 | Yes
2028-11-24 | 2028 100% ECP | -700 | 505 | 510 | 442 | Yes
2028-11-24 01:00 | 2028 100% ECP | -700 | 505 | 510 | 442 | Yes
2028-11-24 02:00 | 2028 100% ECP | -700 | 505 | 510 | 442 | Yes
2028-11-24 03:00 | 2028 100% ECP | -700 | 505 | 510 | 442 | No
2028-11-24 04:00 | 2028 100% ECP | -700 | 505 | 510 | 442 | Yes
2028-11-24 05:00 | 2028 100% ECP | -700 | 505 | 510 | 442 | Yes
2028-11-24 06:00 | 2028 100% ECP | -700 | 505 | 510 | 442 | Yes
2028-11-24 07:00 | 2028 100% ECP | -700 | 505 | 510 | 442 | Yes
2028-11-24 08:00 | 2028 100% ECP | -700 | 505 | 510 | 442 | Yes
2028-11-24 09:00 | 2028 100% ECP | -700 | 505 | 510 | 442 | Yes
2028-11-24 10:00 | 2028 100% ECP | -700 | 505 | 510 | 442 | Yes
2028-11-24 11:00 | 2028 100% ECP | -700 | 505 | 510 | 442 | Yes
2028-11-24 12:00 | 2028 100% ECP | -700 | 505 | 510 | 442 | No
2028-11-24 13:00 | 2028 100% ECP | -700 | 505 | 510 | 442 | No
2028-11-24 14:00 | 2028 100% ECP | -100 | 291.79 | 510 | 442 | No
2028-11-24 15:00 | 2028 100% ECP | 500 | 43.79 | 476.73 | 207.54 | No
2028-11-24 16:00 | 2028 100% ECP | 700 | 343.79 | 510 | 442 | No
2028-11-24 17:00 | 2028 100% ECP | 700 | 253.05 | 210 | 442 | No
2028-11-24 18:00 | 2028 100% ECP | 700 | -46.95 | -90 | 442 | No
2028-11-24 19:00 | 2028 100% ECP | 700 | -346.95 | -390 | 442 | No
2028-11-24 20:00 | 2028 100% ECP | 700 | -370.73 | -425.41 | 442 | No
2028-11-24 21:00 | 2028 100% ECP | 700 | -70.73 | -125.41 | 442 | No
2028-11-24 22:00 | 2028 100% ECP | 700 | 205 | 174.59 | 442 | No
2028-11-24 23:00 | 2028 100% ECP | 700 | 505 | 474.59 | 442 | No
2028-11-25 | 2028 100% ECP | 700 | 505 | 510 | 442 | No
2028-11-25 01:00 | 2028 100% ECP | 700 | 429.7 | 510 | 442 | No
2028-11-25 02:00 | 2028 100% ECP | 700 | 505 | 510 | 442 | No
2028-11-25 03:00 | 2028 100% ECP | 700 | 505 | 510 | 442 | No
2028-11-25 04:00 | 2028 100% ECP | 700 | 505 | 510 | 442 | No
2028-11-25 05:00 | 2028 100% ECP | 700 | 505 | 510 | 442 | No
2028-11-25 06:00 | 2028 100% ECP | 700 | 453.64 | 510 | 442 | No
2028-11-25 07:00 | 2028 100% ECP | 700 | 216.2 | 371.17 | 442 | No
2028-11-25 08:00 | 2028 100% ECP | 700 | 0 | 71.17 | 442 | No
2028-11-25 09:00 | 2028 100% ECP | 700 | 0 | -228.83 | 293.79 | No
2028-11-25 10:00 | 2028 100% ECP | 700 | 0 | 0 | 442 | No
2028-11-25 11:00 | 2028 100% ECP | 700 | -240.65 | -300 | 442 | No
2028-11-25 12:00 | 2028 100% ECP | 700 | -226 | -210 | 442 | No
2028-11-25 13:00 | 2028 100% ECP | 700 | -526 | -510 | 316.55 | No
2028-11-25 14:00 | 2028 100% ECP | 700 | -526 | -510 | 163.88 | No
2028-11-25 15:00 | 2028 100% ECP | 700 | -374.34 | -510 | 50.23 | No
2028-11-25 16:00 | 2028 100% ECP | 700 | -74.34 | -510 | 153.57 | No
2028-11-25 17:00 | 2028 100% ECP | 700 | 0 | -510 | 250.69 | No
2028-11-25 18:00 | 2028 100% ECP | 700 | 0 | -510 | 442 | No
2028-11-25 19:00 | 2028 100% ECP | 700 | 0 | -510 | 442 | No
2028-11-25 20:00 | 2028 100% ECP | 700 | 0 | -210 | 163.62 | No
2028-11-25 21:00 | 2028 100% ECP | 700 | 152.59 | 90 | 442 | No
2028-11-25 22:00 | 2028 100% ECP | 700 | 452.59 | 390 | 442 | No
2028-11-25 23:00 | 2028 100% ECP | 700 | 434.92 | 510 | 442 | No
2028-11-26 | 2028 100% ECP | 700 | 505 | 510 | 442 | No
2028-11-26 01:00 | 2028 100% ECP | 700 | 505 | 510 | 442 | No
2028-11-26 02:00 | 2028 100% ECP | 700 | 505 | 510 | 442 | No
2028-11-26 03:00 | 2028 100% ECP | 700 | 505 | 510 | 442 | No
2028-11-26 04:00 | 2028 100% ECP | 700 | 505 | 510 | 442 | No
2028-11-26 05:00 | 2028 100% ECP | 700 | 505 | 510 | 442 | No
2028-11-26 06:00 | 2028 100% ECP | 100 | 205 | 210 | 142 | No
2028-11-26 07:00 | 2028 100% ECP | -43.94 | 0 | -90 | -158 | No
2028-11-26 08:00 | 2028 100% ECP | 556.06 | -189.09 | -390 | -258.86 | No
2028-11-26 09:00 | 2028 100% ECP | 700 | -489.09 | -510 | -314.69 | No
2028-11-26 10:00 | 2028 100% ECP | 264.75 | -189.09 | -210 | -14.69 | No
2028-11-26 11:00 | 2028 100% ECP | 0 | -292.12 | -510 | -43.65 | No
2028-11-26 12:00 | 2028 100% ECP | 0 | -279.92 | -510 | 0 | No
2028-11-26 13:00 | 2028 100% ECP | 0 | -331.24 | -510 | 0 | No
2028-11-26 14:00 | 2028 100% ECP | 0 | -284.67 | -510 | -83.18 | No
2028-11-26 15:00 | 2028 100% ECP | 600 | -526 | -510 | -383.18 | No
2028-11-26 16:00 | 2028 100% ECP | 0 | -526 | -510 | -510 | No
2028-11-26 17:00 | 2028 100% ECP | -600 | -526 | -510 | -510 | No
2028-11-26 18:00 | 2028 100% ECP | 0 | -526 | -510 | -510 | No
2028-11-26 19:00 | 2028 100% ECP | 600 | -526 | -510 | -510 | No
2028-11-26 20:00 | 2028 100% ECP | 700 | -300 | -476.16 | -300 | No
2028-11-26 21:00 | 2028 100% ECP | 700 | 0 | -176.16 | 0 | No
2028-11-26 22:00 | 2028 100% ECP | 375.24 | 0 | 0 | 0 | No
2028-11-26 23:00 | 2028 100% ECP | 100 | 0 | -300 | -152.85 | No
2028-11-27 | 2028 100% ECP | 700 | 0 | 0 | 147.15 | No
2028-11-27 01:00 | 2028 100% ECP | 700 | 0 | 300 | 110.33 | No
2028-11-27 02:00 | 2028 100% ECP | 700 | 0 | 510 | 62.92 | No
2028-11-27 03:00 | 2028 100% ECP | 700 | 0 | 510 | 362.92 | No
2028-11-27 04:00 | 2028 100% ECP | 700 | 0 | 510 | 62.92 | No
2028-11-27 05:00 | 2028 100% ECP | 700 | 0 | 300 | 300 | No
2028-11-27 06:00 | 2028 100% ECP | 700 | 0 | 0 | 0 | No
2028-11-27 07:00 | 2028 100% ECP | 700 | -176.6 | -300 | -203.3 | No
2028-11-27 08:00 | 2028 100% ECP | 473.35 | 0 | -510 | -503.3 | No
2028-11-27 09:00 | 2028 100% ECP | 700 | 0 | -510 | -510 | No
2028-11-27 10:00 | 2028 100% ECP | 700 | -193.61 | -510 | -510 | No
2028-11-27 11:00 | 2028 100% ECP | 700 | -285.43 | -510 | -510 | No
2028-11-27 12:00 | 2028 100% ECP | 700 | -526 | -510 | -510 | No
2028-11-27 13:00 | 2028 100% ECP | 700 | -526 | -510 | -510 | No
2028-11-27 14:00 | 2028 100% ECP | 700 | -369.02 | -510 | -510 | No
2028-11-27 15:00 | 2028 100% ECP | 700 | -369.02 | -510 | -510 | No
2028-11-27 16:00 | 2028 100% ECP | 100 | -526 | -510 | -510 | No
2028-11-27 17:00 | 2028 100% ECP | 100 | -526 | -510 | -510 | No
2028-11-27 18:00 | 2028 100% ECP | 700 | -428.42 | -510 | -510 | No
2028-11-27 19:00 | 2028 100% ECP | 700 | -261.7 | -510 | -418.26 | No
2028-11-27 20:00 | 2028 100% ECP | 700 | -205.98 | -300 | -118.26 | No
2028-11-27 21:00 | 2028 100% ECP | 700 | 94.02 | 0 | 181.74 | No
2028-11-27 22:00 | 2028 100% ECP | 700 | 0 | 67.62 | 142 | No
2028-11-27 23:00 | 2028 100% ECP | 700 | 0 | 367.62 | 442 | No
2028-11-28 | 2028 100% ECP | 700 | 300 | 510 | 442 | No
2028-11-28 01:00 | 2028 100% ECP | 700 | 505 | 510 | 442 | No
2028-11-28 02:00 | 2028 100% ECP | 700 | 505 | 510 | 442 | No
2028-11-28 03:00 | 2028 100% ECP | 700 | 505 | 510 | 442 | No
2028-11-28 04:00 | 2028 100% ECP | 700 | 505 | 510 | 442 | No
2028-11-28 05:00 | 2028 100% ECP | 700 | 505 | 510 | 442 | No
2028-11-28 06:00 | 2028 100% ECP | 700 | 341.79 | 510 | 442 | No
2028-11-28 07:00 | 2028 100% ECP | 100 | 41.79 | 210 | 142 | No
2028-11-28 08:00 | 2028 100% ECP | 0 | -2.21 | -90 | -75.57 | No
2028-11-28 09:00 | 2028 100% ECP | 0 | 0 | -236.03 | 0 | No
2028-11-28 10:00 | 2028 100% ECP | 255.95 | 0 | 0 | 0 | No
2028-11-28 11:00 | 2028 100% ECP | -268.78 | 0 | -210 | 0 | No
2028-11-28 12:00 | 2028 100% ECP | -65.68 | -300 | -510 | -248.11 | No
2028-11-28 13:00 | 2028 100% ECP | 0 | -11.88 | -510 | -212.62 | No
2028-11-28 14:00 | 2028 100% ECP | 100 | 0 | -233.98 | 0 | No
2028-11-28 15:00 | 2028 100% ECP | 700 | -226 | 36.3 | -118.38 | No
2028-11-28 16:00 | 2028 100% ECP | 700 | -526 | 0 | -418.38 | No
2028-11-28 17:00 | 2028 100% ECP | 700 | -526 | 0 | -510 | No
2028-11-28 18:00 | 2028 100% ECP | 700 | -526 | 0 | -510 | No
2028-11-28 19:00 | 2028 100% ECP | 700 | -526 | 0 | -340.78 | No
2028-11-28 20:00 | 2028 100% ECP | 700 | -526 | 0 | -40.78 | No
2028-11-28 21:00 | 2028 100% ECP | 700 | -226 | 0 | 259.22 | No
2028-11-28 22:00 | 2028 100% ECP | 700 | 74 | 0 | 442 | No
2028-11-28 23:00 | 2028 100% ECP | 700 | 112.42 | 0 | 442 | No
2028-11-29 | 2028 100% ECP | 700 | 412.42 | 0 | 442 | No
2028-11-29 01:00 | 2028 100% ECP | 700 | 505 | 0 | 442 | No
2028-11-29 02:00 | 2028 100% ECP | 700 | 505 | 0 | 442 | No
2028-11-29 03:00 | 2028 100% ECP | 700 | 505 | 0 | 442 | No
2028-11-29 04:00 | 2028 100% ECP | 700 | 505 | 0 | 442 | No
2028-11-29 05:00 | 2028 100% ECP | 700 | 505 | 0 | 442 | No
2028-11-29 06:00 | 2028 100% ECP | 700 | 505 | 0 | 442 | No
2028-11-29 07:00 | 2028 100% ECP | 700 | 505 | 0 | 204.94 | No
2028-11-29 08:00 | 2028 100% ECP | 700 | 505 | 0 | 342.58 | No
2028-11-29 09:00 | 2028 100% ECP | 700 | 205 | 0 | 42.58 | No
2028-11-29 10:00 | 2028 100% ECP | 700 | 137.88 | 0 | 3.77 | No
2028-11-29 11:00 | 2028 100% ECP | 700 | 0 | 0 | -11.27 | No
2028-11-29 12:00 | 2028 100% ECP | 700 | 0 | 0 | -308.12 | No
2028-11-29 13:00 | 2028 100% ECP | 700 | 0 | 0 | -286.87 | No
2028-11-29 14:00 | 2028 100% ECP | 700 | 0 | 0 | -215.29 | No
2028-11-29 15:00 | 2028 100% ECP | 700 | -226 | 0 | -210 | No
2028-11-29 16:00 | 2028 100% ECP | 659.9 | -526 | 0 | -510 | No
2028-11-29 17:00 | 2028 100% ECP | 383.6 | -526 | 0 | -510 | No
2028-11-29 18:00 | 2028 100% ECP | 700 | -526 | 0 | -510 | No
2028-11-29 19:00 | 2028 100% ECP | 700 | -526 | 0 | -510 | No
2028-11-29 20:00 | 2028 100% ECP | 700 | -226 | 0 | -210 | No
2028-11-29 21:00 | 2028 100% ECP | 700 | 74 | 0 | 90 | No
2028-11-29 22:00 | 2028 100% ECP | 700 | 0 | 0 | 211.32 | No
2028-11-29 23:00 | 2028 100% ECP | 700 | -300 | 0 | -88.68 | No
2028-11-30 | 2028 100% ECP | 700 | -247.77 | 0 | 76.27 | No
2028-11-30 01:00 | 2028 100% ECP | 700 | 52.23 | 0 | 376.27 | No
2028-11-30 02:00 | 2028 100% ECP | 606.67 | 0 | 0 | 411 | No
2028-11-30 03:00 | 2028 100% ECP | 140.59 | 0 | 0 | 291.13 | No
2028-11-30 04:00 | 2028 100% ECP | 0 | 0 | 0 | 0 | No
2028-11-30 05:00 | 2028 100% ECP | 0 | 0 | 0 | 0 | No
2028-11-30 06:00 | 2028 100% ECP | 0 | 0 | 0 | 0 | No
2028-11-30 07:00 | 2028 100% ECP | 0 | 0 | 0 | 0 | No
2028-11-30 08:00 | 2028 100% ECP | 0 | 0 | 0 | 0 | No
2028-11-30 09:00 | 2028 100% ECP | 62.89 | 0 | 0 | 0 | No
2028-11-30 10:00 | 2028 100% ECP | 0 | 0 | 0 | 0 | No
2028-11-30 11:00 | 2028 100% ECP | 125.97 | 0 | 0 | 0 | No
2028-11-30 12:00 | 2028 100% ECP | 22.39 | 0 | 0 | 0 | No
2028-11-30 13:00 | 2028 100% ECP | 22.39 | 0 | 0 | 124.62 | No
2028-11-30 14:00 | 2028 100% ECP | 149.75 | 0 | 0 | 296.78 | No
2028-11-30 15:00 | 2028 100% ECP | 668.36 | 0 | 0 | 321.84 | No
2028-11-30 16:00 | 2028 100% ECP | 700 | 300 | 241.81 | 442 | No
2028-11-30 17:00 | 2028 100% ECP | 100 | 0 | -58.19 | 442 | No
2028-11-30 18:00 | 2028 100% ECP | 100 | -114.55 | -358.19 | 442 | No
2028-11-30 19:00 | 2028 100% ECP | 700 | -114.55 | -390 | 442 | No
2028-11-30 20:00 | 2028 100% ECP | 700 | 0 | -90 | 442 | No
2028-11-30 21:00 | 2028 100% ECP | 100 | 205 | 210 | 442 | No
2028-11-30 22:00 | 2028 100% ECP | 700 | 505 | 510 | 442 | No
2028-11-30 23:00 | 2028 100% ECP | 700 | 464.13 | 510 | 442 | No
2028-12-01 | 2028 100% ECP | 700 | 505 | 510 | 442 | No
2028-12-01 01:00 | 2028 100% ECP | 700 | 505 | 510 | 442 | No
2028-12-01 02:00 | 2028 100% ECP | 700 | 505 | 510 | 442 | No
2028-12-01 03:00 | 2028 100% ECP | 700 | 505 | 510 | 442 | No
2028-12-01 04:00 | 2028 100% ECP | 700 | 505 | 510 | 442 | No
2028-12-01 05:00 | 2028 100% ECP | 700 | 205 | 510 | 329.03 | No
2028-12-01 06:00 | 2028 100% ECP | 700 | 0 | 375.66 | 241.33 | No
2028-12-01 07:00 | 2028 100% ECP | 700 | 0 | 82.79 | 13.1 | No
2028-12-01 08:00 | 2028 100% ECP | 700 | 240.09 | 382.79 | 313.1 | No
2028-12-01 09:00 | 2028 100% ECP | 700 | 300 | 510 | 442 | No
2028-12-01 10:00 | 2028 100% ECP | 700 | 0 | 227.26 | 142 | No
2028-12-01 11:00 | 2028 100% ECP | 700 | 0 | 340.15 | 223.58 | No
2028-12-01 12:00 | 2028 100% ECP | 700 | 0 | 40.15 | 223.07 | No
2028-12-01 13:00 | 2028 100% ECP | 700 | 0 | 134.94 | 255.19 | No
2028-12-01 14:00 | 2028 100% ECP | 700 | 0 | 52.15 | 220.72 | No
2028-12-01 15:00 | 2028 100% ECP | 700 | 0 | 352.15 | 254.98 | No
2028-12-01 16:00 | 2028 100% ECP | 700 | 0 | 235.4 | 266.36 | No
2028-12-01 17:00 | 2028 100% ECP | 700 | 0 | 194.68 | 409.53 | No
2028-12-01 18:00 | 2028 100% ECP | 700 | 0 | 458.97 | 431.22 | No
2028-12-01 19:00 | 2028 100% ECP | 700 | 0 | 275.23 | 360.74 | No
2028-12-01 20:00 | 2028 100% ECP | 700 | 0 | -24.77 | 237.99 | No
2028-12-01 21:00 | 2028 100% ECP | 700 | 0 | 275.23 | 442 | No
2028-12-01 22:00 | 2028 100% ECP | 669.08 | 0 | 0 | 248.71 | No
2028-12-01 23:00 | 2028 100% ECP | 700 | 300 | 300 | 442 | No
2028-12-02 | 2028 100% ECP | 700 | 168.99 | 510 | 442 | No
2028-12-02 01:00 | 2028 100% ECP | 700 | 0 | 365.79 | 442 | No
2028-12-02 02:00 | 2028 100% ECP | 552.69 | 0 | 65.79 | 426.33 | No
2028-12-02 03:00 | 2028 100% ECP | 600 | 0 | 300 | 261.57 | No
2028-12-02 04:00 | 2028 100% ECP | 0 | 0 | 0 | 0 | No
2028-12-02 05:00 | 2028 100% ECP | -149.7 | 0 | 0 | 0 | No
2028-12-02 06:00 | 2028 100% ECP | 0 | 0 | 0 | 0 | No
2028-12-02 07:00 | 2028 100% ECP | 0 | 0 | 198.88 | 85.4 | No
2028-12-02 08:00 | 2028 100% ECP | 100 | 0 | 498.88 | 385.4 | No
2028-12-02 09:00 | 2028 100% ECP | 700 | 0 | 510 | 442 | No
2028-12-02 10:00 | 2028 100% ECP | 700 | 0 | 237.89 | 207.08 | No
2028-12-02 11:00 | 2028 100% ECP | 172.46 | 0 | 0 | 285.54 | No
2028-12-02 12:00 | 2028 100% ECP | -427.54 | 0 | -226.04 | 300.68 | No
2028-12-02 13:00 | 2028 100% ECP | -700 | 0 | -2.72 | 329.88 | No
2028-12-02 14:00 | 2028 100% ECP | -313.2 | 0 | 0 | 442 | No
2028-12-02 15:00 | 2028 100% ECP | 29.89 | 0 | 0 | 442 | No
2028-12-02 16:00 | 2028 100% ECP | 534.72 | 0 | 0 | 442 | No
2028-12-02 17:00 | 2028 100% ECP | 168.35 | 0 | 0 | 442 | No
2028-12-02 18:00 | 2028 100% ECP | 613.76 | 22.9 | 210 | 442 | No
2028-12-02 19:00 | 2028 100% ECP | 700 | 322.9 | 510 | 442 | No
2028-12-02 20:00 | 2028 100% ECP | 700 | 107.81 | 510 | 442 | No
2028-12-02 21:00 | 2028 100% ECP | 700 | 130.73 | 510 | 442 | No
2028-12-02 22:00 | 2028 100% ECP | 600 | 0 | 277.86 | 321.32 | No
2028-12-02 23:00 | 2028 100% ECP | 0 | 300 | 510 | 442 | No
2028-12-03 | 2028 100% ECP | 600 | 505 | 510 | 442 | No
2028-12-03 01:00 | 2028 100% ECP | 700 | 505 | 510 | 442 | No
2028-12-03 02:00 | 2028 100% ECP | 700 | 505 | 510 | 442 | No
2028-12-03 03:00 | 2028 100% ECP | 700 | 505 | 510 | 442 | No
2028-12-03 04:00 | 2028 100% ECP | 700 | 505 | 510 | 442 | No
2028-12-03 05:00 | 2028 100% ECP | 700 | 505 | 510 | 442 | No
2028-12-03 06:00 | 2028 100% ECP | 700 | 447.78 | 510 | 442 | No
2028-12-03 07:00 | 2028 100% ECP | 100 | 147.78 | 210 | 142 | No
2028-12-03 08:00 | 2028 100% ECP | 700 | 0 | 143.33 | 207.96 | No
2028-12-03 09:00 | 2028 100% ECP | 700 | 0 | 0 | 393.15 | No
2028-12-03 10:00 | 2028 100% ECP | 700 | 0 | 0 | 442 | No
2028-12-03 11:00 | 2028 100% ECP | 700 | 0 | 0 | 442 | No
2028-12-03 12:00 | 2028 100% ECP | 606.4 | 0 | 0 | 354.22 | No
2028-12-03 13:00 | 2028 100% ECP | 69.87 | -86.24 | -300 | 442 | No
2028-12-03 14:00 | 2028 100% ECP | 669.87 | 0 | 0 | 442 | No
2028-12-03 15:00 | 2028 100% ECP | 700 | 0 | 48.91 | 442 | No
2028-12-03 16:00 | 2028 100% ECP | 700 | 0 | 348.91 | 437.2 | No
2028-12-03 17:00 | 2028 100% ECP | 700 | 0 | 510 | 442 | No
2028-12-03 18:00 | 2028 100% ECP | 700 | 0 | 510 | 442 | No
2028-12-03 19:00 | 2028 100% ECP | 700 | 27.04 | 510 | 442 | No
2028-12-03 20:00 | 2028 100% ECP | 700 | 327.04 | 510 | 442 | No
2028-12-03 21:00 | 2028 100% ECP | 700 | 193.04 | 510 | 442 | No
2028-12-03 22:00 | 2028 100% ECP | 700 | 428.9 | 510 | 442 | No
2028-12-03 23:00 | 2028 100% ECP | 700 | 341.5 | 510 | 442 | No
2028-12-04 | 2028 100% ECP | 700 | 294.77 | 510 | 442 | No
2028-12-04 01:00 | 2028 100% ECP | 600 | 0 | 508.44 | 142 | No
2028-12-04 02:00 | 2028 100% ECP | 0 | 0 | 303.17 | 0 | No
2028-12-04 03:00 | 2028 100% ECP | -600 | 205 | 510 | 199.33 | No
2028-12-04 04:00 | 2028 100% ECP | -700 | 505 | 510 | 30.2 | No
2028-12-04 05:00 | 2028 100% ECP | -700 | 300 | 309.44 | -269.8 | No
2028-12-04 06:00 | 2028 100% ECP | -700 | 0 | 9.44 | -510 | No
2028-12-04 07:00 | 2028 100% ECP | -700 | -300 | -290.56 | -510 | No
2028-12-04 08:00 | 2028 100% ECP | -700 | -493.26 | -510 | -510 | No
2028-12-04 09:00 | 2028 100% ECP | -700 | -526 | -510 | -510 | No
2028-12-04 10:00 | 2028 100% ECP | -700 | -489.75 | -510 | -510 | No
2028-12-04 11:00 | 2028 100% ECP | -700 | -189.75 | -210 | -210 | Yes
2028-12-04 12:00 | 2028 100% ECP | -700 | 110.25 | 90 | 90 | Yes
2028-12-04 13:00 | 2028 100% ECP | -700 | 300 | -0.43 | 0 | Yes
2028-12-04 14:00 | 2028 100% ECP | -700 | 0 | -300.43 | -300 | Yes
2028-12-04 15:00 | 2028 100% ECP | -700 | -226 | -510 | -431.52 | Yes
2028-12-04 16:00 | 2028 100% ECP | -700 | -526 | -510 | -510 | Yes
2028-12-04 17:00 | 2028 100% ECP | -700 | -526 | -510 | -510 | Yes
2028-12-04 18:00 | 2028 100% ECP | -700 | -526 | -510 | -510 | No
2028-12-04 19:00 | 2028 100% ECP | -700 | -526 | -510 | -510 | Yes
2028-12-04 20:00 | 2028 100% ECP | -700 | -526 | -510 | -510 | Yes
2028-12-04 21:00 | 2028 100% ECP | -700 | -226 | -210 | -210 | Yes
2028-12-04 22:00 | 2028 100% ECP | -700 | 74 | 90 | 90 | Yes
2028-12-04 23:00 | 2028 100% ECP | -700 | 374 | 390 | 182.99 | Yes
2028-12-05 | 2028 100% ECP | -700 | 505 | 510 | 442 | Yes
2028-12-05 01:00 | 2028 100% ECP | -700 | 505 | 510 | 442 | Yes
2028-12-05 02:00 | 2028 100% ECP | -700 | 505 | 510 | 442 | Yes
2028-12-05 03:00 | 2028 100% ECP | -700 | 505 | 510 | 442 | Yes
2028-12-05 04:00 | 2028 100% ECP | -700 | 374 | 390 | 442 | Yes
2028-12-05 05:00 | 2028 100% ECP | -700 | 74 | 90 | 232.42 | Yes
2028-12-05 06:00 | 2028 100% ECP | -700 | -226 | -210 | -67.58 | Yes
2028-12-05 07:00 | 2028 100% ECP | -700 | -526 | -510 | -367.58 | Yes
2028-12-05 08:00 | 2028 100% ECP | -700 | -526 | -510 | -67.58 | No
2028-12-05 09:00 | 2028 100% ECP | -700 | -226 | -431.64 | 232.42 | No
2028-12-05 10:00 | 2028 100% ECP | -700 | 0 | -144.02 | 442 | No
2028-12-05 11:00 | 2028 100% ECP | -700 | 0 | 13.21 | 442 | No
2028-12-05 12:00 | 2028 100% ECP | -308.42 | 0 | 0 | 442 | No
2028-12-05 13:00 | 2028 100% ECP | 131.01 | 0 | 15.13 | 442 | No
2028-12-05 14:00 | 2028 100% ECP | -468.99 | 0 | -224.45 | 442 | No
2028-12-05 15:00 | 2028 100% ECP | 101.27 | 0 | 0 | 442 | No
2028-12-05 16:00 | 2028 100% ECP | 52.56 | 0 | 0 | 442 | No
2028-12-05 17:00 | 2028 100% ECP | 652.56 | 0 | 300 | 434.28 | No
2028-12-05 18:00 | 2028 100% ECP | 700 | 0 | 0 | 297.47 | No
2028-12-05 19:00 | 2028 100% ECP | 700 | 0 | 0 | 152.59 | No
2028-12-05 20:00 | 2028 100% ECP | 700 | 0 | 0 | 152.59 | No
2028-12-05 21:00 | 2028 100% ECP | 700 | 0 | 300 | 442 | No
2028-12-05 22:00 | 2028 100% ECP | 700 | 0 | 423.5 | 386.56 | No
2028-12-05 23:00 | 2028 100% ECP | 700 | 0 | 510 | 294.61 | No
2028-12-06 | 2028 100% ECP | 700 | 300 | 510 | 442 | No
2028-12-06 01:00 | 2028 100% ECP | 700 | 505 | 510 | 442 | No
2028-12-06 02:00 | 2028 100% ECP | 700 | 505 | 510 | 442 | No
2028-12-06 03:00 | 2028 100% ECP | 700 | 505 | 510 | 442 | No
2028-12-06 04:00 | 2028 100% ECP | 700 | 505 | 510 | 442 | No
2028-12-06 05:00 | 2028 100% ECP | 700 | 505 | 510 | 175.07 | No
2028-12-06 06:00 | 2028 100% ECP | 596.43 | 300 | 510 | -124.93 | No
2028-12-06 07:00 | 2028 100% ECP | 335.29 | 0 | 210 | -424.93 | No
2028-12-06 08:00 | 2028 100% ECP | 700 | 126.93 | 510 | -161.93 | No
2028-12-06 09:00 | 2028 100% ECP | 700 | 426.68 | 510 | -35.17 | No
2028-12-06 10:00 | 2028 100% ECP | 700 | 300 | 439.12 | -15.16 | No
2028-12-06 11:00 | 2028 100% ECP | 680.4 | 0 | 139.12 | -38.33 | No
2028-12-06 12:00 | 2028 100% ECP | 700 | 0 | -160.88 | -175.03 | No
2028-12-06 13:00 | 2028 100% ECP | 700 | 0 | -39.54 | -45.69 | No
2028-12-06 14:00 | 2028 100% ECP | 700 | -127.08 | -292.91 | -210 | No
2028-12-06 15:00 | 2028 100% ECP | 600 | -427.08 | -510 | -510 | No
2028-12-06 16:00 | 2028 100% ECP | 0 | -526 | -510 | -510 | No
2028-12-06 17:00 | 2028 100% ECP | 0 | -526 | -510 | -510 | No
2028-12-06 18:00 | 2028 100% ECP | 600 | -526 | -510 | -510 | No
2028-12-06 19:00 | 2028 100% ECP | 700 | -526 | -510 | -510 | No
2028-12-06 20:00 | 2028 100% ECP | 700 | -300 | -387.74 | -483.4 | No
2028-12-06 21:00 | 2028 100% ECP | 700 | 0 | -87.74 | -183.4 | No
2028-12-06 22:00 | 2028 100% ECP | 700 | 120.18 | 212.26 | 116.6 | No
2028-12-06 23:00 | 2028 100% ECP | 700 | 277.88 | 510 | 416.6 | No
2028-12-07 | 2028 100% ECP | 700 | 505 | 510 | 442 | No
2028-12-07 01:00 | 2028 100% ECP | 700 | 505 | 510 | 442 | No
2028-12-07 02:00 | 2028 100% ECP | 700 | 505 | 510 | 442 | No
2028-12-07 03:00 | 2028 100% ECP | 700 | 505 | 510 | 442 | No
2028-12-07 04:00 | 2028 100% ECP | 700 | 505 | 510 | 442 | No
2028-12-07 05:00 | 2028 100% ECP | 700 | 505 | 510 | 442 | No
2028-12-07 06:00 | 2028 100% ECP | 700 | 300 | 363.68 | 208.91 | No
2028-12-07 07:00 | 2028 100% ECP | 100 | 0 | 63.68 | -91.09 | No
2028-12-07 08:00 | 2028 100% ECP | 100 | 0 | -236.32 | -391.09 | No
2028-12-07 09:00 | 2028 100% ECP | 700 | 0 | -510 | -510 | No
2028-12-07 10:00 | 2028 100% ECP | 100 | -154.78 | -510 | -510 | No
2028-12-07 11:00 | 2028 100% ECP | 121.75 | 0 | 0 | -510 | No
2028-12-07 12:00 | 2028 100% ECP | 700 | -169.44 | 0 | -316.82 | No
2028-12-07 13:00 | 2028 100% ECP | 700 | 0 | 0 | -16.82 | No
2028-12-07 14:00 | 2028 100% ECP | 700 | 300 | 0 | 283.18 | No
2028-12-07 15:00 | 2028 100% ECP | 700 | 505 | 0 | 442 | No
2028-12-07 16:00 | 2028 100% ECP | 700 | 505 | 0 | 442 | No
2028-12-07 17:00 | 2028 100% ECP | 700 | 505 | 0 | 442 | No
2028-12-07 18:00 | 2028 100% ECP | 700 | 205 | 0 | 243.83 | No
2028-12-07 19:00 | 2028 100% ECP | 700 | 505 | 0 | 442 | No
2028-12-07 20:00 | 2028 100% ECP | 700 | 505 | 0 | 442 | No
2028-12-07 21:00 | 2028 100% ECP | 700 | 505 | 0 | 442 | No
2028-12-07 22:00 | 2028 100% ECP | 700 | 505 | 0 | 442 | No
2028-12-07 23:00 | 2028 100% ECP | 700 | 505 | 0 | 442 | No
2028-12-08 | 2028 100% ECP | 700 | 505 | 0 | 442 | No
2028-12-08 01:00 | 2028 100% ECP | 700 | 367.32 | 0 | 442 | No
2028-12-08 02:00 | 2028 100% ECP | 700 | 258.07 | 0 | 442 | No
2028-12-08 03:00 | 2028 100% ECP | 600 | 0 | 0 | 199.08 | No
2028-12-08 04:00 | 2028 100% ECP | 0 | 0 | 0 | 0 | No
2028-12-08 05:00 | 2028 100% ECP | -243.61 | 0 | 0 | 0 | No
2028-12-08 06:00 | 2028 100% ECP | -700 | 0 | 0 | -2.62 | No
2028-12-08 07:00 | 2028 100% ECP | -669.8 | 0 | 0 | -302.62 | No
2028-12-08 08:00 | 2028 100% ECP | -206.87 | 0 | 0 | -361.5 | No
2028-12-08 09:00 | 2028 100% ECP | -373.19 | 0 | 0 | -279.88 | No
2028-12-08 10:00 | 2028 100% ECP | -122.94 | 0 | 0 | -58.39 | No
2028-12-08 11:00 | 2028 100% ECP | -122.94 | 0 | 0 | -279.39 | No
2028-12-08 12:00 | 2028 100% ECP | -557.24 | 0 | 0 | -279.39 | No
2028-12-08 13:00 | 2028 100% ECP | -482.19 | 0 | 0 | -215.81 | No
2028-12-08 14:00 | 2028 100% ECP | -453.78 | 0 | 0 | 0 | No
2028-12-08 15:00 | 2028 100% ECP | -463.34 | 0 | 0 | 0 | No
2028-12-08 16:00 | 2028 100% ECP | -247.88 | 0 | 0 | 0 | No
2028-12-08 17:00 | 2028 100% ECP | 100 | 205 | 0 | 142 | No
2028-12-08 18:00 | 2028 100% ECP | 700 | 505 | 0 | 442 | No
2028-12-08 19:00 | 2028 100% ECP | 700 | 505 | 0 | 442 | No
2028-12-08 20:00 | 2028 100% ECP | 700 | 505 | 0 | 442 | No
2028-12-08 21:00 | 2028 100% ECP | 700 | 505 | 0 | 442 | No
2028-12-08 22:00 | 2028 100% ECP | 700 | 505 | 0 | 442 | No
2028-12-08 23:00 | 2028 100% ECP | 700 | 497.91 | 0 | 442 | No
2028-12-09 | 2028 100% ECP | 700 | 325.78 | 0 | 442 | No
2028-12-09 01:00 | 2028 100% ECP | 700 | 505 | 0 | 275 | No
2028-12-09 02:00 | 2028 100% ECP | 700 | 505 | 0 | 442 | No
2028-12-09 03:00 | 2028 100% ECP | 700 | 505 | 0 | 243.94 | No
2028-12-09 04:00 | 2028 100% ECP | 700 | 505 | 0 | 442 | No
2028-12-09 05:00 | 2028 100% ECP | 700 | 505 | 0 | 442 | No
2028-12-09 06:00 | 2028 100% ECP | 700 | 246.23 | 0 | 442 | No
2028-12-09 07:00 | 2028 100% ECP | 520.26 | -53.77 | 0 | 421.14 | No
2028-12-09 08:00 | 2028 100% ECP | 700 | -353.77 | 0 | 442 | No
2028-12-09 09:00 | 2028 100% ECP | 584.36 | -526 | 0 | 442 | No
2028-12-09 10:00 | 2028 100% ECP | 90.79 | -526 | 0 | 442 | No
2028-12-09 11:00 | 2028 100% ECP | 38.56 | -526 | -510 | 442 | No
2028-12-09 12:00 | 2028 100% ECP | -559.46 | -226 | -210 | 442 | No
2028-12-09 13:00 | 2028 100% ECP | -97.64 | 0 | 0 | 442 | No
2028-12-09 14:00 | 2028 100% ECP | 156.26 | 0 | 0 | 442 | No
2028-12-09 15:00 | 2028 100% ECP | 352.6 | 0 | 0 | 442 | No
2028-12-09 16:00 | 2028 100% ECP | 466.48 | 58.54 | 210 | 442 | No
2028-12-09 17:00 | 2028 100% ECP | 700 | 358.54 | 510 | 442 | No
2028-12-09 18:00 | 2028 100% ECP | 700 | 505 | 510 | 442 | No
2028-12-09 19:00 | 2028 100% ECP | 634.98 | 205 | 210 | 442 | No
2028-12-09 20:00 | 2028 100% ECP | 700 | 333.82 | 510 | 442 | No
2028-12-09 21:00 | 2028 100% ECP | 700 | 33.82 | 510 | 438.39 | No
2028-12-09 22:00 | 2028 100% ECP | 496.32 | 171.5 | 510 | 388.76 | No
2028-12-09 23:00 | 2028 100% ECP | 700 | 0 | 442.93 | 88.76 | No
2028-12-10 | 2028 100% ECP | 700 | 300 | 510 | 388.76 | No
2028-12-10 01:00 | 2028 100% ECP | 700 | 505 | 510 | 442 | No
2028-12-10 02:00 | 2028 100% ECP | 700 | 505 | 510 | 442 | No
2028-12-10 03:00 | 2028 100% ECP | 700 | 505 | 510 | 442 | No
2028-12-10 04:00 | 2028 100% ECP | 700 | 300 | 465.91 | 307.41 | No
2028-12-10 05:00 | 2028 100% ECP | 700 | 0 | 165.91 | 7.41 | No
2028-12-10 06:00 | 2028 100% ECP | 691.88 | 0 | 0 | 0 | No
2028-12-10 07:00 | 2028 100% ECP | 614.11 | 0 | 0 | 0 | No
2028-12-10 08:00 | 2028 100% ECP | 700 | -300 | -300 | -300 | No
2028-12-10 09:00 | 2028 100% ECP | 700 | -526 | -510 | -510 | No
2028-12-10 10:00 | 2028 100% ECP | 103.85 | -526 | -510 | -510 | No
2028-12-10 11:00 | 2028 100% ECP | 392.27 | -526 | -510 | -210 | No
2028-12-10 12:00 | 2028 100% ECP | -45.02 | -526 | -510 | 0 | No
2028-12-10 13:00 | 2028 100% ECP | -645.02 | -526 | -510 | -10.05 | No
2028-12-10 14:00 | 2028 100% ECP | -700 | -526 | -510 | -220.86 | No
2028-12-10 15:00 | 2028 100% ECP | -580.85 | -526 | -510 | -31.85 | No
2028-12-10 16:00 | 2028 100% ECP | -700 | -383.68 | -446.45 | 268.15 | No
2028-12-10 17:00 | 2028 100% ECP | -159.82 | -83.68 | -146.45 | 337.67 | No
2028-12-10 18:00 | 2028 100% ECP | 177.07 | 0 | 153.55 | 374.5 | No
2028-12-10 19:00 | 2028 100% ECP | 700 | 300 | 453.55 | 442 | No
2028-12-10 20:00 | 2028 100% ECP | 700 | 91.07 | 510 | 442 | No
2028-12-10 21:00 | 2028 100% ECP | 520.28 | 0 | 210 | 442 | No
2028-12-10 22:00 | 2028 100% ECP | 700 | 187.02 | 510 | 442 | No
2028-12-10 23:00 | 2028 100% ECP | 700 | 442.9 | 510 | 442 | No
2028-12-11 | 2028 100% ECP | 700 | 505 | 510 | 442 | No
2028-12-11 01:00 | 2028 100% ECP | 700 | 505 | 510 | 442 | No
2028-12-11 02:00 | 2028 100% ECP | 700 | 505 | 510 | 442 | No
2028-12-11 03:00 | 2028 100% ECP | 700 | 505 | 510 | 442 | No
2028-12-11 04:00 | 2028 100% ECP | 700 | 505 | 510 | 442 | No
2028-12-11 05:00 | 2028 100% ECP | 700 | 300 | 212.87 | 394.58 | No
2028-12-11 06:00 | 2028 100% ECP | 100 | 0 | -87.13 | 94.58 | No
2028-12-11 07:00 | 2028 100% ECP | 83.9 | 0 | 0 | 0 | No
2028-12-11 08:00 | 2028 100% ECP | 664.2 | 0 | 0 | 89.47 | No
2028-12-11 09:00 | 2028 100% ECP | 700 | 0 | 0 | 206.33 | No
2028-12-11 10:00 | 2028 100% ECP | 700 | 0 | 0 | 284.44 | No
2028-12-11 11:00 | 2028 100% ECP | 700 | 0 | -210 | 309.8 | No
2028-12-11 12:00 | 2028 100% ECP | 578 | -293.59 | -510 | 180.08 | No
2028-12-11 13:00 | 2028 100% ECP | 257.06 | -526 | -510 | -119.92 | No
2028-12-11 14:00 | 2028 100% ECP | 547.18 | -526 | -510 | -208.28 | No
2028-12-11 15:00 | 2028 100% ECP | 700 | -426.65 | -510 | 91.72 | No
2028-12-11 16:00 | 2028 100% ECP | 313.57 | -526 | -510 | -208.28 | No
2028-12-11 17:00 | 2028 100% ECP | 313.57 | -526 | -510 | 91.72 | No
2028-12-11 18:00 | 2028 100% ECP | 700 | -226 | -210 | 391.72 | No
2028-12-11 19:00 | 2028 100% ECP | 700 | -324.99 | -510 | 392.33 | No
2028-12-11 20:00 | 2028 100% ECP | 700 | -55.76 | -227.57 | 92.33 | No
2028-12-11 21:00 | 2028 100% ECP | 700 | 177.06 | 72.43 | 392.33 | No
2028-12-11 22:00 | 2028 100% ECP | 700 | 0 | 372.43 | 442 | No
2028-12-11 23:00 | 2028 100% ECP | 700 | 170.98 | 510 | 442 | No
2028-12-12 | 2028 100% ECP | 700 | 470.98 | 510 | 442 | No
2028-12-12 01:00 | 2028 100% ECP | 700 | 505 | 510 | 442 | No
2028-12-12 02:00 | 2028 100% ECP | 700 | 208.07 | 510 | 442 | No
2028-12-12 03:00 | 2028 100% ECP | 700 | 143.59 | 510 | 442 | No
2028-12-12 04:00 | 2028 100% ECP | 700 | 234.84 | 510 | 442 | No
2028-12-12 05:00 | 2028 100% ECP | 700 | 193.03 | 510 | 442 | No
2028-12-12 06:00 | 2028 100% ECP | 700 | 164.26 | 510 | 442 | No
2028-12-12 07:00 | 2028 100% ECP | 700 | 464.26 | 510 | 442 | No
2028-12-12 08:00 | 2028 100% ECP | 700 | 170.51 | 510 | 442 | No
2028-12-12 09:00 | 2028 100% ECP | 700 | 470.51 | 510 | 442 | No
2028-12-12 10:00 | 2028 100% ECP | 700 | 461.81 | 510 | 442 | No
2028-12-12 11:00 | 2028 100% ECP | 700 | 161.81 | 429.99 | 442 | No
2028-12-12 12:00 | 2028 100% ECP | 700 | 0 | 129.99 | 442 | No
2028-12-12 13:00 | 2028 100% ECP | 700 | 0 | 417.2 | 442 | No
2028-12-12 14:00 | 2028 100% ECP | 700 | 191.45 | 300 | 442 | No
2028-12-12 15:00 | 2028 100% ECP | 700 | 0 | 0 | 142 | No
2028-12-12 16:00 | 2028 100% ECP | 700 | -239.91 | -300 | 202.92 | No
2028-12-12 17:00 | 2028 100% ECP | 467.53 | -526 | -510 | 197.38 | No
2028-12-12 18:00 | 2028 100% ECP | 700 | -526 | -510 | -102.62 | No
2028-12-12 19:00 | 2028 100% ECP | 700 | -526 | -510 | -402.62 | No
2028-12-12 20:00 | 2028 100% ECP | 700 | -526 | -510 | -102.62 | No
2028-12-12 21:00 | 2028 100% ECP | 389.11 | -526 | -510 | 197.38 | No
2028-12-12 22:00 | 2028 100% ECP | -108.64 | -526 | -510 | 65.8 | No
2028-12-12 23:00 | 2028 100% ECP | -700 | -398.39 | -510 | 365.8 | No
2028-12-13 | 2028 100% ECP | -700 | -526 | -510 | 205.89 | No
2028-12-13 01:00 | 2028 100% ECP | -700 | -226 | -210 | 442 | Yes
2028-12-13 02:00 | 2028 100% ECP | -700 | 74 | 90 | 442 | Yes
2028-12-13 03:00 | 2028 100% ECP | -700 | 374 | 390 | 442 | Yes
2028-12-13 04:00 | 2028 100% ECP | -700 | 505 | 510 | 442 | Yes
2028-12-13 05:00 | 2028 100% ECP | -700 | 505 | 510 | 442 | Yes
2028-12-13 06:00 | 2028 100% ECP | -700 | 505 | 510 | 336.38 | Yes
2028-12-13 07:00 | 2028 100% ECP | -700 | 300 | 300 | 36.38 | No
2028-12-13 08:00 | 2028 100% ECP | -700 | 0 | 0 | -263.62 | No
2028-12-13 09:00 | 2028 100% ECP | -700 | 0 | -300 | -510 | No
2028-12-13 10:00 | 2028 100% ECP | -700 | 0 | -510 | -300 | No
2028-12-13 11:00 | 2028 100% ECP | -700 | 0 | -510 | 0 | No
2028-12-13 12:00 | 2028 100% ECP | -700 | 0 | -300 | -111.6 | No
2028-12-13 13:00 | 2028 100% ECP | -700 | 0 | 0 | 173.68 | No
2028-12-13 14:00 | 2028 100% ECP | -700 | -172.36 | -300 | 304.28 | No
2028-12-13 15:00 | 2028 100% ECP | -700 | 0 | -510 | 142 | No
2028-12-13 16:00 | 2028 100% ECP | -700 | 0 | -510 | 442 | No
2028-12-13 17:00 | 2028 100% ECP | -700 | 0 | -510 | 309.31 | No
2028-12-13 18:00 | 2028 100% ECP | -700 | 0 | -510 | 442 | No
2028-12-13 19:00 | 2028 100% ECP | -700 | -300 | -510 | 442 | No
2028-12-13 20:00 | 2028 100% ECP | -700 | 0 | -257.4 | 142 | No
2028-12-13 21:00 | 2028 100% ECP | -700 | 300 | 42.6 | 442 | Yes
2028-12-13 22:00 | 2028 100% ECP | -700 | 505 | 342.6 | 442 | Yes
2028-12-13 23:00 | 2028 100% ECP | -700 | 505 | 510 | 442 | Yes
2028-12-14 | 2028 100% ECP | -700 | 505 | 510 | 442 | Yes
2028-12-14 01:00 | 2028 100% ECP | -700 | 505 | 510 | 442 | No
2028-12-14 02:00 | 2028 100% ECP | -700 | 505 | 510 | 442 | Yes
2028-12-14 03:00 | 2028 100% ECP | -700 | 505 | 510 | 442 | Yes
2028-12-14 04:00 | 2028 100% ECP | -700 | 505 | 510 | 442 | Yes
2028-12-14 05:00 | 2028 100% ECP | -700 | 505 | 510 | 442 | Yes
2028-12-14 06:00 | 2028 100% ECP | -700 | 300 | 300 | 344.95 | Yes
2028-12-14 07:00 | 2028 100% ECP | -243.27 | 0 | 0 | 44.95 | No
2028-12-14 08:00 | 2028 100% ECP | 0 | 0 | 0 | 172.57 | No
2028-12-14 09:00 | 2028 100% ECP | 0 | 0 | 0 | 0 | No
2028-12-14 10:00 | 2028 100% ECP | 0 | 0 | 0 | 0 | No
2028-12-14 11:00 | 2028 100% ECP | -232.79 | 0 | 0 | 162.3 | No
2028-12-14 12:00 | 2028 100% ECP | -230.7 | 0 | 0 | 408.18 | No
2028-12-14 13:00 | 2028 100% ECP | -698.61 | 0 | 0 | 108.18 | No
2028-12-14 14:00 | 2028 100% ECP | -600.08 | 0 | 0 | 0 | No
2028-12-14 15:00 | 2028 100% ECP | -215.18 | 0 | 0 | 226.18 | No
2028-12-14 16:00 | 2028 100% ECP | 0 | 0 | 0 | 419.99 | No
2028-12-14 17:00 | 2028 100% ECP | -230.59 | 0 | 0 | 283.44 | No
2028-12-14 18:00 | 2028 100% ECP | 0 | 0 | 0 | 232.93 | No
2028-12-14 19:00 | 2028 100% ECP | 0 | 0 | 0 | 0 | No
2028-12-14 20:00 | 2028 100% ECP | 0 | 0 | 0 | 112.21 | No
2028-12-14 21:00 | 2028 100% ECP | 0 | 0 | 0 | 412.21 | No
2028-12-14 22:00 | 2028 100% ECP | -510.04 | 205 | 210 | 319.18 | No
2028-12-14 23:00 | 2028 100% ECP | -700 | 505 | 510 | 442 | No
2028-12-15 | 2028 100% ECP | -700 | 505 | 510 | 442 | No
2028-12-15 01:00 | 2028 100% ECP | -100 | 205 | 510 | 442 | No
2028-12-15 02:00 | 2028 100% ECP | -347.09 | 77.43 | 510 | 442 | No
2028-12-15 03:00 | 2028 100% ECP | 0 | 0 | 456.69 | 442 | No
2028-12-15 04:00 | 2028 100% ECP | 0 | 0 | 156.69 | 442 | No
2028-12-15 05:00 | 2028 100% ECP | -345.48 | 0 | 0 | 164.72 | No
2028-12-15 06:00 | 2028 100% ECP | 0 | 0 | 0 | 75.4 | No
2028-12-15 07:00 | 2028 100% ECP | 0 | 0 | 0 | 109.05 | No
2028-12-15 08:00 | 2028 100% ECP | 600 | 93.68 | 300 | 409.05 | No
2028-12-15 09:00 | 2028 100% ECP | 700 | 393.68 | 510 | 442 | No
2028-12-15 10:00 | 2028 100% ECP | 700 | 454.03 | 510 | 442 | No
2028-12-15 11:00 | 2028 100% ECP | 700 | 300 | 510 | 442 | No
2028-12-15 12:00 | 2028 100% ECP | 700 | 0 | 252.54 | 442 | No
2028-12-15 13:00 | 2028 100% ECP | 425.38 | 0 | 0 | 442 | No
2028-12-15 14:00 | 2028 100% ECP | 324.43 | 0 | 121.17 | 316.09 | No
2028-12-15 15:00 | 2028 100% ECP | 700 | 0 | 421.17 | 442 | No
2028-12-15 16:00 | 2028 100% ECP | 700 | 243.74 | 510 | 442 | No
2028-12-15 17:00 | 2028 100% ECP | 700 | 501.73 | 510 | 442 | No
2028-12-15 18:00 | 2028 100% ECP | 700 | 201.73 | 244.76 | 442 | No
2028-12-15 19:00 | 2028 100% ECP | 500 | 183.45 | 510 | 442 | No
2028-12-15 20:00 | 2028 100% ECP | -100 | 0.6 | 510 | 442 | No
2028-12-15 21:00 | 2028 100% ECP | -700 | 300.6 | 510 | 442 | Yes
2028-12-15 22:00 | 2028 100% ECP | -700 | 505 | 510 | 442 | Yes
2028-12-15 23:00 | 2028 100% ECP | -700 | 505 | 510 | 442 | Yes
2028-12-16 | 2028 100% ECP | -700 | 505 | 510 | 442 | Yes
2028-12-16 01:00 | 2028 100% ECP | -700 | 505 | 510 | 432.67 | Yes
2028-12-16 02:00 | 2028 100% ECP | -700 | 505 | 510 | 351.11 | Yes
2028-12-16 03:00 | 2028 100% ECP | -700 | 505 | 510 | 442 | Yes
2028-12-16 04:00 | 2028 100% ECP | -700 | 505 | 510 | 393.53 | Yes
2028-12-16 05:00 | 2028 100% ECP | -700 | 505 | 510 | 132.64 | Yes
2028-12-16 06:00 | 2028 100% ECP | -700 | 505 | 510 | 132.49 | Yes
2028-12-16 07:00 | 2028 100% ECP | -700 | 505 | 510 | 29.94 | Yes
2028-12-16 08:00 | 2028 100% ECP | -700 | 505 | 510 | 329.94 | Yes
2028-12-16 09:00 | 2028 100% ECP | -700 | 505 | 510 | 442 | Yes
2028-12-16 10:00 | 2028 100% ECP | -700 | 505 | 510 | 442 | Yes
2028-12-16 11:00 | 2028 100% ECP | -700 | 505 | 510 | 442 | Yes
2028-12-16 12:00 | 2028 100% ECP | -700 | 416.99 | 510 | 152.63 | Yes
2028-12-16 13:00 | 2028 100% ECP | -700 | 116.99 | 300 | -147.37 | No
2028-12-16 14:00 | 2028 100% ECP | -116.89 | 0 | 0 | 0 | No
2028-12-16 15:00 | 2028 100% ECP | 119.07 | 0 | 0 | 0 | No
2028-12-16 16:00 | 2028 100% ECP | 700 | 0 | 0 | 0 | No
2028-12-16 17:00 | 2028 100% ECP | 700 | 0 | 0 | 252.59 | No
2028-12-16 18:00 | 2028 100% ECP | 700 | 0 | 0 | 442 | No
2028-12-16 19:00 | 2028 100% ECP | 700 | 0 | 0 | 332.3 | No
2028-12-16 20:00 | 2028 100% ECP | 700 | 0 | 0 | 442 | No
2028-12-16 21:00 | 2028 100% ECP | 700 | 0 | 0 | 440.07 | No
2028-12-16 22:00 | 2028 100% ECP | 700 | 0 | 0 | 442 | No
2028-12-16 23:00 | 2028 100% ECP | 596.76 | 0 | 0 | 442 | No
2028-12-17 | 2028 100% ECP | 581.92 | 0 | 0 | 192.49 | No
2028-12-17 01:00 | 2028 100% ECP | 318.44 | 0 | 105.1 | 193.45 | No
2028-12-17 02:00 | 2028 100% ECP | 0 | 0 | 405.1 | 442 | No
2028-12-17 03:00 | 2028 100% ECP | -294.36 | 37.86 | 210 | 442 | No
2028-12-17 04:00 | 2028 100% ECP | -523.56 | 337.86 | 510 | 442 | No
2028-12-17 05:00 | 2028 100% ECP | 0 | 37.86 | 210 | 142 | No
2028-12-17 06:00 | 2028 100% ECP | -526.25 | 0 | 0 | 248.58 | No
2028-12-17 07:00 | 2028 100% ECP | 0 | 0 | 0 | 82.87 | No
2028-12-17 08:00 | 2028 100% ECP | 0 | 0 | -207.94 | 207.82 | No
2028-12-17 09:00 | 2028 100% ECP | 0 | 0 | -60.27 | 329.56 | No
2028-12-17 10:00 | 2028 100% ECP | -233.56 | -226 | -210 | 442 | No
2028-12-17 11:00 | 2028 100% ECP | -700 | -526 | -510 | 442 | No
2028-12-17 12:00 | 2028 100% ECP | -700 | -526 | -510 | 442 | No
2028-12-17 13:00 | 2028 100% ECP | -700 | -526 | -510 | 220.78 | No
2028-12-17 14:00 | 2028 100% ECP | -700 | -526 | -510 | 442 | No
2028-12-17 15:00 | 2028 100% ECP | -700 | -484.43 | -510 | 442 | No
2028-12-17 16:00 | 2028 100% ECP | -700 | -526 | -510 | 271.36 | No
2028-12-17 17:00 | 2028 100% ECP | -700 | -226 | -428.63 | 123.06 | No
2028-12-17 18:00 | 2028 100% ECP | -700 | 0 | -175.09 | 0 | No
2028-12-17 19:00 | 2028 100% ECP | -685.2 | 0 | 0 | 0 | No
2028-12-17 20:00 | 2028 100% ECP | -570.96 | 0 | 0 | 142 | No
2028-12-17 21:00 | 2028 100% ECP | -15.6 | 0 | 0 | 442 | No
2028-12-17 22:00 | 2028 100% ECP | 0 | 0 | 0 | 332 | No
2028-12-17 23:00 | 2028 100% ECP | -100 | 0 | 0 | 132.83 | No
2028-12-18 | 2028 100% ECP | -490.07 | 23.56 | 210 | 142 | No
2028-12-18 01:00 | 2028 100% ECP | -700 | 323.56 | 510 | 442 | No
2028-12-18 02:00 | 2028 100% ECP | -700 | 23.56 | 210 | 145.47 | No
2028-12-18 03:00 | 2028 100% ECP | -700 | -276.44 | -90 | 198.39 | No
2028-12-18 04:00 | 2028 100% ECP | -700 | 23.56 | 210 | 442 | Yes
2028-12-18 05:00 | 2028 100% ECP | -700 | 323.56 | 510 | 442 | Yes
2028-12-18 06:00 | 2028 100% ECP | -700 | 505 | 510 | 442 | Yes
2028-12-18 07:00 | 2028 100% ECP | -700 | 505 | 510 | 442 | Yes
2028-12-18 08:00 | 2028 100% ECP | -700 | 505 | 510 | 442 | Yes
2028-12-18 09:00 | 2028 100% ECP | -700 | 205 | 510 | 252.72 | No
2028-12-18 10:00 | 2028 100% ECP | -700 | 297.46 | 437.28 | 300 | Yes
2028-12-18 11:00 | 2028 100% ECP | -100 | 0 | 137.28 | 0 | No
2028-12-18 12:00 | 2028 100% ECP | 0 | 0 | 0 | 31.55 | No
2028-12-18 13:00 | 2028 100% ECP | 0 | 0 | 0 | 228.49 | No
2028-12-18 14:00 | 2028 100% ECP | 100 | 0 | 0 | 442 | No
2028-12-18 15:00 | 2028 100% ECP | 700 | 0 | 0 | 442 | No
2028-12-18 16:00 | 2028 100% ECP | 700 | 0 | 0 | 442 | No
2028-12-18 17:00 | 2028 100% ECP | 700 | 0 | 0 | 442 | No
2028-12-18 18:00 | 2028 100% ECP | 700 | -11.54 | -300 | 365.36 | No
2028-12-18 19:00 | 2028 100% ECP | 100 | 0 | 0 | 442 | No
2028-12-18 20:00 | 2028 100% ECP | 294.31 | 0 | 0 | 442 | No
2028-12-18 21:00 | 2028 100% ECP | 497.15 | 0 | 0 | 442 | No
2028-12-18 22:00 | 2028 100% ECP | 0 | 0 | 0 | 315.75 | No
2028-12-18 23:00 | 2028 100% ECP | -264.83 | 0 | 0 | 286.19 | No
2028-12-19 | 2028 100% ECP | -700 | 0 | 210 | 0 | No
2028-12-19 01:00 | 2028 100% ECP | -700 | 300 | 510 | 300 | No
2028-12-19 02:00 | 2028 100% ECP | -700 | 505 | 510 | 442 | No
2028-12-19 03:00 | 2028 100% ECP | -700 | 300 | 510 | 348.2 | No
2028-12-19 04:00 | 2028 100% ECP | -700 | 0 | 210 | 48.2 | No
2028-12-19 05:00 | 2028 100% ECP | -700 | 0 | 32.37 | 0 | No
2028-12-19 06:00 | 2028 100% ECP | -700 | 300 | 332.37 | 300 | No
2028-12-19 07:00 | 2028 100% ECP | -700 | 0 | 300 | 306.09 | No
2028-12-19 08:00 | 2028 100% ECP | -700 | 0 | 0 | 66.45 | No
2028-12-19 09:00 | 2028 100% ECP | -495.1 | 0 | 0 | 0 | No
2028-12-19 10:00 | 2028 100% ECP | -700 | 0 | 0 | 0 | No
2028-12-19 11:00 | 2028 100% ECP | -700 | 271.38 | 49.04 | 196.04 | No
2028-12-19 12:00 | 2028 100% ECP | -700 | 0 | -250.96 | -103.96 | No
2028-12-19 13:00 | 2028 100% ECP | -700 | -2.46 | -510 | -403.96 | No
2028-12-19 14:00 | 2028 100% ECP | -700 | 0 | -210 | -103.96 | No
2028-12-19 15:00 | 2028 100% ECP | -700 | 0 | 0 | 0 | No
2028-12-19 16:00 | 2028 100% ECP | -700 | 0 | 0 | 0 | No
2028-12-19 17:00 | 2028 100% ECP | -227.43 | 0 | 0 | 0 | No
2028-12-19 18:00 | 2028 100% ECP | -359.2 | 0 | 0 | 230.15 | No
2028-12-19 19:00 | 2028 100% ECP | 0 | 0 | 0 | 0 | No
2028-12-19 20:00 | 2028 100% ECP | 0 | 0 | 0 | 0 | No
2028-12-19 21:00 | 2028 100% ECP | 0 | 0 | 0 | 0 | No
2028-12-19 22:00 | 2028 100% ECP | 0 | 0 | 0 | 0 | No
2028-12-19 23:00 | 2028 100% ECP | -100 | 205 | 210 | 241.54 | No
2028-12-20 | 2028 100% ECP | -700 | 505 | 510 | 442 | No
2028-12-20 01:00 | 2028 100% ECP | -167.38 | 205 | 210 | 142 | No
2028-12-20 02:00 | 2028 100% ECP | -700 | 505 | 510 | 442 | No
2028-12-20 03:00 | 2028 100% ECP | -700 | 505 | 510 | 442 | No
2028-12-20 04:00 | 2028 100% ECP | -700 | 505 | 510 | 442 | No
2028-12-20 05:00 | 2028 100% ECP | -700 | 205 | 210 | 142 | No
2028-12-20 06:00 | 2028 100% ECP | -622.27 | 0 | 0 | 138.72 | No
2028-12-20 07:00 | 2028 100% ECP | -277.21 | 0 | -99.77 | 280.39 | No
2028-12-20 08:00 | 2028 100% ECP | 322.79 | 0 | 0 | 442 | No
2028-12-20 09:00 | 2028 100% ECP | 346.94 | 0 | 0 | 442 | No
2028-12-20 10:00 | 2028 100% ECP | 525.6 | 0 | 120.63 | 442 | No
2028-12-20 11:00 | 2028 100% ECP | -74.4 | 0 | 0 | 404.71 | No
2028-12-20 12:00 | 2028 100% ECP | -674.4 | 0 | 0 | 172.37 | No
2028-12-20 13:00 | 2028 100% ECP | -700 | 0 | 0 | 275.66 | No
2028-12-20 14:00 | 2028 100% ECP | -515.6 | 0 | 0 | 331.58 | No
2028-12-20 15:00 | 2028 100% ECP | -31.74 | 0 | 0 | 190.53 | No
2028-12-20 16:00 | 2028 100% ECP | 179.49 | 0 | 0 | 161.63 | No
2028-12-20 17:00 | 2028 100% ECP | 673.47 | 0 | 210 | 142 | No
2028-12-20 18:00 | 2028 100% ECP | 700 | 167.43 | 510 | 442 | No
2028-12-20 19:00 | 2028 100% ECP | 700 | 467.43 | 510 | 442 | No
2028-12-20 20:00 | 2028 100% ECP | 700 | 505 | 510 | 432.72 | No
2028-12-20 21:00 | 2028 100% ECP | 700 | 505 | 510 | 442 | No
2028-12-20 22:00 | 2028 100% ECP | 700 | 505 | 510 | 442 | No
2028-12-20 23:00 | 2028 100% ECP | 700 | 505 | 510 | 442 | No
2028-12-21 | 2028 100% ECP | 700 | 505 | 510 | 442 | No
2028-12-21 01:00 | 2028 100% ECP | 700 | 505 | 510 | 442 | No
2028-12-21 02:00 | 2028 100% ECP | 700 | 505 | 510 | 442 | No
2028-12-21 03:00 | 2028 100% ECP | 700 | 505 | 510 | 442 | No
2028-12-21 04:00 | 2028 100% ECP | 700 | 505 | 510 | 442 | No
2028-12-21 05:00 | 2028 100% ECP | 700 | 505 | 510 | 442 | No
2028-12-21 06:00 | 2028 100% ECP | 700 | 505 | 510 | 442 | No
2028-12-21 07:00 | 2028 100% ECP | 700 | 205 | 280.12 | 427.3 | No
2028-12-21 08:00 | 2028 100% ECP | 700 | 0 | -19.88 | 127.3 | No
2028-12-21 09:00 | 2028 100% ECP | 700 | 0 | 0 | 219.75 | No
2028-12-21 10:00 | 2028 100% ECP | 700 | 0 | 0 | 84.98 | No
2028-12-21 11:00 | 2028 100% ECP | 700 | 0 | 0 | 130.66 | No
2028-12-21 12:00 | 2028 100% ECP | 700 | 0 | -216.88 | 9.07 | No
2028-12-21 13:00 | 2028 100% ECP | 700 | 0 | 0 | 0 | No
2028-12-21 14:00 | 2028 100% ECP | 700 | 0 | 0 | 0 | No
2028-12-21 15:00 | 2028 100% ECP | 700 | 0 | 0 | 0 | No
2028-12-21 16:00 | 2028 100% ECP | 700 | 0 | 0 | 0 | No
2028-12-21 17:00 | 2028 100% ECP | 700 | 0 | 14.64 | 0 | No
2028-12-21 18:00 | 2028 100% ECP | 700 | 0 | 314.64 | 0 | No
2028-12-21 19:00 | 2028 100% ECP | 700 | 0 | 510 | 0 | No
2028-12-21 20:00 | 2028 100% ECP | 700 | 205 | 510 | 142 | No
2028-12-21 21:00 | 2028 100% ECP | 700 | 505 | 510 | 442 | No
2028-12-21 22:00 | 2028 100% ECP | 700 | 505 | 510 | 442 | No
2028-12-21 23:00 | 2028 100% ECP | 700 | 505 | 510 | 442 | No
2028-12-22 | 2028 100% ECP | 700 | 505 | 510 | 442 | No
2028-12-22 01:00 | 2028 100% ECP | 700 | 505 | 510 | 442 | No
2028-12-22 02:00 | 2028 100% ECP | 700 | 505 | 510 | 442 | No
2028-12-22 03:00 | 2028 100% ECP | 700 | 505 | 510 | 442 | No
2028-12-22 04:00 | 2028 100% ECP | 700 | 505 | 510 | 442 | No
2028-12-22 05:00 | 2028 100% ECP | 700 | 505 | 510 | 442 | No
2028-12-22 06:00 | 2028 100% ECP | 700 | 300 | 510 | 331.87 | No
2028-12-22 07:00 | 2028 100% ECP | 700 | 0 | 210 | 31.87 | No
2028-12-22 08:00 | 2028 100% ECP | 700 | 0 | 459.46 | 0 | No
2028-12-22 09:00 | 2028 100% ECP | 700 | 0 | 510 | 51.89 | No
2028-12-22 10:00 | 2028 100% ECP | 700 | 0 | 414.97 | 51.89 | No
2028-12-22 11:00 | 2028 100% ECP | 700 | 0 | 414.97 | 115.84 | No
2028-12-22 12:00 | 2028 100% ECP | 700 | 0 | 414.97 | 168.63 | No
2028-12-22 13:00 | 2028 100% ECP | 700 | 0 | 299.56 | 189 | No
2028-12-22 14:00 | 2028 100% ECP | 700 | 0 | 510 | 216.74 | No
2028-12-22 15:00 | 2028 100% ECP | 700 | 0 | 482.62 | 187.28 | No
2028-12-22 16:00 | 2028 100% ECP | 700 | 0 | 280.21 | 187.28 | No
2028-12-22 17:00 | 2028 100% ECP | 700 | 0 | 210 | 251.64 | No
2028-12-22 18:00 | 2028 100% ECP | 700 | 0 | 510 | 302.15 | No
2028-12-22 19:00 | 2028 100% ECP | 700 | 111.66 | 510 | 442 | No
2028-12-22 20:00 | 2028 100% ECP | 700 | 214.06 | 510 | 442 | No
2028-12-22 21:00 | 2028 100% ECP | 700 | 93.34 | 472.77 | 442 | No
2028-12-22 22:00 | 2028 100% ECP | 700 | 393.34 | 510 | 442 | No
2028-12-22 23:00 | 2028 100% ECP | 115.4 | 505 | 510 | 442 | No
2028-12-23 | 2028 100% ECP | -45.27 | 205 | 467.63 | 382.87 | No
2028-12-23 01:00 | 2028 100% ECP | -100 | 0 | 268.9 | 306.48 | No
2028-12-23 02:00 | 2028 100% ECP | -700 | 0 | 101.51 | 397.34 | No
2028-12-23 03:00 | 2028 100% ECP | -700 | 300 | 401.51 | 442 | Yes
2028-12-23 04:00 | 2028 100% ECP | -700 | 505 | 510 | 442 | Yes
2028-12-23 05:00 | 2028 100% ECP | -700 | 505 | 510 | 442 | Yes
2028-12-23 06:00 | 2028 100% ECP | -700 | 505 | 510 | 442 | Yes
2028-12-23 07:00 | 2028 100% ECP | -700 | 505 | 510 | 442 | Yes
2028-12-23 08:00 | 2028 100% ECP | -700 | 505 | 225.63 | 442 | Yes
2028-12-23 09:00 | 2028 100% ECP | -700 | 205 | -74.37 | 151.89 | Yes
2028-12-23 10:00 | 2028 100% ECP | -700 | -95 | -374.37 | -148.11 | Yes
2028-12-23 11:00 | 2028 100% ECP | -700 | -95 | -336.38 | -300 | Yes
2028-12-23 12:00 | 2028 100% ECP | -700 | 205 | -36.38 | 0 | Yes
2028-12-23 13:00 | 2028 100% ECP | -700 | 505 | 263.62 | 300 | Yes
2028-12-23 14:00 | 2028 100% ECP | -700 | 374 | 300 | 351.89 | Yes
2028-12-23 15:00 | 2028 100% ECP | -700 | 74 | 0 | 51.89 | Yes
2028-12-23 16:00 | 2028 100% ECP | -700 | -226 | -300 | -248.11 | Yes
2028-12-23 17:00 | 2028 100% ECP | -700 | -526 | -510 | -352.32 | Yes
2028-12-23 18:00 | 2028 100% ECP | -700 | -526 | -510 | -52.32 | Yes
2028-12-23 19:00 | 2028 100% ECP | -700 | -526 | -510 | -320.17 | No
2028-12-23 20:00 | 2028 100% ECP | -700 | -526 | -510 | -20.17 | No
2028-12-23 21:00 | 2028 100% ECP | -700 | -526 | -510 | 0 | No
2028-12-23 22:00 | 2028 100% ECP | -700 | -526 | -510 | -113.72 | No
2028-12-23 23:00 | 2028 100% ECP | -700 | -226 | -210 | 186.28 | No
2028-12-24 | 2028 100% ECP | -700 | 74 | 90 | 139.33 | No
2028-12-24 01:00 | 2028 100% ECP | -700 | 374 | 390 | 439.33 | No
2028-12-24 02:00 | 2028 100% ECP | -700 | 505 | 510 | 442 | No
2028-12-24 03:00 | 2028 100% ECP | -700 | 505 | 510 | 442 | No
2028-12-24 04:00 | 2028 100% ECP | -700 | 493.17 | 390 | 390 | No
2028-12-24 05:00 | 2028 100% ECP | -700 | 193.17 | 90 | 90 | No
2028-12-24 06:00 | 2028 100% ECP | -700 | -106.83 | -210 | -210 | No
2028-12-24 07:00 | 2028 100% ECP | -700 | -406.83 | -510 | -510 | No
2028-12-24 08:00 | 2028 100% ECP | -700 | -106.83 | -467.46 | -510 | No
2028-12-24 09:00 | 2028 100% ECP | -651.12 | 0 | -167.46 | -235.11 | No
2028-12-24 10:00 | 2028 100% ECP | -282.27 | 0 | 0 | 0 | No
2028-12-24 11:00 | 2028 100% ECP | -111.74 | 0 | 0 | 205.3 | No
2028-12-24 12:00 | 2028 100% ECP | -409.96 | 0 | 0 | 442 | No
2028-12-24 13:00 | 2028 100% ECP | 114.55 | 0 | 0 | 142 | No
2028-12-24 14:00 | 2028 100% ECP | 114.55 | 0 | 171.64 | 134.74 | No
2028-12-24 15:00 | 2028 100% ECP | 700 | 0 | 471.64 | 434.74 | No
2028-12-24 16:00 | 2028 100% ECP | 700 | 95.16 | 510 | 442 | No
2028-12-24 17:00 | 2028 100% ECP | 700 | 205 | 328.73 | 425.74 | No
2028-12-24 18:00 | 2028 100% ECP | 700 | 505 | 510 | 442 | No
2028-12-24 19:00 | 2028 100% ECP | 700 | 505 | 510 | 442 | No
2028-12-24 20:00 | 2028 100% ECP | 700 | 318.43 | 510 | 442 | No
2028-12-24 21:00 | 2028 100% ECP | 700 | 18.43 | 210 | 142 | No
2028-12-24 22:00 | 2028 100% ECP | 700 | 318.43 | 510 | 442 | No
2028-12-24 23:00 | 2028 100% ECP | 700 | 505 | 510 | 442 | No
2028-12-25 | 2028 100% ECP | 700 | 505 | 510 | 442 | No
2028-12-25 01:00 | 2028 100% ECP | 700 | 205 | 420.97 | 442 | No
2028-12-25 02:00 | 2028 100% ECP | 700 | 505 | 510 | 442 | No
2028-12-25 03:00 | 2028 100% ECP | 700 | 505 | 510 | 442 | No
2028-12-25 04:00 | 2028 100% ECP | 700 | 505 | 510 | 442 | No
2028-12-25 05:00 | 2028 100% ECP | 700 | 505 | 510 | 442 | No
2028-12-25 06:00 | 2028 100% ECP | 700 | 218.36 | 210 | 442 | No
2028-12-25 07:00 | 2028 100% ECP | 700 | -81.64 | -90 | 442 | No
2028-12-25 08:00 | 2028 100% ECP | 700 | 0 | -236.91 | 442 | No
2028-12-25 09:00 | 2028 100% ECP | 700 | 0 | -510 | 442 | No
2028-12-25 10:00 | 2028 100% ECP | 700 | -66.41 | -510 | 442 | No
2028-12-25 11:00 | 2028 100% ECP | 700 | -366.41 | -510 | 442 | No
2028-12-25 12:00 | 2028 100% ECP | 562.84 | -364.03 | -510 | 442 | No
2028-12-25 13:00 | 2028 100% ECP | 700 | -526 | -510 | 442 | No
2028-12-25 14:00 | 2028 100% ECP | 700 | -526 | -510 | 442 | No
2028-12-25 15:00 | 2028 100% ECP | 700 | -226 | -210 | 442 | No
2028-12-25 16:00 | 2028 100% ECP | 700 | -373.85 | -510 | 442 | No
2028-12-25 17:00 | 2028 100% ECP | 448.64 | -73.85 | -210 | 442 | No
2028-12-25 18:00 | 2028 100% ECP | 263.73 | 0 | 0 | 442 | No
2028-12-25 19:00 | 2028 100% ECP | 223.63 | 0 | 0 | 442 | No
2028-12-25 20:00 | 2028 100% ECP | 160.68 | 0 | 0 | 142 | No
2028-12-25 21:00 | 2028 100% ECP | -323.88 | 0 | 0 | 0 | No
2028-12-25 22:00 | 2028 100% ECP | -700 | 0 | 8.92 | -87.56 | No
2028-12-25 23:00 | 2028 100% ECP | -700 | 0 | -93.01 | 0 | No
2028-12-26 | 2028 100% ECP | -700 | 300 | 206.99 | 300 | No
2028-12-26 01:00 | 2028 100% ECP | -700 | 74 | -25.7 | 180.91 | No
2028-12-26 02:00 | 2028 100% ECP | -700 | -226 | -325.7 | -119.09 | No
2028-12-26 03:00 | 2028 100% ECP | -700 | -526 | -510 | -419.09 | No
2028-12-26 04:00 | 2028 100% ECP | -700 | -226 | -210 | -119.09 | Yes
2028-12-26 05:00 | 2028 100% ECP | -700 | -526 | -510 | -419.09 | No
2028-12-26 06:00 | 2028 100% ECP | -700 | -233.79 | -300 | -243.44 | Yes
2028-12-26 07:00 | 2028 100% ECP | -700 | 56.64 | 0 | 56.56 | Yes
2028-12-26 08:00 | 2028 100% ECP | -700 | 74 | 90 | 90 | Yes
2028-12-26 09:00 | 2028 100% ECP | -700 | -226 | -210 | -210 | Yes
2028-12-26 10:00 | 2028 100% ECP | -700 | -526 | -510 | -510 | Yes
2028-12-26 11:00 | 2028 100% ECP | -700 | -226 | -210 | -210 | Yes
2028-12-26 12:00 | 2028 100% ECP | -700 | 74 | 90 | 90 | Yes
2028-12-26 13:00 | 2028 100% ECP | -700 | 374 | 390 | 390 | Yes
2028-12-26 14:00 | 2028 100% ECP | -700 | 505 | 510 | 442 | Yes
2028-12-26 15:00 | 2028 100% ECP | -700 | 414.7 | 210 | 142 | Yes
2028-12-26 16:00 | 2028 100% ECP | -700 | 114.7 | -90 | -158 | Yes
2028-12-26 17:00 | 2028 100% ECP | -700 | -185.3 | -390 | -458 | Yes
2028-12-26 18:00 | 2028 100% ECP | -700 | -25.11 | -90 | -158 | Yes
2028-12-26 19:00 | 2028 100% ECP | -700 | 274.89 | 210 | 142 | Yes
2028-12-26 20:00 | 2028 100% ECP | -700 | 505 | 510 | 442 | Yes
2028-12-26 21:00 | 2028 100% ECP | -700 | 505 | 510 | 442 | Yes
2028-12-26 22:00 | 2028 100% ECP | -700 | 351.11 | 510 | 442 | Yes
2028-12-26 23:00 | 2028 100% ECP | -700 | 505 | 510 | 442 | Yes
2028-12-27 | 2028 100% ECP | -700 | 335.63 | 300 | 442 | No
2028-12-27 01:00 | 2028 100% ECP | -700 | 35.63 | 0 | 442 | No
2028-12-27 02:00 | 2028 100% ECP | -700 | -264.37 | -300 | 142 | No
2028-12-27 03:00 | 2028 100% ECP | -700 | 35.63 | 0 | 442 | No
2028-12-27 04:00 | 2028 100% ECP | -700 | 123.26 | 90 | 442 | No
2028-12-27 05:00 | 2028 100% ECP | -700 | -176.74 | -210 | 314.41 | No
2028-12-27 06:00 | 2028 100% ECP | -700 | -476.74 | -510 | 14.41 | No
2028-12-27 07:00 | 2028 100% ECP | -700 | -526 | -510 | 138.7 | No
2028-12-27 08:00 | 2028 100% ECP | -700 | -278.9 | -510 | 202.63 | No
2028-12-27 09:00 | 2028 100% ECP | -700 | -95.92 | -510 | 442 | No
2028-12-27 10:00 | 2028 100% ECP | -666.09 | 0 | -210 | 442 | No
2028-12-27 11:00 | 2028 100% ECP | -700 | 0 | -67.77 | 442 | No
2028-12-27 12:00 | 2028 100% ECP | -700 | 0 | 0 | 428.64 | No
2028-12-27 13:00 | 2028 100% ECP | -700 | 0 | 0 | 442 | No
2028-12-27 14:00 | 2028 100% ECP | -700 | 0 | 0 | 421.71 | No
2028-12-27 15:00 | 2028 100% ECP | -100 | 0 | -210 | 121.71 | No
2028-12-27 16:00 | 2028 100% ECP | -100 | -300 | -510 | 421.71 | No
2028-12-27 17:00 | 2028 100% ECP | 0 | -300 | -510 | 442 | No
2028-12-27 18:00 | 2028 100% ECP | -232.94 | 0 | -210 | 442 | No
2028-12-27 19:00 | 2028 100% ECP | -700 | -300 | -510 | 442 | No
2028-12-27 20:00 | 2028 100% ECP | -700 | 0 | -210 | 442 | No
2028-12-27 21:00 | 2028 100% ECP | -700 | -226 | -210 | 442 | No
2028-12-27 22:00 | 2028 100% ECP | -700 | -526 | -510 | 442 | No
2028-12-27 23:00 | 2028 100% ECP | -700 | -526 | -510 | 442 | Yes
2028-12-28 | 2028 100% ECP | -700 | -526 | -510 | 442 | Yes
2028-12-28 01:00 | 2028 100% ECP | -700 | -226 | -210 | 442 | Yes
2028-12-28 02:00 | 2028 100% ECP | -700 | 74 | 90 | 442 | Yes
2028-12-28 03:00 | 2028 100% ECP | -700 | 374 | 390 | 442 | Yes
2028-12-28 04:00 | 2028 100% ECP | -700 | 374 | 390 | 442 | Yes
2028-12-28 05:00 | 2028 100% ECP | -700 | 74 | 90 | 442 | Yes
2028-12-28 06:00 | 2028 100% ECP | -700 | -226 | -210 | 442 | Yes
2028-12-28 07:00 | 2028 100% ECP | -700 | -526 | -510 | 407.63 | Yes
2028-12-28 08:00 | 2028 100% ECP | -700 | -526 | -510 | 442 | Yes
2028-12-28 09:00 | 2028 100% ECP | -700 | -526 | -510 | 442 | Yes
2028-12-28 10:00 | 2028 100% ECP | -700 | -526 | -510 | 442 | Yes
2028-12-28 11:00 | 2028 100% ECP | -700 | -526 | -510 | 442 | Yes
2028-12-28 12:00 | 2028 100% ECP | -700 | -226 | -210 | 442 | Yes
2028-12-28 13:00 | 2028 100% ECP | -700 | -526 | -510 | 282.77 | Yes
2028-12-28 14:00 | 2028 100% ECP | -700 | -226 | -210 | 411.87 | Yes
2028-12-28 15:00 | 2028 100% ECP | -700 | -226 | -210 | 111.87 | Yes
2028-12-28 16:00 | 2028 100% ECP | -700 | -526 | -510 | -188.13 | Yes
2028-12-28 17:00 | 2028 100% ECP | -700 | -526 | -510 | -366.21 | Yes
2028-12-28 18:00 | 2028 100% ECP | -700 | -526 | -510 | -510 | Yes
2028-12-28 19:00 | 2028 100% ECP | -700 | -526 | -510 | -458 | No
2028-12-28 20:00 | 2028 100% ECP | -700 | -526 | -510 | -158 | Yes
2028-12-28 21:00 | 2028 100% ECP | -700 | -526 | -510 | 142 | Yes
2028-12-28 22:00 | 2028 100% ECP | -700 | -226 | -210 | 442 | Yes
2028-12-28 23:00 | 2028 100% ECP | -700 | 74 | 90 | 442 | Yes
2028-12-29 | 2028 100% ECP | -700 | 0 | 1.95 | 442 | No
2028-12-29 01:00 | 2028 100% ECP | -700 | 74 | 75.99 | 442 | Yes
2028-12-29 02:00 | 2028 100% ECP | -700 | -226 | -224.01 | 442 | No
2028-12-29 03:00 | 2028 100% ECP | -700 | 74 | 75.99 | 442 | No
2028-12-29 04:00 | 2028 100% ECP | -700 | 374 | 375.99 | 442 | Yes
2028-12-29 05:00 | 2028 100% ECP | -700 | 74 | 90 | 442 | No
2028-12-29 06:00 | 2028 100% ECP | -700 | -226 | -210 | 442 | No
2028-12-29 07:00 | 2028 100% ECP | -700 | -526 | -510 | 442 | No
2028-12-29 08:00 | 2028 100% ECP | -700 | -526 | -510 | 442 | No
2028-12-29 09:00 | 2028 100% ECP | -700 | -526 | -510 | 442 | No
2028-12-29 10:00 | 2028 100% ECP | -700 | -526 | -510 | 442 | No
2028-12-29 11:00 | 2028 100% ECP | -700 | -526 | -510 | 442 | No
2028-12-29 12:00 | 2028 100% ECP | -700 | -526 | -510 | 442 | No
2028-12-29 13:00 | 2028 100% ECP | -700 | -503.71 | -210 | 442 | No
2028-12-29 14:00 | 2028 100% ECP | -700 | -203.71 | 90 | 442 | No
2028-12-29 15:00 | 2028 100% ECP | -427.18 | 96.29 | 390 | 442 | No
2028-12-29 16:00 | 2028 100% ECP | 172.82 | 0 | 510 | 142 | No
2028-12-29 17:00 | 2028 100% ECP | 700 | 0 | 219.48 | 325.64 | No
2028-12-29 18:00 | 2028 100% ECP | 700 | 0 | 487.06 | 325.64 | No
2028-12-29 19:00 | 2028 100% ECP | 700 | 0 | 510 | 442 | No
2028-12-29 20:00 | 2028 100% ECP | 700 | 0 | 510 | 442 | No
2028-12-29 21:00 | 2028 100% ECP | 700 | 47.14 | 510 | 442 | No
2028-12-29 22:00 | 2028 100% ECP | 700 | 0 | 510 | 442 | No
2028-12-29 23:00 | 2028 100% ECP | 700 | 0 | 510 | 442 | No
2028-12-30 | 2028 100% ECP | 700 | 300 | 510 | 442 | No
2028-12-30 01:00 | 2028 100% ECP | 700 | 505 | 510 | 442 | No
2028-12-30 02:00 | 2028 100% ECP | 700 | 505 | 510 | 442 | No
2028-12-30 03:00 | 2028 100% ECP | 700 | 505 | 510 | 442 | No
2028-12-30 04:00 | 2028 100% ECP | 700 | 505 | 510 | 442 | No
2028-12-30 05:00 | 2028 100% ECP | 700 | 505 | 510 | 442 | No
2028-12-30 06:00 | 2028 100% ECP | 700 | 505 | 510 | 442 | No
2028-12-30 07:00 | 2028 100% ECP | 700 | 205 | 300 | 442 | No
2028-12-30 08:00 | 2028 100% ECP | 700 | 0 | 0 | 420.13 | No
2028-12-30 09:00 | 2028 100% ECP | 700 | 0 | -300 | 384.64 | No
2028-12-30 10:00 | 2028 100% ECP | 700 | 0 | -356.98 | 442 | No
2028-12-30 11:00 | 2028 100% ECP | 700 | 0 | -510 | 442 | No
2028-12-30 12:00 | 2028 100% ECP | 700 | 0 | -330.61 | 442 | No
2028-12-30 13:00 | 2028 100% ECP | 700 | 0 | -510 | 442 | No
2028-12-30 14:00 | 2028 100% ECP | 700 | 0 | -510 | 442 | No
2028-12-30 15:00 | 2028 100% ECP | 700 | 0 | -510 | 442 | No
2028-12-30 16:00 | 2028 100% ECP | 700 | 0 | -510 | 442 | No
2028-12-30 17:00 | 2028 100% ECP | 700 | 0 | -437.7 | 442 | No
2028-12-30 18:00 | 2028 100% ECP | 700 | 0 | -137.7 | 442 | No
2028-12-30 19:00 | 2028 100% ECP | 700 | 0 | 162.3 | 404.05 | No
2028-12-30 20:00 | 2028 100% ECP | 700 | 300 | 462.3 | 442 | No
2028-12-30 21:00 | 2028 100% ECP | 700 | 186.77 | 510 | 442 | No
2028-12-30 22:00 | 2028 100% ECP | 700 | 110.26 | 510 | 442 | No
2028-12-30 23:00 | 2028 100% ECP | 700 | 172.39 | 510 | 442 | No
2028-12-31 | 2028 100% ECP | 700 | 432.63 | 510 | 442 | No
2028-12-31 01:00 | 2028 100% ECP | 700 | 154.46 | 510 | 442 | No
2028-12-31 02:00 | 2028 100% ECP | 700 | 0 | 510 | 371.05 | No
2028-12-31 03:00 | 2028 100% ECP | 700 | 210.35 | 510 | 442 | No
2028-12-31 04:00 | 2028 100% ECP | 700 | 47.85 | 510 | 442 | No
2028-12-31 05:00 | 2028 100% ECP | 287.98 | 300 | 510 | 442 | No
2028-12-31 06:00 | 2028 100% ECP | 700 | 0 | 392.33 | 382.09 | No
2028-12-31 07:00 | 2028 100% ECP | 464.6 | 0 | 92.33 | 253.3 | No
2028-12-31 08:00 | 2028 100% ECP | -135.4 | 0 | -198.75 | 126.9 | No
2028-12-31 09:00 | 2028 100% ECP | 0 | 0 | 0 | 426.9 | No
2028-12-31 10:00 | 2028 100% ECP | -114.65 | 0 | 0 | 126.9 | No
2028-12-31 11:00 | 2028 100% ECP | -510.06 | 0 | 0 | 199.43 | No
2028-12-31 12:00 | 2028 100% ECP | -700 | 0 | -300 | 0 | No
2028-12-31 13:00 | 2028 100% ECP | -700 | 0 | -510 | -132.18 | No
2028-12-31 14:00 | 2028 100% ECP | -700 | 0 | -510 | -0.03 | No
2028-12-31 15:00 | 2028 100% ECP | -700 | 0 | -510 | -300.03 | No
2028-12-31 16:00 | 2028 100% ECP | -700 | 0 | -510 | -0.03 | No
2028-12-31 17:00 | 2028 100% ECP | -700 | 0 | -510 | 85.17 | No
2028-12-31 18:00 | 2028 100% ECP | -700 | 0 | -490.14 | -214.83 | No
2028-12-31 19:00 | 2028 100% ECP | -700 | 0 | -190.14 | 0 | No
2028-12-31 20:00 | 2028 100% ECP | -700 | 0 | -77.52 | 64.74 | No
2028-12-31 21:00 | 2028 100% ECP | -700 | 0 | -90 | 0 | No
2028-12-31 22:00 | 2028 100% ECP | -500 | 205 | 210 | 142 | No
2028-12-31 23:00 | 2028 100% ECP | 100 | 505 | 510 | 442 | No
2030-01-01 | 2030 Initial | 700 | 205 | 510 | 398.49 | No
2030-01-01 01:00 | 2030 Initial | 700 | 141.56 | 510 | 442 | No
2030-01-01 02:00 | 2030 Initial | 700 | 122.29 | 510 | 442 | No
2030-01-01 03:00 | 2030 Initial | 700 | 422.29 | 510 | 442 | No
2030-01-01 04:00 | 2030 Initial | 700 | 505 | 510 | 442 | No
2030-01-01 05:00 | 2030 Initial | 700 | 448.7 | 510 | 442 | No
2030-01-01 06:00 | 2030 Initial | 700 | 148.7 | 510 | 442 | No
2030-01-01 07:00 | 2030 Initial | 700 | 0 | 416.07 | 324.5 | No
2030-01-01 08:00 | 2030 Initial | 700 | 0 | 116.07 | 434.54 | No
2030-01-01 09:00 | 2030 Initial | 700 | 0 | 0 | 420.3 | No
2030-01-01 10:00 | 2030 Initial | 700 | 0 | 0 | 442 | No
2030-01-01 11:00 | 2030 Initial | 700 | 0 | 0 | 180.52 | No
2030-01-01 12:00 | 2030 Initial | 700 | -55.03 | -209.36 | 228.21 | No
2030-01-01 13:00 | 2030 Initial | 700 | 0 | 90.64 | 442 | No
2030-01-01 14:00 | 2030 Initial | 700 | 285.33 | 256.16 | 442 | No
2030-01-01 15:00 | 2030 Initial | 585.34 | 0 | -43.84 | 442 | No
2030-01-01 16:00 | 2030 Initial | 614.36 | -300 | -343.84 | 442 | No
2030-01-01 17:00 | 2030 Initial | 700 | 0 | -43.84 | 425.46 | No
2030-01-01 18:00 | 2030 Initial | 700 | 18.81 | 256.16 | 442 | No
2030-01-01 19:00 | 2030 Initial | 250.22 | 318.81 | 510 | 442 | No
2030-01-01 20:00 | 2030 Initial | -105.73 | 505 | 510 | 442 | No
2030-01-01 21:00 | 2030 Initial | -489.23 | 505 | 510 | 442 | No
2030-01-01 22:00 | 2030 Initial | -700 | 505 | 510 | 442 | No
2030-01-01 23:00 | 2030 Initial | -700 | 505 | 510 | 442 | Yes
2030-01-02 | 2030 Initial | -700 | 505 | 510 | 442 | Yes
2030-01-02 01:00 | 2030 Initial | -700 | 505 | 510 | 442 | Yes
2030-01-02 02:00 | 2030 Initial | -700 | 505 | 510 | 442 | Yes
2030-01-02 03:00 | 2030 Initial | -700 | 505 | 510 | 442 | Yes
2030-01-02 04:00 | 2030 Initial | -700 | 505 | 510 | 442 | Yes
2030-01-02 05:00 | 2030 Initial | -700 | 505 | 510 | 442 | Yes
2030-01-02 06:00 | 2030 Initial | -700 | 505 | 510 | 287.15 | Yes
2030-01-02 07:00 | 2030 Initial | -700 | 505 | 510 | 330.12 | Yes
2030-01-02 08:00 | 2030 Initial | -700 | 505 | 510 | 442 | Yes
2030-01-02 09:00 | 2030 Initial | -700 | 505 | 510 | 442 | Yes
2030-01-02 10:00 | 2030 Initial | -700 | 505 | 510 | 442 | Yes
2030-01-02 11:00 | 2030 Initial | -700 | 505 | 510 | 442 | Yes
2030-01-02 12:00 | 2030 Initial | -700 | 505 | 510 | 442 | Yes
2030-01-02 13:00 | 2030 Initial | -700 | 505 | 510 | 442 | Yes
2030-01-02 14:00 | 2030 Initial | -700 | 505 | 510 | 442 | Yes
2030-01-02 15:00 | 2030 Initial | -700 | 454.83 | 510 | 442 | Yes
2030-01-02 16:00 | 2030 Initial | -100 | 154.83 | 405.94 | 203.37 | No
2030-01-02 17:00 | 2030 Initial | 130.78 | 454.83 | 510 | 442 | No
2030-01-02 18:00 | 2030 Initial | 685.76 | 390.19 | 510 | 442 | No
2030-01-02 19:00 | 2030 Initial | 700 | 90.19 | 510 | 442 | No
2030-01-02 20:00 | 2030 Initial | 700 | 0 | 510 | 442 | No
2030-01-02 21:00 | 2030 Initial | 681.95 | 205 | 510 | 442 | No
2030-01-02 22:00 | 2030 Initial | 81.95 | 505 | 510 | 442 | No
2030-01-02 23:00 | 2030 Initial | -261.08 | 505 | 510 | 334.73 | No
2030-01-03 | 2030 Initial | 338.92 | 205 | 510 | 311.87 | No
2030-01-03 01:00 | 2030 Initial | 75.42 | 205 | 510 | 440.35 | No
2030-01-03 02:00 | 2030 Initial | 172.28 | 505 | 510 | 442 | No
2030-01-03 03:00 | 2030 Initial | 172.28 | 505 | 510 | 442 | No
2030-01-03 04:00 | 2030 Initial | 246.76 | 505 | 510 | 442 | No
2030-01-03 05:00 | 2030 Initial | 700 | 505 | 510 | 442 | No
2030-01-03 06:00 | 2030 Initial | 700 | 205 | 494.22 | 142 | No
2030-01-03 07:00 | 2030 Initial | 629.53 | 505 | 510 | 442 | No
2030-01-03 08:00 | 2030 Initial | 700 | 505 | 510 | 442 | No
2030-01-03 09:00 | 2030 Initial | 700 | 221.19 | 510 | 442 | No
2030-01-03 10:00 | 2030 Initial | 700 | 395.29 | 510 | 442 | No
2030-01-03 11:00 | 2030 Initial | 700 | 413.69 | 510 | 442 | No
2030-01-03 12:00 | 2030 Initial | 700 | 113.69 | 510 | 442 | No
2030-01-03 13:00 | 2030 Initial | 700 | 89.54 | 510 | 442 | No
2030-01-03 14:00 | 2030 Initial | 700 | 0 | 386.78 | 442 | No
2030-01-03 15:00 | 2030 Initial | 700 | 0 | 510 | 442 | No
2030-01-03 16:00 | 2030 Initial | 700 | 0 | 510 | 442 | No
2030-01-03 17:00 | 2030 Initial | 700 | 197.8 | 510 | 442 | No
2030-01-03 18:00 | 2030 Initial | 700 | 497.8 | 510 | 442 | No
2030-01-03 19:00 | 2030 Initial | 700 | 505 | 510 | 442 | No
2030-01-03 20:00 | 2030 Initial | 700 | 505 | 510 | 442 | No
2030-01-03 21:00 | 2030 Initial | 700 | 276.3 | 510 | 442 | No
2030-01-03 22:00 | 2030 Initial | 700 | 393.44 | 510 | 442 | No
2030-01-03 23:00 | 2030 Initial | 700 | 431.1 | 510 | 442 | No
2030-01-04 | 2030 Initial | 700 | 434.47 | 510 | 343.79 | No
2030-01-04 01:00 | 2030 Initial | 700 | 208.94 | 510 | 442 | No
2030-01-04 02:00 | 2030 Initial | 700 | 505 | 510 | 442 | No
2030-01-04 03:00 | 2030 Initial | 700 | 205 | 510 | 442 | No
2030-01-04 04:00 | 2030 Initial | 700 | 23.94 | 510 | 442 | No
2030-01-04 05:00 | 2030 Initial | 700 | 0 | 510 | 442 | No
2030-01-04 06:00 | 2030 Initial | 600 | 0 | 510 | 442 | No
2030-01-04 07:00 | 2030 Initial | 0 | 0 | 313.37 | 142 | No
2030-01-04 08:00 | 2030 Initial | 0 | 176.38 | 510 | 442 | No
2030-01-04 09:00 | 2030 Initial | 600 | 0 | 329.14 | 354.62 | No
2030-01-04 10:00 | 2030 Initial | 700 | 116.67 | 510 | 442 | No
2030-01-04 11:00 | 2030 Initial | 700 | 155.96 | 510 | 442 | No
2030-01-04 12:00 | 2030 Initial | 700 | 0 | 510 | 271.13 | No
2030-01-04 13:00 | 2030 Initial | 700 | 300 | 510 | 442 | No
2030-01-04 14:00 | 2030 Initial | 700 | 286.91 | 510 | 442 | No
2030-01-04 15:00 | 2030 Initial | 700 | 192.49 | 510 | 442 | No
2030-01-04 16:00 | 2030 Initial | 700 | 0 | 510 | 154.39 | No
2030-01-04 17:00 | 2030 Initial | 700 | 0 | 447.44 | 142 | No
2030-01-04 18:00 | 2030 Initial | 700 | 300 | 510 | 442 | No
2030-01-04 19:00 | 2030 Initial | 700 | 381.51 | 510 | 442 | No
2030-01-04 20:00 | 2030 Initial | 700 | 344.59 | 510 | 442 | No
2030-01-04 21:00 | 2030 Initial | 700 | 263.35 | 510 | 442 | No
2030-01-04 22:00 | 2030 Initial | 700 | 259.67 | 510 | 442 | No
2030-01-04 23:00 | 2030 Initial | 700 | 133.4 | 510 | 442 | No
2030-01-05 | 2030 Initial | 694.99 | 433.4 | 510 | 442 | No
2030-01-05 01:00 | 2030 Initial | 589.8 | 505 | 510 | 442 | No
2030-01-05 02:00 | 2030 Initial | 224.28 | 505 | 510 | 442 | No
2030-01-05 03:00 | 2030 Initial | 0 | 505 | 510 | 442 | No
2030-01-05 04:00 | 2030 Initial | 471.31 | 505 | 510 | 442 | No
2030-01-05 05:00 | 2030 Initial | 370.15 | 505 | 510 | 442 | No
2030-01-05 06:00 | 2030 Initial | -100 | 505 | 510 | 442 | No
2030-01-05 07:00 | 2030 Initial | -700 | 385.55 | 510 | 442 | No
2030-01-05 08:00 | 2030 Initial | -700 | 505 | 510 | 442 | No
2030-01-05 09:00 | 2030 Initial | -100 | 205 | 510 | 190.84 | No
2030-01-05 10:00 | 2030 Initial | 0 | 205 | 510 | 442 | No
2030-01-05 11:00 | 2030 Initial | 0 | 486.85 | 510 | 442 | No
2030-01-05 12:00 | 2030 Initial | 0 | 281.26 | 510 | 442 | No
2030-01-05 13:00 | 2030 Initial | 0 | 499.14 | 510 | 442 | No
2030-01-05 14:00 | 2030 Initial | 0 | 505 | 510 | 442 | No
2030-01-05 15:00 | 2030 Initial | 600 | 205 | 510 | 196.31 | No
2030-01-05 16:00 | 2030 Initial | 0 | 108.73 | 510 | 442 | No
2030-01-05 17:00 | 2030 Initial | 600 | 0 | 392.92 | 442 | No
2030-01-05 18:00 | 2030 Initial | 700 | 0 | 151.2 | 442 | No
2030-01-05 19:00 | 2030 Initial | 611.83 | 0 | 265.88 | 442 | No
2030-01-05 20:00 | 2030 Initial | 11.83 | 300 | 510 | 442 | No
2030-01-05 21:00 | 2030 Initial | -157.33 | 505 | 510 | 442 | No
2030-01-05 22:00 | 2030 Initial | -700 | 505 | 510 | 442 | Yes
2030-01-05 23:00 | 2030 Initial | -700 | 505 | 510 | 442 | Yes
2030-01-06 | 2030 Initial | -700 | 505 | 510 | 362.74 | Yes
2030-01-06 01:00 | 2030 Initial | -700 | 505 | 510 | 366.35 | Yes
2030-01-06 02:00 | 2030 Initial | -700 | 505 | 510 | 239.55 | Yes
2030-01-06 03:00 | 2030 Initial | -700 | 505 | 510 | 315.59 | Yes
2030-01-06 04:00 | 2030 Initial | -700 | 505 | 510 | 27.62 | Yes
2030-01-06 05:00 | 2030 Initial | -700 | 505 | 510 | 57.87 | Yes
2030-01-06 06:00 | 2030 Initial | -700 | 505 | 510 | 177.91 | Yes
2030-01-06 07:00 | 2030 Initial | -700 | 505 | 510 | -13.73 | Yes
2030-01-06 08:00 | 2030 Initial | -700 | 505 | 510 | 65.39 | Yes
2030-01-06 09:00 | 2030 Initial | -700 | 505 | 510 | 237.11 | Yes
2030-01-06 10:00 | 2030 Initial | -700 | 505 | 510 | 325.44 | Yes
2030-01-06 11:00 | 2030 Initial | -700 | 205 | 210 | 142 | No
2030-01-06 12:00 | 2030 Initial | -700 | 505 | 510 | 442 | No
2030-01-06 13:00 | 2030 Initial | -700 | 505 | 510 | 442 | No
2030-01-06 14:00 | 2030 Initial | -502.03 | 505 | 510 | 442 | No
2030-01-06 15:00 | 2030 Initial | 97.97 | 505 | 510 | 442 | No
2030-01-06 16:00 | 2030 Initial | 697.97 | 395.66 | 510 | 442 | No
2030-01-06 17:00 | 2030 Initial | 700 | 440.75 | 510 | 442 | No
2030-01-06 18:00 | 2030 Initial | 700 | 505 | 510 | 442 | No
2030-01-06 19:00 | 2030 Initial | 700 | 505 | 510 | 442 | No
2030-01-06 20:00 | 2030 Initial | 700 | 505 | 510 | 442 | No
2030-01-06 21:00 | 2030 Initial | 700 | 505 | 510 | 442 | No
2030-01-06 22:00 | 2030 Initial | 700 | 432.86 | 510 | 442 | No
2030-01-06 23:00 | 2030 Initial | 700 | 202.23 | 510 | 442 | No
2030-01-07 | 2030 Initial | 100 | 367.76 | 510 | 442 | No
2030-01-07 01:00 | 2030 Initial | -500 | 505 | 510 | 442 | No
2030-01-07 02:00 | 2030 Initial | -700 | 505 | 510 | 442 | Yes
2030-01-07 03:00 | 2030 Initial | -700 | 505 | 510 | 442 | Yes
2030-01-07 04:00 | 2030 Initial | -700 | 505 | 510 | 293.76 | Yes
2030-01-07 05:00 | 2030 Initial | -700 | 505 | 510 | 358.89 | Yes
2030-01-07 06:00 | 2030 Initial | -700 | 505 | 510 | 442 | Yes
2030-01-07 07:00 | 2030 Initial | -700 | 505 | 510 | 377 | Yes
2030-01-07 08:00 | 2030 Initial | -700 | 505 | 510 | 442 | Yes
2030-01-07 09:00 | 2030 Initial | -700 | 505 | 510 | 442 | Yes
2030-01-07 10:00 | 2030 Initial | -700 | 505 | 510 | 442 | Yes
2030-01-07 11:00 | 2030 Initial | -700 | 505 | 510 | 442 | Yes
2030-01-07 12:00 | 2030 Initial | -700 | 505 | 510 | 442 | Yes
2030-01-07 13:00 | 2030 Initial | -700 | 505 | 510 | 442 | Yes
2030-01-07 14:00 | 2030 Initial | -700 | 505 | 510 | 442 | Yes
2030-01-07 15:00 | 2030 Initial | -700 | 505 | 510 | 442 | No
2030-01-07 16:00 | 2030 Initial | -700 | 505 | 510 | 442 | No
2030-01-07 17:00 | 2030 Initial | -700 | 505 | 510 | 442 | No
2030-01-07 18:00 | 2030 Initial | -700 | 505 | 510 | 442 | No
2030-01-07 19:00 | 2030 Initial | -479.21 | 505 | 510 | 442 | No
2030-01-07 20:00 | 2030 Initial | 0 | 505 | 510 | 442 | No
2030-01-07 21:00 | 2030 Initial | -39.69 | 505 | 510 | 442 | No
2030-01-07 22:00 | 2030 Initial | -169.74 | 505 | 510 | 442 | No
2030-01-07 23:00 | 2030 Initial | -293.56 | 505 | 510 | 442 | No
2030-01-08 | 2030 Initial | 275.09 | 505 | 510 | 398.91 | No
2030-01-08 01:00 | 2030 Initial | 700 | 505 | 510 | 411.21 | No
2030-01-08 02:00 | 2030 Initial | 700 | 205 | 242.23 | 142 | No
2030-01-08 03:00 | 2030 Initial | 700 | 116.8 | 510 | 442 | No
2030-01-08 04:00 | 2030 Initial | 700 | 76.26 | 510 | 442 | No
2030-01-08 05:00 | 2030 Initial | 700 | 60.4 | 510 | 442 | No
2030-01-08 06:00 | 2030 Initial | 279.84 | 300 | 494.67 | 442 | No
2030-01-08 07:00 | 2030 Initial | 0 | 0 | 194.67 | 217.53 | No
2030-01-08 08:00 | 2030 Initial | 481.42 | 0 | 210 | 123.81 | No
2030-01-08 09:00 | 2030 Initial | 700 | 0 | 510 | 423.81 | No
2030-01-08 10:00 | 2030 Initial | 700 | 144.36 | 510 | 442 | No
2030-01-08 11:00 | 2030 Initial | 700 | 140.12 | 510 | 442 | No
2030-01-08 12:00 | 2030 Initial | 700 | 62.18 | 510 | 442 | No
2030-01-08 13:00 | 2030 Initial | 700 | 105.92 | 300 | 195.43 | No
2030-01-08 14:00 | 2030 Initial | 333.08 | 0 | 0 | -104.57 | No
2030-01-08 15:00 | 2030 Initial | 40.82 | -45.38 | -210 | -307.62 | No
2030-01-08 16:00 | 2030 Initial | -500 | -345.38 | -510 | -510 | No
2030-01-08 17:00 | 2030 Initial | 100 | -526 | -510 | -510 | No
2030-01-08 18:00 | 2030 Initial | 700 | -526 | -510 | -382.09 | No
2030-01-08 19:00 | 2030 Initial | 581.68 | -526 | -510 | -399.41 | No
2030-01-08 20:00 | 2030 Initial | 700 | -526 | -510 | -99.41 | No
2030-01-08 21:00 | 2030 Initial | 700 | -241.99 | -210 | 200.59 | No
2030-01-08 22:00 | 2030 Initial | 700 | 55.02 | 90 | 442 | No
2030-01-08 23:00 | 2030 Initial | 700 | 346.59 | 390 | 442 | No
2030-01-09 | 2030 Initial | 700 | 408.13 | 510 | 442 | No
2030-01-09 01:00 | 2030 Initial | 391.46 | 505 | 510 | 442 | No
2030-01-09 02:00 | 2030 Initial | 552.86 | 505 | 510 | 442 | No
2030-01-09 03:00 | 2030 Initial | 700 | 205 | 321.85 | 271.62 | No
2030-01-09 04:00 | 2030 Initial | 700 | 291.93 | 510 | 442 | No
2030-01-09 05:00 | 2030 Initial | 700 | 205 | 510 | 283.87 | No
2030-01-09 06:00 | 2030 Initial | 700 | 505 | 510 | 442 | No
2030-01-09 07:00 | 2030 Initial | 479.47 | 332.12 | 390 | 390 | No
2030-01-09 08:00 | 2030 Initial | 700 | 32.12 | 90 | 90 | No
2030-01-09 09:00 | 2030 Initial | 100 | -267.88 | -210 | -210 | No
2030-01-09 10:00 | 2030 Initial | -423.53 | -526 | -510 | -510 | No
2030-01-09 11:00 | 2030 Initial | 0 | -226 | -510 | -483.27 | No
2030-01-09 12:00 | 2030 Initial | 600 | 0 | -210 | -183.27 | No
2030-01-09 13:00 | 2030 Initial | 58.14 | 0 | -210 | -210 | No
2030-01-09 14:00 | 2030 Initial | -541.86 | -296.09 | -510 | -510 | No
2030-01-09 15:00 | 2030 Initial | 58.14 | -44.82 | -510 | -510 | No
2030-01-09 16:00 | 2030 Initial | 90.42 | 0 | -510 | -271.51 | No
2030-01-09 17:00 | 2030 Initial | 402.9 | -226 | -210 | 0 | No
2030-01-09 18:00 | 2030 Initial | 700 | -526 | -510 | -230.6 | No
2030-01-09 19:00 | 2030 Initial | 700 | -226 | -210 | 69.4 | No
2030-01-09 20:00 | 2030 Initial | 700 | 0 | 83.18 | 369.4 | No
2030-01-09 21:00 | 2030 Initial | 700 | 0 | 76.64 | 302.01 | No
2030-01-09 22:00 | 2030 Initial | 700 | 261.06 | 376.64 | 442 | No
2030-01-09 23:00 | 2030 Initial | 700 | 433.13 | 510 | 442 | No
2030-01-10 | 2030 Initial | 700 | 505 | 510 | 442 | No
2030-01-10 01:00 | 2030 Initial | 700 | 242.16 | 510 | 442 | No
2030-01-10 02:00 | 2030 Initial | 700 | 333.93 | 510 | 442 | No
2030-01-10 03:00 | 2030 Initial | 700 | 378.28 | 510 | 442 | No
2030-01-10 04:00 | 2030 Initial | 700 | 503.9 | 510 | 442 | No
2030-01-10 05:00 | 2030 Initial | 700 | 505 | 510 | 442 | No
2030-01-10 06:00 | 2030 Initial | 700 | 300 | 510 | 442 | No
2030-01-10 07:00 | 2030 Initial | 700 | 0 | 296.83 | 268.89 | No
2030-01-10 08:00 | 2030 Initial | 700 | 0 | 22.95 | 442 | No
2030-01-10 09:00 | 2030 Initial | 700 | 0 | 0 | 442 | No
2030-01-10 10:00 | 2030 Initial | 700 | -91.92 | -138.45 | 442 | No
2030-01-10 11:00 | 2030 Initial | 485.34 | -391.92 | -390 | 383.06 | No
2030-01-10 12:00 | 2030 Initial | -22.91 | -91.92 | -90 | 442 | No
2030-01-10 13:00 | 2030 Initial | -622.91 | 205 | 210 | 142 | No
2030-01-10 14:00 | 2030 Initial | -700 | 505 | 510 | 442 | No
2030-01-10 15:00 | 2030 Initial | -700 | 505 | 510 | 442 | No
2030-01-10 16:00 | 2030 Initial | -700 | 505 | 510 | 442 | No
2030-01-10 17:00 | 2030 Initial | -592.56 | 205 | 430.53 | 142 | No
2030-01-10 18:00 | 2030 Initial | 0 | 2.38 | 210 | 142 | No
2030-01-10 19:00 | 2030 Initial | -588.39 | 302.38 | 510 | 442 | No
2030-01-10 20:00 | 2030 Initial | -588.39 | 505 | 510 | 442 | No
2030-01-10 21:00 | 2030 Initial | -700 | 505 | 510 | 442 | Yes
2030-01-10 22:00 | 2030 Initial | -700 | 505 | 510 | 442 | No
2030-01-10 23:00 | 2030 Initial | -700 | 505 | 510 | 442 | Yes
2030-01-11 | 2030 Initial | -700 | 505 | 510 | 300.24 | Yes
2030-01-11 01:00 | 2030 Initial | -700 | 505 | 510 | 287.31 | Yes
2030-01-11 02:00 | 2030 Initial | -700 | 505 | 510 | 202.15 | Yes
2030-01-11 03:00 | 2030 Initial | -700 | 505 | 510 | 230.86 | Yes
2030-01-11 04:00 | 2030 Initial | -700 | 505 | 510 | 135.81 | Yes
2030-01-11 05:00 | 2030 Initial | -700 | 505 | 510 | 119.6 | Yes
2030-01-11 06:00 | 2030 Initial | -700 | 505 | 510 | 229.7 | Yes
2030-01-11 07:00 | 2030 Initial | -700 | 505 | 510 | 344.8 | Yes
2030-01-11 08:00 | 2030 Initial | -700 | 505 | 510 | 442 | No
2030-01-11 09:00 | 2030 Initial | -700 | 505 | 510 | 442 | No
2030-01-11 10:00 | 2030 Initial | -211.5 | 505 | 510 | 442 | No
2030-01-11 11:00 | 2030 Initial | 58.97 | 505 | 510 | 442 | No
2030-01-11 12:00 | 2030 Initial | 658.97 | 505 | 510 | 442 | No
2030-01-11 13:00 | 2030 Initial | 58.97 | 379.81 | 510 | 442 | No
2030-01-11 14:00 | 2030 Initial | 567.17 | 505 | 510 | 442 | No
2030-01-11 15:00 | 2030 Initial | 700 | 205 | 366.76 | 441.29 | No
2030-01-11 16:00 | 2030 Initial | 700 | 167.35 | 510 | 442 | No
2030-01-11 17:00 | 2030 Initial | 700 | 0 | 510 | 383.44 | No
2030-01-11 18:00 | 2030 Initial | 700 | 0 | 510 | 337.12 | No
2030-01-11 19:00 | 2030 Initial | 700 | 0 | 510 | 345.58 | No
2030-01-11 20:00 | 2030 Initial | 700 | 0 | 510 | 442 | No
2030-01-11 21:00 | 2030 Initial | 700 | 186.92 | 510 | 271.18 | No
2030-01-11 22:00 | 2030 Initial | 700 | 486.92 | 510 | 442 | No
2030-01-11 23:00 | 2030 Initial | 700 | 186.92 | 510 | 391.22 | No
2030-01-12 | 2030 Initial | 700 | 0 | 354.6 | 91.22 | No
2030-01-12 01:00 | 2030 Initial | 700 | 0 | 333.47 | 142 | No
2030-01-12 02:00 | 2030 Initial | 700 | 266.67 | 510 | 442 | No
2030-01-12 03:00 | 2030 Initial | 700 | 25.71 | 510 | 442 | No
2030-01-12 04:00 | 2030 Initial | 700 | 64.84 | 510 | 442 | No
2030-01-12 05:00 | 2030 Initial | 700 | 50.03 | 510 | 442 | No
2030-01-12 06:00 | 2030 Initial | 700 | 0 | 510 | 442 | No
2030-01-12 07:00 | 2030 Initial | 700 | 0 | 510 | 442 | No
2030-01-12 08:00 | 2030 Initial | 700 | 95.45 | 510 | 442 | No
2030-01-12 09:00 | 2030 Initial | 700 | 382.26 | 510 | 442 | No
2030-01-12 10:00 | 2030 Initial | 700 | 323.22 | 510 | 442 | No
2030-01-12 11:00 | 2030 Initial | 700 | 300 | 510 | 442 | No
2030-01-12 12:00 | 2030 Initial | 700 | 0 | 229.46 | 142 | No
2030-01-12 13:00 | 2030 Initial | 700 | 0 | 229.46 | 0 | No
2030-01-12 14:00 | 2030 Initial | 700 | 0 | 1.74 | 0 | No
2030-01-12 15:00 | 2030 Initial | 700 | 0 | 248.1 | 206.7 | No
2030-01-12 16:00 | 2030 Initial | 700 | 0 | 89.36 | 362.03 | No
2030-01-12 17:00 | 2030 Initial | 588.58 | 0 | 0 | 442 | No
2030-01-12 18:00 | 2030 Initial | 700 | 0 | 300 | 442 | No
2030-01-12 19:00 | 2030 Initial | 700 | 0 | 427.75 | 142 | No
2030-01-12 20:00 | 2030 Initial | 700 | 0 | 210 | 49.2 | No
2030-01-12 21:00 | 2030 Initial | 700 | 120.94 | 510 | 349.2 | No
2030-01-12 22:00 | 2030 Initial | 700 | 142.28 | 461.48 | 142 | No
2030-01-12 23:00 | 2030 Initial | 700 | 442.28 | 510 | 442 | No
2030-01-13 | 2030 Initial | 100 | 205 | 435.15 | 214.51 | No
2030-01-13 01:00 | 2030 Initial | -500 | 505 | 510 | 442 | No
2030-01-13 02:00 | 2030 Initial | -700 | 505 | 510 | 442 | Yes
2030-01-13 03:00 | 2030 Initial | -700 | 505 | 510 | 442 | Yes
2030-01-13 04:00 | 2030 Initial | -700 | 505 | 510 | 442 | Yes
2030-01-13 05:00 | 2030 Initial | -700 | 505 | 510 | 442 | Yes
2030-01-13 06:00 | 2030 Initial | -700 | 505 | 510 | 197.86 | Yes
2030-01-13 07:00 | 2030 Initial | -700 | 505 | 510 | 32.57 | Yes
2030-01-13 08:00 | 2030 Initial | -700 | 505 | 510 | 115.78 | Yes
2030-01-13 09:00 | 2030 Initial | -700 | 505 | 510 | 141.81 | Yes
2030-01-13 10:00 | 2030 Initial | -700 | 505 | 510 | 254.12 | Yes
2030-01-13 11:00 | 2030 Initial | -700 | 505 | 510 | 420.96 | No
2030-01-13 12:00 | 2030 Initial | -700 | 300 | 210 | 142.14 | No
2030-01-13 13:00 | 2030 Initial | -700 | 0 | -90 | -157.86 | No
2030-01-13 14:00 | 2030 Initial | -700 | 300 | 210 | 142.14 | Yes
2030-01-13 15:00 | 2030 Initial | -700 | 505 | 510 | 442 | Yes
2030-01-13 16:00 | 2030 Initial | -700 | 505 | 510 | 442 | Yes
2030-01-13 17:00 | 2030 Initial | -700 | 505 | 510 | 442 | Yes
2030-01-13 18:00 | 2030 Initial | -700 | 505 | 510 | 442 | No
2030-01-13 19:00 | 2030 Initial | -700 | 505 | 510 | 442 | Yes
2030-01-13 20:00 | 2030 Initial | -700 | 505 | 510 | 442 | Yes
2030-01-13 21:00 | 2030 Initial | -700 | 505 | 510 | 442 | No
2030-01-13 22:00 | 2030 Initial | -700 | 505 | 510 | 442 | Yes
2030-01-13 23:00 | 2030 Initial | -700 | 505 | 510 | 344.55 | No
2030-01-14 | 2030 Initial | -188.62 | 505 | 510 | 344.55 | No
2030-01-14 01:00 | 2030 Initial | -700 | 505 | 510 | 296.87 | No
2030-01-14 02:00 | 2030 Initial | -591.38 | 505 | 510 | 317.1 | No
2030-01-14 03:00 | 2030 Initial | -607.52 | 505 | 510 | 288.97 | No
2030-01-14 04:00 | 2030 Initial | -700 | 505 | 510 | 272.58 | No
2030-01-14 05:00 | 2030 Initial | -435.04 | 505 | 510 | 253.11 | No
2030-01-14 06:00 | 2030 Initial | -15.67 | 505 | 510 | 194.79 | No
2030-01-14 07:00 | 2030 Initial | 0 | 505 | 510 | 442 | No
2030-01-14 08:00 | 2030 Initial | 531.64 | 505 | 510 | 442 | No
2030-01-14 09:00 | 2030 Initial | 598.69 | 505 | 510 | 442 | No
2030-01-14 10:00 | 2030 Initial | 700 | 505 | 510 | 442 | No
2030-01-14 11:00 | 2030 Initial | 700 | 505 | 510 | 442 | No
2030-01-14 12:00 | 2030 Initial | 700 | 505 | 510 | 442 | No
2030-01-14 13:00 | 2030 Initial | 700 | 205 | 462.06 | 150.73 | No
2030-01-14 14:00 | 2030 Initial | 700 | 0 | 462.06 | 142 | No
2030-01-14 15:00 | 2030 Initial | 700 | 200.31 | 510 | 442 | No
2030-01-14 16:00 | 2030 Initial | 700 | 394.03 | 510 | 442 | No
2030-01-14 17:00 | 2030 Initial | 700 | 390.47 | 510 | 442 | No
2030-01-14 18:00 | 2030 Initial | 700 | 137.05 | 510 | 442 | No
2030-01-14 19:00 | 2030 Initial | 700 | 205 | 443.93 | 442 | No
2030-01-14 20:00 | 2030 Initial | 577.43 | 505 | 510 | 442 | No
2030-01-14 21:00 | 2030 Initial | 82.27 | 505 | 510 | 442 | No
2030-01-14 22:00 | 2030 Initial | -302 | 505 | 510 | 442 | No
2030-01-14 23:00 | 2030 Initial | -666.15 | 505 | 510 | 442 | No
2030-01-15 | 2030 Initial | -700 | 505 | 510 | 442 | No
2030-01-15 01:00 | 2030 Initial | -700 | 505 | 510 | 343.72 | Yes
2030-01-15 02:00 | 2030 Initial | -700 | 505 | 510 | 343.72 | Yes
2030-01-15 03:00 | 2030 Initial | -700 | 505 | 510 | 306.47 | Yes
2030-01-15 04:00 | 2030 Initial | -700 | 505 | 510 | 372.18 | Yes
2030-01-15 05:00 | 2030 Initial | -700 | 505 | 510 | 346.34 | Yes
2030-01-15 06:00 | 2030 Initial | -700 | 505 | 510 | 342.43 | Yes
2030-01-15 07:00 | 2030 Initial | -700 | 505 | 510 | 442 | Yes
2030-01-15 08:00 | 2030 Initial | -700 | 505 | 510 | 442 | Yes
2030-01-15 09:00 | 2030 Initial | -484.41 | 505 | 510 | 442 | No
2030-01-15 10:00 | 2030 Initial | -158.53 | 505 | 510 | 442 | No
2030-01-15 11:00 | 2030 Initial | -434.35 | 505 | 510 | 442 | No
2030-01-15 12:00 | 2030 Initial | -700 | 505 | 510 | 442 | No
2030-01-15 13:00 | 2030 Initial | -654.61 | 505 | 510 | 442 | No
2030-01-15 14:00 | 2030 Initial | -700 | 505 | 510 | 442 | No
2030-01-15 15:00 | 2030 Initial | -391.59 | 505 | 510 | 442 | No
2030-01-15 16:00 | 2030 Initial | -309.01 | 505 | 510 | 442 | No
2030-01-15 17:00 | 2030 Initial | 290.99 | 400.62 | 510 | 442 | No
2030-01-15 18:00 | 2030 Initial | 700 | 100.62 | 510 | 442 | No
2030-01-15 19:00 | 2030 Initial | 700 | 222.35 | 510 | 442 | No
2030-01-15 20:00 | 2030 Initial | 700 | 247.51 | 510 | 442 | No
2030-01-15 21:00 | 2030 Initial | 700 | 247.51 | 510 | 442 | No
2030-01-15 22:00 | 2030 Initial | 600 | 0 | 510 | 442 | No
2030-01-15 23:00 | 2030 Initial | 0 | 112.44 | 510 | 442 | No
2030-01-16 | 2030 Initial | -600 | 412.44 | 510 | 442 | No
2030-01-16 01:00 | 2030 Initial | -700 | 505 | 510 | 442 | No
2030-01-16 02:00 | 2030 Initial | -700 | 505 | 510 | 442 | Yes
2030-01-16 03:00 | 2030 Initial | -700 | 505 | 510 | 442 | Yes
2030-01-16 04:00 | 2030 Initial | -700 | 505 | 510 | 442 | Yes
2030-01-16 05:00 | 2030 Initial | -700 | 505 | 510 | 442 | Yes
2030-01-16 06:00 | 2030 Initial | -700 | 505 | 510 | 228.91 | Yes
2030-01-16 07:00 | 2030 Initial | -700 | 505 | 510 | 305.44 | Yes
2030-01-16 08:00 | 2030 Initial | -700 | 505 | 510 | 442 | Yes
2030-01-16 09:00 | 2030 Initial | -700 | 505 | 510 | 442 | Yes
2030-01-16 10:00 | 2030 Initial | -700 | 505 | 510 | 442 | Yes
2030-01-16 11:00 | 2030 Initial | -700 | 505 | 510 | 442 | Yes
2030-01-16 12:00 | 2030 Initial | -700 | 505 | 510 | 442 | No
2030-01-16 13:00 | 2030 Initial | -420.37 | 505 | 510 | 442 | No
2030-01-16 14:00 | 2030 Initial | -36.33 | 505 | 510 | 442 | No
2030-01-16 15:00 | 2030 Initial | -37.61 | 505 | 510 | 442 | No
2030-01-16 16:00 | 2030 Initial | 562.39 | 205 | 510 | 427.68 | No
2030-01-16 17:00 | 2030 Initial | 700 | 0 | 423.02 | 442 | No
2030-01-16 18:00 | 2030 Initial | 700 | 149.61 | 510 | 442 | No
2030-01-16 19:00 | 2030 Initial | 700 | 449.61 | 510 | 442 | No
2030-01-16 20:00 | 2030 Initial | 700 | 505 | 510 | 442 | No
2030-01-16 21:00 | 2030 Initial | 700 | 473.21 | 510 | 442 | No
2030-01-16 22:00 | 2030 Initial | 700 | 181.81 | 510 | 442 | No
2030-01-16 23:00 | 2030 Initial | 700 | 55.74 | 510 | 442 | No
2030-01-17 | 2030 Initial | 700 | 355.74 | 510 | 442 | No
2030-01-17 01:00 | 2030 Initial | 700 | 266.78 | 510 | 442 | No
2030-01-17 02:00 | 2030 Initial | 700 | 0 | 250.58 | 442 | No
2030-01-17 03:00 | 2030 Initial | 700 | 105.13 | 510 | 442 | No
2030-01-17 04:00 | 2030 Initial | 700 | 217.28 | 510 | 442 | No
2030-01-17 05:00 | 2030 Initial | 700 | 163.48 | 510 | 442 | No
2030-01-17 06:00 | 2030 Initial | 700 | 1.39 | 510 | 442 | No
2030-01-17 07:00 | 2030 Initial | 700 | 0 | 510 | 442 | No
2030-01-17 08:00 | 2030 Initial | 700 | 300 | 510 | 442 | No
2030-01-17 09:00 | 2030 Initial | 700 | 505 | 510 | 442 | No
2030-01-17 10:00 | 2030 Initial | 700 | 505 | 510 | 442 | No
2030-01-17 11:00 | 2030 Initial | 700 | 505 | 510 | 442 | No
2030-01-17 12:00 | 2030 Initial | 700 | 375.78 | 510 | 442 | No
2030-01-17 13:00 | 2030 Initial | 700 | 75.78 | 510 | 442 | No
2030-01-17 14:00 | 2030 Initial | 700 | 0 | 398.81 | 293.94 | No
2030-01-17 15:00 | 2030 Initial | 700 | 0 | 510 | 393.74 | No
2030-01-17 16:00 | 2030 Initial | 700 | 0 | 510 | 299.13 | No
2030-01-17 17:00 | 2030 Initial | 700 | 0 | 510 | 72.29 | No
2030-01-17 18:00 | 2030 Initial | 700 | 205 | 510 | 372.29 | No
2030-01-17 19:00 | 2030 Initial | 700 | 505 | 510 | 442 | No
2030-01-17 20:00 | 2030 Initial | 700 | 505 | 510 | 442 | No
2030-01-17 21:00 | 2030 Initial | 700 | 505 | 510 | 442 | No
2030-01-17 22:00 | 2030 Initial | 700 | 505 | 510 | 442 | No
2030-01-17 23:00 | 2030 Initial | 700 | 505 | 510 | 442 | No
2030-01-18 | 2030 Initial | 700 | 505 | 510 | 442 | No
2030-01-18 01:00 | 2030 Initial | 700 | 505 | 510 | 442 | No
2030-01-18 02:00 | 2030 Initial | 700 | 505 | 510 | 442 | No
2030-01-18 03:00 | 2030 Initial | 700 | 505 | 510 | 442 | No
2030-01-18 04:00 | 2030 Initial | 700 | 505 | 510 | 442 | No
2030-01-18 05:00 | 2030 Initial | 700 | 300 | 510 | 417.42 | No
2030-01-18 06:00 | 2030 Initial | 700 | 0 | 210 | 117.42 | No
2030-01-18 07:00 | 2030 Initial | 700 | 0 | 49.48 | 300 | No
2030-01-18 08:00 | 2030 Initial | 700 | 0 | -250.52 | 0 | No
2030-01-18 09:00 | 2030 Initial | 700 | 0 | -300 | -196.56 | No
2030-01-18 10:00 | 2030 Initial | 700 | 0 | 0 | 0 | No
2030-01-18 11:00 | 2030 Initial | 700 | 300 | 300 | 300 | No
2030-01-18 12:00 | 2030 Initial | 700 | 308.91 | 510 | 442 | No
2030-01-18 13:00 | 2030 Initial | 700 | 389.16 | 390 | 390 | No
2030-01-18 14:00 | 2030 Initial | 700 | 223.85 | 90 | 90 | No
2030-01-18 15:00 | 2030 Initial | 700 | -76.15 | -210 | -210 | No
2030-01-18 16:00 | 2030 Initial | 700 | -376.15 | -510 | -510 | No
2030-01-18 17:00 | 2030 Initial | 700 | -355.09 | -510 | -510 | No
2030-01-18 18:00 | 2030 Initial | 700 | -186.72 | -510 | -427.24 | No
2030-01-18 19:00 | 2030 Initial | 700 | -391.07 | -510 | -427.24 | No
2030-01-18 20:00 | 2030 Initial | 700 | -247.55 | -300 | -370.22 | No
2030-01-18 21:00 | 2030 Initial | 700 | 20.09 | 0 | -70.22 | No
2030-01-18 22:00 | 2030 Initial | 700 | 320.09 | 300 | 229.78 | No
2030-01-18 23:00 | 2030 Initial | 700 | 470.82 | 510 | 442 | No
2030-01-19 | 2030 Initial | 700 | 170.82 | 510 | 433.79 | No
2030-01-19 01:00 | 2030 Initial | 700 | 0 | 510 | 278.24 | No
2030-01-19 02:00 | 2030 Initial | 700 | 0 | 510 | 0 | No
2030-01-19 03:00 | 2030 Initial | 700 | 0 | 292.45 | 0 | No
2030-01-19 04:00 | 2030 Initial | 700 | 0 | -7.55 | 0 | No
2030-01-19 05:00 | 2030 Initial | 700 | 0 | -307.55 | 0 | No
2030-01-19 06:00 | 2030 Initial | 700 | 0 | -510 | -20.26 | No
2030-01-19 07:00 | 2030 Initial | 700 | 0 | -248.89 | -113.07 | No
2030-01-19 08:00 | 2030 Initial | 700 | -67.93 | -510 | -413.07 | No
2030-01-19 09:00 | 2030 Initial | 700 | 0 | -352.82 | -113.07 | No
2030-01-19 10:00 | 2030 Initial | 700 | 0 | -290.16 | 0 | No
2030-01-19 11:00 | 2030 Initial | 700 | -25.55 | -505.09 | 0 | No
2030-01-19 12:00 | 2030 Initial | 700 | -325.55 | -510 | -221.89 | No
2030-01-19 13:00 | 2030 Initial | 700 | -350.76 | -510 | -261.05 | No
2030-01-19 14:00 | 2030 Initial | 700 | -294.53 | -510 | -152.6 | No
2030-01-19 15:00 | 2030 Initial | 700 | -144.81 | -510 | -142.16 | No
2030-01-19 16:00 | 2030 Initial | 700 | 0 | -358.56 | -105.12 | No
2030-01-19 17:00 | 2030 Initial | 700 | 0 | -58.56 | 56.22 | No
2030-01-19 18:00 | 2030 Initial | 700 | 0 | 241.44 | 356.22 | No
2030-01-19 19:00 | 2030 Initial | 700 | 0 | 510 | 356.22 | No
2030-01-19 20:00 | 2030 Initial | 700 | 129.78 | 510 | 170.07 | No
2030-01-19 21:00 | 2030 Initial | 700 | 429.78 | 510 | 442 | No
2030-01-19 22:00 | 2030 Initial | 700 | 346.29 | 510 | 442 | No
2030-01-19 23:00 | 2030 Initial | 700 | 409.03 | 510 | 442 | No
2030-01-20 | 2030 Initial | 700 | 505 | 510 | 442 | No
2030-01-20 01:00 | 2030 Initial | 700 | 368.2 | 510 | 442 | No
2030-01-20 02:00 | 2030 Initial | 700 | 492.7 | 510 | 442 | No
2030-01-20 03:00 | 2030 Initial | 700 | 412.31 | 510 | 442 | No
2030-01-20 04:00 | 2030 Initial | 700 | 367.7 | 510 | 442 | No
2030-01-20 05:00 | 2030 Initial | 700 | 109.72 | 510 | 442 | No
2030-01-20 06:00 | 2030 Initial | 700 | 0 | 510 | 442 | No
2030-01-20 07:00 | 2030 Initial | 700 | 0 | 510 | 442 | No
2030-01-20 08:00 | 2030 Initial | 700 | 25.39 | 510 | 442 | No
2030-01-20 09:00 | 2030 Initial | 700 | 164.66 | 510 | 442 | No
2030-01-20 10:00 | 2030 Initial | 700 | 179.26 | 510 | 442 | No
2030-01-20 11:00 | 2030 Initial | 700 | 0 | 510 | 442 | No
2030-01-20 12:00 | 2030 Initial | 700 | 25.76 | 510 | 442 | No
2030-01-20 13:00 | 2030 Initial | 700 | 325.76 | 510 | 442 | No
2030-01-20 14:00 | 2030 Initial | 700 | 118.64 | 510 | 442 | No
2030-01-20 15:00 | 2030 Initial | 700 | 137.69 | 461.38 | 442 | No
2030-01-20 16:00 | 2030 Initial | 700 | 0 | 161.38 | 361.9 | No
2030-01-20 17:00 | 2030 Initial | 700 | 0 | 461.38 | 193.17 | No
2030-01-20 18:00 | 2030 Initial | 700 | 0 | 510 | 442 | No
2030-01-20 19:00 | 2030 Initial | 700 | 166.27 | 510 | 442 | No
2030-01-20 20:00 | 2030 Initial | 700 | 200.66 | 510 | 442 | No
2030-01-20 21:00 | 2030 Initial | 700 | 317.29 | 510 | 442 | No
2030-01-20 22:00 | 2030 Initial | 700 | 422.06 | 510 | 442 | No
2030-01-20 23:00 | 2030 Initial | 700 | 505 | 510 | 442 | No
2030-01-21 | 2030 Initial | 700 | 505 | 510 | 442 | No
2030-01-21 01:00 | 2030 Initial | 700 | 505 | 510 | 442 | No
2030-01-21 02:00 | 2030 Initial | 700 | 505 | 510 | 442 | No
2030-01-21 03:00 | 2030 Initial | 700 | 505 | 510 | 442 | No
2030-01-21 04:00 | 2030 Initial | 700 | 505 | 510 | 442 | No
2030-01-21 05:00 | 2030 Initial | 700 | 505 | 510 | 442 | No
2030-01-21 06:00 | 2030 Initial | 700 | 505 | 510 | 442 | No
2030-01-21 07:00 | 2030 Initial | 700 | 205 | 338.39 | 142 | No
2030-01-21 08:00 | 2030 Initial | 700 | 443.79 | 510 | 442 | No
2030-01-21 09:00 | 2030 Initial | 700 | 384.49 | 510 | 442 | No
2030-01-21 10:00 | 2030 Initial | 700 | 505 | 510 | 442 | No
2030-01-21 11:00 | 2030 Initial | 700 | 505 | 510 | 442 | No
2030-01-21 12:00 | 2030 Initial | 700 | 493.46 | 510 | 442 | No
2030-01-21 13:00 | 2030 Initial | 700 | 433.88 | 510 | 442 | No
2030-01-21 14:00 | 2030 Initial | 700 | 227.94 | 510 | 348.48 | No
2030-01-21 15:00 | 2030 Initial | 700 | 0 | 210 | 48.48 | No
2030-01-21 16:00 | 2030 Initial | 700 | 0 | 194.11 | 0 | No
2030-01-21 17:00 | 2030 Initial | 700 | 0 | -90 | -294.27 | No
2030-01-21 18:00 | 2030 Initial | 700 | 0 | 210 | 0 | No
2030-01-21 19:00 | 2030 Initial | 700 | 205 | 510 | 146.44 | No
2030-01-21 20:00 | 2030 Initial | 700 | 505 | 510 | 442 | No
2030-01-21 21:00 | 2030 Initial | 700 | 505 | 510 | 442 | No
2030-01-21 22:00 | 2030 Initial | 700 | 505 | 510 | 378.76 | No
2030-01-21 23:00 | 2030 Initial | 700 | 205 | 510 | 349.29 | No
2030-01-22 | 2030 Initial | 700 | 425.43 | 510 | 442 | No
2030-01-22 01:00 | 2030 Initial | 700 | 490.92 | 510 | 442 | No
2030-01-22 02:00 | 2030 Initial | 700 | 354.35 | 510 | 442 | No
2030-01-22 03:00 | 2030 Initial | 700 | 372.97 | 510 | 442 | No
2030-01-22 04:00 | 2030 Initial | 700 | 265.66 | 510 | 442 | No
2030-01-22 05:00 | 2030 Initial | 700 | 485.68 | 510 | 442 | No
2030-01-22 06:00 | 2030 Initial | 700 | 300 | 510 | 442 | No
2030-01-22 07:00 | 2030 Initial | 700 | 0 | 385.92 | 142 | No
2030-01-22 08:00 | 2030 Initial | 700 | 0 | 348.18 | -62.44 | No
2030-01-22 09:00 | 2030 Initial | 700 | 0 | 481.65 | 0 | No
2030-01-22 10:00 | 2030 Initial | 700 | 0 | 510 | 120.6 | No
2030-01-22 11:00 | 2030 Initial | 700 | 0 | 510 | 69.39 | No
2030-01-22 12:00 | 2030 Initial | 700 | 0 | 510 | 9.82 | No
2030-01-22 13:00 | 2030 Initial | 700 | 0 | 487.31 | 113.68 | No
2030-01-22 14:00 | 2030 Initial | 700 | 75.32 | 187.31 | 93.52 | No
2030-01-22 15:00 | 2030 Initial | 700 | -24.3 | -112.69 | -206.48 | No
2030-01-22 16:00 | 2030 Initial | 700 | 0 | -412.69 | -281.11 | No
2030-01-22 17:00 | 2030 Initial | 700 | 0 | -490.32 | 0 | No
2030-01-22 18:00 | 2030 Initial | 700 | 0 | -325.02 | 0 | No
2030-01-22 19:00 | 2030 Initial | 700 | 0 | -325.02 | 0 | No
2030-01-22 20:00 | 2030 Initial | 700 | 0 | -222.81 | 0 | No
2030-01-22 21:00 | 2030 Initial | 700 | 0 | 77.19 | -124.58 | No
2030-01-22 22:00 | 2030 Initial | 700 | 300 | 377.19 | 36.37 | No
2030-01-22 23:00 | 2030 Initial | 700 | 505 | 510 | 321.41 | No
2030-01-23 | 2030 Initial | 700 | 419.14 | 510 | 167.69 | No
2030-01-23 01:00 | 2030 Initial | 700 | 148.11 | 510 | 114.56 | No
2030-01-23 02:00 | 2030 Initial | 700 | 78.88 | 510 | 78.57 | No
2030-01-23 03:00 | 2030 Initial | 700 | 0 | 510 | 10.22 | No
2030-01-23 04:00 | 2030 Initial | 700 | 0 | 510 | 0 | No
2030-01-23 05:00 | 2030 Initial | 700 | 0 | 390 | 0 | No
2030-01-23 06:00 | 2030 Initial | 700 | 0 | 90 | -199.43 | No
2030-01-23 07:00 | 2030 Initial | 700 | -278.42 | -210 | -499.43 | No
2030-01-23 08:00 | 2030 Initial | 700 | -526 | -510 | -510 | No
2030-01-23 09:00 | 2030 Initial | 700 | -526 | -510 | -510 | No
2030-01-23 10:00 | 2030 Initial | 700 | -226 | -245.57 | -210 | No
2030-01-23 11:00 | 2030 Initial | 700 | 0 | -488.7 | 0 | No
2030-01-23 12:00 | 2030 Initial | 427.09 | 0 | -196.16 | 0 | No
2030-01-23 13:00 | 2030 Initial | 409.88 | -226 | -210 | -210 | No
2030-01-23 14:00 | 2030 Initial | 700 | -526 | -510 | -510 | No
2030-01-23 15:00 | 2030 Initial | 700 | -490.31 | -510 | -510 | No
2030-01-23 16:00 | 2030 Initial | 700 | -405.87 | -510 | -510 | No
2030-01-23 17:00 | 2030 Initial | 700 | -297.94 | -510 | -510 | No
2030-01-23 18:00 | 2030 Initial | 700 | -211.96 | -510 | -510 | No
2030-01-23 19:00 | 2030 Initial | 700 | -55.51 | -510 | -510 | No
2030-01-23 20:00 | 2030 Initial | 700 | -120.17 | -510 | -510 | No
2030-01-23 21:00 | 2030 Initial | 700 | -300 | -386.31 | -510 | No
2030-01-23 22:00 | 2030 Initial | 700 | 0 | -86.31 | -210 | No
2030-01-23 23:00 | 2030 Initial | 700 | 300 | 213.69 | 71.55 | No
2030-01-24 | 2030 Initial | 700 | 505 | 510 | 104.34 | No
2030-01-24 01:00 | 2030 Initial | 700 | 505 | 510 | 0 | No
2030-01-24 02:00 | 2030 Initial | 700 | 299.42 | 510 | -35.88 | No
2030-01-24 03:00 | 2030 Initial | 700 | 248.07 | 510 | -144.27 | No
2030-01-24 04:00 | 2030 Initial | 700 | 395.92 | 510 | -74.03 | No
2030-01-24 05:00 | 2030 Initial | 700 | 174.61 | 510 | -88.23 | No
2030-01-24 06:00 | 2030 Initial | 700 | 0 | 258.17 | -99.07 | No
2030-01-24 07:00 | 2030 Initial | 555.82 | 0 | -41.83 | -399.07 | No
2030-01-24 08:00 | 2030 Initial | 700 | -226 | -341.83 | -510 | No
2030-01-24 09:00 | 2030 Initial | 700 | -526 | -510 | -510 | No
2030-01-24 10:00 | 2030 Initial | 641.72 | -226 | -210 | -210 | No
2030-01-24 11:00 | 2030 Initial | 415.37 | 0 | -510 | -121.89 | No
2030-01-24 12:00 | 2030 Initial | 700 | 0 | -510 | -263.85 | No
2030-01-24 13:00 | 2030 Initial | 563.66 | -101.95 | -510 | -279.45 | No
2030-01-24 14:00 | 2030 Initial | 700 | -401.95 | -510 | -510 | No
2030-01-24 15:00 | 2030 Initial | 700 | -526 | -510 | -510 | No
2030-01-24 16:00 | 2030 Initial | 700 | -526 | -510 | -510 | No
2030-01-24 17:00 | 2030 Initial | 700 | -526 | -510 | -510 | No
2030-01-24 18:00 | 2030 Initial | 700 | -526 | -510 | -502.64 | No
2030-01-24 19:00 | 2030 Initial | 700 | -366.86 | -510 | -510 | No
2030-01-24 20:00 | 2030 Initial | 700 | -182.57 | -210 | -322.15 | No
2030-01-24 21:00 | 2030 Initial | 700 | 6.12 | 90 | -22.15 | No
2030-01-24 22:00 | 2030 Initial | 700 | 306.12 | 390 | 277.85 | No
2030-01-24 23:00 | 2030 Initial | 700 | 6.12 | 396.28 | 0 | No
2030-01-25 | 2030 Initial | 700 | -1.64 | 96.28 | 142 | No
2030-01-25 01:00 | 2030 Initial | 700 | 0 | 396.28 | 442 | No
2030-01-25 02:00 | 2030 Initial | 700 | 0 | 510 | 270.16 | No
2030-01-25 03:00 | 2030 Initial | 700 | 0 | 510 | 339.25 | No
2030-01-25 04:00 | 2030 Initial | 700 | 0 | 510 | 174.62 | No
2030-01-25 05:00 | 2030 Initial | 700 | 0 | 230.58 | 0 | No
2030-01-25 06:00 | 2030 Initial | 700 | 0 | 382.76 | 0 | No
2030-01-25 07:00 | 2030 Initial | 700 | 110.38 | 494.35 | 142 | No
2030-01-25 08:00 | 2030 Initial | 700 | 410.38 | 510 | 442 | No
2030-01-25 09:00 | 2030 Initial | 700 | 175.43 | 510 | 442 | No
2030-01-25 10:00 | 2030 Initial | 700 | 475.43 | 510 | 442 | No
2030-01-25 11:00 | 2030 Initial | 700 | 351.51 | 510 | 442 | No
2030-01-25 12:00 | 2030 Initial | 700 | 288.68 | 510 | 442 | No
2030-01-25 13:00 | 2030 Initial | 700 | 0 | 510 | 316.31 | No
2030-01-25 14:00 | 2030 Initial | 700 | 0 | 510 | 370.61 | No
2030-01-25 15:00 | 2030 Initial | 700 | 211.47 | 510 | 442 | No
2030-01-25 16:00 | 2030 Initial | 700 | 488.23 | 510 | 442 | No
2030-01-25 17:00 | 2030 Initial | 700 | 188.23 | 210 | 442 | No
2030-01-25 18:00 | 2030 Initial | 700 | 327.76 | 510 | 442 | No
2030-01-25 19:00 | 2030 Initial | 700 | 51.18 | 510 | 442 | No
2030-01-25 20:00 | 2030 Initial | 700 | 281.37 | 510 | 442 | No
2030-01-25 21:00 | 2030 Initial | 138.77 | 505 | 510 | 442 | No
2030-01-25 22:00 | 2030 Initial | -179.41 | 505 | 510 | 442 | No
2030-01-25 23:00 | 2030 Initial | -700 | 505 | 510 | 442 | Yes
2030-01-26 | 2030 Initial | -637.75 | 505 | 510 | 442 | No
2030-01-26 01:00 | 2030 Initial | -700 | 505 | 510 | 439.58 | No
2030-01-26 02:00 | 2030 Initial | -700 | 505 | 510 | 334.56 | No
2030-01-26 03:00 | 2030 Initial | -531.06 | 505 | 510 | 251.03 | No
2030-01-26 04:00 | 2030 Initial | -202.28 | 505 | 510 | 319.16 | No
2030-01-26 05:00 | 2030 Initial | 365.74 | 505 | 510 | 389.89 | No
2030-01-26 06:00 | 2030 Initial | 0 | 505 | 510 | 385.84 | No
2030-01-26 07:00 | 2030 Initial | 69.17 | 505 | 510 | 442 | No
2030-01-26 08:00 | 2030 Initial | -406.36 | 505 | 510 | 442 | No
2030-01-26 09:00 | 2030 Initial | 193.64 | 205 | 230.16 | 442 | No
2030-01-26 10:00 | 2030 Initial | 700 | 0 | 230.16 | 436.38 | No
2030-01-26 11:00 | 2030 Initial | 700 | 300 | 510 | 442 | No
2030-01-26 12:00 | 2030 Initial | 334.62 | 0 | 210 | 142 | No
2030-01-26 13:00 | 2030 Initial | 700 | 0 | 289.67 | 0 | No
2030-01-26 14:00 | 2030 Initial | 299.98 | 0 | 90 | 23.77 | No
2030-01-26 15:00 | 2030 Initial | -300.02 | -226 | -210 | -210 | No
2030-01-26 16:00 | 2030 Initial | -700 | -526 | -510 | -510 | No
2030-01-26 17:00 | 2030 Initial | -700 | -526 | -510 | -510 | No
2030-01-26 18:00 | 2030 Initial | -100 | -226 | -355.58 | -210 | No
2030-01-26 19:00 | 2030 Initial | 500 | -88.49 | -90 | 90 | No
2030-01-26 20:00 | 2030 Initial | 700 | 211.1 | 210 | 390 | No
2030-01-26 21:00 | 2030 Initial | 490.9 | 505 | 510 | 442 | No
2030-01-26 22:00 | 2030 Initial | -23.29 | 505 | 510 | 442 | No
2030-01-26 23:00 | 2030 Initial | -623.29 | 505 | 510 | 442 | No
2030-01-27 | 2030 Initial | -86.97 | 505 | 510 | 442 | No
2030-01-27 01:00 | 2030 Initial | -31.23 | 505 | 510 | 442 | No
2030-01-27 02:00 | 2030 Initial | -13.69 | 505 | 510 | 442 | No
2030-01-27 03:00 | 2030 Initial | -437.97 | 505 | 510 | 442 | No
2030-01-27 04:00 | 2030 Initial | 0 | 505 | 510 | 442 | No
2030-01-27 05:00 | 2030 Initial | -600 | 505 | 510 | 442 | No
2030-01-27 06:00 | 2030 Initial | 0 | 505 | 510 | 442 | No
2030-01-27 07:00 | 2030 Initial | 0 | 205 | 446.89 | 142 | No
2030-01-27 08:00 | 2030 Initial | 500 | 334.92 | 510 | 442 | No
2030-01-27 09:00 | 2030 Initial | -100 | 505 | 510 | 442 | No
2030-01-27 10:00 | 2030 Initial | -700 | 466.19 | 510 | 442 | No
2030-01-27 11:00 | 2030 Initial | -700 | 295.35 | 510 | 442 | No
2030-01-27 12:00 | 2030 Initial | -100 | 0 | 422.49 | 142 | No
2030-01-27 13:00 | 2030 Initial | 0 | 0 | 217.41 | 0 | No
2030-01-27 14:00 | 2030 Initial | 600 | 0 | 127.59 | 0 | No
2030-01-27 15:00 | 2030 Initial | 646.82 | 0 | 24.09 | 0 | No
2030-01-27 16:00 | 2030 Initial | 700 | 0 | 324.09 | 300 | No
2030-01-27 17:00 | 2030 Initial | 100 | 0 | 210 | 77.39 | No
2030-01-27 18:00 | 2030 Initial | 700 | 300 | 510 | 377.39 | No
2030-01-27 19:00 | 2030 Initial | 700 | 205 | 355.98 | 306.1 | No
2030-01-27 20:00 | 2030 Initial | 700 | 505 | 510 | 442 | No
2030-01-27 21:00 | 2030 Initial | 700 | 447.86 | 510 | 442 | No
2030-01-27 22:00 | 2030 Initial | 700 | 505 | 510 | 442 | No
2030-01-27 23:00 | 2030 Initial | 700 | 217.39 | 510 | 442 | No
2030-01-28 | 2030 Initial | 700 | 414.07 | 510 | 442 | No
2030-01-28 01:00 | 2030 Initial | 623.11 | 505 | 510 | 442 | No
2030-01-28 02:00 | 2030 Initial | 296.46 | 505 | 510 | 442 | No
2030-01-28 03:00 | 2030 Initial | 0 | 205 | 510 | 274.04 | No
2030-01-28 04:00 | 2030 Initial | 109.89 | 505 | 510 | 442 | No
2030-01-28 05:00 | 2030 Initial | -343.27 | 505 | 510 | 442 | No
2030-01-28 06:00 | 2030 Initial | -218.99 | 505 | 510 | 442 | No
2030-01-28 07:00 | 2030 Initial | -501.69 | 505 | 510 | 442 | No
2030-01-28 08:00 | 2030 Initial | -42.6 | 505 | 510 | 442 | No
2030-01-28 09:00 | 2030 Initial | 203.9 | 505 | 510 | 442 | No
2030-01-28 10:00 | 2030 Initial | 290.99 | 505 | 510 | 442 | No
2030-01-28 11:00 | 2030 Initial | 332.6 | 505 | 510 | 442 | No
2030-01-28 12:00 | 2030 Initial | -118.96 | 267.64 | 510 | 442 | No
2030-01-28 13:00 | 2030 Initial | -353.8 | 505 | 510 | 442 | No
2030-01-28 14:00 | 2030 Initial | -202.32 | 505 | 510 | 442 | No
2030-01-28 15:00 | 2030 Initial | 385.58 | 205 | 210 | 442 | No
2030-01-28 16:00 | 2030 Initial | 700 | 48.92 | 510 | 442 | No
2030-01-28 17:00 | 2030 Initial | 700 | 320.97 | 510 | 442 | No
2030-01-28 18:00 | 2030 Initial | 700 | 505 | 510 | 442 | No
2030-01-28 19:00 | 2030 Initial | 700 | 205 | 510 | 383.56 | No
2030-01-28 20:00 | 2030 Initial | 700 | 417.58 | 510 | 442 | No
2030-01-28 21:00 | 2030 Initial | 700 | 245.61 | 510 | 442 | No
2030-01-28 22:00 | 2030 Initial | 437.28 | 505 | 510 | 442 | No
2030-01-28 23:00 | 2030 Initial | 678.25 | 505 | 510 | 442 | No
2030-01-29 | 2030 Initial | 700 | 505 | 510 | 442 | No
2030-01-29 01:00 | 2030 Initial | 662.27 | 505 | 510 | 442 | No
2030-01-29 02:00 | 2030 Initial | 77.13 | 505 | 510 | 442 | No
2030-01-29 03:00 | 2030 Initial | 60.49 | 505 | 510 | 442 | No
2030-01-29 04:00 | 2030 Initial | 45.05 | 505 | 510 | 442 | No
2030-01-29 05:00 | 2030 Initial | 41.9 | 505 | 510 | 442 | No
2030-01-29 06:00 | 2030 Initial | -100 | 505 | 510 | 442 | No
2030-01-29 07:00 | 2030 Initial | -700 | 505 | 510 | 442 | No
2030-01-29 08:00 | 2030 Initial | -700 | 205 | 510 | 431.37 | No
2030-01-29 09:00 | 2030 Initial | -100 | 505 | 510 | 442 | No
2030-01-29 10:00 | 2030 Initial | 500 | 205 | 433.98 | 442 | No
2030-01-29 11:00 | 2030 Initial | 693.86 | 281.67 | 510 | 442 | No
2030-01-29 12:00 | 2030 Initial | 320.2 | 505 | 510 | 442 | No
2030-01-29 13:00 | 2030 Initial | 433.62 | 205 | 261.45 | 142 | No
2030-01-29 14:00 | 2030 Initial | 336.24 | 505 | 510 | 442 | No
2030-01-29 15:00 | 2030 Initial | 700 | 205 | 270.23 | 142 | No
2030-01-29 16:00 | 2030 Initial | 600 | 134.18 | 510 | 319.23 | No
2030-01-29 17:00 | 2030 Initial | 0 | 137.8 | 510 | 361.74 | No
2030-01-29 18:00 | 2030 Initial | 100 | 205 | 510 | 410.34 | No
2030-01-29 19:00 | 2030 Initial | 700 | 505 | 510 | 442 | No
2030-01-29 20:00 | 2030 Initial | 700 | 505 | 510 | 442 | No
2030-01-29 21:00 | 2030 Initial | 700 | 505 | 510 | 442 | No
2030-01-29 22:00 | 2030 Initial | 534.53 | 505 | 510 | 442 | No
2030-01-29 23:00 | 2030 Initial | 700 | 442.68 | 510 | 442 | No
2030-01-30 | 2030 Initial | 469.75 | 419.06 | 510 | 442 | No
2030-01-30 01:00 | 2030 Initial | 423.71 | 119.06 | 510 | 417.45 | No
2030-01-30 02:00 | 2030 Initial | 414.57 | 0 | 210 | 319.51 | No
2030-01-30 03:00 | 2030 Initial | -76.6 | 205 | 510 | 426.18 | No
2030-01-30 04:00 | 2030 Initial | -676.6 | 505 | 510 | 442 | No
2030-01-30 05:00 | 2030 Initial | -700 | 505 | 510 | 442 | No
2030-01-30 06:00 | 2030 Initial | -669.82 | 505 | 510 | 442 | No
2030-01-30 07:00 | 2030 Initial | -69.82 | 505 | 510 | 442 | No
2030-01-30 08:00 | 2030 Initial | 530.18 | 493.4 | 510 | 442 | No
2030-01-30 09:00 | 2030 Initial | 130.73 | 505 | 510 | 442 | No
2030-01-30 10:00 | 2030 Initial | 700 | 505 | 510 | 442 | No
2030-01-30 11:00 | 2030 Initial | 449.9 | 436.18 | 510 | 442 | No
2030-01-30 12:00 | 2030 Initial | -150.1 | 505 | 510 | 442 | No
2030-01-30 13:00 | 2030 Initial | -185.82 | 505 | 510 | 442 | No
2030-01-30 14:00 | 2030 Initial | 362.16 | 205 | 210 | 142 | No
2030-01-30 15:00 | 2030 Initial | -89.8 | 505 | 510 | 442 | No
2030-01-30 16:00 | 2030 Initial | 510.2 | 205 | 210 | 142 | No
2030-01-30 17:00 | 2030 Initial | 648.08 | 278.5 | 510 | 442 | No
2030-01-30 18:00 | 2030 Initial | 700 | 201.94 | 510 | 402.15 | No
2030-01-30 19:00 | 2030 Initial | 700 | 501.94 | 510 | 442 | No
2030-01-30 20:00 | 2030 Initial | 700 | 201.94 | 330.43 | 442 | No
2030-01-30 21:00 | 2030 Initial | 700 | 210.47 | 510 | 442 | No
2030-01-30 22:00 | 2030 Initial | 700 | 184.84 | 510 | 442 | No
2030-01-30 23:00 | 2030 Initial | 700 | 294.67 | 510 | 442 | No
2030-01-31 | 2030 Initial | 100 | 505 | 510 | 442 | No
2030-01-31 01:00 | 2030 Initial | -350.67 | 505 | 510 | 442 | No
2030-01-31 02:00 | 2030 Initial | -700 | 505 | 510 | 442 | No
2030-01-31 03:00 | 2030 Initial | -700 | 505 | 510 | 442 | No
2030-01-31 04:00 | 2030 Initial | -700 | 505 | 510 | 442 | No
2030-01-31 05:00 | 2030 Initial | -674.77 | 505 | 510 | 442 | No
2030-01-31 06:00 | 2030 Initial | -700 | 505 | 510 | 442 | No
2030-01-31 07:00 | 2030 Initial | -700 | 505 | 510 | 442 | No
2030-01-31 08:00 | 2030 Initial | -132.07 | 505 | 510 | 442 | No
2030-01-31 09:00 | 2030 Initial | 227.86 | 505 | 510 | 442 | No
2030-01-31 10:00 | 2030 Initial | 484.3 | 505 | 510 | 442 | No
2030-01-31 11:00 | 2030 Initial | 384.7 | 505 | 510 | 442 | No
2030-01-31 12:00 | 2030 Initial | -215.3 | 505 | 510 | 442 | No
2030-01-31 13:00 | 2030 Initial | -593.54 | 505 | 510 | 442 | No
2030-01-31 14:00 | 2030 Initial | -700 | 505 | 510 | 442 | No
2030-01-31 15:00 | 2030 Initial | -432.25 | 505 | 510 | 442 | No
2030-01-31 16:00 | 2030 Initial | -457.76 | 505 | 510 | 442 | No
2030-01-31 17:00 | 2030 Initial | -700 | 505 | 510 | 442 | No
2030-01-31 18:00 | 2030 Initial | -100 | 505 | 510 | 442 | No
2030-01-31 19:00 | 2030 Initial | 0 | 462.96 | 510 | 442 | No
2030-01-31 20:00 | 2030 Initial | -416.19 | 505 | 510 | 442 | No
2030-01-31 21:00 | 2030 Initial | -614.34 | 505 | 510 | 442 | No
2030-01-31 22:00 | 2030 Initial | -700 | 505 | 510 | 442 | Yes
2030-01-31 23:00 | 2030 Initial | -700 | 505 | 510 | 442 | Yes
2030-02-01 | 2030 Initial | -700 | 505 | 510 | 442 | Yes
2030-02-01 01:00 | 2030 Initial | -700 | 505 | 510 | 442 | Yes
2030-02-01 02:00 | 2030 Initial | -700 | 505 | 510 | 361.25 | Yes
2030-02-01 03:00 | 2030 Initial | -700 | 505 | 510 | 294.34 | Yes
2030-02-01 04:00 | 2030 Initial | -700 | 505 | 510 | 402.36 | Yes
2030-02-01 05:00 | 2030 Initial | -700 | 505 | 510 | 379 | Yes
2030-02-01 06:00 | 2030 Initial | -700 | 505 | 510 | 382.45 | Yes
2030-02-01 07:00 | 2030 Initial | -700 | 505 | 510 | 442 | Yes
2030-02-01 08:00 | 2030 Initial | -700 | 505 | 510 | 442 | Yes
2030-02-01 09:00 | 2030 Initial | -700 | 505 | 510 | 442 | Yes
2030-02-01 10:00 | 2030 Initial | -700 | 505 | 510 | 442 | Yes
2030-02-01 11:00 | 2030 Initial | -700 | 505 | 510 | 442 | Yes
2030-02-01 12:00 | 2030 Initial | -700 | 505 | 510 | 442 | Yes
2030-02-01 13:00 | 2030 Initial | -700 | 505 | 510 | 442 | Yes
2030-02-01 14:00 | 2030 Initial | -700 | 505 | 510 | 442 | No
2030-02-01 15:00 | 2030 Initial | -100 | 505 | 510 | 442 | No
2030-02-01 16:00 | 2030 Initial | 500 | 505 | 510 | 442 | No
2030-02-01 17:00 | 2030 Initial | 636.48 | 505 | 510 | 442 | No
2030-02-01 18:00 | 2030 Initial | 700 | 505 | 510 | 442 | No
2030-02-01 19:00 | 2030 Initial | 700 | 300 | 469.03 | 300 | No
2030-02-01 20:00 | 2030 Initial | 700 | 0 | 169.03 | 0 | No
2030-02-01 21:00 | 2030 Initial | 700 | 104.99 | 469.03 | 300 | No
2030-02-01 22:00 | 2030 Initial | 700 | 301.1 | 510 | 442 | No
2030-02-01 23:00 | 2030 Initial | 700 | 169.37 | 510 | 442 | No
2030-02-02 | 2030 Initial | 700 | 0 | 420.65 | 269.71 | No
2030-02-02 01:00 | 2030 Initial | 700 | 158.57 | 290.48 | 442 | No
2030-02-02 02:00 | 2030 Initial | 700 | 458.57 | 510 | 442 | No
2030-02-02 03:00 | 2030 Initial | 700 | 295.91 | 510 | 442 | No
2030-02-02 04:00 | 2030 Initial | 700 | 505 | 510 | 442 | No
2030-02-02 05:00 | 2030 Initial | 394.7 | 505 | 510 | 442 | No
2030-02-02 06:00 | 2030 Initial | 700 | 205 | 210 | 342.04 | No
2030-02-02 07:00 | 2030 Initial | 700 | 0 | 461.75 | 234.86 | No
2030-02-02 08:00 | 2030 Initial | 700 | 289.78 | 510 | 442 | No
2030-02-02 09:00 | 2030 Initial | 626.06 | 205 | 210 | 359.02 | No
2030-02-02 10:00 | 2030 Initial | 26.06 | 505 | 510 | 442 | No
2030-02-02 11:00 | 2030 Initial | -196 | 505 | 510 | 442 | No
2030-02-02 12:00 | 2030 Initial | -700 | 505 | 510 | 442 | Yes
2030-02-02 13:00 | 2030 Initial | -700 | 505 | 510 | 442 | Yes
2030-02-02 14:00 | 2030 Initial | -700 | 505 | 510 | 442 | Yes
2030-02-02 15:00 | 2030 Initial | -700 | 300 | 300 | 440.2 | Yes
2030-02-02 16:00 | 2030 Initial | -287.52 | 0 | 0 | 140.2 | No
2030-02-02 17:00 | 2030 Initial | -222.7 | 0 | 0 | 440.2 | No
2030-02-02 18:00 | 2030 Initial | -199.07 | 205 | 210 | 437.38 | No
2030-02-02 19:00 | 2030 Initial | -700 | 505 | 510 | 442 | No
2030-02-02 20:00 | 2030 Initial | -294.34 | 505 | 510 | 442 | No
2030-02-02 21:00 | 2030 Initial | -408.01 | 505 | 510 | 442 | No
2030-02-02 22:00 | 2030 Initial | -490.78 | 505 | 510 | 442 | No
2030-02-02 23:00 | 2030 Initial | -592.75 | 505 | 510 | 442 | No
2030-02-03 | 2030 Initial | -700 | 505 | 510 | 288 | No
2030-02-03 01:00 | 2030 Initial | -700 | 505 | 510 | 151.76 | Yes
2030-02-03 02:00 | 2030 Initial | -700 | 505 | 510 | 233.99 | No
2030-02-03 03:00 | 2030 Initial | -700 | 505 | 510 | 216.71 | No
2030-02-03 04:00 | 2030 Initial | -700 | 505 | 510 | 145.35 | Yes
2030-02-03 05:00 | 2030 Initial | -700 | 505 | 510 | 193.62 | Yes
2030-02-03 06:00 | 2030 Initial | -700 | 505 | 510 | 290.23 | Yes
2030-02-03 07:00 | 2030 Initial | -700 | 505 | 510 | 280.35 | No
2030-02-03 08:00 | 2030 Initial | -343.64 | 505 | 510 | 254.78 | No
2030-02-03 09:00 | 2030 Initial | 256.36 | 205 | 510 | 0 | No
2030-02-03 10:00 | 2030 Initial | 500 | 0 | 510 | 252.61 | No
2030-02-03 11:00 | 2030 Initial | -100 | 81.02 | 510 | 22.7 | No
2030-02-03 12:00 | 2030 Initial | -700 | 381.02 | 510 | 322.7 | No
2030-02-03 13:00 | 2030 Initial | -700 | 505 | 510 | 442 | No
2030-02-03 14:00 | 2030 Initial | -700 | 370.13 | 510 | 442 | No
2030-02-03 15:00 | 2030 Initial | -100 | 70.13 | 405.69 | 142 | No
2030-02-03 16:00 | 2030 Initial | -273.95 | 300 | 510 | 442 | No
2030-02-03 17:00 | 2030 Initial | 326.05 | 0 | 316.28 | 239.62 | No
2030-02-03 18:00 | 2030 Initial | 700 | 205 | 472.15 | 142 | No
2030-02-03 19:00 | 2030 Initial | 413.05 | 505 | 510 | 442 | No
2030-02-03 20:00 | 2030 Initial | -186.95 | 505 | 510 | 442 | No
2030-02-03 21:00 | 2030 Initial | -446.88 | 505 | 510 | 442 | No
2030-02-03 22:00 | 2030 Initial | -700 | 505 | 510 | 442 | Yes
2030-02-03 23:00 | 2030 Initial | -700 | 505 | 510 | 442 | Yes
2030-02-04 | 2030 Initial | -700 | 505 | 510 | 442 | No
2030-02-04 01:00 | 2030 Initial | -700 | 505 | 510 | 206.45 | Yes
2030-02-04 02:00 | 2030 Initial | -700 | 505 | 510 | 168.43 | Yes
2030-02-04 03:00 | 2030 Initial | -700 | 505 | 510 | 17.6 | Yes
2030-02-04 04:00 | 2030 Initial | -700 | 505 | 510 | 5.02 | Yes
2030-02-04 05:00 | 2030 Initial | -700 | 505 | 510 | -23.01 | Yes
2030-02-04 06:00 | 2030 Initial | -700 | 505 | 510 | -16.04 | Yes
2030-02-04 07:00 | 2030 Initial | -700 | 505 | 510 | 120.64 | Yes
2030-02-04 08:00 | 2030 Initial | -700 | 505 | 510 | 322.09 | No
2030-02-04 09:00 | 2030 Initial | -100 | 505 | 510 | 442 | No
2030-02-04 10:00 | 2030 Initial | 449.7 | 505 | 510 | 442 | No
2030-02-04 11:00 | 2030 Initial | 146.58 | 505 | 510 | 442 | No
2030-02-04 12:00 | 2030 Initial | 487.02 | 505 | 510 | 442 | No
2030-02-04 13:00 | 2030 Initial | 127.47 | 505 | 510 | 442 | No
2030-02-04 14:00 | 2030 Initial | 127.47 | 505 | 510 | 442 | No
2030-02-04 15:00 | 2030 Initial | 700 | 505 | 510 | 442 | No
2030-02-04 16:00 | 2030 Initial | 700 | 505 | 510 | 442 | No
2030-02-04 17:00 | 2030 Initial | 700 | 505 | 510 | 442 | No
2030-02-04 18:00 | 2030 Initial | 700 | 505 | 510 | 442 | No
2030-02-04 19:00 | 2030 Initial | 700 | 505 | 510 | 442 | No
2030-02-04 20:00 | 2030 Initial | 700 | 505 | 510 | 442 | No
2030-02-04 21:00 | 2030 Initial | 700 | 505 | 510 | 442 | No
2030-02-04 22:00 | 2030 Initial | 700 | 505 | 510 | 442 | No
2030-02-04 23:00 | 2030 Initial | 700 | 505 | 510 | 442 | No
2030-02-05 | 2030 Initial | 700 | 505 | 510 | 442 | No
2030-02-05 01:00 | 2030 Initial | 700 | 223.69 | 510 | 442 | No
2030-02-05 02:00 | 2030 Initial | 700 | 505 | 510 | 442 | No
2030-02-05 03:00 | 2030 Initial | 700 | 483.03 | 510 | 442 | No
2030-02-05 04:00 | 2030 Initial | 700 | 183.03 | 510 | 439.54 | No
2030-02-05 05:00 | 2030 Initial | 700 | 0 | 510 | 139.54 | No
2030-02-05 06:00 | 2030 Initial | 700 | 0 | 510 | 401.7 | No
2030-02-05 07:00 | 2030 Initial | 700 | 0 | 510 | 217.06 | No
2030-02-05 08:00 | 2030 Initial | 700 | 125.16 | 510 | 338.22 | No
2030-02-05 09:00 | 2030 Initial | 700 | 425.16 | 510 | 442 | No
2030-02-05 10:00 | 2030 Initial | 700 | 378.92 | 510 | 442 | No
2030-02-05 11:00 | 2030 Initial | 700 | 78.92 | 510 | 442 | No
2030-02-05 12:00 | 2030 Initial | 700 | 0 | 510 | 440.74 | No
2030-02-05 13:00 | 2030 Initial | 700 | 0 | 510 | 442 | No
2030-02-05 14:00 | 2030 Initial | 700 | 0 | 510 | 326.76 | No
2030-02-05 15:00 | 2030 Initial | 700 | 0 | 510 | 440.16 | No
2030-02-05 16:00 | 2030 Initial | 700 | 0 | 510 | 338.94 | No
2030-02-05 17:00 | 2030 Initial | 700 | 0 | 510 | 419.73 | No
2030-02-05 18:00 | 2030 Initial | 700 | 0 | 292.72 | 423.63 | No
2030-02-05 19:00 | 2030 Initial | 700 | -117.16 | -7.28 | 123.63 | No
2030-02-05 20:00 | 2030 Initial | 700 | 84.08 | 292.72 | 423.63 | No
2030-02-05 21:00 | 2030 Initial | 700 | 384.08 | 510 | 442 | No
2030-02-05 22:00 | 2030 Initial | 700 | 267.49 | 510 | 442 | No
2030-02-05 23:00 | 2030 Initial | 700 | 505 | 510 | 442 | No
2030-02-06 | 2030 Initial | 700 | 505 | 510 | 442 | No
2030-02-06 01:00 | 2030 Initial | 700 | 505 | 510 | 442 | No
2030-02-06 02:00 | 2030 Initial | 700 | 297.83 | 510 | 442 | No
2030-02-06 03:00 | 2030 Initial | 700 | 179.92 | 510 | 442 | No
2030-02-06 04:00 | 2030 Initial | 700 | 0 | 510 | 442 | No
2030-02-06 05:00 | 2030 Initial | 700 | 0 | 510 | 442 | No
2030-02-06 06:00 | 2030 Initial | 700 | 300 | 510 | 442 | No
2030-02-06 07:00 | 2030 Initial | 700 | 0 | 475.06 | 142 | No
2030-02-06 08:00 | 2030 Initial | 700 | 0 | 510 | 442 | No
2030-02-06 09:00 | 2030 Initial | 700 | 0 | 510 | 442 | No
2030-02-06 10:00 | 2030 Initial | 700 | 205 | 510 | 442 | No
2030-02-06 11:00 | 2030 Initial | 700 | 505 | 510 | 442 | No
2030-02-06 12:00 | 2030 Initial | 700 | 433.3 | 510 | 442 | No
2030-02-06 13:00 | 2030 Initial | 700 | 133.3 | 309.65 | 230.14 | No
2030-02-06 14:00 | 2030 Initial | 700 | 0 | 510 | 205.61 | No
2030-02-06 15:00 | 2030 Initial | 700 | 0 | 357.73 | 155.39 | No
2030-02-06 16:00 | 2030 Initial | 700 | 0 | 445.99 | 223.96 | No
2030-02-06 17:00 | 2030 Initial | 700 | 0 | 510 | 227.02 | No
2030-02-06 18:00 | 2030 Initial | 700 | 0 | 510 | 442 | No
2030-02-06 19:00 | 2030 Initial | 700 | 250.01 | 510 | 442 | No
2030-02-06 20:00 | 2030 Initial | 700 | 25.68 | 510 | 442 | No
2030-02-06 21:00 | 2030 Initial | 700 | 198.43 | 510 | 442 | No
2030-02-06 22:00 | 2030 Initial | 518.59 | 439.26 | 510 | 442 | No
2030-02-06 23:00 | 2030 Initial | -81.41 | 505 | 510 | 442 | No
2030-02-07 | 2030 Initial | 110.76 | 505 | 510 | 442 | No
2030-02-07 01:00 | 2030 Initial | 0 | 505 | 510 | 442 | No
2030-02-07 02:00 | 2030 Initial | -386.13 | 505 | 510 | 442 | No
2030-02-07 03:00 | 2030 Initial | -700 | 505 | 510 | 442 | No
2030-02-07 04:00 | 2030 Initial | -700 | 505 | 510 | 442 | No
2030-02-07 05:00 | 2030 Initial | -700 | 505 | 510 | 442 | No
2030-02-07 06:00 | 2030 Initial | -700 | 505 | 510 | 442 | No
2030-02-07 07:00 | 2030 Initial | -700 | 505 | 510 | 442 | No
2030-02-07 08:00 | 2030 Initial | -700 | 505 | 510 | 442 | No
2030-02-07 09:00 | 2030 Initial | -700 | 505 | 510 | 442 | No
2030-02-07 10:00 | 2030 Initial | -253.59 | 505 | 510 | 442 | No
2030-02-07 11:00 | 2030 Initial | -512.6 | 505 | 510 | 442 | No
2030-02-07 12:00 | 2030 Initial | -534.3 | 505 | 510 | 442 | No
2030-02-07 13:00 | 2030 Initial | -547.44 | 505 | 510 | 442 | No
2030-02-07 14:00 | 2030 Initial | -700 | 505 | 510 | 442 | No
2030-02-07 15:00 | 2030 Initial | -700 | 505 | 510 | 442 | No
2030-02-07 16:00 | 2030 Initial | -700 | 505 | 510 | 442 | No
2030-02-07 17:00 | 2030 Initial | -100 | 205 | 210 | 142 | No
2030-02-07 18:00 | 2030 Initial | -70.64 | 505 | 510 | 442 | No
2030-02-07 19:00 | 2030 Initial | 0 | 505 | 510 | 442 | No
2030-02-07 20:00 | 2030 Initial | 0 | 505 | 510 | 442 | No
2030-02-07 21:00 | 2030 Initial | -50.12 | 505 | 510 | 442 | No
2030-02-07 22:00 | 2030 Initial | -495.14 | 505 | 510 | 442 | No
2030-02-07 23:00 | 2030 Initial | -578.68 | 505 | 510 | 442 | No
2030-02-08 | 2030 Initial | -312.52 | 505 | 510 | 442 | No
2030-02-08 01:00 | 2030 Initial | -441.07 | 505 | 510 | 442 | No
2030-02-08 02:00 | 2030 Initial | -147.04 | 505 | 510 | 442 | No
2030-02-08 03:00 | 2030 Initial | -544.04 | 505 | 510 | 442 | No
2030-02-08 04:00 | 2030 Initial | -351.32 | 505 | 510 | 442 | No
2030-02-08 05:00 | 2030 Initial | -406.89 | 505 | 510 | 442 | No
2030-02-08 06:00 | 2030 Initial | -461.53 | 505 | 510 | 442 | No
2030-02-08 07:00 | 2030 Initial | -213.5 | 205 | 510 | 270.22 | No
2030-02-08 08:00 | 2030 Initial | -84.34 | 279.32 | 510 | 442 | No
2030-02-08 09:00 | 2030 Initial | -629.88 | 505 | 510 | 442 | No
2030-02-08 10:00 | 2030 Initial | -700 | 505 | 510 | 442 | Yes
2030-02-08 11:00 | 2030 Initial | -700 | 505 | 510 | 442 | Yes
2030-02-08 12:00 | 2030 Initial | -700 | 505 | 510 | 442 | Yes
2030-02-08 13:00 | 2030 Initial | -700 | 505 | 510 | 442 | Yes
2030-02-08 14:00 | 2030 Initial | -700 | 505 | 510 | 442 | Yes
2030-02-08 15:00 | 2030 Initial | -700 | 505 | 510 | 442 | Yes
2030-02-08 16:00 | 2030 Initial | -700 | 505 | 510 | 442 | Yes
2030-02-08 17:00 | 2030 Initial | -700 | 505 | 510 | 442 | No
2030-02-08 18:00 | 2030 Initial | -100 | 505 | 510 | 442 | No
2030-02-08 19:00 | 2030 Initial | 500 | 505 | 510 | 442 | No
2030-02-08 20:00 | 2030 Initial | 700 | 505 | 510 | 442 | No
2030-02-08 21:00 | 2030 Initial | 417.75 | 505 | 510 | 442 | No
2030-02-08 22:00 | 2030 Initial | 431.1 | 505 | 510 | 442 | No
2030-02-08 23:00 | 2030 Initial | -9.21 | 505 | 510 | 442 | No
2030-02-09 | 2030 Initial | -571.26 | 505 | 510 | 442 | No
2030-02-09 01:00 | 2030 Initial | -700 | 505 | 510 | 442 | No
2030-02-09 02:00 | 2030 Initial | -700 | 505 | 510 | 442 | No
2030-02-09 03:00 | 2030 Initial | -700 | 505 | 510 | 442 | Yes
2030-02-09 04:00 | 2030 Initial | -700 | 505 | 510 | 442 | Yes
2030-02-09 05:00 | 2030 Initial | -700 | 505 | 510 | 304.87 | Yes
2030-02-09 06:00 | 2030 Initial | -700 | 505 | 510 | 263.54 | Yes
2030-02-09 07:00 | 2030 Initial | -700 | 505 | 510 | 260.08 | Yes
2030-02-09 08:00 | 2030 Initial | -700 | 205 | 470.15 | 0 | No
2030-02-09 09:00 | 2030 Initial | -700 | 505 | 510 | 240.49 | Yes
2030-02-09 10:00 | 2030 Initial | -700 | 505 | 510 | 298.62 | Yes
2030-02-09 11:00 | 2030 Initial | -700 | 505 | 510 | 307.79 | Yes
2030-02-09 12:00 | 2030 Initial | -700 | 505 | 510 | 307.97 | Yes
2030-02-09 13:00 | 2030 Initial | -700 | 505 | 510 | 351.46 | Yes
2030-02-09 14:00 | 2030 Initial | -700 | 505 | 510 | 425.08 | Yes
2030-02-09 15:00 | 2030 Initial | -700 | 505 | 510 | 442 | Yes
2030-02-09 16:00 | 2030 Initial | -700 | 300 | 394.02 | 300 | Yes
2030-02-09 17:00 | 2030 Initial | -700 | 0 | 94.02 | 0 | No
2030-02-09 18:00 | 2030 Initial | -700 | 300 | 394.02 | 300 | No
2030-02-09 19:00 | 2030 Initial | -700 | 505 | 510 | 442 | No
2030-02-09 20:00 | 2030 Initial | -700 | 505 | 510 | 442 | No
2030-02-09 21:00 | 2030 Initial | -700 | 505 | 510 | 442 | No
2030-02-09 22:00 | 2030 Initial | -700 | 505 | 510 | 442 | Yes
2030-02-09 23:00 | 2030 Initial | -700 | 505 | 510 | 442 | Yes
2030-02-10 | 2030 Initial | -700 | 505 | 510 | 442 | Yes
2030-02-10 01:00 | 2030 Initial | -700 | 505 | 510 | 239.76 | Yes
2030-02-10 02:00 | 2030 Initial | -700 | 505 | 510 | 246.66 | Yes
2030-02-10 03:00 | 2030 Initial | -700 | 505 | 510 | 399.83 | Yes
2030-02-10 04:00 | 2030 Initial | -700 | 505 | 510 | 383.32 | Yes
2030-02-10 05:00 | 2030 Initial | -700 | 505 | 510 | 123.09 | Yes
2030-02-10 06:00 | 2030 Initial | -700 | 505 | 510 | 90.52 | Yes
2030-02-10 07:00 | 2030 Initial | -700 | 505 | 510 | 265.13 | Yes
2030-02-10 08:00 | 2030 Initial | -700 | 505 | 510 | 407.89 | Yes
2030-02-10 09:00 | 2030 Initial | -700 | 505 | 510 | 224.45 | Yes
2030-02-10 10:00 | 2030 Initial | -700 | 505 | 510 | 381.44 | Yes
2030-02-10 11:00 | 2030 Initial | -700 | 505 | 510 | 442 | Yes
2030-02-10 12:00 | 2030 Initial | -700 | 205 | 308.28 | 142 | Yes
2030-02-10 13:00 | 2030 Initial | -700 | 505 | 510 | 442 | Yes
2030-02-10 14:00 | 2030 Initial | -700 | 505 | 510 | 442 | Yes
2030-02-10 15:00 | 2030 Initial | -700 | 505 | 510 | 288.56 | Yes
2030-02-10 16:00 | 2030 Initial | -700 | 505 | 510 | 442 | Yes
2030-02-10 17:00 | 2030 Initial | -700 | 505 | 510 | 367.96 | Yes
2030-02-10 18:00 | 2030 Initial | -700 | 505 | 510 | 442 | Yes
2030-02-10 19:00 | 2030 Initial | -700 | 505 | 510 | 442 | No
2030-02-10 20:00 | 2030 Initial | -700 | 505 | 510 | 442 | No
2030-02-10 21:00 | 2030 Initial | -700 | 505 | 510 | 442 | No
2030-02-10 22:00 | 2030 Initial | -700 | 505 | 510 | 442 | Yes
2030-02-10 23:00 | 2030 Initial | -700 | 505 | 510 | 334.75 | Yes
2030-02-11 | 2030 Initial | -700 | 505 | 510 | 401.79 | No
2030-02-11 01:00 | 2030 Initial | -700 | 505 | 510 | 220.81 | No
2030-02-11 02:00 | 2030 Initial | -700 | 505 | 510 | 231.51 | Yes
2030-02-11 03:00 | 2030 Initial | -700 | 505 | 510 | 178.81 | Yes
2030-02-11 04:00 | 2030 Initial | -700 | 505 | 510 | 226.55 | Yes
2030-02-11 05:00 | 2030 Initial | -700 | 505 | 510 | 136.63 | Yes
2030-02-11 06:00 | 2030 Initial | -700 | 505 | 510 | 173.21 | Yes
2030-02-11 07:00 | 2030 Initial | -700 | 505 | 510 | 442 | Yes
2030-02-11 08:00 | 2030 Initial | -700 | 505 | 510 | 442 | No
2030-02-11 09:00 | 2030 Initial | -700 | 505 | 510 | 442 | No
2030-02-11 10:00 | 2030 Initial | -700 | 505 | 510 | 442 | No
2030-02-11 11:00 | 2030 Initial | -700 | 505 | 510 | 442 | No
2030-02-11 12:00 | 2030 Initial | -700 | 505 | 510 | 442 | Yes
2030-02-11 13:00 | 2030 Initial | -700 | 505 | 510 | 442 | Yes
2030-02-11 14:00 | 2030 Initial | -700 | 505 | 510 | 442 | Yes
2030-02-11 15:00 | 2030 Initial | -700 | 505 | 510 | 442 | Yes
2030-02-11 16:00 | 2030 Initial | -700 | 505 | 510 | 442 | No
2030-02-11 17:00 | 2030 Initial | -407.33 | 505 | 510 | 442 | No
2030-02-11 18:00 | 2030 Initial | 192.67 | 505 | 510 | 442 | No
2030-02-11 19:00 | 2030 Initial | 368.41 | 505 | 510 | 442 | No
2030-02-11 20:00 | 2030 Initial | 700 | 505 | 510 | 442 | No
2030-02-11 21:00 | 2030 Initial | 654.66 | 505 | 510 | 442 | No
2030-02-11 22:00 | 2030 Initial | 463.75 | 505 | 510 | 442 | No
2030-02-11 23:00 | 2030 Initial | 22.53 | 505 | 510 | 442 | No
2030-02-12 | 2030 Initial | 334.23 | 505 | 510 | 442 | No
2030-02-12 01:00 | 2030 Initial | 33.96 | 505 | 510 | 442 | No
2030-02-12 02:00 | 2030 Initial | -101.97 | 505 | 510 | 442 | No
2030-02-12 03:00 | 2030 Initial | -349.17 | 505 | 510 | 442 | No
2030-02-12 04:00 | 2030 Initial | -99.06 | 505 | 510 | 442 | No
2030-02-12 05:00 | 2030 Initial | -188.54 | 505 | 510 | 442 | No
2030-02-12 06:00 | 2030 Initial | 321.73 | 505 | 510 | 442 | No
2030-02-12 07:00 | 2030 Initial | 700 | 505 | 510 | 442 | No
2030-02-12 08:00 | 2030 Initial | 700 | 336.32 | 510 | 442 | No
2030-02-12 09:00 | 2030 Initial | 700 | 505 | 510 | 442 | No
2030-02-12 10:00 | 2030 Initial | 700 | 505 | 510 | 442 | No
2030-02-12 11:00 | 2030 Initial | 700 | 505 | 510 | 442 | No
2030-02-12 12:00 | 2030 Initial | 700 | 505 | 510 | 442 | No
2030-02-12 13:00 | 2030 Initial | 700 | 505 | 510 | 442 | No
2030-02-12 14:00 | 2030 Initial | 700 | 243.34 | 510 | 442 | No
2030-02-12 15:00 | 2030 Initial | 700 | 21.9 | 510 | 442 | No
2030-02-12 16:00 | 2030 Initial | 700 | 10.47 | 510 | 442 | No
2030-02-12 17:00 | 2030 Initial | 700 | 0 | 510 | 442 | No
2030-02-12 18:00 | 2030 Initial | 700 | 129.48 | 394.3 | 404.68 | No
2030-02-12 19:00 | 2030 Initial | 700 | 429.48 | 510 | 442 | No
2030-02-12 20:00 | 2030 Initial | 436.65 | 205 | 495.83 | 442 | No
2030-02-12 21:00 | 2030 Initial | -163.35 | 505 | 510 | 442 | No
2030-02-12 22:00 | 2030 Initial | -268.84 | 505 | 510 | 442 | No
2030-02-12 23:00 | 2030 Initial | -470.21 | 505 | 510 | 442 | No
2030-02-13 | 2030 Initial | 68.62 | 505 | 510 | 335.02 | No
2030-02-13 01:00 | 2030 Initial | 668.62 | 505 | 510 | 285.7 | No
2030-02-13 02:00 | 2030 Initial | 541.29 | 505 | 510 | 269.35 | No
2030-02-13 03:00 | 2030 Initial | 371.15 | 505 | 510 | 244.7 | No
2030-02-13 04:00 | 2030 Initial | 700 | 505 | 510 | 241.97 | No
2030-02-13 05:00 | 2030 Initial | 700 | 505 | 510 | 177.86 | No
2030-02-13 06:00 | 2030 Initial | 700 | 348.17 | 510 | 92.11 | No
2030-02-13 07:00 | 2030 Initial | 698.86 | 48.17 | 210 | 0 | No
2030-02-13 08:00 | 2030 Initial | 525.27 | 0 | 0 | 0 | No
2030-02-13 09:00 | 2030 Initial | 700 | 0 | 194.88 | 142 | No
2030-02-13 10:00 | 2030 Initial | 700 | 300 | 494.88 | 442 | No
2030-02-13 11:00 | 2030 Initial | 700 | 0 | 194.88 | 442 | No
2030-02-13 12:00 | 2030 Initial | 677.03 | 205 | 210 | 142 | No
2030-02-13 13:00 | 2030 Initial | 100 | 505 | 510 | 442 | No
2030-02-13 14:00 | 2030 Initial | 700 | 205 | 510 | 305.21 | No
2030-02-13 15:00 | 2030 Initial | 700 | 253.2 | 510 | 442 | No
2030-02-13 16:00 | 2030 Initial | 700 | 505 | 510 | 442 | No
2030-02-13 17:00 | 2030 Initial | 700 | 300 | 275.89 | 442 | No
2030-02-13 18:00 | 2030 Initial | 700 | 0 | -24.11 | 142 | No
2030-02-13 19:00 | 2030 Initial | 700 | -242.08 | -324.11 | -4.79 | No
2030-02-13 20:00 | 2030 Initial | 700 | -165.06 | -408.27 | -49.47 | No
2030-02-13 21:00 | 2030 Initial | 700 | 95.43 | -108.27 | 250.53 | No
2030-02-13 22:00 | 2030 Initial | 700 | -187.58 | -408.27 | 142 | No
2030-02-13 23:00 | 2030 Initial | 700 | 0 | -108.27 | 442 | No
2030-02-14 | 2030 Initial | 500 | 213.23 | 191.73 | 442 | No
2030-02-14 01:00 | 2030 Initial | -100 | 194.61 | 491.73 | 442 | No
2030-02-14 02:00 | 2030 Initial | -700 | 494.61 | 510 | 442 | Yes
2030-02-14 03:00 | 2030 Initial | -700 | 505 | 510 | 442 | Yes
2030-02-14 04:00 | 2030 Initial | -700 | 505 | 510 | 442 | Yes
2030-02-14 05:00 | 2030 Initial | -700 | 505 | 510 | 442 | Yes
2030-02-14 06:00 | 2030 Initial | -700 | 505 | 510 | 442 | Yes
2030-02-14 07:00 | 2030 Initial | -700 | 505 | 510 | 442 | Yes
2030-02-14 08:00 | 2030 Initial | -700 | 505 | 510 | 442 | Yes
2030-02-14 09:00 | 2030 Initial | -700 | 505 | 510 | 442 | Yes
2030-02-14 10:00 | 2030 Initial | -700 | 505 | 510 | 442 | Yes
2030-02-14 11:00 | 2030 Initial | -700 | 505 | 510 | 442 | No
2030-02-14 12:00 | 2030 Initial | -700 | 505 | 510 | 442 | Yes
2030-02-14 13:00 | 2030 Initial | -700 | 505 | 510 | 442 | Yes
2030-02-14 14:00 | 2030 Initial | -700 | 505 | 510 | 442 | Yes
2030-02-14 15:00 | 2030 Initial | -700 | 392.42 | 510 | 442 | Yes
2030-02-14 16:00 | 2030 Initial | -100 | 341 | 510 | 442 | No
2030-02-14 17:00 | 2030 Initial | 442.23 | 41 | 210 | 391.36 | No
2030-02-14 18:00 | 2030 Initial | 700 | 0 | 365.81 | 442 | No
2030-02-14 19:00 | 2030 Initial | 700 | 205 | 306.49 | 442 | No
2030-02-14 20:00 | 2030 Initial | 700 | 505 | 510 | 442 | No
2030-02-14 21:00 | 2030 Initial | 700 | 399.05 | 510 | 442 | No
2030-02-14 22:00 | 2030 Initial | 700 | 356.83 | 510 | 442 | No
2030-02-14 23:00 | 2030 Initial | 161.22 | 505 | 510 | 442 | No
2030-02-15 | 2030 Initial | -396.48 | 505 | 510 | 442 | No
2030-02-15 01:00 | 2030 Initial | -700 | 505 | 510 | 442 | No
2030-02-15 02:00 | 2030 Initial | -700 | 505 | 510 | 442 | Yes
2030-02-15 03:00 | 2030 Initial | -700 | 505 | 510 | 442 | Yes
2030-02-15 04:00 | 2030 Initial | -700 | 505 | 510 | 442 | Yes
2030-02-15 05:00 | 2030 Initial | -700 | 505 | 510 | 423.16 | Yes
2030-02-15 06:00 | 2030 Initial | -700 | 505 | 510 | 314.74 | Yes
2030-02-15 07:00 | 2030 Initial | -700 | 505 | 510 | 303 | Yes
2030-02-15 08:00 | 2030 Initial | -700 | 505 | 510 | 442 | Yes
2030-02-15 09:00 | 2030 Initial | -700 | 505 | 510 | 442 | Yes
2030-02-15 10:00 | 2030 Initial | -700 | 505 | 510 | 442 | Yes
2030-02-15 11:00 | 2030 Initial | -700 | 505 | 510 | 442 | Yes
2030-02-15 12:00 | 2030 Initial | -700 | 505 | 510 | 442 | Yes
2030-02-15 13:00 | 2030 Initial | -465.99 | 205 | 210 | 142 | No
2030-02-15 14:00 | 2030 Initial | -627.31 | 505 | 510 | 442 | No
2030-02-15 15:00 | 2030 Initial | -700 | 505 | 510 | 442 | No
2030-02-15 16:00 | 2030 Initial | -122.1 | 205 | 210 | 142 | No
2030-02-15 17:00 | 2030 Initial | 0 | 205 | 210 | 442 | No
2030-02-15 18:00 | 2030 Initial | 75.98 | 505 | 510 | 442 | No
2030-02-15 19:00 | 2030 Initial | 75.98 | 505 | 510 | 442 | No
2030-02-15 20:00 | 2030 Initial | 0 | 505 | 510 | 442 | No
2030-02-15 21:00 | 2030 Initial | -205.53 | 505 | 510 | 442 | No
2030-02-15 22:00 | 2030 Initial | -586.17 | 505 | 510 | 442 | No
2030-02-15 23:00 | 2030 Initial | -700 | 505 | 510 | 442 | Yes
2030-02-16 | 2030 Initial | -700 | 505 | 510 | 363.81 | Yes
2030-02-16 01:00 | 2030 Initial | -700 | 505 | 510 | 182.51 | Yes
2030-02-16 02:00 | 2030 Initial | -700 | 505 | 510 | 442 | Yes
2030-02-16 03:00 | 2030 Initial | -700 | 505 | 510 | 360.44 | Yes
2030-02-16 04:00 | 2030 Initial | -700 | 505 | 510 | 125.47 | Yes
2030-02-16 05:00 | 2030 Initial | -700 | 505 | 510 | 331.28 | Yes
2030-02-16 06:00 | 2030 Initial | -700 | 505 | 510 | 442 | Yes
2030-02-16 07:00 | 2030 Initial | -700 | 505 | 510 | 442 | Yes
2030-02-16 08:00 | 2030 Initial | -700 | 505 | 510 | 442 | Yes
2030-02-16 09:00 | 2030 Initial | -700 | 505 | 510 | 442 | Yes
2030-02-16 10:00 | 2030 Initial | -700 | 505 | 510 | 442 | Yes
2030-02-16 11:00 | 2030 Initial | -700 | 505 | 510 | 439.34 | Yes
2030-02-16 12:00 | 2030 Initial | -700 | 505 | 510 | 442 | Yes
2030-02-16 13:00 | 2030 Initial | -700 | 505 | 510 | 442 | Yes
2030-02-16 14:00 | 2030 Initial | -700 | 505 | 510 | 442 | Yes
2030-02-16 15:00 | 2030 Initial | -700 | 505 | 510 | 333.86 | Yes
2030-02-16 16:00 | 2030 Initial | -700 | 505 | 510 | 348.61 | Yes
2030-02-16 17:00 | 2030 Initial | -700 | 505 | 510 | 442 | Yes
2030-02-16 18:00 | 2030 Initial | -700 | 505 | 510 | 442 | Yes
2030-02-16 19:00 | 2030 Initial | -700 | 505 | 510 | 442 | No
2030-02-16 20:00 | 2030 Initial | -700 | 505 | 510 | 442 | No
2030-02-16 21:00 | 2030 Initial | -700 | 505 | 510 | 442 | No
2030-02-16 22:00 | 2030 Initial | -700 | 505 | 510 | 346.56 | Yes
2030-02-16 23:00 | 2030 Initial | -700 | 505 | 510 | 255.63 | Yes
2030-02-17 | 2030 Initial | -700 | 505 | 510 | 126.21 | Yes
2030-02-17 01:00 | 2030 Initial | -700 | 505 | 510 | 162.48 | Yes
2030-02-17 02:00 | 2030 Initial | -700 | 505 | 510 | 171.73 | Yes
2030-02-17 03:00 | 2030 Initial | -700 | 505 | 510 | 85.84 | Yes
2030-02-17 04:00 | 2030 Initial | -700 | 505 | 510 | 178.69 | Yes
2030-02-17 05:00 | 2030 Initial | -700 | 505 | 510 | 442 | Yes
2030-02-17 06:00 | 2030 Initial | -700 | 505 | 510 | 442 | Yes
2030-02-17 07:00 | 2030 Initial | -700 | 505 | 510 | 442 | Yes
2030-02-17 08:00 | 2030 Initial | -700 | 505 | 510 | 442 | Yes
2030-02-17 09:00 | 2030 Initial | -700 | 505 | 510 | 442 | Yes
2030-02-17 10:00 | 2030 Initial | -700 | 505 | 510 | 442 | Yes
2030-02-17 11:00 | 2030 Initial | -700 | 505 | 510 | 442 | Yes
2030-02-17 12:00 | 2030 Initial | -700 | 505 | 510 | 442 | Yes
2030-02-17 13:00 | 2030 Initial | -700 | 505 | 510 | 442 | Yes
2030-02-17 14:00 | 2030 Initial | -700 | 505 | 510 | 442 | Yes
2030-02-17 15:00 | 2030 Initial | -700 | 505 | 510 | 442 | Yes
2030-02-17 16:00 | 2030 Initial | -700 | 505 | 510 | 442 | Yes
2030-02-17 17:00 | 2030 Initial | -700 | 505 | 510 | 442 | Yes
2030-02-17 18:00 | 2030 Initial | -100 | 505 | 510 | 442 | No
2030-02-17 19:00 | 2030 Initial | 430.62 | 505 | 510 | 442 | No
2030-02-17 20:00 | 2030 Initial | 377.2 | 505 | 510 | 442 | No
2030-02-17 21:00 | 2030 Initial | 519.14 | 505 | 510 | 442 | No
2030-02-17 22:00 | 2030 Initial | 0 | 505 | 510 | 442 | No
2030-02-17 23:00 | 2030 Initial | -560.55 | 505 | 510 | 373.31 | No
2030-02-18 | 2030 Initial | -86.88 | 505 | 510 | 442 | No
2030-02-18 01:00 | 2030 Initial | -436.41 | 505 | 510 | 442 | No
2030-02-18 02:00 | 2030 Initial | -700 | 505 | 510 | 442 | No
2030-02-18 03:00 | 2030 Initial | -563.1 | 505 | 510 | 442 | No
2030-02-18 04:00 | 2030 Initial | -700 | 505 | 510 | 442 | No
2030-02-18 05:00 | 2030 Initial | -700 | 505 | 510 | 442 | No
2030-02-18 06:00 | 2030 Initial | -586.26 | 505 | 510 | 442 | No
2030-02-18 07:00 | 2030 Initial | -167.57 | 505 | 510 | 442 | No
2030-02-18 08:00 | 2030 Initial | -669.81 | 505 | 510 | 442 | No
2030-02-18 09:00 | 2030 Initial | -486.83 | 505 | 510 | 442 | No
2030-02-18 10:00 | 2030 Initial | -67.09 | 505 | 510 | 442 | No
2030-02-18 11:00 | 2030 Initial | -667.09 | 505 | 510 | 442 | No
2030-02-18 12:00 | 2030 Initial | -700 | 505 | 510 | 442 | No
2030-02-18 13:00 | 2030 Initial | -700 | 505 | 510 | 442 | No
2030-02-18 14:00 | 2030 Initial | -700 | 505 | 510 | 442 | No
2030-02-18 15:00 | 2030 Initial | -484.28 | 505 | 510 | 442 | No
2030-02-18 16:00 | 2030 Initial | -443.23 | 505 | 510 | 442 | No
2030-02-18 17:00 | 2030 Initial | 156.77 | 505 | 510 | 442 | No
2030-02-18 18:00 | 2030 Initial | 471.02 | 505 | 510 | 442 | No
2030-02-18 19:00 | 2030 Initial | 700 | 505 | 510 | 442 | No
2030-02-18 20:00 | 2030 Initial | 700 | 505 | 510 | 442 | No
2030-02-18 21:00 | 2030 Initial | 700 | 505 | 510 | 442 | No
2030-02-18 22:00 | 2030 Initial | 700 | 505 | 510 | 442 | No
2030-02-18 23:00 | 2030 Initial | 485.77 | 505 | 510 | 442 | No
2030-02-19 | 2030 Initial | 700 | 505 | 510 | 442 | No
2030-02-19 01:00 | 2030 Initial | 700 | 505 | 510 | 442 | No
2030-02-19 02:00 | 2030 Initial | 700 | 505 | 510 | 442 | No
2030-02-19 03:00 | 2030 Initial | 700 | 505 | 510 | 442 | No
2030-02-19 04:00 | 2030 Initial | 700 | 429.85 | 510 | 442 | No
2030-02-19 05:00 | 2030 Initial | 700 | 129.85 | 510 | 442 | No
2030-02-19 06:00 | 2030 Initial | 700 | 210.52 | 510 | 442 | No
2030-02-19 07:00 | 2030 Initial | 700 | 0 | 358.71 | 442 | No
2030-02-19 08:00 | 2030 Initial | 700 | 0 | 384.2 | 442 | No
2030-02-19 09:00 | 2030 Initial | 600 | 205 | 369.17 | 442 | No
2030-02-19 10:00 | 2030 Initial | 0 | 505 | 510 | 442 | No
2030-02-19 11:00 | 2030 Initial | -182.27 | 505 | 510 | 442 | No
2030-02-19 12:00 | 2030 Initial | -361.91 | 505 | 510 | 442 | No
2030-02-19 13:00 | 2030 Initial | -307.5 | 505 | 510 | 442 | No
2030-02-19 14:00 | 2030 Initial | -700 | 505 | 510 | 442 | No
2030-02-19 15:00 | 2030 Initial | -655.1 | 505 | 510 | 442 | No
2030-02-19 16:00 | 2030 Initial | -318.46 | 505 | 510 | 442 | No
2030-02-19 17:00 | 2030 Initial | 0 | 505 | 510 | 442 | No
2030-02-19 18:00 | 2030 Initial | 309.03 | 505 | 510 | 442 | No
2030-02-19 19:00 | 2030 Initial | 700 | 505 | 510 | 442 | No
2030-02-19 20:00 | 2030 Initial | 700 | 505 | 510 | 442 | No
2030-02-19 21:00 | 2030 Initial | 700 | 505 | 510 | 442 | No
2030-02-19 22:00 | 2030 Initial | 408.24 | 505 | 510 | 442 | No
2030-02-19 23:00 | 2030 Initial | 305.27 | 505 | 510 | 442 | No
2030-02-20 | 2030 Initial | -46.68 | 505 | 510 | 442 | No
2030-02-20 01:00 | 2030 Initial | -95.62 | 505 | 510 | 442 | No
2030-02-20 02:00 | 2030 Initial | 323.36 | 505 | 510 | 442 | No
2030-02-20 03:00 | 2030 Initial | 700 | 505 | 510 | 442 | No
2030-02-20 04:00 | 2030 Initial | 627.85 | 505 | 510 | 442 | No
2030-02-20 05:00 | 2030 Initial | 27.85 | 505 | 510 | 442 | No
2030-02-20 06:00 | 2030 Initial | -53.38 | 505 | 510 | 442 | No
2030-02-20 07:00 | 2030 Initial | 546.62 | 205 | 210 | 441.9 | No
2030-02-20 08:00 | 2030 Initial | 457.57 | 505 | 510 | 442 | No
2030-02-20 09:00 | 2030 Initial | 536.48 | 505 | 510 | 442 | No
2030-02-20 10:00 | 2030 Initial | -63.52 | 505 | 510 | 442 | No
2030-02-20 11:00 | 2030 Initial | -663.52 | 505 | 510 | 442 | No
2030-02-20 12:00 | 2030 Initial | -700 | 505 | 510 | 442 | Yes
2030-02-20 13:00 | 2030 Initial | -700 | 505 | 510 | 442 | Yes
2030-02-20 14:00 | 2030 Initial | -700 | 505 | 510 | 442 | Yes
2030-02-20 15:00 | 2030 Initial | -700 | 505 | 510 | 442 | No
2030-02-20 16:00 | 2030 Initial | -700 | 505 | 510 | 442 | No
2030-02-20 17:00 | 2030 Initial | -100 | 205 | 510 | 271.73 | No
2030-02-20 18:00 | 2030 Initial | 500 | 433.62 | 510 | 442 | No
2030-02-20 19:00 | 2030 Initial | 700 | 258.29 | 510 | 442 | No
2030-02-20 20:00 | 2030 Initial | 700 | 403.34 | 510 | 442 | No
2030-02-20 21:00 | 2030 Initial | 373.56 | 505 | 510 | 442 | No
2030-02-20 22:00 | 2030 Initial | -148.19 | 505 | 510 | 442 | No
2030-02-20 23:00 | 2030 Initial | -446.41 | 505 | 510 | 442 | No
2030-02-21 | 2030 Initial | -700 | 505 | 510 | 442 | No
2030-02-21 01:00 | 2030 Initial | -700 | 505 | 510 | 442 | Yes
2030-02-21 02:00 | 2030 Initial | -700 | 505 | 510 | 442 | Yes
2030-02-21 03:00 | 2030 Initial | -700 | 505 | 510 | 442 | Yes
2030-02-21 04:00 | 2030 Initial | -700 | 505 | 510 | 442 | Yes
2030-02-21 05:00 | 2030 Initial | -700 | 505 | 510 | 442 | Yes
2030-02-21 06:00 | 2030 Initial | -700 | 505 | 510 | 442 | Yes
2030-02-21 07:00 | 2030 Initial | -700 | 505 | 510 | 442 | Yes
2030-02-21 08:00 | 2030 Initial | -700 | 505 | 510 | 442 | Yes
2030-02-21 09:00 | 2030 Initial | -700 | 505 | 510 | 442 | Yes
2030-02-21 10:00 | 2030 Initial | -700 | 505 | 510 | 442 | Yes
2030-02-21 11:00 | 2030 Initial | -700 | 505 | 510 | 442 | Yes
2030-02-21 12:00 | 2030 Initial | -700 | 505 | 510 | 442 | No
2030-02-21 13:00 | 2030 Initial | -700 | 505 | 510 | 442 | No
2030-02-21 14:00 | 2030 Initial | -700 | 505 | 510 | 442 | Yes
2030-02-21 15:00 | 2030 Initial | -700 | 505 | 510 | 442 | Yes
2030-02-21 16:00 | 2030 Initial | -700 | 505 | 510 | 442 | Yes
2030-02-21 17:00 | 2030 Initial | -700 | 505 | 510 | 442 | No
2030-02-21 18:00 | 2030 Initial | -570.07 | 505 | 510 | 442 | No
2030-02-21 19:00 | 2030 Initial | -700 | 505 | 510 | 442 | No
2030-02-21 20:00 | 2030 Initial | -700 | 505 | 510 | 442 | No
2030-02-21 21:00 | 2030 Initial | -700 | 505 | 510 | 442 | No
2030-02-21 22:00 | 2030 Initial | -700 | 505 | 510 | 442 | No
2030-02-21 23:00 | 2030 Initial | -700 | 505 | 510 | 392.17 | Yes
2030-02-22 | 2030 Initial | -700 | 505 | 510 | 188.59 | No
2030-02-22 01:00 | 2030 Initial | -700 | 505 | 510 | 242.64 | Yes
2030-02-22 02:00 | 2030 Initial | -700 | 505 | 510 | 201.26 | Yes
2030-02-22 03:00 | 2030 Initial | -700 | 505 | 510 | 184.53 | Yes
2030-02-22 04:00 | 2030 Initial | -700 | 505 | 510 | 197.78 | Yes
2030-02-22 05:00 | 2030 Initial | -700 | 505 | 510 | 162.92 | Yes
2030-02-22 06:00 | 2030 Initial | -700 | 505 | 510 | 182.72 | Yes
2030-02-22 07:00 | 2030 Initial | -700 | 505 | 510 | 442 | Yes
2030-02-22 08:00 | 2030 Initial | -700 | 505 | 510 | 442 | No
2030-02-22 09:00 | 2030 Initial | -700 | 505 | 510 | 442 | Yes
2030-02-22 10:00 | 2030 Initial | -700 | 505 | 510 | 442 | No
2030-02-22 11:00 | 2030 Initial | -700 | 505 | 510 | 442 | Yes
2030-02-22 12:00 | 2030 Initial | -700 | 505 | 510 | 442 | No
2030-02-22 13:00 | 2030 Initial | -700 | 505 | 510 | 442 | No
2030-02-22 14:00 | 2030 Initial | -700 | 370.29 | 510 | 442 | No
2030-02-22 15:00 | 2030 Initial | -100 | 70.29 | 510 | 368.38 | No
2030-02-22 16:00 | 2030 Initial | 0 | 197.53 | 510 | 401.61 | No
2030-02-22 17:00 | 2030 Initial | 600 | 0 | 301.91 | 142 | No
2030-02-22 18:00 | 2030 Initial | 700 | 236.47 | 510 | 442 | No
2030-02-22 19:00 | 2030 Initial | 700 | 359.36 | 510 | 442 | No
2030-02-22 20:00 | 2030 Initial | 700 | 505 | 510 | 442 | No
2030-02-22 21:00 | 2030 Initial | 700 | 453.07 | 510 | 442 | No
2030-02-22 22:00 | 2030 Initial | 700 | 505 | 510 | 442 | No
2030-02-22 23:00 | 2030 Initial | 700 | 205 | 432.14 | 442 | No
2030-02-23 | 2030 Initial | 700 | 306.64 | 510 | 442 | No
2030-02-23 01:00 | 2030 Initial | 700 | 202.52 | 510 | 442 | No
2030-02-23 02:00 | 2030 Initial | 700 | 492.49 | 510 | 442 | No
2030-02-23 03:00 | 2030 Initial | 700 | 192.49 | 492.65 | 442 | No
2030-02-23 04:00 | 2030 Initial | 700 | 0 | 510 | 421.1 | No
2030-02-23 05:00 | 2030 Initial | 700 | 300 | 510 | 442 | No
2030-02-23 06:00 | 2030 Initial | 700 | 300 | 510 | 442 | No
2030-02-23 07:00 | 2030 Initial | 700 | 0 | 210 | 442 | No
2030-02-23 08:00 | 2030 Initial | 700 | 0 | 234.3 | 166.89 | No
2030-02-23 09:00 | 2030 Initial | 700 | 205 | 253.8 | 142 | No
2030-02-23 10:00 | 2030 Initial | 700 | 505 | 510 | 442 | No
2030-02-23 11:00 | 2030 Initial | 700 | 205 | 332.99 | 142 | No
2030-02-23 12:00 | 2030 Initial | 700 | 0 | 510 | 0 | No
2030-02-23 13:00 | 2030 Initial | 700 | 0 | 370.95 | 0 | No
2030-02-23 14:00 | 2030 Initial | 700 | 70.71 | 148.09 | 82.31 | No
2030-02-23 15:00 | 2030 Initial | 700 | 0 | -151.91 | -217.69 | No
2030-02-23 16:00 | 2030 Initial | 700 | -226 | -432.05 | -510 | No
2030-02-23 17:00 | 2030 Initial | 700 | -526 | -510 | -510 | No
2030-02-23 18:00 | 2030 Initial | 700 | -526 | -510 | -510 | No
2030-02-23 19:00 | 2030 Initial | 700 | -526 | -510 | -510 | No
2030-02-23 20:00 | 2030 Initial | 700 | -526 | -510 | -510 | No
2030-02-23 21:00 | 2030 Initial | 700 | -526 | -510 | -510 | No
2030-02-23 22:00 | 2030 Initial | 700 | -300 | -403 | -210 | No
2030-02-23 23:00 | 2030 Initial | 693.44 | 0 | -103 | 90 | No
2030-02-24 | 2030 Initial | 93.44 | 275.09 | 197 | 390 | No
2030-02-24 01:00 | 2030 Initial | -506.56 | 505 | 497 | 442 | No
2030-02-24 02:00 | 2030 Initial | -700 | 505 | 510 | 442 | Yes
2030-02-24 03:00 | 2030 Initial | -700 | 505 | 510 | 371.15 | Yes
2030-02-24 04:00 | 2030 Initial | -700 | 505 | 510 | 71.15 | Yes
2030-02-24 05:00 | 2030 Initial | -700 | 505 | 510 | 8.23 | Yes
2030-02-24 06:00 | 2030 Initial | -700 | 505 | 510 | -30.56 | Yes
2030-02-24 07:00 | 2030 Initial | -700 | 505 | 510 | -11.97 | Yes
2030-02-24 08:00 | 2030 Initial | -700 | 505 | 510 | 193.95 | Yes
2030-02-24 09:00 | 2030 Initial | -700 | 505 | 510 | 442 | Yes
2030-02-24 10:00 | 2030 Initial | -700 | 505 | 510 | 442 | Yes
2030-02-24 11:00 | 2030 Initial | -700 | 505 | 510 | 442 | Yes
2030-02-24 12:00 | 2030 Initial | -700 | 505 | 510 | 442 | Yes
2030-02-24 13:00 | 2030 Initial | -700 | 505 | 510 | 442 | Yes
2030-02-24 14:00 | 2030 Initial | -700 | 505 | 510 | 442 | Yes
2030-02-24 15:00 | 2030 Initial | -700 | 300 | 510 | 385.31 | Yes
2030-02-24 16:00 | 2030 Initial | -700 | 0 | 227.57 | 85.31 | No
2030-02-24 17:00 | 2030 Initial | -100 | -40.05 | -25.72 | 142 | No
2030-02-24 18:00 | 2030 Initial | 500 | 0 | 274.28 | 442 | No
2030-02-24 19:00 | 2030 Initial | 700 | 229.5 | 510 | 442 | No
2030-02-24 20:00 | 2030 Initial | 700 | 229.5 | 510 | 442 | No
2030-02-24 21:00 | 2030 Initial | 700 | 505 | 510 | 442 | No
2030-02-24 22:00 | 2030 Initial | 700 | 230.79 | 510 | 442 | No
2030-02-24 23:00 | 2030 Initial | 595.13 | 505 | 510 | 442 | No
2030-02-25 | 2030 Initial | 700 | 382.14 | 510 | 442 | No
2030-02-25 01:00 | 2030 Initial | 700 | 348.3 | 510 | 442 | No
2030-02-25 02:00 | 2030 Initial | 700 | 205 | 510 | 299.27 | No
2030-02-25 03:00 | 2030 Initial | 700 | 505 | 510 | 442 | No
2030-02-25 04:00 | 2030 Initial | 700 | 505 | 510 | 442 | No
2030-02-25 05:00 | 2030 Initial | 447.33 | 505 | 510 | 442 | No
2030-02-25 06:00 | 2030 Initial | 447.33 | 505 | 510 | 442 | No
2030-02-25 07:00 | 2030 Initial | 373.02 | 505 | 510 | 442 | No
2030-02-25 08:00 | 2030 Initial | 700 | 505 | 510 | 442 | No
2030-02-25 09:00 | 2030 Initial | 700 | 505 | 510 | 442 | No
2030-02-25 10:00 | 2030 Initial | 700 | 233.27 | 510 | 442 | No
2030-02-25 11:00 | 2030 Initial | 700 | 0 | 266.14 | 442 | No
2030-02-25 12:00 | 2030 Initial | 700 | 0 | 284.59 | 442 | No
2030-02-25 13:00 | 2030 Initial | 700 | 0 | 469.33 | 378.48 | No
2030-02-25 14:00 | 2030 Initial | 575.87 | 205 | 370.97 | 280.72 | No
2030-02-25 15:00 | 2030 Initial | -24.13 | 505 | 510 | 442 | No
2030-02-25 16:00 | 2030 Initial | 498.8 | 205 | 210 | 442 | No
2030-02-25 17:00 | 2030 Initial | 654.39 | 75.12 | 210 | 442 | No
2030-02-25 18:00 | 2030 Initial | 700 | 375.12 | 510 | 442 | No
2030-02-25 19:00 | 2030 Initial | 700 | 505 | 510 | 442 | No
2030-02-25 20:00 | 2030 Initial | 700 | 505 | 510 | 442 | No
2030-02-25 21:00 | 2030 Initial | 700 | 343.75 | 510 | 442 | No
2030-02-25 22:00 | 2030 Initial | 135.68 | 505 | 510 | 442 | No
2030-02-25 23:00 | 2030 Initial | 0 | 297.33 | 510 | 442 | No
2030-02-26 | 2030 Initial | 0 | 505 | 510 | 442 | No
2030-02-26 01:00 | 2030 Initial | -133.05 | 505 | 510 | 442 | No
2030-02-26 02:00 | 2030 Initial | -158.28 | 505 | 510 | 442 | No
2030-02-26 03:00 | 2030 Initial | -158.28 | 505 | 510 | 442 | No
2030-02-26 04:00 | 2030 Initial | -209.51 | 505 | 510 | 442 | No
2030-02-26 05:00 | 2030 Initial | -209.51 | 505 | 510 | 442 | No
2030-02-26 06:00 | 2030 Initial | 0 | 205 | 488.82 | 142 | No
2030-02-26 07:00 | 2030 Initial | -500 | 205 | 510 | 187.89 | No
2030-02-26 08:00 | 2030 Initial | 100 | 505 | 510 | 442 | No
2030-02-26 09:00 | 2030 Initial | 700 | 505 | 510 | 442 | No
2030-02-26 10:00 | 2030 Initial | 700 | 205 | 380.73 | 442 | No
2030-02-26 11:00 | 2030 Initial | 700 | 0 | 282.56 | 442 | No
2030-02-26 12:00 | 2030 Initial | 700 | 0 | 282.56 | 298.72 | No
2030-02-26 13:00 | 2030 Initial | 700 | 0 | 325.28 | 210.37 | No
2030-02-26 14:00 | 2030 Initial | 700 | 0 | 467.56 | 239.97 | No
2030-02-26 15:00 | 2030 Initial | 700 | 0 | 391.11 | 135.84 | No
2030-02-26 16:00 | 2030 Initial | 700 | 195.62 | 510 | 435.84 | No
2030-02-26 17:00 | 2030 Initial | 700 | 340.53 | 510 | 324.4 | No
2030-02-26 18:00 | 2030 Initial | 681.01 | 40.53 | 210 | 24.4 | No
2030-02-26 19:00 | 2030 Initial | 700 | -259.47 | -90 | -275.6 | No
2030-02-26 20:00 | 2030 Initial | 700 | 40.53 | 210 | 24.4 | No
2030-02-26 21:00 | 2030 Initial | 700 | 340.53 | 510 | 324.4 | No
2030-02-26 22:00 | 2030 Initial | 700 | 505 | 510 | 442 | No
2030-02-26 23:00 | 2030 Initial | 700 | 505 | 510 | 442 | No
2030-02-27 | 2030 Initial | 700 | 505 | 510 | 440.99 | No
2030-02-27 01:00 | 2030 Initial | 700 | 244.59 | 510 | 412.21 | No
2030-02-27 02:00 | 2030 Initial | 700 | 450.13 | 510 | 357.05 | No
2030-02-27 03:00 | 2030 Initial | 700 | 239.28 | 510 | 383.66 | No
2030-02-27 04:00 | 2030 Initial | 700 | 0 | 362.46 | 83.66 | No
2030-02-27 05:00 | 2030 Initial | 405.43 | 205 | 210 | 142 | No
2030-02-27 06:00 | 2030 Initial | -66.37 | 505 | 510 | 442 | No
2030-02-27 07:00 | 2030 Initial | 416.87 | 505 | 510 | 275.37 | No
2030-02-27 08:00 | 2030 Initial | 700 | 505 | 510 | 442 | No
2030-02-27 09:00 | 2030 Initial | 700 | 505 | 510 | 442 | No
2030-02-27 10:00 | 2030 Initial | 700 | 505 | 510 | 442 | No
2030-02-27 11:00 | 2030 Initial | 700 | 205 | 510 | 442 | No
2030-02-27 12:00 | 2030 Initial | 700 | 0 | 510 | 152.99 | No
2030-02-27 13:00 | 2030 Initial | 700 | 0 | 510 | 45.02 | No
2030-02-27 14:00 | 2030 Initial | 700 | 0 | 510 | 345.02 | No
2030-02-27 15:00 | 2030 Initial | 700 | 300 | 245.38 | 300 | No
2030-02-27 16:00 | 2030 Initial | 700 | 0 | -54.62 | 0 | No
2030-02-27 17:00 | 2030 Initial | 700 | -300 | -354.62 | -300 | No
2030-02-27 18:00 | 2030 Initial | 700 | -526 | -510 | -510 | No
2030-02-27 19:00 | 2030 Initial | 700 | -526 | -510 | -510 | No
2030-02-27 20:00 | 2030 Initial | 700 | -526 | -510 | -510 | No
2030-02-27 21:00 | 2030 Initial | 700 | -226 | -210 | -210 | No
2030-02-27 22:00 | 2030 Initial | 700 | 74 | 90 | 90 | No
2030-02-27 23:00 | 2030 Initial | 700 | 0 | 390 | 54.3 | No
2030-02-28 | 2030 Initial | 700 | 57.39 | 510 | 354.3 | No
2030-02-28 01:00 | 2030 Initial | 700 | 343.56 | 510 | 442 | No
2030-02-28 02:00 | 2030 Initial | 700 | 205 | 212.48 | 442 | No
2030-02-28 03:00 | 2030 Initial | 436.24 | 505 | 510 | 442 | No
2030-02-28 04:00 | 2030 Initial | 0 | 505 | 510 | 442 | No
2030-02-28 05:00 | 2030 Initial | -231.83 | 505 | 510 | 442 | No
2030-02-28 06:00 | 2030 Initial | -387.84 | 505 | 510 | 442 | No
2030-02-28 07:00 | 2030 Initial | -623.97 | 505 | 510 | 442 | No
2030-02-28 08:00 | 2030 Initial | -623.97 | 505 | 510 | 442 | No
2030-02-28 09:00 | 2030 Initial | -340.94 | 505 | 510 | 361.18 | No
2030-02-28 10:00 | 2030 Initial | 42.04 | 505 | 510 | 421.62 | No
2030-02-28 11:00 | 2030 Initial | 610.32 | 205 | 210 | 142 | No
2030-02-28 12:00 | 2030 Initial | 256.9 | 505 | 510 | 442 | No
2030-02-28 13:00 | 2030 Initial | -214.19 | 505 | 510 | 442 | No
2030-02-28 14:00 | 2030 Initial | 368.36 | 505 | 510 | 442 | No
2030-02-28 15:00 | 2030 Initial | 700 | 274.57 | 510 | 442 | No
2030-02-28 16:00 | 2030 Initial | 700 | 505 | 510 | 442 | No
2030-02-28 17:00 | 2030 Initial | 700 | 505 | 510 | 442 | No
2030-02-28 18:00 | 2030 Initial | 700 | 505 | 510 | 442 | No
2030-02-28 19:00 | 2030 Initial | 700 | 378.28 | 510 | 442 | No
2030-02-28 20:00 | 2030 Initial | 700 | 505 | 510 | 442 | No
2030-02-28 21:00 | 2030 Initial | 700 | 227.07 | 510 | 442 | No
2030-02-28 22:00 | 2030 Initial | 434.43 | 505 | 510 | 442 | No
2030-02-28 23:00 | 2030 Initial | 163.36 | 505 | 510 | 442 | No
2030-03-01 | 2030 Initial | -436.64 | 505 | 510 | 183.55 | Yes
2030-03-01 01:00 | 2030 Initial | -700 | 505 | 510 | 90.22 | Yes
2030-03-01 02:00 | 2030 Initial | -700 | 505 | 510 | 88.72 | Yes
2030-03-01 03:00 | 2030 Initial | -700 | 505 | 510 | 64.84 | Yes
2030-03-01 04:00 | 2030 Initial | -700 | 505 | 510 | 49.23 | Yes
2030-03-01 05:00 | 2030 Initial | -700 | 505 | 510 | 92.76 | Yes
2030-03-01 06:00 | 2030 Initial | -700 | 505 | 510 | 116.65 | No
2030-03-01 07:00 | 2030 Initial | -659.54 | 505 | 510 | 239.83 | No
2030-03-01 08:00 | 2030 Initial | -549.6 | 505 | 510 | 383.28 | No
2030-03-01 09:00 | 2030 Initial | -421.44 | 505 | 510 | 442 | No
2030-03-01 10:00 | 2030 Initial | -633.85 | 505 | 510 | 442 | No
2030-03-01 11:00 | 2030 Initial | -700 | 505 | 510 | 442 | No
2030-03-01 12:00 | 2030 Initial | -700 | 505 | 510 | 442 | No
2030-03-01 13:00 | 2030 Initial | -700 | 505 | 510 | 442 | No
2030-03-01 14:00 | 2030 Initial | -100.03 | 505 | 510 | 442 | No
2030-03-01 15:00 | 2030 Initial | 499.97 | 206.19 | 510 | 442 | No
2030-03-01 16:00 | 2030 Initial | 700 | 392.17 | 510 | 442 | No
2030-03-01 17:00 | 2030 Initial | 700 | 446.97 | 510 | 442 | No
2030-03-01 18:00 | 2030 Initial | 700 | 146.97 | 510 | 315.32 | No
2030-03-01 19:00 | 2030 Initial | 700 | 0 | 210 | 15.32 | No
2030-03-01 20:00 | 2030 Initial | 700 | 234.9 | 510 | 315.32 | No
2030-03-01 21:00 | 2030 Initial | 700 | 505 | 510 | 104.61 | No
2030-03-01 22:00 | 2030 Initial | 700 | 505 | 510 | -21.36 | No
2030-03-01 23:00 | 2030 Initial | 700 | 505 | 510 | 278.64 | No
2030-03-02 | 2030 Initial | 700 | 505 | 510 | 442 | No
2030-03-02 01:00 | 2030 Initial | 700 | 292.83 | 510 | 442 | No
2030-03-02 02:00 | 2030 Initial | 700 | 505 | 510 | 442 | No
2030-03-02 03:00 | 2030 Initial | 700 | 458.73 | 510 | 442 | No
2030-03-02 04:00 | 2030 Initial | 700 | 300.12 | 510 | 442 | No
2030-03-02 05:00 | 2030 Initial | 700 | 196.11 | 510 | 442 | No
2030-03-02 06:00 | 2030 Initial | 700 | 0 | 278.22 | 287.19 | No
2030-03-02 07:00 | 2030 Initial | 700 | 0 | 37.84 | 81.71 | No
2030-03-02 08:00 | 2030 Initial | 700 | 0 | 337.84 | 369.19 | No
2030-03-02 09:00 | 2030 Initial | 700 | 83.47 | 510 | 442 | No
2030-03-02 10:00 | 2030 Initial | 700 | 5.95 | 510 | 442 | No
2030-03-02 11:00 | 2030 Initial | 105.9 | 0 | 210 | 274.64 | No
2030-03-02 12:00 | 2030 Initial | -141.36 | 0 | 0 | 0 | No
2030-03-02 13:00 | 2030 Initial | -408.51 | 0 | 0 | 176.81 | No
2030-03-02 14:00 | 2030 Initial | -406.22 | 0 | 0 | 332 | No
2030-03-02 15:00 | 2030 Initial | -117.23 | 0 | 0 | 171.22 | No
2030-03-02 16:00 | 2030 Initial | 182.29 | 0 | 210 | 318.89 | No
2030-03-02 17:00 | 2030 Initial | 700 | 111.87 | 510 | 442 | No
2030-03-02 18:00 | 2030 Initial | 700 | 188.61 | 405.16 | 442 | No
2030-03-02 19:00 | 2030 Initial | 700 | 488.61 | 510 | 442 | No
2030-03-02 20:00 | 2030 Initial | 700 | 505 | 510 | 442 | No
2030-03-02 21:00 | 2030 Initial | 700 | 505 | 510 | 442 | No
2030-03-02 22:00 | 2030 Initial | 700 | 501.15 | 510 | 442 | No
2030-03-02 23:00 | 2030 Initial | 700 | 327.62 | 510 | 442 | No
2030-03-03 | 2030 Initial | 700 | 410.36 | 510 | 442 | No
2030-03-03 01:00 | 2030 Initial | 700 | 505 | 510 | 442 | No
2030-03-03 02:00 | 2030 Initial | 700 | 505 | 510 | 442 | No
2030-03-03 03:00 | 2030 Initial | 696.16 | 505 | 510 | 442 | No
2030-03-03 04:00 | 2030 Initial | 667.03 | 505 | 510 | 442 | No
2030-03-03 05:00 | 2030 Initial | 318.5 | 505 | 510 | 442 | No
2030-03-03 06:00 | 2030 Initial | 470.43 | 205 | 210 | 142 | No
2030-03-03 07:00 | 2030 Initial | 470.43 | 505 | 510 | 442 | No
2030-03-03 08:00 | 2030 Initial | 700 | 343.25 | 510 | 142 | No
2030-03-03 09:00 | 2030 Initial | 700 | 404.8 | 510 | 442 | No
2030-03-03 10:00 | 2030 Initial | 700 | 104.8 | 300 | 198.92 | No
2030-03-03 11:00 | 2030 Initial | 552.74 | 0 | 0 | 0 | No
2030-03-03 12:00 | 2030 Initial | 700 | 0 | 27.16 | 0 | No
2030-03-03 13:00 | 2030 Initial | 700 | 0 | 327.16 | 300 | No
2030-03-03 14:00 | 2030 Initial | 700 | 0 | 298.37 | 0 | No
2030-03-03 15:00 | 2030 Initial | 700 | 290.09 | 510 | 225.7 | No
2030-03-03 16:00 | 2030 Initial | 700 | 0 | 507.86 | -74.3 | No
2030-03-03 17:00 | 2030 Initial | 700 | 232.13 | 207.86 | 195.53 | No
2030-03-03 18:00 | 2030 Initial | 700 | 0 | -92.14 | -104.47 | No
2030-03-03 19:00 | 2030 Initial | 700 | -300 | -348.13 | -300 | No
2030-03-03 20:00 | 2030 Initial | 700 | 0 | -48.13 | 0 | No
2030-03-03 21:00 | 2030 Initial | 700 | 205 | 251.87 | 167.37 | No
2030-03-03 22:00 | 2030 Initial | 700 | 505 | 510 | 442 | No
2030-03-03 23:00 | 2030 Initial | 700 | 505 | 510 | 442 | No
2030-03-04 | 2030 Initial | 700 | 505 | 510 | 442 | No
2030-03-04 01:00 | 2030 Initial | 700 | 505 | 510 | 305.88 | No
2030-03-04 02:00 | 2030 Initial | 700 | 300 | 510 | 60.94 | No
2030-03-04 03:00 | 2030 Initial | 700 | 0 | 510 | 64.17 | No
2030-03-04 04:00 | 2030 Initial | 700 | 0 | 510 | 252.28 | No
2030-03-04 05:00 | 2030 Initial | 700 | 0 | 510 | 226.97 | No
2030-03-04 06:00 | 2030 Initial | 700 | 0 | 510 | 428.48 | No
2030-03-04 07:00 | 2030 Initial | 700 | 205 | 510 | 442 | No
2030-03-04 08:00 | 2030 Initial | 700 | 505 | 510 | 442 | No
2030-03-04 09:00 | 2030 Initial | 700 | 205 | 510 | 206.91 | No
2030-03-04 10:00 | 2030 Initial | 700 | 505 | 510 | 442 | No
2030-03-04 11:00 | 2030 Initial | 700 | 492.23 | 510 | 442 | No
2030-03-04 12:00 | 2030 Initial | 700 | 332.83 | 510 | 442 | No
2030-03-04 13:00 | 2030 Initial | 700 | 272.72 | 510 | 442 | No
2030-03-04 14:00 | 2030 Initial | 700 | 505 | 510 | 442 | No
2030-03-04 15:00 | 2030 Initial | 700 | 502.83 | 300 | 300 | No
2030-03-04 16:00 | 2030 Initial | 700 | 202.83 | 0 | 0 | No
2030-03-04 17:00 | 2030 Initial | 700 | -97.17 | -300 | -300 | No
2030-03-04 18:00 | 2030 Initial | 700 | 0 | -510 | -276.42 | No
2030-03-04 19:00 | 2030 Initial | 700 | 0 | -219.7 | -450.61 | No
2030-03-04 20:00 | 2030 Initial | 700 | 0 | 80.3 | -150.61 | No
2030-03-04 21:00 | 2030 Initial | 700 | 300 | 380.3 | 149.39 | No
2030-03-04 22:00 | 2030 Initial | 700 | 505 | 510 | -22.98 | No
2030-03-04 23:00 | 2030 Initial | 700 | 505 | 510 | 277.02 | No
2030-03-05 | 2030 Initial | 700 | 505 | 510 | 174.44 | No
2030-03-05 01:00 | 2030 Initial | 700 | 505 | 510 | 139.51 | No
2030-03-05 02:00 | 2030 Initial | 700 | 505 | 510 | 186.04 | No
2030-03-05 03:00 | 2030 Initial | 700 | 505 | 510 | 153.17 | No
2030-03-05 04:00 | 2030 Initial | 700 | 505 | 510 | 74.01 | No
2030-03-05 05:00 | 2030 Initial | 700 | 505 | 510 | 50.35 | No
2030-03-05 06:00 | 2030 Initial | 700 | 378.27 | 510 | 57.43 | No
2030-03-05 07:00 | 2030 Initial | 700 | 78.27 | 510 | -242.57 | No
2030-03-05 08:00 | 2030 Initial | 700 | 78.27 | 510 | -137.55 | No
2030-03-05 09:00 | 2030 Initial | 700 | 316.51 | 510 | 109.56 | No
2030-03-05 10:00 | 2030 Initial | 700 | 505 | 510 | 409.56 | No
2030-03-05 11:00 | 2030 Initial | 700 | 505 | 510 | 442 | No
2030-03-05 12:00 | 2030 Initial | 700 | 505 | 510 | 442 | No
2030-03-05 13:00 | 2030 Initial | 700 | 346.64 | 390 | 297.77 | No
2030-03-05 14:00 | 2030 Initial | 700 | 85.5 | 90 | -2.23 | No
2030-03-05 15:00 | 2030 Initial | 700 | -80.68 | -210 | -263.83 | No
2030-03-05 16:00 | 2030 Initial | 700 | -380.68 | -510 | -510 | No
2030-03-05 17:00 | 2030 Initial | 700 | -168.55 | -510 | -510 | No
2030-03-05 18:00 | 2030 Initial | 700 | -274.36 | -510 | -467.06 | No
2030-03-05 19:00 | 2030 Initial | 700 | -517.45 | -510 | -481.97 | No
2030-03-05 20:00 | 2030 Initial | 700 | -526 | -510 | -510 | No
2030-03-05 21:00 | 2030 Initial | 700 | -300 | -379.17 | -330.98 | No
2030-03-05 22:00 | 2030 Initial | 700 | 0 | -79.17 | -30.98 | No
2030-03-05 23:00 | 2030 Initial | 700 | 273.62 | 220.83 | 269.02 | No
2030-03-06 | 2030 Initial | 700 | 27.8 | 510 | 417.87 | No
2030-03-06 01:00 | 2030 Initial | 700 | 34.12 | 474.92 | 300 | No
2030-03-06 02:00 | 2030 Initial | 700 | 0 | 174.92 | 0 | No
2030-03-06 03:00 | 2030 Initial | 700 | 0 | 474.92 | 300 | No
2030-03-06 04:00 | 2030 Initial | 700 | 168.87 | 346.13 | 300 | No
2030-03-06 05:00 | 2030 Initial | 100 | 0 | 46.13 | 0 | No
2030-03-06 06:00 | 2030 Initial | -120.54 | -226 | -210 | -210 | No
2030-03-06 07:00 | 2030 Initial | -700 | -526 | -510 | -510 | No
2030-03-06 08:00 | 2030 Initial | -180.58 | -526 | -510 | -455.77 | No
2030-03-06 09:00 | 2030 Initial | 419.42 | -526 | -510 | -289.77 | No
2030-03-06 10:00 | 2030 Initial | 700 | -226 | -376.32 | 0 | No
2030-03-06 11:00 | 2030 Initial | 700 | -433.13 | -510 | -187.38 | No
2030-03-06 12:00 | 2030 Initial | 700 | -526 | -510 | 0 | No
2030-03-06 13:00 | 2030 Initial | 286.63 | -226 | -210 | 300 | No
2030-03-06 14:00 | 2030 Initial | 461.17 | 0 | 0 | 0 | No
2030-03-06 15:00 | 2030 Initial | 444.44 | 0 | 0 | 288.75 | No
2030-03-06 16:00 | 2030 Initial | 700 | 0 | 300 | 294.08 | No
2030-03-06 17:00 | 2030 Initial | 700 | 196.38 | 152.46 | 213.19 | No
2030-03-06 18:00 | 2030 Initial | 700 | 0 | -147.54 | -86.81 | No
2030-03-06 19:00 | 2030 Initial | 700 | -300 | -447.54 | -386.81 | No
2030-03-06 20:00 | 2030 Initial | 700 | 0 | -147.54 | -86.81 | No
2030-03-06 21:00 | 2030 Initial | 700 | 0 | 152.46 | -51.39 | No
2030-03-06 22:00 | 2030 Initial | 700 | 0 | 452.46 | 232.5 | No
2030-03-06 23:00 | 2030 Initial | 700 | 192.44 | 510 | 442 | No
2030-03-07 | 2030 Initial | 700 | 35.64 | 510 | 442 | No
2030-03-07 01:00 | 2030 Initial | 700 | 267.27 | 510 | 442 | No
2030-03-07 02:00 | 2030 Initial | 700 | 176.69 | 510 | 442 | No
2030-03-07 03:00 | 2030 Initial | 700 | 0 | 463.13 | 305.13 | No
2030-03-07 04:00 | 2030 Initial | 700 | 0 | 253.01 | 79.95 | No
2030-03-07 05:00 | 2030 Initial | 700 | 0 | 368.74 | 313.57 | No
2030-03-07 06:00 | 2030 Initial | 700 | 0 | 182.34 | 182.28 | No
2030-03-07 07:00 | 2030 Initial | 700 | 0 | 194.3 | 176.08 | No
2030-03-07 08:00 | 2030 Initial | 700 | 0 | 118.27 | 221.34 | No
2030-03-07 09:00 | 2030 Initial | 600 | 0 | 33.68 | 278.48 | No
2030-03-07 10:00 | 2030 Initial | 0 | 0 | 306.12 | 0 | No
2030-03-07 11:00 | 2030 Initial | -482.34 | 0 | 233.6 | 142 | No
2030-03-07 12:00 | 2030 Initial | -700 | 300 | 510 | 442 | Yes
2030-03-07 13:00 | 2030 Initial | -700 | 505 | 510 | 442 | Yes
2030-03-07 14:00 | 2030 Initial | -700 | 505 | 510 | 442 | Yes
2030-03-07 15:00 | 2030 Initial | -700 | 300 | 510 | 368.66 | Yes
2030-03-07 16:00 | 2030 Initial | -700 | 0 | 210 | 68.66 | No
2030-03-07 17:00 | 2030 Initial | -100 | 0 | 0 | 0 | No
2030-03-07 18:00 | 2030 Initial | 395.98 | 0 | 0 | 0 | No
2030-03-07 19:00 | 2030 Initial | 645.99 | 0 | 0 | 0 | No
2030-03-07 20:00 | 2030 Initial | 645.99 | 0 | 0 | 0 | No
2030-03-07 21:00 | 2030 Initial | 45.99 | 205 | 210 | 142 | No
2030-03-07 22:00 | 2030 Initial | -547.73 | 505 | 510 | 442 | No
2030-03-07 23:00 | 2030 Initial | -637.92 | 505 | 510 | 442 | No
2030-03-08 | 2030 Initial | -37.92 | 505 | 510 | 442 | No
2030-03-08 01:00 | 2030 Initial | 152.78 | 505 | 510 | 442 | No
2030-03-08 02:00 | 2030 Initial | -327.67 | 505 | 510 | 442 | No
2030-03-08 03:00 | 2030 Initial | -257.54 | 505 | 510 | 442 | No
2030-03-08 04:00 | 2030 Initial | 0 | 505 | 510 | 442 | No
2030-03-08 05:00 | 2030 Initial | 0 | 205 | 510 | 356.23 | No
2030-03-08 06:00 | 2030 Initial | 600 | 0 | 210 | 90.43 | No
2030-03-08 07:00 | 2030 Initial | 700 | 205 | 510 | 390.43 | No
2030-03-08 08:00 | 2030 Initial | 700 | 505 | 510 | 442 | No
2030-03-08 09:00 | 2030 Initial | 700 | 205 | 297.85 | 442 | No
2030-03-08 10:00 | 2030 Initial | 293.33 | 0 | 0 | 442 | No
2030-03-08 11:00 | 2030 Initial | 0 | 0 | 0 | 142 | No
2030-03-08 12:00 | 2030 Initial | 0 | 0 | 0 | 89.99 | No
2030-03-08 13:00 | 2030 Initial | -176.86 | 0 | 0 | 162.05 | No
2030-03-08 14:00 | 2030 Initial | -562.52 | 0 | 0 | 15.47 | No
2030-03-08 15:00 | 2030 Initial | -341.14 | 0 | 0 | 315.47 | No
2030-03-08 16:00 | 2030 Initial | -95.96 | 0 | 0 | 351.87 | No
2030-03-08 17:00 | 2030 Initial | 499.31 | 0 | 0 | 434.5 | No
2030-03-08 18:00 | 2030 Initial | 592.07 | 0 | 0 | 442 | No
2030-03-08 19:00 | 2030 Initial | 700 | 0 | 246.94 | 442 | No
2030-03-08 20:00 | 2030 Initial | 700 | 0 | 266.51 | 442 | No
2030-03-08 21:00 | 2030 Initial | 205.47 | 205 | 224.7 | 442 | No
2030-03-08 22:00 | 2030 Initial | -394.53 | 505 | 510 | 442 | No
2030-03-08 23:00 | 2030 Initial | -643.44 | 505 | 510 | 442 | No
2030-03-09 | 2030 Initial | -337.28 | 505 | 510 | 442 | No
2030-03-09 01:00 | 2030 Initial | -119.44 | 505 | 510 | 442 | No
2030-03-09 02:00 | 2030 Initial | 0 | 505 | 510 | 442 | No
2030-03-09 03:00 | 2030 Initial | -80.65 | 505 | 510 | 442 | No
2030-03-09 04:00 | 2030 Initial | 0 | 505 | 510 | 442 | No
2030-03-09 05:00 | 2030 Initial | 134.64 | 505 | 510 | 442 | No
2030-03-09 06:00 | 2030 Initial | 700 | 329.87 | 510 | 442 | No
2030-03-09 07:00 | 2030 Initial | 700 | 362.34 | 510 | 442 | No
2030-03-09 08:00 | 2030 Initial | 700 | 505 | 510 | 442 | No
2030-03-09 09:00 | 2030 Initial | 700 | 205 | 211.41 | 442 | No
2030-03-09 10:00 | 2030 Initial | 580.14 | 0 | 0 | 442 | No
2030-03-09 11:00 | 2030 Initial | 0 | 0 | 0 | 242.94 | No
2030-03-09 12:00 | 2030 Initial | -122.79 | 0 | 0 | 0 | No
2030-03-09 13:00 | 2030 Initial | -159.53 | 0 | 0 | 0 | No
2030-03-09 14:00 | 2030 Initial | -39.44 | 0 | 0 | 0 | No
2030-03-09 15:00 | 2030 Initial | 0 | 0 | 10.54 | 0 | No
2030-03-09 16:00 | 2030 Initial | -137.49 | 0 | 0 | 242.06 | No
2030-03-09 17:00 | 2030 Initial | -47.73 | 0 | 0 | 415.11 | No
2030-03-09 18:00 | 2030 Initial | 94.25 | 0 | 0 | 442 | No
2030-03-09 19:00 | 2030 Initial | 473.12 | 0 | 0 | 442 | No
2030-03-09 20:00 | 2030 Initial | 54.81 | 0 | 300 | 351.01 | No
2030-03-09 21:00 | 2030 Initial | -545.19 | 300 | 510 | 371.35 | No
2030-03-09 22:00 | 2030 Initial | -700 | 505 | 510 | 325.17 | Yes
2030-03-09 23:00 | 2030 Initial | -700 | 505 | 510 | 408.86 | Yes
2030-03-10 | 2030 Initial | -700 | 505 | 510 | 442 | Yes
2030-03-10 01:00 | 2030 Initial | -700 | 505 | 510 | 442 | No
2030-03-10 02:00 | 2030 Initial | -700 | 505 | 510 | 349.17 | Yes
2030-03-10 03:00 | 2030 Initial | -700 | 505 | 510 | 442 | Yes
2030-03-10 04:00 | 2030 Initial | -700 | 505 | 510 | 333.67 | Yes
2030-03-10 05:00 | 2030 Initial | -700 | 505 | 510 | 273.04 | Yes
2030-03-10 06:00 | 2030 Initial | -700 | 505 | 510 | 442 | Yes
2030-03-10 07:00 | 2030 Initial | -700 | 505 | 510 | 237.8 | Yes
2030-03-10 08:00 | 2030 Initial | -700 | 505 | 510 | 197.31 | Yes
2030-03-10 09:00 | 2030 Initial | -700 | 505 | 510 | 442 | Yes
2030-03-10 10:00 | 2030 Initial | -700 | 505 | 510 | 195.95 | Yes
2030-03-10 11:00 | 2030 Initial | -700 | 505 | 510 | 101.72 | Yes
2030-03-10 12:00 | 2030 Initial | -700 | 505 | 510 | 164.58 | Yes
2030-03-10 13:00 | 2030 Initial | -700 | 505 | 510 | 176.14 | Yes
2030-03-10 14:00 | 2030 Initial | -700 | 505 | 510 | 178.25 | Yes
2030-03-10 15:00 | 2030 Initial | -700 | 300 | 510 | 277.27 | Yes
2030-03-10 16:00 | 2030 Initial | -100 | 0 | 510 | 297.83 | No
2030-03-10 17:00 | 2030 Initial | 500 | 186.51 | 510 | 349.79 | No
2030-03-10 18:00 | 2030 Initial | 700 | 486.51 | 510 | 387.35 | No
2030-03-10 19:00 | 2030 Initial | 700 | 186.51 | 510 | 442 | No
2030-03-10 20:00 | 2030 Initial | 700 | 101.42 | 510 | 442 | No
2030-03-10 21:00 | 2030 Initial | 700 | 101.42 | 510 | 442 | No
2030-03-10 22:00 | 2030 Initial | 700 | 373.19 | 510 | 442 | No
2030-03-10 23:00 | 2030 Initial | 700 | 209.85 | 510 | 442 | No
2030-03-11 | 2030 Initial | 700 | 164.57 | 510 | 442 | No
2030-03-11 01:00 | 2030 Initial | 500 | 0 | 443.4 | 142 | No
2030-03-11 02:00 | 2030 Initial | -100 | 184.91 | 210 | 130.74 | No
2030-03-11 03:00 | 2030 Initial | -700 | 484.91 | 510 | 430.74 | No
2030-03-11 04:00 | 2030 Initial | -700 | 505 | 510 | 442 | Yes
2030-03-11 05:00 | 2030 Initial | -700 | 505 | 510 | 442 | Yes
2030-03-11 06:00 | 2030 Initial | -700 | 505 | 510 | 442 | Yes
2030-03-11 07:00 | 2030 Initial | -700 | 505 | 510 | 422.59 | No
2030-03-11 08:00 | 2030 Initial | -365.86 | 505 | 510 | 255.22 | No
2030-03-11 09:00 | 2030 Initial | 0 | 205 | 510 | 142 | No
2030-03-11 10:00 | 2030 Initial | -530.15 | 505 | 510 | 442 | No
2030-03-11 11:00 | 2030 Initial | -100 | 205 | 333.5 | 423.49 | No
2030-03-11 12:00 | 2030 Initial | -700 | 283.11 | 510 | 442 | No
2030-03-11 13:00 | 2030 Initial | -700 | 205 | 504.66 | 142 | No
2030-03-11 14:00 | 2030 Initial | -700 | 505 | 510 | 442 | No
2030-03-11 15:00 | 2030 Initial | -100 | 205 | 210 | 249.26 | No
2030-03-11 16:00 | 2030 Initial | 0 | 505 | 510 | 442 | No
2030-03-11 17:00 | 2030 Initial | 600 | 438.43 | 510 | 442 | No
2030-03-11 18:00 | 2030 Initial | 700 | 156.41 | 510 | 442 | No
2030-03-11 19:00 | 2030 Initial | 700 | 445.98 | 510 | 442 | No
2030-03-11 20:00 | 2030 Initial | 700 | 205 | 510 | 442 | No
2030-03-11 21:00 | 2030 Initial | 700 | 505 | 510 | 442 | No
2030-03-11 22:00 | 2030 Initial | 331.88 | 505 | 510 | 442 | No
2030-03-11 23:00 | 2030 Initial | -69.94 | 505 | 510 | 442 | No
2030-03-12 | 2030 Initial | -369.41 | 505 | 510 | 442 | No
2030-03-12 01:00 | 2030 Initial | -447.23 | 505 | 510 | 442 | No
2030-03-12 02:00 | 2030 Initial | -700 | 505 | 510 | 442 | No
2030-03-12 03:00 | 2030 Initial | -700 | 505 | 510 | 442 | No
2030-03-12 04:00 | 2030 Initial | -700 | 505 | 510 | 442 | Yes
2030-03-12 05:00 | 2030 Initial | -700 | 505 | 510 | 442 | Yes
2030-03-12 06:00 | 2030 Initial | -700 | 505 | 510 | 442 | Yes
2030-03-12 07:00 | 2030 Initial | -700 | 505 | 510 | 442 | Yes
2030-03-12 08:00 | 2030 Initial | -700 | 505 | 510 | 442 | Yes
2030-03-12 09:00 | 2030 Initial | -700 | 505 | 510 | 442 | Yes
2030-03-12 10:00 | 2030 Initial | -700 | 505 | 510 | 442 | Yes
2030-03-12 11:00 | 2030 Initial | -700 | 505 | 510 | 442 | Yes
2030-03-12 12:00 | 2030 Initial | -700 | 505 | 510 | 430.96 | Yes
2030-03-12 13:00 | 2030 Initial | -700 | 505 | 510 | 417.42 | Yes
2030-03-12 14:00 | 2030 Initial | -700 | 505 | 510 | 302.38 | Yes
2030-03-12 15:00 | 2030 Initial | -700 | 505 | 510 | 259.77 | Yes
2030-03-12 16:00 | 2030 Initial | -700 | 478.89 | 510 | 442 | No
2030-03-12 17:00 | 2030 Initial | -600 | 178.89 | 510 | 260.14 | No
2030-03-12 18:00 | 2030 Initial | 0 | 0 | 510 | 253.79 | No
2030-03-12 19:00 | 2030 Initial | 600 | 0 | 510 | 145.88 | No
2030-03-12 20:00 | 2030 Initial | 700 | 136.8 | 510 | 142 | No
2030-03-12 21:00 | 2030 Initial | 700 | 436.8 | 510 | 442 | No
2030-03-12 22:00 | 2030 Initial | 180.57 | 505 | 510 | 442 | No
2030-03-12 23:00 | 2030 Initial | -419.43 | 505 | 510 | 422.67 | No
2030-03-13 | 2030 Initial | 0 | 505 | 510 | 442 | No
2030-03-13 01:00 | 2030 Initial | 290.1 | 505 | 510 | 442 | No
2030-03-13 02:00 | 2030 Initial | 488.61 | 505 | 510 | 442 | No
2030-03-13 03:00 | 2030 Initial | 447.46 | 505 | 510 | 442 | No
2030-03-13 04:00 | 2030 Initial | 649.08 | 505 | 510 | 442 | No
2030-03-13 05:00 | 2030 Initial | 700 | 205 | 337.22 | 442 | No
2030-03-13 06:00 | 2030 Initial | 700 | 505 | 510 | 442 | No
2030-03-13 07:00 | 2030 Initial | 700 | 433.79 | 510 | 442 | No
2030-03-13 08:00 | 2030 Initial | 700 | 505 | 510 | 442 | No
2030-03-13 09:00 | 2030 Initial | 700 | 499.21 | 510 | 442 | No
2030-03-13 10:00 | 2030 Initial | 700 | 250.49 | 510 | 441.97 | No
2030-03-13 11:00 | 2030 Initial | 700 | 0 | 210 | 141.97 | No
2030-03-13 12:00 | 2030 Initial | 700 | 0 | -90 | -30.42 | No
2030-03-13 13:00 | 2030 Initial | 700 | 0 | -390 | -142.48 | No
2030-03-13 14:00 | 2030 Initial | 700 | -300 | -90 | -201.35 | No
2030-03-13 15:00 | 2030 Initial | 700 | 0 | 210 | 98.65 | No
2030-03-13 16:00 | 2030 Initial | 700 | 300 | 510 | 398.65 | No
2030-03-13 17:00 | 2030 Initial | 700 | 505 | 510 | 442 | No
2030-03-13 18:00 | 2030 Initial | 700 | 505 | 510 | 442 | No
2030-03-13 19:00 | 2030 Initial | 700 | 505 | 510 | 442 | No
2030-03-13 20:00 | 2030 Initial | 700 | 505 | 510 | 442 | No
2030-03-13 21:00 | 2030 Initial | 700 | 505 | 510 | 442 | No
2030-03-13 22:00 | 2030 Initial | 700 | 505 | 510 | 442 | No
2030-03-13 23:00 | 2030 Initial | 700 | 505 | 510 | 437.78 | No
2030-03-14 | 2030 Initial | 700 | 505 | 510 | 442 | No
2030-03-14 01:00 | 2030 Initial | 700 | 505 | 510 | 442 | No
2030-03-14 02:00 | 2030 Initial | 700 | 505 | 510 | 442 | No
2030-03-14 03:00 | 2030 Initial | 700 | 505 | 510 | 442 | No
2030-03-14 04:00 | 2030 Initial | 700 | 505 | 510 | 442 | No
2030-03-14 05:00 | 2030 Initial | 700 | 470.51 | 510 | 442 | No
2030-03-14 06:00 | 2030 Initial | 700 | 170.51 | 210 | 305.77 | No
2030-03-14 07:00 | 2030 Initial | 700 | 36.3 | 278.85 | 299.57 | No
2030-03-14 08:00 | 2030 Initial | 700 | 336.3 | 510 | 442 | No
2030-03-14 09:00 | 2030 Initial | 700 | 328.4 | 510 | 442 | No
2030-03-14 10:00 | 2030 Initial | 700 | 324.69 | 510 | 442 | No
2030-03-14 11:00 | 2030 Initial | 100 | 24.69 | 329.07 | 442 | No
2030-03-14 12:00 | 2030 Initial | -500 | 17.2 | 510 | 259.97 | No
2030-03-14 13:00 | 2030 Initial | -700 | 317.2 | 510 | 442 | No
2030-03-14 14:00 | 2030 Initial | -700 | 505 | 510 | 442 | No
2030-03-14 15:00 | 2030 Initial | -700 | 505 | 510 | 442 | Yes
2030-03-14 16:00 | 2030 Initial | -700 | 505 | 510 | 442 | Yes
2030-03-14 17:00 | 2030 Initial | -700 | 505 | 510 | 442 | No
2030-03-14 18:00 | 2030 Initial | -100 | 505 | 510 | 442 | No
2030-03-14 19:00 | 2030 Initial | 500 | 505 | 510 | 442 | No
2030-03-14 20:00 | 2030 Initial | 700 | 505 | 510 | 442 | No
2030-03-14 21:00 | 2030 Initial | 700 | 505 | 510 | 442 | No
2030-03-14 22:00 | 2030 Initial | 107.28 | 505 | 510 | 442 | No
2030-03-14 23:00 | 2030 Initial | -492.72 | 505 | 510 | 442 | No
2030-03-15 | 2030 Initial | -529.73 | 505 | 510 | 442 | No
2030-03-15 01:00 | 2030 Initial | -456.45 | 505 | 510 | 442 | No
2030-03-15 02:00 | 2030 Initial | -104.09 | 505 | 510 | 442 | No
2030-03-15 03:00 | 2030 Initial | 12.98 | 505 | 510 | 442 | No
2030-03-15 04:00 | 2030 Initial | 0 | 505 | 510 | 442 | No
2030-03-15 05:00 | 2030 Initial | 0 | 505 | 510 | 442 | No
2030-03-15 06:00 | 2030 Initial | 27.8 | 505 | 510 | 442 | No
2030-03-15 07:00 | 2030 Initial | 610.73 | 205 | 210 | 142 | No
2030-03-15 08:00 | 2030 Initial | 700 | 450.89 | 510 | 187.95 | No
2030-03-15 09:00 | 2030 Initial | 700 | 150.89 | 510 | 0 | No
2030-03-15 10:00 | 2030 Initial | 700 | 0 | 300 | 267.38 | No
2030-03-15 11:00 | 2030 Initial | 259.87 | 0 | 0 | 0 | No
2030-03-15 12:00 | 2030 Initial | 0 | 0 | 143.07 | 0 | No
2030-03-15 13:00 | 2030 Initial | -113.07 | 0 | 0 | 0 | No
2030-03-15 14:00 | 2030 Initial | -62.82 | 0 | 0 | 0 | No
2030-03-15 15:00 | 2030 Initial | 324.09 | 0 | 0 | 0 | No
2030-03-15 16:00 | 2030 Initial | 700 | 0 | 300 | 107.57 | No
2030-03-15 17:00 | 2030 Initial | 700 | 0 | 210 | 120.95 | No
2030-03-15 18:00 | 2030 Initial | 700 | 300 | 510 | 420.95 | No
2030-03-15 19:00 | 2030 Initial | 700 | 505 | 510 | 442 | No
2030-03-15 20:00 | 2030 Initial | 700 | 505 | 510 | 442 | No
2030-03-15 21:00 | 2030 Initial | 700 | 505 | 510 | 442 | No
2030-03-15 22:00 | 2030 Initial | 700 | 505 | 510 | 442 | No
2030-03-15 23:00 | 2030 Initial | 700 | 505 | 510 | 442 | No
2030-03-16 | 2030 Initial | 700 | 505 | 510 | 442 | No
2030-03-16 01:00 | 2030 Initial | 700 | 505 | 510 | 442 | No
2030-03-16 02:00 | 2030 Initial | 700 | 505 | 510 | 442 | No
2030-03-16 03:00 | 2030 Initial | 700 | 505 | 510 | 442 | No
2030-03-16 04:00 | 2030 Initial | 700 | 470.83 | 390 | 442 | No
2030-03-16 05:00 | 2030 Initial | 700 | 170.83 | 90 | 442 | No
2030-03-16 06:00 | 2030 Initial | 700 | -129.17 | -210 | 412.84 | No
2030-03-16 07:00 | 2030 Initial | 700 | -429.17 | -510 | 383.54 | No
2030-03-16 08:00 | 2030 Initial | 544.61 | -526 | -510 | 442 | No
2030-03-16 09:00 | 2030 Initial | 0 | -226 | -210 | 253.94 | No
2030-03-16 10:00 | 2030 Initial | -600 | 0 | -287.13 | 0 | No
2030-03-16 11:00 | 2030 Initial | -700 | 0 | -14.91 | 0 | Yes
2030-03-16 12:00 | 2030 Initial | -700 | 300 | 285.09 | 300 | Yes
2030-03-16 13:00 | 2030 Initial | -700 | 505 | 510 | 442 | Yes
2030-03-16 14:00 | 2030 Initial | -700 | 505 | 510 | 442 | Yes
2030-03-16 15:00 | 2030 Initial | -700 | 505 | 510 | 442 | Yes
2030-03-16 16:00 | 2030 Initial | -700 | 505 | 510 | 442 | Yes
2030-03-16 17:00 | 2030 Initial | -700 | 505 | 510 | 442 | Yes
2030-03-16 18:00 | 2030 Initial | -700 | 505 | 510 | 442 | Yes
2030-03-16 19:00 | 2030 Initial | -101.5 | 505 | 510 | 442 | No
2030-03-16 20:00 | 2030 Initial | 0 | 505 | 510 | 442 | No
2030-03-16 21:00 | 2030 Initial | 0 | 505 | 510 | 442 | No
2030-03-16 22:00 | 2030 Initial | 0 | 505 | 510 | 442 | No
2030-03-16 23:00 | 2030 Initial | 324.78 | 505 | 510 | 442 | No
2030-03-17 | 2030 Initial | 274.83 | 505 | 510 | 442 | No
2030-03-17 01:00 | 2030 Initial | 700 | 505 | 510 | 442 | No
2030-03-17 02:00 | 2030 Initial | 700 | 505 | 510 | 442 | No
2030-03-17 03:00 | 2030 Initial | 700 | 205 | 510 | 355.92 | No
2030-03-17 04:00 | 2030 Initial | 460.76 | 505 | 510 | 442 | No
2030-03-17 05:00 | 2030 Initial | 700 | 205 | 510 | 142 | No
2030-03-17 06:00 | 2030 Initial | 700 | 130.02 | 510 | 442 | No
2030-03-17 07:00 | 2030 Initial | 700 | 175.61 | 510 | 442 | No
2030-03-17 08:00 | 2030 Initial | 700 | 0 | 407.94 | 191.95 | No
2030-03-17 09:00 | 2030 Initial | 700 | 0 | 149.11 | 216.08 | No
2030-03-17 10:00 | 2030 Initial | 644.98 | 0 | 0 | 298.33 | No
2030-03-17 11:00 | 2030 Initial | 601.03 | 0 | 0 | 341.53 | No
2030-03-17 12:00 | 2030 Initial | 700 | 0 | 21.95 | 424.49 | No
2030-03-17 13:00 | 2030 Initial | 343.79 | 205 | 210 | 387.57 | No
2030-03-17 14:00 | 2030 Initial | -256.21 | 505 | 510 | 442 | No
2030-03-17 15:00 | 2030 Initial | -592.4 | 505 | 510 | 442 | No
2030-03-17 16:00 | 2030 Initial | -700 | 505 | 510 | 442 | No
2030-03-17 17:00 | 2030 Initial | -411.86 | 505 | 510 | 442 | No
2030-03-17 18:00 | 2030 Initial | 188.14 | 505 | 510 | 442 | No
2030-03-17 19:00 | 2030 Initial | 120.18 | 505 | 510 | 442 | No
2030-03-17 20:00 | 2030 Initial | 700 | 505 | 510 | 442 | No
2030-03-17 21:00 | 2030 Initial | 700 | 505 | 510 | 442 | No
2030-03-17 22:00 | 2030 Initial | 700 | 505 | 510 | 442 | No
2030-03-17 23:00 | 2030 Initial | 700 | 505 | 510 | 442 | No
2030-03-18 | 2030 Initial | 700 | 505 | 510 | 442 | No
2030-03-18 01:00 | 2030 Initial | 700 | 505 | 510 | 442 | No
2030-03-18 02:00 | 2030 Initial | 700 | 505 | 510 | 442 | No
2030-03-18 03:00 | 2030 Initial | 700 | 505 | 510 | 442 | No
2030-03-18 04:00 | 2030 Initial | 700 | 505 | 510 | 442 | No
2030-03-18 05:00 | 2030 Initial | 700 | 505 | 510 | 442 | No
2030-03-18 06:00 | 2030 Initial | 700 | 505 | 510 | 442 | No
2030-03-18 07:00 | 2030 Initial | 700 | 505 | 510 | 442 | No
2030-03-18 08:00 | 2030 Initial | 700 | 505 | 510 | 419.19 | No
2030-03-18 09:00 | 2030 Initial | 700 | 505 | 510 | 442 | No
2030-03-18 10:00 | 2030 Initial | 700 | 505 | 510 | 442 | No
2030-03-18 11:00 | 2030 Initial | 700 | 205 | 510 | 326.7 | No
2030-03-18 12:00 | 2030 Initial | 700 | 0 | 510 | 27.61 | No
2030-03-18 13:00 | 2030 Initial | 700 | 0 | 510 | 99.47 | No
2030-03-18 14:00 | 2030 Initial | 700 | 0 | 510 | 353.21 | No
2030-03-18 15:00 | 2030 Initial | 700 | 0 | 510 | 134.89 | No
2030-03-18 16:00 | 2030 Initial | 700 | 64.49 | 510 | 376.42 | No
2030-03-18 17:00 | 2030 Initial | 700 | 0 | 510 | 442 | No
2030-03-18 18:00 | 2030 Initial | 700 | 145.82 | 510 | 442 | No
2030-03-18 19:00 | 2030 Initial | 700 | 445.82 | 510 | 442 | No
2030-03-18 20:00 | 2030 Initial | 700 | 505 | 510 | 442 | No
2030-03-18 21:00 | 2030 Initial | 700 | 505 | 510 | 442 | No
2030-03-18 22:00 | 2030 Initial | 700 | 505 | 510 | 442 | No
2030-03-18 23:00 | 2030 Initial | 700 | 395.46 | 510 | 442 | No
2030-03-19 | 2030 Initial | 700 | 505 | 510 | 442 | No
2030-03-19 01:00 | 2030 Initial | 700 | 505 | 510 | 442 | No
2030-03-19 02:00 | 2030 Initial | 700 | 505 | 510 | 442 | No
2030-03-19 03:00 | 2030 Initial | 700 | 505 | 510 | 442 | No
2030-03-19 04:00 | 2030 Initial | 700 | 505 | 510 | 442 | No
2030-03-19 05:00 | 2030 Initial | 700 | 505 | 510 | 442 | No
2030-03-19 06:00 | 2030 Initial | 700 | 205 | 350.05 | 142 | No
2030-03-19 07:00 | 2030 Initial | 700 | 0 | 510 | 434.71 | No
2030-03-19 08:00 | 2030 Initial | 700 | 286.6 | 510 | 442 | No
2030-03-19 09:00 | 2030 Initial | 700 | 0 | 328.78 | 442 | No
2030-03-19 10:00 | 2030 Initial | 700 | 0 | 28.78 | 210.1 | No
2030-03-19 11:00 | 2030 Initial | 700 | -40.2 | -271.22 | -36.86 | No
2030-03-19 12:00 | 2030 Initial | 700 | 0 | -377.84 | 0 | No
2030-03-19 13:00 | 2030 Initial | 700 | 0 | -452.89 | 0 | No
2030-03-19 14:00 | 2030 Initial | 700 | 0 | -442.45 | 0 | No
2030-03-19 15:00 | 2030 Initial | 700 | 0 | -390 | -115.31 | No
2030-03-19 16:00 | 2030 Initial | 700 | 0 | -90 | -202.34 | No
2030-03-19 17:00 | 2030 Initial | 700 | 0 | 210 | 39.77 | No
2030-03-19 18:00 | 2030 Initial | 700 | 115.13 | 510 | 247.8 | No
2030-03-19 19:00 | 2030 Initial | 700 | 415.13 | 510 | 442 | No
2030-03-19 20:00 | 2030 Initial | 700 | 505 | 510 | 442 | No
2030-03-19 21:00 | 2030 Initial | 700 | 505 | 510 | 442 | No
2030-03-19 22:00 | 2030 Initial | 700 | 505 | 510 | 442 | No
2030-03-19 23:00 | 2030 Initial | 700 | 505 | 510 | 442 | No
2030-03-20 | 2030 Initial | 700 | 505 | 510 | 442 | No
2030-03-20 01:00 | 2030 Initial | 700 | 505 | 510 | 442 | No
2030-03-20 02:00 | 2030 Initial | 700 | 505 | 510 | 442 | No
2030-03-20 03:00 | 2030 Initial | 700 | 505 | 510 | 442 | No
2030-03-20 04:00 | 2030 Initial | 643.01 | 505 | 510 | 442 | No
2030-03-20 05:00 | 2030 Initial | 700 | 205 | 351.53 | 442 | No
2030-03-20 06:00 | 2030 Initial | 700 | 0 | 510 | 442 | No
2030-03-20 07:00 | 2030 Initial | 700 | 156.26 | 510 | 442 | No
2030-03-20 08:00 | 2030 Initial | 700 | 450.59 | 510 | 442 | No
2030-03-20 09:00 | 2030 Initial | 700 | 298.35 | 510 | 442 | No
2030-03-20 10:00 | 2030 Initial | 700 | 0 | 336.82 | 442 | No
2030-03-20 11:00 | 2030 Initial | 385.39 | 0 | 36.82 | 397.98 | No
2030-03-20 12:00 | 2030 Initial | 91.96 | 0 | 0 | 435.44 | No
2030-03-20 13:00 | 2030 Initial | 0 | 0 | 210 | 369 | No
2030-03-20 14:00 | 2030 Initial | 0 | 0 | 510 | 442 | No
2030-03-20 15:00 | 2030 Initial | 0 | 45.75 | 510 | 442 | No
2030-03-20 16:00 | 2030 Initial | 565.46 | 21.8 | 210 | 442 | No
2030-03-20 17:00 | 2030 Initial | 700 | 321.8 | 510 | 442 | No
2030-03-20 18:00 | 2030 Initial | 700 | 505 | 510 | 442 | No
2030-03-20 19:00 | 2030 Initial | 700 | 505 | 510 | 442 | No
2030-03-20 20:00 | 2030 Initial | 700 | 505 | 510 | 442 | No
2030-03-20 21:00 | 2030 Initial | 700 | 474.87 | 510 | 442 | No
2030-03-20 22:00 | 2030 Initial | 549.14 | 505 | 510 | 442 | No
2030-03-20 23:00 | 2030 Initial | 143.83 | 505 | 510 | 442 | No
2030-03-21 | 2030 Initial | 26.39 | 505 | 510 | 442 | No
2030-03-21 01:00 | 2030 Initial | 0 | 505 | 510 | 442 | No
2030-03-21 02:00 | 2030 Initial | 0 | 505 | 510 | 442 | No
2030-03-21 03:00 | 2030 Initial | -600 | 505 | 510 | 218.86 | No
2030-03-21 04:00 | 2030 Initial | -117.19 | 505 | 510 | 393.96 | No
2030-03-21 05:00 | 2030 Initial | -556.5 | 505 | 510 | 442 | No
2030-03-21 06:00 | 2030 Initial | -234.45 | 505 | 510 | 442 | No
2030-03-21 07:00 | 2030 Initial | 0 | 505 | 510 | 442 | No
2030-03-21 08:00 | 2030 Initial | 71.96 | 505 | 510 | 442 | No
2030-03-21 09:00 | 2030 Initial | -13.69 | 505 | 510 | 392.28 | No
2030-03-21 10:00 | 2030 Initial | 0 | 505 | 510 | 401.03 | No
2030-03-21 11:00 | 2030 Initial | 0 | 505 | 510 | 397.56 | No
2030-03-21 12:00 | 2030 Initial | 0 | 453.55 | 510 | 119.58 | No
2030-03-21 13:00 | 2030 Initial | 600 | 505 | 510 | 419.58 | No
2030-03-21 14:00 | 2030 Initial | 700 | 205 | 510 | 307.04 | No
2030-03-21 15:00 | 2030 Initial | 700 | 279.58 | 510 | 442 | No
2030-03-21 16:00 | 2030 Initial | 700 | 229.44 | 510 | 442 | No
2030-03-21 17:00 | 2030 Initial | 700 | 505 | 510 | 442 | No
2030-03-21 18:00 | 2030 Initial | 700 | 400.4 | 510 | 323.03 | No
2030-03-21 19:00 | 2030 Initial | 700 | 505 | 510 | 442 | No
2030-03-21 20:00 | 2030 Initial | 700 | 505 | 510 | 442 | No
2030-03-21 21:00 | 2030 Initial | 700 | 505 | 510 | 442 | No
2030-03-21 22:00 | 2030 Initial | 700 | 505 | 510 | 442 | No
2030-03-21 23:00 | 2030 Initial | 700 | 505 | 510 | 442 | No
2030-03-22 | 2030 Initial | 700 | 505 | 510 | 442 | No
2030-03-22 01:00 | 2030 Initial | 700 | 505 | 510 | 442 | No
2030-03-22 02:00 | 2030 Initial | 700 | 505 | 510 | 442 | No
2030-03-22 03:00 | 2030 Initial | 700 | 417.77 | 510 | 442 | No
2030-03-22 04:00 | 2030 Initial | 700 | 117.77 | 510 | 442 | No
2030-03-22 05:00 | 2030 Initial | 700 | 0 | 510 | 442 | No
2030-03-22 06:00 | 2030 Initial | 700 | 0 | 510 | 442 | No
2030-03-22 07:00 | 2030 Initial | 700 | 300 | 510 | 442 | No
2030-03-22 08:00 | 2030 Initial | 700 | 413.87 | 510 | 442 | No
2030-03-22 09:00 | 2030 Initial | 700 | 395.62 | 510 | 442 | No
2030-03-22 10:00 | 2030 Initial | 700 | 95.62 | 210 | 437.51 | No
2030-03-22 11:00 | 2030 Initial | 483.71 | 0 | 0 | 442 | No
2030-03-22 12:00 | 2030 Initial | 79.98 | 0 | 0 | 442 | No
2030-03-22 13:00 | 2030 Initial | 247.54 | 0 | 0 | 388.86 | No
2030-03-22 14:00 | 2030 Initial | 247.54 | 0 | 0 | 270.08 | No
2030-03-22 15:00 | 2030 Initial | 700 | 0 | -90.42 | 133.23 | No
2030-03-22 16:00 | 2030 Initial | 700 | -300 | -390.42 | 82.58 | No
2030-03-22 17:00 | 2030 Initial | 700 | 0 | -90.42 | 382.58 | No
2030-03-22 18:00 | 2030 Initial | 700 | 300 | 209.58 | 442 | No
2030-03-22 19:00 | 2030 Initial | 700 | 505 | 509.58 | 442 | No
2030-03-22 20:00 | 2030 Initial | 700 | 505 | 510 | 442 | No
2030-03-22 21:00 | 2030 Initial | 700 | 505 | 510 | 442 | No
2030-03-22 22:00 | 2030 Initial | 700 | 344.28 | 510 | 442 | No
2030-03-22 23:00 | 2030 Initial | 700 | 290.67 | 510 | 442 | No
2030-03-23 | 2030 Initial | 571.95 | 505 | 510 | 442 | No
2030-03-23 01:00 | 2030 Initial | 354.21 | 505 | 510 | 442 | No
2030-03-23 02:00 | 2030 Initial | 661.59 | 505 | 510 | 442 | No
2030-03-23 03:00 | 2030 Initial | 700 | 205 | 510 | 412.68 | No
2030-03-23 04:00 | 2030 Initial | 700 | 505 | 510 | 442 | No
2030-03-23 05:00 | 2030 Initial | 697.11 | 505 | 510 | 442 | No
2030-03-23 06:00 | 2030 Initial | 700 | 432.47 | 510 | 442 | No
2030-03-23 07:00 | 2030 Initial | 700 | 132.47 | 510 | 442 | No
2030-03-23 08:00 | 2030 Initial | 700 | 0 | 510 | 362.69 | No
2030-03-23 09:00 | 2030 Initial | 700 | 0 | 510 | 433.78 | No
2030-03-23 10:00 | 2030 Initial | 700 | 0 | 510 | 433.38 | No
2030-03-23 11:00 | 2030 Initial | 700 | 0 | 455.87 | 260.79 | No
2030-03-23 12:00 | 2030 Initial | 700 | 0 | 407.89 | 142 | No
2030-03-23 13:00 | 2030 Initial | 124.02 | 300 | 510 | 442 | No
2030-03-23 14:00 | 2030 Initial | 700 | 0 | 460.72 | 142 | No
2030-03-23 15:00 | 2030 Initial | 100 | 300 | 510 | 442 | No
2030-03-23 16:00 | 2030 Initial | 360.71 | 0 | 210 | 142 | No
2030-03-23 17:00 | 2030 Initial | 700 | 100.3 | 510 | 442 | No
2030-03-23 18:00 | 2030 Initial | 700 | 372.33 | 510 | 442 | No
2030-03-23 19:00 | 2030 Initial | 700 | 505 | 510 | 442 | No
2030-03-23 20:00 | 2030 Initial | 700 | 505 | 510 | 442 | No
2030-03-23 21:00 | 2030 Initial | 595.92 | 505 | 510 | 442 | No
2030-03-23 22:00 | 2030 Initial | -4.08 | 418.1 | 510 | 442 | No
2030-03-23 23:00 | 2030 Initial | -604.08 | 505 | 510 | 442 | No
2030-03-24 | 2030 Initial | -700 | 505 | 510 | 442 | No
2030-03-24 01:00 | 2030 Initial | -700 | 505 | 510 | 415.81 | No
2030-03-24 02:00 | 2030 Initial | -700 | 505 | 510 | 337.26 | Yes
2030-03-24 03:00 | 2030 Initial | -700 | 505 | 510 | 442 | Yes
2030-03-24 04:00 | 2030 Initial | -700 | 505 | 510 | 442 | Yes
2030-03-24 05:00 | 2030 Initial | -700 | 505 | 510 | 442 | Yes
2030-03-24 06:00 | 2030 Initial | -700 | 505 | 510 | 440.55 | Yes
2030-03-24 07:00 | 2030 Initial | -700 | 505 | 510 | 214 | Yes
2030-03-24 08:00 | 2030 Initial | -700 | 505 | 510 | 436.66 | Yes
2030-03-24 09:00 | 2030 Initial | -700 | 505 | 510 | 442 | Yes
2030-03-24 10:00 | 2030 Initial | -700 | 505 | 510 | 442 | Yes
2030-03-24 11:00 | 2030 Initial | -700 | 505 | 510 | 442 | Yes
2030-03-24 12:00 | 2030 Initial | -700 | 505 | 510 | 381.73 | Yes
2030-03-24 13:00 | 2030 Initial | -700 | 505 | 510 | 442 | Yes
2030-03-24 14:00 | 2030 Initial | -700 | 505 | 510 | 442 | Yes
2030-03-24 15:00 | 2030 Initial | -700 | 505 | 510 | 442 | Yes
2030-03-24 16:00 | 2030 Initial | -700 | 505 | 510 | 367.92 | Yes
2030-03-24 17:00 | 2030 Initial | -700 | 505 | 510 | 363.42 | Yes
2030-03-24 18:00 | 2030 Initial | -617.92 | 505 | 510 | 442 | No
2030-03-24 19:00 | 2030 Initial | -381.75 | 505 | 510 | 442 | No
2030-03-24 20:00 | 2030 Initial | 0 | 505 | 510 | 442 | No
2030-03-24 21:00 | 2030 Initial | 0 | 505 | 510 | 442 | No
2030-03-24 22:00 | 2030 Initial | 0 | 505 | 510 | 442 | No
2030-03-24 23:00 | 2030 Initial | -574.3 | 505 | 510 | 442 | No
2030-03-25 | 2030 Initial | 25.7 | 505 | 510 | 442 | No
2030-03-25 01:00 | 2030 Initial | 625.7 | 505 | 510 | 442 | No
2030-03-25 02:00 | 2030 Initial | 700 | 505 | 510 | 442 | No
2030-03-25 03:00 | 2030 Initial | 700 | 505 | 510 | 442 | No
2030-03-25 04:00 | 2030 Initial | 700 | 505 | 510 | 442 | No
2030-03-25 05:00 | 2030 Initial | 700 | 205 | 510 | 344.31 | No
2030-03-25 06:00 | 2030 Initial | 700 | 364.58 | 510 | 442 | No
2030-03-25 07:00 | 2030 Initial | 700 | 501.26 | 510 | 442 | No
2030-03-25 08:00 | 2030 Initial | 700 | 481.97 | 510 | 442 | No
2030-03-25 09:00 | 2030 Initial | 700 | 181.97 | 354.57 | 442 | No
2030-03-25 10:00 | 2030 Initial | 700 | 0 | 480.61 | 442 | No
2030-03-25 11:00 | 2030 Initial | 700 | 0 | 357.8 | 442 | No
2030-03-25 12:00 | 2030 Initial | 700 | 0 | 241 | 442 | No
2030-03-25 13:00 | 2030 Initial | 700 | 0 | 510 | 442 | No
2030-03-25 14:00 | 2030 Initial | 700 | 139.33 | 510 | 442 | No
2030-03-25 15:00 | 2030 Initial | 700 | 0 | 510 | 193.83 | No
2030-03-25 16:00 | 2030 Initial | 700 | 25.46 | 510 | 442 | No
2030-03-25 17:00 | 2030 Initial | 700 | 105.7 | 510 | 418.38 | No
2030-03-25 18:00 | 2030 Initial | 700 | 405.7 | 510 | 442 | No
2030-03-25 19:00 | 2030 Initial | 700 | 320.84 | 510 | 442 | No
2030-03-25 20:00 | 2030 Initial | 700 | 505 | 510 | 442 | No
2030-03-25 21:00 | 2030 Initial | 700 | 505 | 510 | 442 | No
2030-03-25 22:00 | 2030 Initial | 700 | 484.86 | 510 | 442 | No
2030-03-25 23:00 | 2030 Initial | 700 | 184.86 | 510 | 418.32 | No
2030-03-26 | 2030 Initial | 700 | 361.47 | 510 | 368.14 | No
2030-03-26 01:00 | 2030 Initial | 700 | 479.07 | 510 | 308.48 | No
2030-03-26 02:00 | 2030 Initial | 700 | 505 | 510 | 369.4 | No
2030-03-26 03:00 | 2030 Initial | 700 | 505 | 510 | 442 | No
2030-03-26 04:00 | 2030 Initial | 700 | 505 | 510 | 442 | No
2030-03-26 05:00 | 2030 Initial | 700 | 205 | 418.71 | 142 | No
2030-03-26 06:00 | 2030 Initial | 700 | 0 | 210 | 138.6 | No
2030-03-26 07:00 | 2030 Initial | 700 | 0 | 510 | 438.6 | No
2030-03-26 08:00 | 2030 Initial | 700 | 48.79 | 510 | 442 | No
2030-03-26 09:00 | 2030 Initial | 700 | 0 | 510 | 316.8 | No
2030-03-26 10:00 | 2030 Initial | 700 | 0 | 510 | 219.25 | No
2030-03-26 11:00 | 2030 Initial | 700 | 300 | 510 | 442 | No
2030-03-26 12:00 | 2030 Initial | 700 | 0 | 210 | 379.65 | No
2030-03-26 13:00 | 2030 Initial | 700 | 0 | 67 | 380.08 | No
2030-03-26 14:00 | 2030 Initial | 700 | 0 | -5.99 | 305.27 | No
2030-03-26 15:00 | 2030 Initial | 700 | 0 | 0 | 5.27 | No
2030-03-26 16:00 | 2030 Initial | 700 | 0 | -14.91 | 86.75 | No
2030-03-26 17:00 | 2030 Initial | 700 | -226 | -210 | -210 | No
2030-03-26 18:00 | 2030 Initial | 700 | -526 | -510 | -510 | No
2030-03-26 19:00 | 2030 Initial | 700 | -300 | -390 | -335.44 | No
2030-03-26 20:00 | 2030 Initial | 700 | 0 | -90 | -35.44 | No
2030-03-26 21:00 | 2030 Initial | 700 | 300 | 210 | 264.56 | No
2030-03-26 22:00 | 2030 Initial | 700 | 505 | 510 | 442 | No
2030-03-26 23:00 | 2030 Initial | 700 | 505 | 510 | 442 | No
2030-03-27 | 2030 Initial | 700 | 505 | 510 | 442 | No
2030-03-27 01:00 | 2030 Initial | 700 | 505 | 510 | 442 | No
2030-03-27 02:00 | 2030 Initial | 700 | 505 | 510 | 442 | No
2030-03-27 03:00 | 2030 Initial | 700 | 505 | 510 | 442 | No
2030-03-27 04:00 | 2030 Initial | 700 | 505 | 510 | 442 | No
2030-03-27 05:00 | 2030 Initial | 700 | 505 | 510 | 442 | No
2030-03-27 06:00 | 2030 Initial | 700 | 350.02 | 510 | 442 | No
2030-03-27 07:00 | 2030 Initial | 700 | 50.02 | 379.65 | 142 | No
2030-03-27 08:00 | 2030 Initial | 700 | 0 | 510 | 218.46 | No
2030-03-27 09:00 | 2030 Initial | 700 | 107.27 | 510 | 442 | No
2030-03-27 10:00 | 2030 Initial | 700 | 0 | 277.89 | 442 | No
2030-03-27 11:00 | 2030 Initial | 524.57 | 0 | 0 | 442 | No
2030-03-27 12:00 | 2030 Initial | 454.64 | 0 | 0 | 442 | No
2030-03-27 13:00 | 2030 Initial | 428.27 | 0 | 0 | 442 | No
2030-03-27 14:00 | 2030 Initial | 526.19 | 0 | 0 | 442 | No
2030-03-27 15:00 | 2030 Initial | 700 | 0 | 0 | 442 | No
2030-03-27 16:00 | 2030 Initial | 700 | 0 | 200.06 | 442 | No
2030-03-27 17:00 | 2030 Initial | 700 | 0 | 399.72 | 442 | No
2030-03-27 18:00 | 2030 Initial | 700 | 0 | 510 | 442 | No
2030-03-27 19:00 | 2030 Initial | 700 | 78.99 | 510 | 442 | No
2030-03-27 20:00 | 2030 Initial | 700 | 142 | 510 | 442 | No
2030-03-27 21:00 | 2030 Initial | 700 | 297.52 | 510 | 229.83 | No
2030-03-27 22:00 | 2030 Initial | 700 | 344.46 | 510 | 76.7 | No
2030-03-27 23:00 | 2030 Initial | 700 | 112.55 | 510 | -11.39 | No
2030-03-28 | 2030 Initial | 700 | 199.72 | 510 | -55.1 | No
2030-03-28 01:00 | 2030 Initial | 700 | 45.13 | 510 | 0 | No
2030-03-28 02:00 | 2030 Initial | 483.17 | 345.13 | 510 | 300 | No
2030-03-28 03:00 | 2030 Initial | 503.97 | 505 | 510 | 442 | No
2030-03-28 04:00 | 2030 Initial | 700 | 505 | 510 | 442 | No
2030-03-28 05:00 | 2030 Initial | 303.55 | 505 | 510 | 442 | No
2030-03-28 06:00 | 2030 Initial | 480.79 | 460.4 | 510 | 442 | No
2030-03-28 07:00 | 2030 Initial | 700 | 205 | 327.17 | 310.36 | No
2030-03-28 08:00 | 2030 Initial | 103.36 | 505 | 510 | 442 | No
2030-03-28 09:00 | 2030 Initial | -400.62 | 505 | 510 | 442 | No
2030-03-28 10:00 | 2030 Initial | -700 | 505 | 510 | 442 | Yes
2030-03-28 11:00 | 2030 Initial | -700 | 505 | 510 | 442 | Yes
2030-03-28 12:00 | 2030 Initial | -700 | 505 | 510 | 442 | Yes
2030-03-28 13:00 | 2030 Initial | -700 | 505 | 510 | 442 | Yes
2030-03-28 14:00 | 2030 Initial | -700 | 505 | 510 | 442 | Yes
2030-03-28 15:00 | 2030 Initial | -700 | 505 | 510 | 442 | Yes
2030-03-28 16:00 | 2030 Initial | -700 | 505 | 510 | 442 | Yes
2030-03-28 17:00 | 2030 Initial | -333.86 | 211.25 | 510 | 442 | No
2030-03-28 18:00 | 2030 Initial | 266.14 | 0 | 510 | 442 | No
2030-03-28 19:00 | 2030 Initial | 700 | 226.65 | 510 | 442 | No
2030-03-28 20:00 | 2030 Initial | 700 | 0 | 510 | 442 | No
2030-03-28 21:00 | 2030 Initial | 700 | 213.15 | 510 | 442 | No
2030-03-28 22:00 | 2030 Initial | 380.32 | 505 | 510 | 442 | No
2030-03-28 23:00 | 2030 Initial | 397.23 | 505 | 510 | 442 | No
2030-03-29 | 2030 Initial | 427.77 | 505 | 510 | 442 | No
2030-03-29 01:00 | 2030 Initial | 700 | 505 | 510 | 442 | No
2030-03-29 02:00 | 2030 Initial | 569.24 | 505 | 510 | 442 | No
2030-03-29 03:00 | 2030 Initial | 629.5 | 505 | 510 | 442 | No
2030-03-29 04:00 | 2030 Initial | 550.19 | 505 | 510 | 442 | No
2030-03-29 05:00 | 2030 Initial | 700 | 505 | 510 | 442 | No
2030-03-29 06:00 | 2030 Initial | 412.18 | 505 | 510 | 442 | No
2030-03-29 07:00 | 2030 Initial | 700 | 505 | 510 | 442 | No
2030-03-29 08:00 | 2030 Initial | 624.13 | 505 | 510 | 442 | No
2030-03-29 09:00 | 2030 Initial | 24.13 | 505 | 510 | 442 | No
2030-03-29 10:00 | 2030 Initial | -575.87 | 505 | 510 | 442 | No
2030-03-29 11:00 | 2030 Initial | -700 | 505 | 510 | 442 | No
2030-03-29 12:00 | 2030 Initial | -700 | 505 | 510 | 442 | No
2030-03-29 13:00 | 2030 Initial | -700 | 505 | 510 | 442 | No
2030-03-29 14:00 | 2030 Initial | -700 | 505 | 510 | 442 | No
2030-03-29 15:00 | 2030 Initial | -318.75 | 205 | 510 | 442 | No
2030-03-29 16:00 | 2030 Initial | 281.25 | 0 | 510 | 442 | No
2030-03-29 17:00 | 2030 Initial | 700 | 98 | 510 | 442 | No
2030-03-29 18:00 | 2030 Initial | 700 | 398 | 510 | 442 | No
2030-03-29 19:00 | 2030 Initial | 700 | 505 | 510 | 442 | No
2030-03-29 20:00 | 2030 Initial | 700 | 505 | 510 | 442 | No
2030-03-29 21:00 | 2030 Initial | 700 | 505 | 510 | 442 | No
2030-03-29 22:00 | 2030 Initial | 700 | 505 | 510 | 442 | No
2030-03-29 23:00 | 2030 Initial | 700 | 453.6 | 510 | 442 | No
2030-03-30 | 2030 Initial | 700 | 286.03 | 510 | 442 | No
2030-03-30 01:00 | 2030 Initial | 700 | 505 | 510 | 442 | No
2030-03-30 02:00 | 2030 Initial | 700 | 448.03 | 510 | 442 | No
2030-03-30 03:00 | 2030 Initial | 700 | 469.92 | 510 | 284.79 | No
2030-03-30 04:00 | 2030 Initial | 700 | 334.02 | 510 | 181.07 | No
2030-03-30 05:00 | 2030 Initial | 700 | 93.2 | 510 | 238.51 | No
2030-03-30 06:00 | 2030 Initial | 700 | 116.43 | 510 | 141.53 | No
2030-03-30 07:00 | 2030 Initial | 700 | 416.43 | 510 | 178.9 | No
2030-03-30 08:00 | 2030 Initial | 145.21 | 505 | 510 | 442 | No
2030-03-30 09:00 | 2030 Initial | -179.95 | 505 | 510 | 425.8 | No
2030-03-30 10:00 | 2030 Initial | -700 | 505 | 510 | 442 | Yes
2030-03-30 11:00 | 2030 Initial | -700 | 505 | 510 | 442 | Yes
2030-03-30 12:00 | 2030 Initial | -700 | 505 | 510 | 442 | Yes
2030-03-30 13:00 | 2030 Initial | -700 | 505 | 510 | 442 | Yes
2030-03-30 14:00 | 2030 Initial | -700 | 300 | 510 | 361.49 | Yes
2030-03-30 15:00 | 2030 Initial | -100 | 0 | 210 | 61.49 | No
2030-03-30 16:00 | 2030 Initial | 100 | 11.99 | 387.63 | 144.94 | No
2030-03-30 17:00 | 2030 Initial | 700 | 311.99 | 510 | 442 | No
2030-03-30 18:00 | 2030 Initial | 700 | 255.28 | 510 | 442 | No
2030-03-30 19:00 | 2030 Initial | 700 | 505 | 510 | 442 | No
2030-03-30 20:00 | 2030 Initial | 700 | 505 | 510 | 442 | No
2030-03-30 21:00 | 2030 Initial | 700 | 505 | 510 | 442 | No
2030-03-30 22:00 | 2030 Initial | 700 | 505 | 510 | 442 | No
2030-03-30 23:00 | 2030 Initial | 700 | 318.5 | 510 | 442 | No
2030-03-31 | 2030 Initial | 700 | 73.23 | 510 | 442 | No
2030-03-31 01:00 | 2030 Initial | 700 | 40.55 | 510 | 442 | No
2030-03-31 02:00 | 2030 Initial | 700 | 155.8 | 510 | 442 | No
2030-03-31 03:00 | 2030 Initial | 700 | 291.46 | 510 | 442 | No
2030-03-31 04:00 | 2030 Initial | 700 | 420.77 | 510 | 442 | No
2030-03-31 05:00 | 2030 Initial | 700 | 429.9 | 510 | 442 | No
2030-03-31 06:00 | 2030 Initial | 700 | 173.77 | 510 | 442 | No
2030-03-31 07:00 | 2030 Initial | 700 | 8.15 | 510 | 442 | No
2030-03-31 08:00 | 2030 Initial | 700 | 48.41 | 510 | 442 | No
2030-03-31 09:00 | 2030 Initial | 700 | 65.31 | 510 | 442 | No
2030-03-31 10:00 | 2030 Initial | 700 | 0 | 469.53 | 442 | No
2030-03-31 11:00 | 2030 Initial | 700 | 0 | 510 | 442 | No
2030-03-31 12:00 | 2030 Initial | 700 | 0 | 510 | 442 | No
2030-03-31 13:00 | 2030 Initial | 700 | 0 | 390.43 | 442 | No
2030-03-31 14:00 | 2030 Initial | 700 | 0 | 510 | 442 | No
2030-03-31 15:00 | 2030 Initial | 700 | 22.12 | 330.55 | 442 | No
2030-03-31 16:00 | 2030 Initial | 700 | 0 | 30.55 | 142 | No
2030-03-31 17:00 | 2030 Initial | 700 | 0 | 203.51 | 3.46 | No
2030-03-31 18:00 | 2030 Initial | 700 | 0 | 503.51 | 303.46 | No
2030-03-31 19:00 | 2030 Initial | 700 | 299.23 | 510 | 442 | No
2030-03-31 20:00 | 2030 Initial | 700 | 505 | 510 | 442 | No
2030-03-31 21:00 | 2030 Initial | 700 | 505 | 510 | 442 | No
2030-03-31 22:00 | 2030 Initial | 700 | 319.85 | 510 | 442 | No
2030-03-31 23:00 | 2030 Initial | 700 | 322.3 | 510 | 442 | No
2030-04-01 | 2030 Initial | 700 | 205 | 510 | 403.11 | No
2030-04-01 01:00 | 2030 Initial | 700 | 505 | 510 | 442 | No
2030-04-01 02:00 | 2030 Initial | 700 | 505 | 510 | 442 | No
2030-04-01 03:00 | 2030 Initial | 700 | 505 | 510 | 442 | No
2030-04-01 04:00 | 2030 Initial | 700 | 505 | 510 | 442 | No
2030-04-01 05:00 | 2030 Initial | 700 | 505 | 510 | 442 | No
2030-04-01 06:00 | 2030 Initial | 700 | 505 | 510 | 442 | No
2030-04-01 07:00 | 2030 Initial | 700 | 505 | 510 | 442 | No
2030-04-01 08:00 | 2030 Initial | 700 | 505 | 510 | 442 | No
2030-04-01 09:00 | 2030 Initial | 700 | 505 | 510 | 442 | No
2030-04-01 10:00 | 2030 Initial | 700 | 205 | 510 | 442 | No
2030-04-01 11:00 | 2030 Initial | 700 | 0 | 510 | 442 | No
2030-04-01 12:00 | 2030 Initial | 700 | 0 | 510 | 442 | No
2030-04-01 13:00 | 2030 Initial | 700 | 0 | 510 | 442 | No
2030-04-01 14:00 | 2030 Initial | 700 | 0 | 510 | 442 | No
2030-04-01 15:00 | 2030 Initial | 700 | 0 | 510 | 377.99 | No
2030-04-01 16:00 | 2030 Initial | 700 | 84.31 | 480.92 | 369.75 | No
2030-04-01 17:00 | 2030 Initial | 700 | 384.31 | 510 | 442 | No
2030-04-01 18:00 | 2030 Initial | 700 | 505 | 510 | 442 | No
2030-04-01 19:00 | 2030 Initial | 700 | 505 | 510 | 442 | No
2030-04-01 20:00 | 2030 Initial | 700 | 505 | 510 | 442 | No
2030-04-01 21:00 | 2030 Initial | 700 | 505 | 510 | 442 | No
2030-04-01 22:00 | 2030 Initial | 700 | 505 | 510 | 442 | No
2030-04-01 23:00 | 2030 Initial | 700 | 505 | 510 | 442 | No
2030-04-02 | 2030 Initial | 700 | 453.01 | 510 | 442 | No
2030-04-02 01:00 | 2030 Initial | 700 | 266.19 | 510 | 442 | No
2030-04-02 02:00 | 2030 Initial | 700 | 202.46 | 510 | 442 | No
2030-04-02 03:00 | 2030 Initial | 700 | 142.5 | 510 | 429.78 | No
2030-04-02 04:00 | 2030 Initial | 700 | 205 | 510 | 351.24 | No
2030-04-02 05:00 | 2030 Initial | 231.9 | 505 | 510 | 442 | No
2030-04-02 06:00 | 2030 Initial | 700 | 205 | 412.34 | 142 | No
2030-04-02 07:00 | 2030 Initial | 700 | 205 | 510 | 295.26 | No
2030-04-02 08:00 | 2030 Initial | 445.76 | 505 | 510 | 298.72 | No
2030-04-02 09:00 | 2030 Initial | -116.31 | 505 | 510 | 442 | No
2030-04-02 10:00 | 2030 Initial | -700 | 505 | 510 | 442 | No
2030-04-02 11:00 | 2030 Initial | -700 | 505 | 510 | 442 | No
2030-04-02 12:00 | 2030 Initial | -700 | 505 | 510 | 402.13 | No
2030-04-02 13:00 | 2030 Initial | -700 | 505 | 510 | 432.16 | Yes
2030-04-02 14:00 | 2030 Initial | -700 | 505 | 510 | 381.81 | No
2030-04-02 15:00 | 2030 Initial | -512.62 | 505 | 510 | 302.55 | No
2030-04-02 16:00 | 2030 Initial | 87.38 | 322.25 | 510 | 365.28 | No
2030-04-02 17:00 | 2030 Initial | 687.38 | 327.21 | 510 | 442 | No
2030-04-02 18:00 | 2030 Initial | 700 | 299.3 | 510 | 442 | No
2030-04-02 19:00 | 2030 Initial | 700 | 303.85 | 510 | 442 | No
2030-04-02 20:00 | 2030 Initial | 700 | 335.98 | 510 | 442 | No
2030-04-02 21:00 | 2030 Initial | 700 | 505 | 510 | 442 | No
2030-04-02 22:00 | 2030 Initial | 700 | 505 | 510 | 442 | No
2030-04-02 23:00 | 2030 Initial | 700 | 505 | 510 | 442 | No
2030-04-03 | 2030 Initial | 700 | 505 | 510 | 442 | No
2030-04-03 01:00 | 2030 Initial | 700 | 505 | 510 | 442 | No
2030-04-03 02:00 | 2030 Initial | 700 | 505 | 510 | 442 | No
2030-04-03 03:00 | 2030 Initial | 700 | 505 | 510 | 442 | No
2030-04-03 04:00 | 2030 Initial | 700 | 505 | 510 | 442 | No
2030-04-03 05:00 | 2030 Initial | 700 | 205 | 433.93 | 142 | No
2030-04-03 06:00 | 2030 Initial | 700 | 7.28 | 510 | 433.65 | No
2030-04-03 07:00 | 2030 Initial | 700 | 307.28 | 510 | 442 | No
2030-04-03 08:00 | 2030 Initial | 700 | 505 | 510 | 442 | No
2030-04-03 09:00 | 2030 Initial | 700 | 493.85 | 510 | 442 | No
2030-04-03 10:00 | 2030 Initial | 700 | 405.96 | 510 | 442 | No
2030-04-03 11:00 | 2030 Initial | 700 | 156.84 | 510 | 442 | No
2030-04-03 12:00 | 2030 Initial | 700 | 456.84 | 510 | 442 | No
2030-04-03 13:00 | 2030 Initial | 700 | 156.84 | 510 | 442 | No
2030-04-03 14:00 | 2030 Initial | 700 | 343.56 | 510 | 442 | No
2030-04-03 15:00 | 2030 Initial | 700 | 300 | 510 | 442 | No
2030-04-03 16:00 | 2030 Initial | 700 | 0 | 510 | 309.4 | No
2030-04-03 17:00 | 2030 Initial | 700 | 205 | 510 | 405.63 | No
2030-04-03 18:00 | 2030 Initial | 700 | 505 | 510 | 442 | No
2030-04-03 19:00 | 2030 Initial | 700 | 505 | 510 | 442 | No
2030-04-03 20:00 | 2030 Initial | 700 | 505 | 510 | 442 | No
2030-04-03 21:00 | 2030 Initial | 700 | 505 | 510 | 442 | No
2030-04-03 22:00 | 2030 Initial | 700 | 505 | 510 | 442 | No
2030-04-03 23:00 | 2030 Initial | 700 | 505 | 510 | 442 | No
2030-04-04 | 2030 Initial | 700 | 505 | 510 | 442 | No
2030-04-04 01:00 | 2030 Initial | 700 | 505 | 510 | 442 | No
2030-04-04 02:00 | 2030 Initial | 700 | 505 | 510 | 442 | No
2030-04-04 03:00 | 2030 Initial | 700 | 505 | 510 | 442 | No
2030-04-04 04:00 | 2030 Initial | 700 | 505 | 510 | 442 | No
2030-04-04 05:00 | 2030 Initial | 700 | 448.54 | 510 | 442 | No
2030-04-04 06:00 | 2030 Initial | 700 | 170.64 | 510 | 440.49 | No
2030-04-04 07:00 | 2030 Initial | 700 | 470.64 | 510 | 442 | No
2030-04-04 08:00 | 2030 Initial | 700 | 297.06 | 510 | 442 | No
2030-04-04 09:00 | 2030 Initial | 100 | 205.32 | 510 | 442 | No
2030-04-04 10:00 | 2030 Initial | -500 | 0 | 418.42 | 246.33 | No
2030-04-04 11:00 | 2030 Initial | -700 | 0 | 175.23 | 138.68 | No
2030-04-04 12:00 | 2030 Initial | -700 | 300 | 475.23 | 438.68 | Yes
2030-04-04 13:00 | 2030 Initial | -700 | 505 | 510 | 442 | Yes
2030-04-04 14:00 | 2030 Initial | -700 | 505 | 510 | 442 | Yes
2030-04-04 15:00 | 2030 Initial | -700 | 505 | 510 | 442 | Yes
2030-04-04 16:00 | 2030 Initial | -700 | 505 | 510 | 442 | Yes
2030-04-04 17:00 | 2030 Initial | -700 | 505 | 510 | 442 | Yes
2030-04-04 18:00 | 2030 Initial | -100 | 505 | 510 | 442 | No
2030-04-04 19:00 | 2030 Initial | 448.96 | 505 | 510 | 442 | No
2030-04-04 20:00 | 2030 Initial | 252.4 | 505 | 510 | 442 | No
2030-04-04 21:00 | 2030 Initial | 0 | 505 | 510 | 442 | No
2030-04-04 22:00 | 2030 Initial | -321.53 | 505 | 510 | 442 | No
2030-04-04 23:00 | 2030 Initial | -382.43 | 505 | 510 | 442 | No
2030-04-05 | 2030 Initial | -448.08 | 505 | 510 | 442 | No
2030-04-05 01:00 | 2030 Initial | -700 | 505 | 510 | 442 | Yes
2030-04-05 02:00 | 2030 Initial | -700 | 505 | 510 | 442 | Yes
2030-04-05 03:00 | 2030 Initial | -700 | 505 | 510 | 442 | Yes
2030-04-05 04:00 | 2030 Initial | -700 | 505 | 510 | 200.72 | Yes
2030-04-05 05:00 | 2030 Initial | -700 | 505 | 510 | 185.84 | Yes
2030-04-05 06:00 | 2030 Initial | -700 | 505 | 510 | 258.54 | Yes
2030-04-05 07:00 | 2030 Initial | -700 | 505 | 510 | 442 | Yes
2030-04-05 08:00 | 2030 Initial | -700 | 505 | 510 | 442 | Yes
2030-04-05 09:00 | 2030 Initial | -700 | 505 | 510 | 442 | Yes
2030-04-05 10:00 | 2030 Initial | -700 | 505 | 510 | 442 | Yes
2030-04-05 11:00 | 2030 Initial | -700 | 505 | 510 | 442 | Yes
2030-04-05 12:00 | 2030 Initial | -700 | 505 | 510 | 442 | Yes
2030-04-05 13:00 | 2030 Initial | -700 | 505 | 510 | 292.5 | Yes
2030-04-05 14:00 | 2030 Initial | -700 | 505 | 510 | 238.55 | Yes
2030-04-05 15:00 | 2030 Initial | -700 | 505 | 510 | 248.39 | Yes
2030-04-05 16:00 | 2030 Initial | -700 | 505 | 510 | 337.36 | Yes
2030-04-05 17:00 | 2030 Initial | -700 | 505 | 510 | 384 | Yes
2030-04-05 18:00 | 2030 Initial | -700 | 505 | 510 | 359.06 | Yes
2030-04-05 19:00 | 2030 Initial | -700 | 505 | 510 | 323.25 | Yes
2030-04-05 20:00 | 2030 Initial | -700 | 505 | 510 | 334.52 | Yes
2030-04-05 21:00 | 2030 Initial | -700 | 505 | 510 | 322.99 | Yes
2030-04-05 22:00 | 2030 Initial | -700 | 505 | 510 | 246.65 | Yes
2030-04-05 23:00 | 2030 Initial | -700 | 505 | 510 | 183.49 | Yes
2030-04-06 | 2030 Initial | -372.29 | 505 | 510 | 442 | No
2030-04-06 01:00 | 2030 Initial | -400.57 | 505 | 510 | 442 | No
2030-04-06 02:00 | 2030 Initial | -551.2 | 505 | 510 | 442 | No
2030-04-06 03:00 | 2030 Initial | -577.56 | 505 | 510 | 442 | No
2030-04-06 04:00 | 2030 Initial | -283.31 | 505 | 510 | 442 | No
2030-04-06 05:00 | 2030 Initial | 0 | 505 | 510 | 442 | No
2030-04-06 06:00 | 2030 Initial | 600 | 205 | 404.1 | 142 | No
2030-04-06 07:00 | 2030 Initial | 700 | 39.93 | 510 | 442 | No
2030-04-06 08:00 | 2030 Initial | 600 | 3.2 | 510 | 442 | No
2030-04-06 09:00 | 2030 Initial | 0 | 0 | 344.68 | 156.68 | No
2030-04-06 10:00 | 2030 Initial | 0 | 0 | 44.68 | 0 | No
2030-04-06 11:00 | 2030 Initial | -281.17 | 0 | 0 | 0 | No
2030-04-06 12:00 | 2030 Initial | -533.79 | 0 | 0 | 0 | No
2030-04-06 13:00 | 2030 Initial | -413.51 | 0 | 0 | 0 | No
2030-04-06 14:00 | 2030 Initial | -204.57 | 0 | 0 | 106.98 | No
2030-04-06 15:00 | 2030 Initial | 395.43 | 0 | 49.56 | 194.82 | No
2030-04-06 16:00 | 2030 Initial | 700 | 0 | 349.56 | 442 | No
2030-04-06 17:00 | 2030 Initial | 700 | 119.75 | 510 | 442 | No
2030-04-06 18:00 | 2030 Initial | 700 | 170.46 | 300 | 433.25 | No
2030-04-06 19:00 | 2030 Initial | 700 | -91.36 | 0 | 133.25 | No
2030-04-06 20:00 | 2030 Initial | 700 | 208.64 | 300 | 433.25 | No
2030-04-06 21:00 | 2030 Initial | 700 | 505 | 510 | 442 | No
2030-04-06 22:00 | 2030 Initial | 700 | 441.27 | 510 | 442 | No
2030-04-06 23:00 | 2030 Initial | 700 | 401.58 | 510 | 442 | No
2030-04-07 | 2030 Initial | 700 | 101.58 | 510 | 383.21 | No
2030-04-07 01:00 | 2030 Initial | 700 | 205 | 510 | 318.96 | No
2030-04-07 02:00 | 2030 Initial | 700 | 505 | 510 | 442 | No
2030-04-07 03:00 | 2030 Initial | 700 | 220.35 | 510 | 442 | No
2030-04-07 04:00 | 2030 Initial | 700 | 499.91 | 510 | 442 | No
2030-04-07 05:00 | 2030 Initial | 700 | 505 | 510 | 442 | No
2030-04-07 06:00 | 2030 Initial | 700 | 488.8 | 510 | 442 | No
2030-04-07 07:00 | 2030 Initial | 700 | 374 | 417.85 | 442 | No
2030-04-07 08:00 | 2030 Initial | 475.37 | 74 | 117.85 | 442 | No
2030-04-07 09:00 | 2030 Initial | -124.63 | -226 | -182.15 | 367.84 | No
2030-04-07 10:00 | 2030 Initial | -700 | -526 | -482.15 | 67.84 | No
2030-04-07 11:00 | 2030 Initial | -700 | -526 | -510 | -60.95 | No
2030-04-07 12:00 | 2030 Initial | -700 | -226 | -210 | 239.05 | No
2030-04-07 13:00 | 2030 Initial | -700 | -526 | -510 | -40.28 | No
2030-04-07 14:00 | 2030 Initial | -700 | -485.74 | -510 | -31.46 | No
2030-04-07 15:00 | 2030 Initial | -700 | -185.74 | -346.28 | 0 | No
2030-04-07 16:00 | 2030 Initial | -203.33 | 0 | -80.85 | 81.27 | No
2030-04-07 17:00 | 2030 Initial | 396.67 | 140.85 | 210 | 381.27 | No
2030-04-07 18:00 | 2030 Initial | 700 | 440.85 | 510 | 442 | No
2030-04-07 19:00 | 2030 Initial | 700 | 255.97 | 510 | 442 | No
2030-04-07 20:00 | 2030 Initial | 700 | 411.77 | 510 | 442 | No
2030-04-07 21:00 | 2030 Initial | 700 | 505 | 510 | 442 | No
2030-04-07 22:00 | 2030 Initial | 700 | 505 | 510 | 442 | No
2030-04-07 23:00 | 2030 Initial | 700 | 283.77 | 510 | 442 | No
2030-04-08 | 2030 Initial | 700 | 291.09 | 510 | 442 | No
2030-04-08 01:00 | 2030 Initial | 700 | 505 | 510 | 442 | No
2030-04-08 02:00 | 2030 Initial | 700 | 505 | 510 | 442 | No
2030-04-08 03:00 | 2030 Initial | 700 | 505 | 510 | 442 | No
2030-04-08 04:00 | 2030 Initial | 700 | 505 | 510 | 442 | No
2030-04-08 05:00 | 2030 Initial | 700 | 505 | 510 | 442 | No
2030-04-08 06:00 | 2030 Initial | 700 | 205 | 510 | 148.56 | No
2030-04-08 07:00 | 2030 Initial | 700 | 0 | 510 | 235.38 | No
2030-04-08 08:00 | 2030 Initial | 700 | 0 | 510 | 142 | No
2030-04-08 09:00 | 2030 Initial | 700 | 163.84 | 510 | 442 | No
2030-04-08 10:00 | 2030 Initial | 700 | 0 | 510 | 442 | No
2030-04-08 11:00 | 2030 Initial | 700 | 0 | 210 | 255.89 | No
2030-04-08 12:00 | 2030 Initial | 700 | 0 | 367.39 | 442 | No
2030-04-08 13:00 | 2030 Initial | 700 | 0 | 67.39 | 442 | No
2030-04-08 14:00 | 2030 Initial | 700 | 0 | 0 | 442 | No
2030-04-08 15:00 | 2030 Initial | 700 | 0 | 4.63 | 442 | No
2030-04-08 16:00 | 2030 Initial | 700 | 0 | 304.63 | 308.8 | No
2030-04-08 17:00 | 2030 Initial | 700 | 107.02 | 510 | 442 | No
2030-04-08 18:00 | 2030 Initial | 700 | 275.64 | 510 | 442 | No
2030-04-08 19:00 | 2030 Initial | 700 | 267.71 | 510 | 442 | No
2030-04-08 20:00 | 2030 Initial | 700 | 505 | 510 | 442 | No
2030-04-08 21:00 | 2030 Initial | 700 | 505 | 510 | 442 | No
2030-04-08 22:00 | 2030 Initial | 700 | 498.46 | 510 | 442 | No
2030-04-08 23:00 | 2030 Initial | 700 | 386.76 | 510 | 442 | No
2030-04-09 | 2030 Initial | 700 | 505 | 510 | 373.06 | No
2030-04-09 01:00 | 2030 Initial | 700 | 314.54 | 510 | 366.93 | No
2030-04-09 02:00 | 2030 Initial | 700 | 333.69 | 510 | 371.61 | No
2030-04-09 03:00 | 2030 Initial | 700 | 208.66 | 510 | 373.32 | No
2030-04-09 04:00 | 2030 Initial | 700 | 406.02 | 510 | 361.82 | No
2030-04-09 05:00 | 2030 Initial | 700 | 226.99 | 510 | 311.78 | No
2030-04-09 06:00 | 2030 Initial | 700 | 171.83 | 510 | 367.77 | No
2030-04-09 07:00 | 2030 Initial | 700 | 314.59 | 510 | 442 | No
2030-04-09 08:00 | 2030 Initial | 700 | 195.84 | 510 | 442 | No
2030-04-09 09:00 | 2030 Initial | 700 | 0 | 408.71 | 224.61 | No
2030-04-09 10:00 | 2030 Initial | 700 | 0 | 510 | 442 | No
2030-04-09 11:00 | 2030 Initial | 700 | 0 | 510 | 256.47 | No
2030-04-09 12:00 | 2030 Initial | 700 | 0 | 510 | 152.45 | No
2030-04-09 13:00 | 2030 Initial | 700 | 0 | 211.67 | 0 | No
2030-04-09 14:00 | 2030 Initial | 700 | 0 | 406.95 | 64.39 | No
2030-04-09 15:00 | 2030 Initial | 700 | 0 | 358.82 | 0 | No
2030-04-09 16:00 | 2030 Initial | 700 | 0 | 510 | 150.19 | No
2030-04-09 17:00 | 2030 Initial | 700 | 180.34 | 510 | 308.71 | No
2030-04-09 18:00 | 2030 Initial | 700 | 199.1 | 510 | 435.28 | No
2030-04-09 19:00 | 2030 Initial | 700 | 0 | 210 | 135.28 | No
2030-04-09 20:00 | 2030 Initial | 700 | 300 | 510 | 329.13 | No
2030-04-09 21:00 | 2030 Initial | 700 | 505 | 510 | 327.2 | No
2030-04-09 22:00 | 2030 Initial | 700 | 505 | 510 | 27.2 | No
2030-04-09 23:00 | 2030 Initial | 700 | 442.76 | 510 | -52.07 | No
2030-04-10 | 2030 Initial | 700 | 358.26 | 510 | -76.9 | No
2030-04-10 01:00 | 2030 Initial | 700 | 505 | 510 | 27.68 | No
2030-04-10 02:00 | 2030 Initial | 700 | 505 | 510 | 327.68 | No
2030-04-10 03:00 | 2030 Initial | 700 | 505 | 510 | 442 | No
2030-04-10 04:00 | 2030 Initial | 700 | 505 | 510 | 442 | No
2030-04-10 05:00 | 2030 Initial | 700 | 505 | 510 | 442 | No
2030-04-10 06:00 | 2030 Initial | 700 | 232.21 | 510 | 401.03 | No
2030-04-10 07:00 | 2030 Initial | 700 | 122.81 | 510 | 442 | No
2030-04-10 08:00 | 2030 Initial | 700 | 422.81 | 510 | 442 | No
2030-04-10 09:00 | 2030 Initial | 700 | 266.2 | 510 | 442 | No
2030-04-10 10:00 | 2030 Initial | 700 | 0 | 510 | 325.05 | No
2030-04-10 11:00 | 2030 Initial | 700 | 0 | 510 | 361 | No
2030-04-10 12:00 | 2030 Initial | 700 | 0 | 510 | 381.78 | No
2030-04-10 13:00 | 2030 Initial | 700 | 0 | 510 | 330.99 | No
2030-04-10 14:00 | 2030 Initial | 700 | 0 | 439.19 | 176.38 | No
2030-04-10 15:00 | 2030 Initial | 700 | 274.85 | 139.19 | 0 | No
2030-04-10 16:00 | 2030 Initial | 700 | 0 | -160.81 | -300 | No
2030-04-10 17:00 | 2030 Initial | 700 | -226 | -378.91 | -210 | No
2030-04-10 18:00 | 2030 Initial | 700 | -526 | -510 | -510 | No
2030-04-10 19:00 | 2030 Initial | 700 | -526 | -510 | -510 | No
2030-04-10 20:00 | 2030 Initial | 700 | -226 | -210 | -350.45 | No
2030-04-10 21:00 | 2030 Initial | 700 | 74 | 90 | -78.86 | No
2030-04-10 22:00 | 2030 Initial | 700 | 374 | 390 | 221.14 | No
2030-04-10 23:00 | 2030 Initial | 700 | 378.82 | 510 | 437.19 | No
2030-04-11 | 2030 Initial | 700 | 325.09 | 510 | 241.76 | No
2030-04-11 01:00 | 2030 Initial | 700 | 432.03 | 510 | 278.13 | No
2030-04-11 02:00 | 2030 Initial | 700 | 328.91 | 510 | 360.52 | No
2030-04-11 03:00 | 2030 Initial | 700 | 73.39 | 510 | 333.28 | No
2030-04-11 04:00 | 2030 Initial | 700 | 200.07 | 510 | 350.85 | No
2030-04-11 05:00 | 2030 Initial | 700 | 0 | 510 | 177.45 | No
2030-04-11 06:00 | 2030 Initial | 700 | 180.41 | 510 | 277.09 | No
2030-04-11 07:00 | 2030 Initial | 700 | 480.41 | 510 | 392.14 | No
2030-04-11 08:00 | 2030 Initial | 700 | 281.18 | 510 | 442 | No
2030-04-11 09:00 | 2030 Initial | 700 | 0 | 315.5 | 142 | No
2030-04-11 10:00 | 2030 Initial | 700 | 0 | 510 | 253.84 | No
2030-04-11 11:00 | 2030 Initial | 700 | 0 | 452.21 | 442 | No
2030-04-11 12:00 | 2030 Initial | 700 | 0 | 493.83 | 442 | No
2030-04-11 13:00 | 2030 Initial | 700 | 0 | 193.83 | 442 | No
2030-04-11 14:00 | 2030 Initial | 700 | 39 | 99.86 | 442 | No
2030-04-11 15:00 | 2030 Initial | 700 | 0 | -200.14 | 142 | No
2030-04-11 16:00 | 2030 Initial | 700 | 0 | 99.86 | 3.39 | No
2030-04-11 17:00 | 2030 Initial | 700 | 6.9 | 399.86 | 303.39 | No
2030-04-11 18:00 | 2030 Initial | 700 | 0 | 510 | 176.43 | No
2030-04-11 19:00 | 2030 Initial | 700 | 0 | 501.21 | 0 | No
2030-04-11 20:00 | 2030 Initial | 700 | 205 | 510 | 142 | No
2030-04-11 21:00 | 2030 Initial | 700 | 505 | 510 | 442 | No
2030-04-11 22:00 | 2030 Initial | 700 | 426.48 | 510 | 442 | No
2030-04-11 23:00 | 2030 Initial | 700 | 359.74 | 510 | 381.21 | No
2030-04-12 | 2030 Initial | 700 | 505 | 510 | 398.95 | No
2030-04-12 01:00 | 2030 Initial | 700 | 486.42 | 510 | 374.01 | No
2030-04-12 02:00 | 2030 Initial | 700 | 314.58 | 510 | 168.32 | No
2030-04-12 03:00 | 2030 Initial | 700 | 170.42 | 510 | 177.67 | No
2030-04-12 04:00 | 2030 Initial | 700 | 219.62 | 510 | 262.04 | No
2030-04-12 05:00 | 2030 Initial | 700 | 0 | 510 | 230.84 | No
2030-04-12 06:00 | 2030 Initial | 700 | 9.44 | 229.03 | 300 | No
2030-04-12 07:00 | 2030 Initial | 700 | 0 | -70.97 | 0 | No
2030-04-12 08:00 | 2030 Initial | 700 | 0 | 174.7 | 0 | No
2030-04-12 09:00 | 2030 Initial | 700 | 300 | 474.7 | 300 | No
2030-04-12 10:00 | 2030 Initial | 700 | 380.83 | 510 | 137.99 | No
2030-04-12 11:00 | 2030 Initial | 700 | 80.83 | 510 | 235.95 | No
2030-04-12 12:00 | 2030 Initial | 700 | 366.04 | 510 | 442 | No
2030-04-12 13:00 | 2030 Initial | 700 | 132.52 | 510 | 442 | No
2030-04-12 14:00 | 2030 Initial | 700 | 360.01 | 510 | 442 | No
2030-04-12 15:00 | 2030 Initial | 700 | 60.01 | 491.66 | 277.6 | No
2030-04-12 16:00 | 2030 Initial | 152.72 | 360.01 | 510 | 442 | No
2030-04-12 17:00 | 2030 Initial | 53.68 | 505 | 510 | 442 | No
2030-04-12 18:00 | 2030 Initial | 16.87 | 505 | 510 | 442 | No
2030-04-12 19:00 | 2030 Initial | 507.6 | 367.15 | 510 | 442 | No
2030-04-12 20:00 | 2030 Initial | 700 | 505 | 510 | 442 | No
2030-04-12 21:00 | 2030 Initial | 300.26 | 505 | 510 | 276.59 | No
2030-04-12 22:00 | 2030 Initial | -59.6 | 505 | 510 | 94.57 | No
2030-04-12 23:00 | 2030 Initial | -39 | 505 | 510 | 1.77 | No
2030-04-13 | 2030 Initial | -351.38 | 505 | 510 | 301.77 | No
2030-04-13 01:00 | 2030 Initial | -54.76 | 505 | 510 | 310.14 | No
2030-04-13 02:00 | 2030 Initial | -355.75 | 505 | 510 | 325.46 | No
2030-04-13 03:00 | 2030 Initial | -228.84 | 505 | 510 | 295.06 | No
2030-04-13 04:00 | 2030 Initial | -539.1 | 505 | 510 | 279.97 | No
2030-04-13 05:00 | 2030 Initial | -305.11 | 505 | 510 | 442 | No
2030-04-13 06:00 | 2030 Initial | 196.93 | 505 | 510 | 442 | No
2030-04-13 07:00 | 2030 Initial | 163.98 | 505 | 510 | 442 | No
2030-04-13 08:00 | 2030 Initial | -422.98 | 505 | 510 | 442 | No
2030-04-13 09:00 | 2030 Initial | -700 | 505 | 510 | 442 | Yes
2030-04-13 10:00 | 2030 Initial | -700 | 505 | 510 | 442 | Yes
2030-04-13 11:00 | 2030 Initial | -700 | 505 | 510 | 442 | Yes
2030-04-13 12:00 | 2030 Initial | -700 | 505 | 510 | 442 | No
2030-04-13 13:00 | 2030 Initial | -700 | 447.15 | 510 | 442 | No
2030-04-13 14:00 | 2030 Initial | -100 | 147.15 | 340.53 | 410.03 | No
2030-04-13 15:00 | 2030 Initial | 500 | 0 | 218.3 | 439.4 | No
2030-04-13 16:00 | 2030 Initial | 700 | 156.62 | 510 | 442 | No
2030-04-13 17:00 | 2030 Initial | 700 | 169.06 | 510 | 442 | No
2030-04-13 18:00 | 2030 Initial | 700 | 326.8 | 510 | 442 | No
2030-04-13 19:00 | 2030 Initial | 700 | 293.07 | 510 | 442 | No
2030-04-13 20:00 | 2030 Initial | 700 | 426.1 | 510 | 442 | No
2030-04-13 21:00 | 2030 Initial | 700 | 126.1 | 510 | 442 | No
2030-04-13 22:00 | 2030 Initial | 700 | 126.1 | 510 | 442 | No
2030-04-13 23:00 | 2030 Initial | 700 | 390.81 | 510 | 442 | No
2030-04-14 | 2030 Initial | 700 | 360.69 | 510 | 442 | No
2030-04-14 01:00 | 2030 Initial | 700 | 293.3 | 510 | 442 | No
2030-04-14 02:00 | 2030 Initial | 700 | 285.02 | 510 | 442 | No
2030-04-14 03:00 | 2030 Initial | 700 | 505 | 510 | 442 | No
2030-04-14 04:00 | 2030 Initial | 700 | 505 | 510 | 442 | No
2030-04-14 05:00 | 2030 Initial | 700 | 505 | 510 | 442 | No
2030-04-14 06:00 | 2030 Initial | 700 | 480.38 | 510 | 442 | No
2030-04-14 07:00 | 2030 Initial | 700 | 180.38 | 498.05 | 142 | No
2030-04-14 08:00 | 2030 Initial | 700 | 77.66 | 510 | 442 | No
2030-04-14 09:00 | 2030 Initial | 700 | 0 | 210 | 442 | No
2030-04-14 10:00 | 2030 Initial | 575.63 | 0 | 0 | 442 | No
2030-04-14 11:00 | 2030 Initial | 700 | 0 | 0 | 442 | No
2030-04-14 12:00 | 2030 Initial | 485.76 | 0 | 0 | 442 | No
2030-04-14 13:00 | 2030 Initial | 700 | 0 | 0 | 403.54 | No
2030-04-14 14:00 | 2030 Initial | 614.32 | 0 | 0 | 418.27 | No
2030-04-14 15:00 | 2030 Initial | 700 | 0 | 138.92 | 347.05 | No
2030-04-14 16:00 | 2030 Initial | 700 | -122.61 | -62.69 | 228.83 | No
2030-04-14 17:00 | 2030 Initial | 700 | 0 | 237.31 | 442 | No
2030-04-14 18:00 | 2030 Initial | 700 | 0 | 510 | 324.02 | No
2030-04-14 19:00 | 2030 Initial | 700 | 0 | 210 | 24.02 | No
2030-04-14 20:00 | 2030 Initial | 700 | 282.73 | 510 | 324.02 | No
2030-04-14 21:00 | 2030 Initial | 700 | 401.82 | 510 | 442 | No
2030-04-14 22:00 | 2030 Initial | 700 | 187.94 | 510 | 442 | No
2030-04-14 23:00 | 2030 Initial | 700 | 206.91 | 510 | 344.7 | No
2030-04-15 | 2030 Initial | 700 | 496.1 | 510 | 285.97 | No
2030-04-15 01:00 | 2030 Initial | 700 | 496.1 | 510 | 280.91 | No
2030-04-15 02:00 | 2030 Initial | 700 | 321.45 | 510 | 288.2 | No
2030-04-15 03:00 | 2030 Initial | 700 | 422.09 | 510 | 278.86 | No
2030-04-15 04:00 | 2030 Initial | 700 | 291.81 | 510 | 256.14 | No
2030-04-15 05:00 | 2030 Initial | 700 | 37.54 | 510 | 270.8 | No
2030-04-15 06:00 | 2030 Initial | 700 | 280.47 | 510 | 353.24 | No
2030-04-15 07:00 | 2030 Initial | 700 | 193.5 | 510 | 442 | No
2030-04-15 08:00 | 2030 Initial | 700 | 0 | 510 | 230.25 | No
2030-04-15 09:00 | 2030 Initial | 700 | 214.78 | 510 | 442 | No
2030-04-15 10:00 | 2030 Initial | 700 | 0 | 210 | 404.69 | No
2030-04-15 11:00 | 2030 Initial | 700 | 0 | 0 | 379.97 | No
2030-04-15 12:00 | 2030 Initial | 700 | 0 | 0 | 402.99 | No
2030-04-15 13:00 | 2030 Initial | 700 | 0 | 0 | 370.63 | No
2030-04-15 14:00 | 2030 Initial | 700 | 0 | -66.66 | 357.55 | No
2030-04-15 15:00 | 2030 Initial | 700 | -300 | -366.66 | 57.55 | No
2030-04-15 16:00 | 2030 Initial | 700 | -139.43 | -90 | -95.71 | No
2030-04-15 17:00 | 2030 Initial | 700 | 0 | 210 | 167.86 | No
2030-04-15 18:00 | 2030 Initial | 700 | 73.34 | 510 | 442 | No
2030-04-15 19:00 | 2030 Initial | 700 | 73.34 | 510 | 442 | No
2030-04-15 20:00 | 2030 Initial | 700 | 324.05 | 510 | 442 | No
2030-04-15 21:00 | 2030 Initial | 700 | 289.03 | 510 | 442 | No
2030-04-15 22:00 | 2030 Initial | 700 | 289.03 | 510 | 442 | No
2030-04-15 23:00 | 2030 Initial | 700 | 505 | 510 | 442 | No
2030-04-16 | 2030 Initial | 700 | 505 | 510 | 442 | No
2030-04-16 01:00 | 2030 Initial | 700 | 505 | 510 | 442 | No
2030-04-16 02:00 | 2030 Initial | 700 | 452.7 | 510 | 442 | No
2030-04-16 03:00 | 2030 Initial | 700 | 505 | 510 | 442 | No
2030-04-16 04:00 | 2030 Initial | 700 | 437.68 | 510 | 442 | No
2030-04-16 05:00 | 2030 Initial | 700 | 216.45 | 510 | 442 | No
2030-04-16 06:00 | 2030 Initial | 700 | 17.01 | 510 | 442 | No
2030-04-16 07:00 | 2030 Initial | 700 | 0 | 510 | 412.56 | No
2030-04-16 08:00 | 2030 Initial | 700 | 113.16 | 510 | 442 | No
2030-04-16 09:00 | 2030 Initial | 700 | 67.67 | 510 | 442 | No
2030-04-16 10:00 | 2030 Initial | 700 | 0 | 483.51 | 442 | No
2030-04-16 11:00 | 2030 Initial | 700 | 0 | 222.93 | 442 | No
2030-04-16 12:00 | 2030 Initial | 700 | 0 | 222.93 | 351.26 | No
2030-04-16 13:00 | 2030 Initial | 700 | 0 | 0 | 134.9 | No
2030-04-16 14:00 | 2030 Initial | 700 | 0 | 0 | 130.47 | No
2030-04-16 15:00 | 2030 Initial | 700 | -192.88 | -300 | 84.97 | No
2030-04-16 16:00 | 2030 Initial | 700 | 0 | 0 | 34.99 | No
2030-04-16 17:00 | 2030 Initial | 700 | 300 | 300 | 334.99 | No
2030-04-16 18:00 | 2030 Initial | 700 | 259.98 | 300 | 336.73 | No
2030-04-16 19:00 | 2030 Initial | 700 | -40.02 | 0 | 36.73 | No
2030-04-16 20:00 | 2030 Initial | 700 | 259.98 | 300 | -32.63 | No
2030-04-16 21:00 | 2030 Initial | 700 | 205 | 510 | 1.01 | No
2030-04-16 22:00 | 2030 Initial | 700 | 505 | 510 | 162.68 | No
2030-04-16 23:00 | 2030 Initial | 700 | 505 | 510 | -8.38 | No
2030-04-17 | 2030 Initial | 700 | 505 | 510 | 291.62 | No
2030-04-17 01:00 | 2030 Initial | 700 | 505 | 510 | 311.38 | No
2030-04-17 02:00 | 2030 Initial | 700 | 505 | 510 | 442 | No
2030-04-17 03:00 | 2030 Initial | 700 | 505 | 510 | 442 | No
2030-04-17 04:00 | 2030 Initial | 700 | 505 | 510 | 164.92 | No
2030-04-17 05:00 | 2030 Initial | 700 | 502.42 | 510 | 132.18 | No
2030-04-17 06:00 | 2030 Initial | 700 | 468.33 | 510 | 432.18 | No
2030-04-17 07:00 | 2030 Initial | 700 | 438.5 | 510 | 442 | No
2030-04-17 08:00 | 2030 Initial | 700 | 214.59 | 510 | 442 | No
2030-04-17 09:00 | 2030 Initial | 700 | 229.52 | 510 | 442 | No
2030-04-17 10:00 | 2030 Initial | 700 | 0 | 510 | 308.99 | No
2030-04-17 11:00 | 2030 Initial | 700 | 0 | 341.85 | 40.44 | No
2030-04-17 12:00 | 2030 Initial | 700 | 0 | 41.85 | 10.58 | No
2030-04-17 13:00 | 2030 Initial | 700 | 0 | 41.85 | 0 | No
2030-04-17 14:00 | 2030 Initial | 700 | 0 | 190.43 | 23.54 | No
2030-04-17 15:00 | 2030 Initial | 700 | 0 | 446.23 | 247.59 | No
2030-04-17 16:00 | 2030 Initial | 700 | 30.18 | 510 | 442 | No
2030-04-17 17:00 | 2030 Initial | 700 | 199.6 | 510 | 442 | No
2030-04-17 18:00 | 2030 Initial | 700 | 0 | 210 | 352.55 | No
2030-04-17 19:00 | 2030 Initial | 700 | 300 | 510 | 442 | No
2030-04-17 20:00 | 2030 Initial | 700 | 505 | 510 | 442 | No
2030-04-17 21:00 | 2030 Initial | 700 | 505 | 510 | 442 | No
2030-04-17 22:00 | 2030 Initial | 700 | 426.58 | 510 | 442 | No
2030-04-17 23:00 | 2030 Initial | 604.51 | 505 | 510 | 442 | No
2030-04-18 | 2030 Initial | 700 | 505 | 510 | 176.29 | No
2030-04-18 01:00 | 2030 Initial | 700 | 505 | 510 | 429.37 | No
2030-04-18 02:00 | 2030 Initial | 700 | 505 | 510 | 442 | No
2030-04-18 03:00 | 2030 Initial | 700 | 505 | 510 | 442 | No
2030-04-18 04:00 | 2030 Initial | 700 | 505 | 510 | 442 | No
2030-04-18 05:00 | 2030 Initial | 700 | 505 | 510 | 442 | No
2030-04-18 06:00 | 2030 Initial | 700 | 505 | 510 | 442 | No
2030-04-18 07:00 | 2030 Initial | 700 | 408.47 | 510 | 442 | No
2030-04-18 08:00 | 2030 Initial | 700 | 108.47 | 315.81 | 225.17 | No
2030-04-18 09:00 | 2030 Initial | 700 | 390.56 | 510 | 442 | No
2030-04-18 10:00 | 2030 Initial | 700 | 90.56 | 510 | 301.77 | No
2030-04-18 11:00 | 2030 Initial | 700 | 0 | 510 | 442 | No
2030-04-18 12:00 | 2030 Initial | 700 | 0 | 510 | 421.59 | No
2030-04-18 13:00 | 2030 Initial | 700 | 0 | 510 | 344.94 | No
2030-04-18 14:00 | 2030 Initial | 700 | 300 | 510 | 442 | No
2030-04-18 15:00 | 2030 Initial | 700 | 0 | 510 | 442 | No
2030-04-18 16:00 | 2030 Initial | 700 | 0 | 210 | 142 | No
2030-04-18 17:00 | 2030 Initial | 700 | 0 | 392.14 | 300 | No
2030-04-18 18:00 | 2030 Initial | 700 | 0 | 92.14 | 0 | No
2030-04-18 19:00 | 2030 Initial | 700 | 0 | 0 | 0 | No
2030-04-18 20:00 | 2030 Initial | 700 | 0 | 210 | 68.75 | No
2030-04-18 21:00 | 2030 Initial | 700 | 256.86 | 510 | 368.75 | No
2030-04-18 22:00 | 2030 Initial | 700 | 258.9 | 510 | 442 | No
2030-04-18 23:00 | 2030 Initial | 700 | 505 | 510 | 442 | No
2030-04-19 | 2030 Initial | 700 | 505 | 510 | 442 | No
2030-04-19 01:00 | 2030 Initial | 700 | 505 | 510 | 442 | No
2030-04-19 02:00 | 2030 Initial | 700 | 505 | 510 | 442 | No
2030-04-19 03:00 | 2030 Initial | 700 | 505 | 510 | 442 | No
2030-04-19 04:00 | 2030 Initial | 700 | 505 | 510 | 442 | No
2030-04-19 05:00 | 2030 Initial | 700 | 505 | 510 | 442 | No
2030-04-19 06:00 | 2030 Initial | 700 | 205 | 510 | 405.01 | No
2030-04-19 07:00 | 2030 Initial | 700 | 0 | 510 | 412.73 | No
2030-04-19 08:00 | 2030 Initial | 700 | 37 | 300 | 401.76 | No
2030-04-19 09:00 | 2030 Initial | 658.9 | 0 | 0 | 101.76 | No
2030-04-19 10:00 | 2030 Initial | 700 | 0 | 0 | 0 | No
2030-04-19 11:00 | 2030 Initial | 695.09 | -141.27 | -300 | 19.05 | No
2030-04-19 12:00 | 2030 Initial | 123.07 | 0 | 0 | 214.44 | No
2030-04-19 13:00 | 2030 Initial | 0 | 0 | 0 | 0 | No
2030-04-19 14:00 | 2030 Initial | 265.08 | -226 | -210 | 50.7 | No
2030-04-19 15:00 | 2030 Initial | 671.92 | -526 | -510 | 77.78 | No
2030-04-19 16:00 | 2030 Initial | 570.61 | -526 | -510 | 123.99 | No
2030-04-19 17:00 | 2030 Initial | 700 | -526 | -510 | 60.37 | No
2030-04-19 18:00 | 2030 Initial | 700 | -526 | -510 | -223.76 | No
2030-04-19 19:00 | 2030 Initial | 700 | -526 | -510 | -414.26 | No
2030-04-19 20:00 | 2030 Initial | 700 | -300 | -210 | -265.93 | No
2030-04-19 21:00 | 2030 Initial | 700 | 0 | 90 | 34.07 | No
2030-04-19 22:00 | 2030 Initial | 700 | 300 | 390 | 334.07 | No
2030-04-19 23:00 | 2030 Initial | 307.93 | 505 | 510 | 442 | No
2030-04-20 | 2030 Initial | 444.64 | 505 | 510 | 442 | No
2030-04-20 01:00 | 2030 Initial | 413.9 | 505 | 510 | 442 | No
2030-04-20 02:00 | 2030 Initial | 651.59 | 505 | 510 | 442 | No
2030-04-20 03:00 | 2030 Initial | 617.19 | 505 | 510 | 442 | No
2030-04-20 04:00 | 2030 Initial | 587.05 | 205 | 210 | 142 | No
2030-04-20 05:00 | 2030 Initial | 700 | 0 | 510 | 194.63 | No
2030-04-20 06:00 | 2030 Initial | 700 | 0 | 510 | 310.85 | No
2030-04-20 07:00 | 2030 Initial | 700 | 0 | 426.71 | 239.13 | No
2030-04-20 08:00 | 2030 Initial | 495.68 | 0 | 126.71 | 0 | No
2030-04-20 09:00 | 2030 Initial | -104.32 | 0 | 0 | 0 | No
2030-04-20 10:00 | 2030 Initial | -357.15 | 0 | 0 | 0 | No
2030-04-20 11:00 | 2030 Initial | -209.88 | 0 | 0 | 0 | No
2030-04-20 12:00 | 2030 Initial | -220.78 | 0 | 0 | 175.48 | No
2030-04-20 13:00 | 2030 Initial | -700 | 0 | 177.81 | 125.58 | No
2030-04-20 14:00 | 2030 Initial | -700 | 300 | 477.81 | 425.58 | No
2030-04-20 15:00 | 2030 Initial | -700 | 505 | 510 | 442 | No
2030-04-20 16:00 | 2030 Initial | -380.99 | 205 | 210 | 442 | No
2030-04-20 17:00 | 2030 Initial | 100 | 181.36 | 510 | 442 | No
2030-04-20 18:00 | 2030 Initial | 700 | 81.51 | 510 | 442 | No
2030-04-20 19:00 | 2030 Initial | 700 | 381.51 | 510 | 442 | No
2030-04-20 20:00 | 2030 Initial | 700 | 307.04 | 510 | 442 | No
2030-04-20 21:00 | 2030 Initial | 700 | 7.04 | 510 | 442 | No
2030-04-20 22:00 | 2030 Initial | 700 | 299.15 | 510 | 442 | No
2030-04-20 23:00 | 2030 Initial | 456.67 | 505 | 510 | 442 | No
2030-04-21 | 2030 Initial | 374.09 | 505 | 510 | 442 | No
2030-04-21 01:00 | 2030 Initial | 438.48 | 505 | 510 | 421.04 | No
2030-04-21 02:00 | 2030 Initial | 368.44 | 505 | 510 | 121.04 | No
2030-04-21 03:00 | 2030 Initial | 281.1 | 505 | 510 | -103.61 | No
2030-04-21 04:00 | 2030 Initial | 700 | 505 | 510 | 196.39 | No
2030-04-21 05:00 | 2030 Initial | 472.06 | 448.13 | 510 | 161.11 | No
2030-04-21 06:00 | 2030 Initial | 696.26 | 505 | 510 | 59.73 | No
2030-04-21 07:00 | 2030 Initial | 145.92 | 505 | 510 | 59.2 | No
2030-04-21 08:00 | 2030 Initial | -139.05 | 205 | 210 | -171.39 | No
2030-04-21 09:00 | 2030 Initial | -261.55 | 0 | 0 | 0 | No
2030-04-21 10:00 | 2030 Initial | -540.5 | 0 | 0 | 0 | No
2030-04-21 11:00 | 2030 Initial | -473.98 | 0 | 210 | 142 | No
2030-04-21 12:00 | 2030 Initial | -700 | 300 | 510 | 442 | No
2030-04-21 13:00 | 2030 Initial | -700 | 505 | 510 | 442 | No
2030-04-21 14:00 | 2030 Initial | -600 | 205 | 466.21 | 284.74 | No
2030-04-21 15:00 | 2030 Initial | 0 | 0 | 510 | 438.55 | No
2030-04-21 16:00 | 2030 Initial | 600 | 186.58 | 488.23 | 354.7 | No
2030-04-21 17:00 | 2030 Initial | 700 | 486.58 | 510 | 442 | No
2030-04-21 18:00 | 2030 Initial | 700 | 505 | 510 | 442 | No
2030-04-21 19:00 | 2030 Initial | 700 | 505 | 510 | 442 | No
2030-04-21 20:00 | 2030 Initial | 700 | 505 | 510 | 442 | No
2030-04-21 21:00 | 2030 Initial | 700 | 505 | 510 | 254.13 | No
2030-04-21 22:00 | 2030 Initial | 700 | 505 | 510 | -19.82 | No
2030-04-21 23:00 | 2030 Initial | 586.38 | 505 | 510 | 127.03 | No
2030-04-22 | 2030 Initial | 700 | 505 | 510 | 82.83 | No
2030-04-22 01:00 | 2030 Initial | 700 | 305.29 | 510 | -82.22 | No
2030-04-22 02:00 | 2030 Initial | 700 | 505 | 510 | -84.33 | No
2030-04-22 03:00 | 2030 Initial | 700 | 491.91 | 510 | -86.22 | No
2030-04-22 04:00 | 2030 Initial | 700 | 420.89 | 510 | 115.35 | No
2030-04-22 05:00 | 2030 Initial | 700 | 120.89 | 510 | 242.84 | No
2030-04-22 06:00 | 2030 Initial | 700 | 0 | 510 | 442 | No
2030-04-22 07:00 | 2030 Initial | 700 | 0 | 510 | 307.01 | No
2030-04-22 08:00 | 2030 Initial | 700 | 0 | 361.34 | 7.01 | No
2030-04-22 09:00 | 2030 Initial | 700 | 0 | 114.61 | 0 | No
2030-04-22 10:00 | 2030 Initial | 700 | 0 | 0 | 0 | No
2030-04-22 11:00 | 2030 Initial | 700 | 0 | 164.25 | 34.88 | No
2030-04-22 12:00 | 2030 Initial | 700 | 0 | 164.25 | 0 | No
2030-04-22 13:00 | 2030 Initial | 700 | 0 | 210 | 22.78 | No
2030-04-22 14:00 | 2030 Initial | 700 | 0 | 510 | 248.77 | No
2030-04-22 15:00 | 2030 Initial | 700 | 40.02 | 510 | 442 | No
2030-04-22 16:00 | 2030 Initial | 700 | 297.77 | 510 | 442 | No
2030-04-22 17:00 | 2030 Initial | 700 | 461.51 | 510 | 442 | No
2030-04-22 18:00 | 2030 Initial | 700 | 161.51 | 510 | 442 | No
2030-04-22 19:00 | 2030 Initial | 700 | 205 | 510 | 325.93 | No
2030-04-22 20:00 | 2030 Initial | 700 | 505 | 510 | 442 | No
2030-04-22 21:00 | 2030 Initial | 700 | 505 | 510 | 442 | No
2030-04-22 22:00 | 2030 Initial | 700 | 505 | 510 | 442 | No
2030-04-22 23:00 | 2030 Initial | 700 | 505 | 510 | 442 | No
2030-04-23 | 2030 Initial | 700 | 505 | 510 | 442 | No
2030-04-23 01:00 | 2030 Initial | 700 | 505 | 510 | 442 | No
2030-04-23 02:00 | 2030 Initial | 700 | 505 | 510 | 442 | No
2030-04-23 03:00 | 2030 Initial | 700 | 505 | 510 | 442 | No
2030-04-23 04:00 | 2030 Initial | 700 | 505 | 510 | 442 | No
2030-04-23 05:00 | 2030 Initial | 700 | 205 | 510 | 175.74 | No
2030-04-23 06:00 | 2030 Initial | 700 | 0 | 510 | 265.87 | No
2030-04-23 07:00 | 2030 Initial | 700 | 234.18 | 510 | 442 | No
2030-04-23 08:00 | 2030 Initial | 700 | 239.84 | 510 | 442 | No
2030-04-23 09:00 | 2030 Initial | 700 | 0 | 510 | 246.87 | No
2030-04-23 10:00 | 2030 Initial | 700 | 280.67 | 510 | 442 | No
2030-04-23 11:00 | 2030 Initial | 700 | 0 | 210 | 442 | No
2030-04-23 12:00 | 2030 Initial | 700 | 0 | 0 | 442 | No
2030-04-23 13:00 | 2030 Initial | 700 | 0 | 0 | 430.02 | No
2030-04-23 14:00 | 2030 Initial | 700 | 0 | 192.3 | 442 | No
2030-04-23 15:00 | 2030 Initial | 700 | 0 | 23.57 | 142 | No
2030-04-23 16:00 | 2030 Initial | 700 | 0 | 323.57 | 411.25 | No
2030-04-23 17:00 | 2030 Initial | 700 | 249.22 | 510 | 442 | No
2030-04-23 18:00 | 2030 Initial | 700 | 0 | 282.07 | 142 | No
2030-04-23 19:00 | 2030 Initial | 700 | 0 | 282.07 | 0 | No
2030-04-23 20:00 | 2030 Initial | 700 | 134.72 | 480.17 | 142 | No
2030-04-23 21:00 | 2030 Initial | 700 | 434.72 | 510 | 442 | No
2030-04-23 22:00 | 2030 Initial | 700 | 469.38 | 510 | 260 | No
2030-04-23 23:00 | 2030 Initial | 700 | 466.27 | 510 | 67.47 | No
2030-04-24 | 2030 Initial | 700 | 500.79 | 510 | 186.48 | No
2030-04-24 01:00 | 2030 Initial | 700 | 505 | 510 | 344.17 | No
2030-04-24 02:00 | 2030 Initial | 700 | 431.41 | 510 | 320.16 | No
2030-04-24 03:00 | 2030 Initial | 700 | 505 | 510 | 308.8 | No
2030-04-24 04:00 | 2030 Initial | 700 | 342.38 | 510 | 246.69 | No
2030-04-24 05:00 | 2030 Initial | 700 | 42.38 | 510 | 308.14 | No
2030-04-24 06:00 | 2030 Initial | 700 | 300 | 300 | 331.48 | No
2030-04-24 07:00 | 2030 Initial | 700 | 0 | 0 | 31.48 | No
2030-04-24 08:00 | 2030 Initial | 700 | 77 | 300 | 331.48 | No
2030-04-24 09:00 | 2030 Initial | 700 | 0 | 0 | 415.98 | No
2030-04-24 10:00 | 2030 Initial | 700 | 0 | -186.21 | 288.59 | No
2030-04-24 11:00 | 2030 Initial | 700 | 0 | -463.13 | 235.04 | No
2030-04-24 12:00 | 2030 Initial | 700 | 0 | -279.11 | 169.35 | No
2030-04-24 13:00 | 2030 Initial | 700 | 0 | -422.89 | 130.39 | No
2030-04-24 14:00 | 2030 Initial | 700 | 0 | -232.03 | 147.12 | No
2030-04-24 15:00 | 2030 Initial | 700 | 0 | 52.83 | 206.97 | No
2030-04-24 16:00 | 2030 Initial | 700 | 0 | 352.83 | 393.75 | No
2030-04-24 17:00 | 2030 Initial | 700 | 0 | 233.19 | 93.75 | No
2030-04-24 18:00 | 2030 Initial | 700 | 0 | 112.03 | 25.22 | No
2030-04-24 19:00 | 2030 Initial | 700 | -300 | -187.97 | -235.97 | No
2030-04-24 20:00 | 2030 Initial | 700 | 0 | 112.03 | 64.03 | No
2030-04-24 21:00 | 2030 Initial | 700 | 300 | 412.03 | 364.03 | No
2030-04-24 22:00 | 2030 Initial | 700 | 505 | 510 | 442 | No
2030-04-24 23:00 | 2030 Initial | 700 | 460.17 | 510 | 442 | No
2030-04-25 | 2030 Initial | 700 | 504.6 | 510 | 442 | No
2030-04-25 01:00 | 2030 Initial | 700 | 465.92 | 510 | 442 | No
2030-04-25 02:00 | 2030 Initial | 700 | 505 | 510 | 442 | No
2030-04-25 03:00 | 2030 Initial | 700 | 346.53 | 510 | 442 | No
2030-04-25 04:00 | 2030 Initial | 700 | 398.62 | 510 | 442 | No
2030-04-25 05:00 | 2030 Initial | 700 | 217.21 | 510 | 442 | No
2030-04-25 06:00 | 2030 Initial | 700 | 253.14 | 510 | 442 | No
2030-04-25 07:00 | 2030 Initial | 700 | 0 | 248.53 | 142 | No
2030-04-25 08:00 | 2030 Initial | 700 | 292.3 | 231.43 | 442 | No
2030-04-25 09:00 | 2030 Initial | 700 | 0 | -68.57 | 301.54 | No
2030-04-25 10:00 | 2030 Initial | 700 | 0 | -368.57 | 334.46 | No
2030-04-25 11:00 | 2030 Initial | 700 | -288.78 | -510 | 287.18 | No
2030-04-25 12:00 | 2030 Initial | 700 | -186.54 | -510 | 257.08 | No
2030-04-25 13:00 | 2030 Initial | 700 | -90.39 | -510 | 188.95 | No
2030-04-25 14:00 | 2030 Initial | 700 | 0 | -510 | 226.44 | No
2030-04-25 15:00 | 2030 Initial | 700 | 0 | -256.96 | 161.18 | No
2030-04-25 16:00 | 2030 Initial | 700 | 0 | 43.04 | 436.82 | No
2030-04-25 17:00 | 2030 Initial | 700 | 0 | 313.81 | 139.95 | No
2030-04-25 18:00 | 2030 Initial | 700 | 0 | 13.81 | 46.08 | No
2030-04-25 19:00 | 2030 Initial | 700 | -300 | -286.19 | -241.18 | No
2030-04-25 20:00 | 2030 Initial | 700 | 0 | 13.81 | 58.82 | No
2030-04-25 21:00 | 2030 Initial | 700 | 300 | 313.81 | 358.82 | No
2030-04-25 22:00 | 2030 Initial | 700 | 505 | 510 | 442 | No
2030-04-25 23:00 | 2030 Initial | 700 | 223.15 | 510 | 400.39 | No
2030-04-26 | 2030 Initial | 700 | 505 | 510 | 429.74 | No
2030-04-26 01:00 | 2030 Initial | 700 | 505 | 510 | 429.74 | No
2030-04-26 02:00 | 2030 Initial | 700 | 505 | 510 | 442 | No
2030-04-26 03:00 | 2030 Initial | 700 | 505 | 510 | 442 | No
2030-04-26 04:00 | 2030 Initial | 700 | 310.84 | 510 | 442 | No
2030-04-26 05:00 | 2030 Initial | 700 | 10.84 | 510 | 216.63 | No
2030-04-26 06:00 | 2030 Initial | 700 | 0 | 510 | 77.71 | No
2030-04-26 07:00 | 2030 Initial | 700 | 0 | 510 | 374 | No
2030-04-26 08:00 | 2030 Initial | 700 | 0 | 510 | 362.31 | No
2030-04-26 09:00 | 2030 Initial | 700 | 0 | 310.4 | 62.31 | No
2030-04-26 10:00 | 2030 Initial | 700 | 0 | 10.4 | 0 | No
2030-04-26 11:00 | 2030 Initial | 700 | 0 | 105.35 | 0 | No
2030-04-26 12:00 | 2030 Initial | 700 | 0 | 364.52 | 0 | No
2030-04-26 13:00 | 2030 Initial | 700 | 0 | 510 | 38.45 | No
2030-04-26 14:00 | 2030 Initial | 700 | 0 | 391.08 | 0 | No
2030-04-26 15:00 | 2030 Initial | 700 | 0 | 404.49 | 0 | No
2030-04-26 16:00 | 2030 Initial | 700 | 0 | 510 | 89.83 | No
2030-04-26 17:00 | 2030 Initial | 700 | 0 | 248.27 | 0 | No
2030-04-26 18:00 | 2030 Initial | 700 | 0 | 461.3 | 0 | No
2030-04-26 19:00 | 2030 Initial | 700 | 0 | 161.3 | 0 | No
2030-04-26 20:00 | 2030 Initial | 700 | 147.47 | 350.54 | 9.81 | No
2030-04-26 21:00 | 2030 Initial | 700 | 447.47 | 510 | 309.81 | No
2030-04-26 22:00 | 2030 Initial | 700 | 440.73 | 510 | 260.11 | No
2030-04-26 23:00 | 2030 Initial | 700 | 140.73 | 510 | 253.36 | No
2030-04-27 | 2030 Initial | 700 | 0 | 510 | 276.43 | No
2030-04-27 01:00 | 2030 Initial | 700 | 0 | 510 | 253.32 | No
2030-04-27 02:00 | 2030 Initial | 700 | 0 | 510 | 238.82 | No
2030-04-27 03:00 | 2030 Initial | 700 | 0 | 510 | 109.1 | No
2030-04-27 04:00 | 2030 Initial | 700 | 0 | 510 | 0 | No
2030-04-27 05:00 | 2030 Initial | 700 | 0 | 510 | 32.02 | No
2030-04-27 06:00 | 2030 Initial | 700 | 0 | 510 | 127.08 | No
2030-04-27 07:00 | 2030 Initial | 700 | 0 | 475.29 | 18.45 | No
2030-04-27 08:00 | 2030 Initial | 700 | 0 | 175.29 | 280.27 | No
2030-04-27 09:00 | 2030 Initial | 700 | 0 | -124.71 | -17.9 | No
2030-04-27 10:00 | 2030 Initial | 700 | 0 | -424.71 | -196.5 | No
2030-04-27 11:00 | 2030 Initial | 700 | -167.24 | -300 | -37.32 | No
2030-04-27 12:00 | 2030 Initial | 700 | 0 | 0 | 262.68 | No
2030-04-27 13:00 | 2030 Initial | 700 | 0 | 0 | 0 | No
2030-04-27 14:00 | 2030 Initial | 700 | 0 | 0 | 0 | No
2030-04-27 15:00 | 2030 Initial | 700 | 0 | -300 | -86.32 | No
2030-04-27 16:00 | 2030 Initial | 700 | 0 | -16.71 | 0 | No
2030-04-27 17:00 | 2030 Initial | 700 | 0 | -90 | -25.42 | No
2030-04-27 18:00 | 2030 Initial | 700 | -168.46 | -390 | -325.42 | No
2030-04-27 19:00 | 2030 Initial | 700 | 0 | -90 | -274.7 | No
2030-04-27 20:00 | 2030 Initial | 700 | 300 | 210 | 25.3 | No
2030-04-27 21:00 | 2030 Initial | 700 | 496.01 | 510 | 245.92 | No
2030-04-27 22:00 | 2030 Initial | 700 | 473 | 510 | 232.98 | No
2030-04-27 23:00 | 2030 Initial | 700 | 214.14 | 510 | 191.81 | No
2030-04-28 | 2030 Initial | 700 | 161.91 | 510 | 59.61 | No
2030-04-28 01:00 | 2030 Initial | 700 | 313.53 | 510 | 108.86 | No
2030-04-28 02:00 | 2030 Initial | 700 | 291.13 | 510 | 191.67 | No
2030-04-28 03:00 | 2030 Initial | 700 | 505 | 510 | 442 | No
2030-04-28 04:00 | 2030 Initial | 700 | 505 | 510 | 442 | No
2030-04-28 05:00 | 2030 Initial | 700 | 205 | 510 | 142 | No
2030-04-28 06:00 | 2030 Initial | 700 | 0 | 510 | 44.86 | No
2030-04-28 07:00 | 2030 Initial | 700 | 0 | 510 | 227.57 | No
2030-04-28 08:00 | 2030 Initial | 700 | 273.56 | 510 | 442 | No
2030-04-28 09:00 | 2030 Initial | 700 | 0 | 431.19 | 288.07 | No
2030-04-28 10:00 | 2030 Initial | 700 | 0 | 256.19 | 244.67 | No
2030-04-28 11:00 | 2030 Initial | 700 | 0 | 0 | 329.76 | No
2030-04-28 12:00 | 2030 Initial | 700 | 0 | 0 | 275.66 | No
2030-04-28 13:00 | 2030 Initial | 700 | 0 | 0 | 300.35 | No
2030-04-28 14:00 | 2030 Initial | 700 | 0 | 122.35 | 211.45 | No
2030-04-28 15:00 | 2030 Initial | 700 | 0 | 317.69 | 426.48 | No
2030-04-28 16:00 | 2030 Initial | 700 | 0 | 404 | 353.64 | No
2030-04-28 17:00 | 2030 Initial | 700 | 0 | 105.95 | 442 | No
2030-04-28 18:00 | 2030 Initial | 700 | 0 | 405.95 | 442 | No
2030-04-28 19:00 | 2030 Initial | 700 | 205 | 510 | 442 | No
2030-04-28 20:00 | 2030 Initial | 700 | 505 | 510 | 442 | No
2030-04-28 21:00 | 2030 Initial | 700 | 505 | 510 | 442 | No
2030-04-28 22:00 | 2030 Initial | 700 | 505 | 510 | 442 | No
2030-04-28 23:00 | 2030 Initial | 700 | 441.84 | 510 | 442 | No
2030-04-29 | 2030 Initial | 700 | 141.84 | 510 | 301.16 | No
2030-04-29 01:00 | 2030 Initial | 700 | 339.14 | 510 | 442 | No
2030-04-29 02:00 | 2030 Initial | 700 | 83.03 | 510 | 442 | No
2030-04-29 03:00 | 2030 Initial | 700 | 0 | 300 | 395.33 | No
2030-04-29 04:00 | 2030 Initial | 541.43 | 0 | 0 | 138.79 | No
2030-04-29 05:00 | 2030 Initial | 188.22 | 0 | 0 | 208.74 | No
2030-04-29 06:00 | 2030 Initial | 678.47 | 205 | 210 | 257 | No
2030-04-29 07:00 | 2030 Initial | 189.6 | 505 | 510 | 442 | No
2030-04-29 08:00 | 2030 Initial | 247.24 | 505 | 510 | 442 | No
2030-04-29 09:00 | 2030 Initial | 8.98 | 505 | 510 | 442 | No
2030-04-29 10:00 | 2030 Initial | 608.98 | 505 | 510 | 442 | Yes
2030-04-29 11:00 | 2030 Initial | 700 | 505 | 510 | 442 | Yes
2030-04-29 12:00 | 2030 Initial | 700 | 505 | 510 | 442 | Yes
2030-04-29 13:00 | 2030 Initial | 122.68 | 505 | 510 | 442 | No
2030-04-29 14:00 | 2030 Initial | 700 | 267.8 | 510 | 442 | No
2030-04-29 15:00 | 2030 Initial | 700 | 282.11 | 510 | 442 | No
2030-04-29 16:00 | 2030 Initial | 700 | 191.71 | 510 | 442 | No
2030-04-29 17:00 | 2030 Initial | 700 | 491.71 | 510 | 442 | No
2030-04-29 18:00 | 2030 Initial | 700 | 505 | 510 | 442 | No
2030-04-29 19:00 | 2030 Initial | 700 | 505 | 510 | 442 | No
2030-04-29 20:00 | 2030 Initial | 700 | 397.25 | 510 | 442 | No
2030-04-29 21:00 | 2030 Initial | 700 | 505 | 510 | 442 | No
2030-04-29 22:00 | 2030 Initial | 700 | 505 | 510 | 442 | No
2030-04-29 23:00 | 2030 Initial | 700 | 505 | 510 | 442 | No
2030-04-30 | 2030 Initial | 700 | 437.31 | 510 | 442 | No
2030-04-30 01:00 | 2030 Initial | 700 | 426.27 | 510 | 442 | No
2030-04-30 02:00 | 2030 Initial | 700 | 293.48 | 510 | 442 | No
2030-04-30 03:00 | 2030 Initial | 700 | 454.19 | 510 | 442 | No
2030-04-30 04:00 | 2030 Initial | 700 | 154.19 | 510 | 442 | No
2030-04-30 05:00 | 2030 Initial | 700 | 86.66 | 510 | 396.68 | No
2030-04-30 06:00 | 2030 Initial | 700 | 156.53 | 510 | 234.82 | No
2030-04-30 07:00 | 2030 Initial | 700 | 456.53 | 510 | 442 | No
2030-04-30 08:00 | 2030 Initial | 700 | 505 | 510 | 442 | No
2030-04-30 09:00 | 2030 Initial | 700 | 372.94 | 510 | 442 | No
2030-04-30 10:00 | 2030 Initial | 700 | 303.29 | 510 | 442 | No
2030-04-30 11:00 | 2030 Initial | 700 | 205 | 510 | 416.4 | No
2030-04-30 12:00 | 2030 Initial | 700 | 505 | 510 | 442 | No
2030-04-30 13:00 | 2030 Initial | 700 | 505 | 510 | 442 | No
2030-04-30 14:00 | 2030 Initial | 700 | 505 | 510 | 442 | No
2030-04-30 15:00 | 2030 Initial | 700 | 205 | 510 | 256.91 | No
2030-04-30 16:00 | 2030 Initial | 700 | 0 | 510 | 315.29 | No
2030-04-30 17:00 | 2030 Initial | 700 | 300 | 510 | 442 | No
2030-04-30 18:00 | 2030 Initial | 700 | 0 | 510 | 305.57 | No
2030-04-30 19:00 | 2030 Initial | 700 | 1.09 | 510 | 442 | No
2030-04-30 20:00 | 2030 Initial | 700 | 301.09 | 510 | 442 | No
2030-04-30 21:00 | 2030 Initial | 700 | 505 | 510 | 442 | No
2030-04-30 22:00 | 2030 Initial | 700 | 377.61 | 510 | 442 | No
2030-04-30 23:00 | 2030 Initial | 700 | 478.85 | 510 | 442 | No
2030-05-01 | 2030 Initial | 700 | 494.66 | 510 | 442 | No
2030-05-01 01:00 | 2030 Initial | 700 | 494.66 | 510 | 442 | No
2030-05-01 02:00 | 2030 Initial | 700 | 194.66 | 510 | 442 | No
2030-05-01 03:00 | 2030 Initial | 700 | 467.7 | 510 | 442 | No
2030-05-01 04:00 | 2030 Initial | 700 | 173.12 | 510 | 442 | No
2030-05-01 05:00 | 2030 Initial | 700 | 381.86 | 510 | 442 | No
2030-05-01 06:00 | 2030 Initial | 700 | 351.47 | 510 | 442 | No
2030-05-01 07:00 | 2030 Initial | 700 | 505 | 510 | 442 | No
2030-05-01 08:00 | 2030 Initial | 700 | 272.91 | 510 | 442 | No
2030-05-01 09:00 | 2030 Initial | 600 | 0 | 219.94 | 442 | No
2030-05-01 10:00 | 2030 Initial | 0 | -174.94 | -80.06 | 442 | No
2030-05-01 11:00 | 2030 Initial | -551.75 | 0 | 0 | 407.33 | No
2030-05-01 12:00 | 2030 Initial | -700 | 0 | -23.08 | 338.31 | No
2030-05-01 13:00 | 2030 Initial | -615.34 | 0 | 0 | 38.31 | No
2030-05-01 14:00 | 2030 Initial | -700 | 0 | -174.64 | 266.03 | No
2030-05-01 15:00 | 2030 Initial | -693.98 | 0 | 0 | 75.88 | No
2030-05-01 16:00 | 2030 Initial | -93.98 | -92.73 | 0 | 0 | No
2030-05-01 17:00 | 2030 Initial | 506.02 | 56.8 | 300 | 300 | No
2030-05-01 18:00 | 2030 Initial | 700 | 53.04 | 510 | 442 | No
2030-05-01 19:00 | 2030 Initial | 700 | 243.2 | 510 | 442 | No
2030-05-01 20:00 | 2030 Initial | 700 | 352.34 | 510 | 442 | No
2030-05-01 21:00 | 2030 Initial | 700 | 505 | 510 | 442 | No
2030-05-01 22:00 | 2030 Initial | 700 | 505 | 510 | 442 | No
2030-05-01 23:00 | 2030 Initial | 700 | 258.06 | 510 | 442 | No
2030-05-02 | 2030 Initial | 700 | 505 | 510 | 442 | No
2030-05-02 01:00 | 2030 Initial | 700 | 505 | 510 | 442 | No
2030-05-02 02:00 | 2030 Initial | 700 | 505 | 510 | 442 | No
2030-05-02 03:00 | 2030 Initial | 700 | 231.45 | 510 | 442 | No
2030-05-02 04:00 | 2030 Initial | 700 | 327.12 | 510 | 442 | No
2030-05-02 05:00 | 2030 Initial | 700 | 505 | 510 | 442 | No
2030-05-02 06:00 | 2030 Initial | 700 | 505 | 510 | 442 | No
2030-05-02 07:00 | 2030 Initial | 700 | 505 | 510 | 442 | No
2030-05-02 08:00 | 2030 Initial | 700 | 344.59 | 510 | 442 | No
2030-05-02 09:00 | 2030 Initial | 700 | 44.59 | 448.47 | 442 | No
2030-05-02 10:00 | 2030 Initial | 700 | 0 | 148.47 | 442 | No
2030-05-02 11:00 | 2030 Initial | 700 | 0 | 0 | 442 | No
2030-05-02 12:00 | 2030 Initial | 700 | 0 | 89.28 | 442 | No
2030-05-02 13:00 | 2030 Initial | 700 | 0 | 0 | 442 | No
2030-05-02 14:00 | 2030 Initial | 700 | 0 | 0 | 442 | No
2030-05-02 15:00 | 2030 Initial | 700 | -146.67 | -300 | 404.33 | No
2030-05-02 16:00 | 2030 Initial | 700 | 0 | 0 | 209.92 | No
2030-05-02 17:00 | 2030 Initial | 700 | 0 | 290.62 | 218.7 | No
2030-05-02 18:00 | 2030 Initial | 700 | 0 | 510 | 442 | No
2030-05-02 19:00 | 2030 Initial | 700 | 255.52 | 510 | 442 | No
2030-05-02 20:00 | 2030 Initial | 700 | 0 | 444.92 | 442 | No
2030-05-02 21:00 | 2030 Initial | 700 | 277.29 | 510 | 442 | No
2030-05-02 22:00 | 2030 Initial | 700 | 382.99 | 510 | 442 | No
2030-05-02 23:00 | 2030 Initial | 700 | 82.99 | 510 | 442 | No
2030-05-03 | 2030 Initial | 700 | 77.55 | 510 | 442 | No
2030-05-03 01:00 | 2030 Initial | 700 | 205 | 405.42 | 342.08 | No
2030-05-03 02:00 | 2030 Initial | 700 | 505 | 510 | 442 | No
2030-05-03 03:00 | 2030 Initial | 700 | 505 | 510 | 442 | No
2030-05-03 04:00 | 2030 Initial | 700 | 346.69 | 510 | 442 | No
2030-05-03 05:00 | 2030 Initial | 700 | 46.69 | 210 | 142 | No
2030-05-03 06:00 | 2030 Initial | 700 | 0 | 363.46 | 0 | No
2030-05-03 07:00 | 2030 Initial | 700 | 0 | 510 | 56.63 | No
2030-05-03 08:00 | 2030 Initial | 700 | 0 | 296.54 | 162.23 | No
2030-05-03 09:00 | 2030 Initial | 700 | 0 | -3.46 | 142 | No
2030-05-03 10:00 | 2030 Initial | 660.06 | 0 | 0 | 442 | No
2030-05-03 11:00 | 2030 Initial | 700 | -106.33 | -300 | 442 | No
2030-05-03 12:00 | 2030 Initial | 611.63 | 0 | 0 | 442 | No
2030-05-03 13:00 | 2030 Initial | 554.35 | 0 | 0 | 442 | No
2030-05-03 14:00 | 2030 Initial | 700 | 0 | -68.55 | 442 | No
2030-05-03 15:00 | 2030 Initial | 700 | 0 | -368.55 | 350.04 | No
2030-05-03 16:00 | 2030 Initial | 700 | 0 | -265.44 | 442 | No
2030-05-03 17:00 | 2030 Initial | 700 | 0 | -96.59 | 373.48 | No
2030-05-03 18:00 | 2030 Initial | 700 | 0 | 173.39 | 73.48 | No
2030-05-03 19:00 | 2030 Initial | 700 | 0 | 473.39 | 0 | No
2030-05-03 20:00 | 2030 Initial | 700 | 0 | 395.12 | 0 | No
2030-05-03 21:00 | 2030 Initial | 700 | 136.21 | 510 | 142 | No
2030-05-03 22:00 | 2030 Initial | 700 | 436.21 | 510 | 442 | No
2030-05-03 23:00 | 2030 Initial | 700 | 505 | 510 | 442 | No
2030-05-04 | 2030 Initial | 700 | 505 | 510 | 442 | No
2030-05-04 01:00 | 2030 Initial | 700 | 505 | 510 | 442 | No
2030-05-04 02:00 | 2030 Initial | 700 | 505 | 510 | 442 | No
2030-05-04 03:00 | 2030 Initial | 700 | 440.25 | 510 | 442 | No
2030-05-04 04:00 | 2030 Initial | 700 | 394.78 | 510 | 442 | No
2030-05-04 05:00 | 2030 Initial | 700 | 351.34 | 510 | 442 | No
2030-05-04 06:00 | 2030 Initial | 700 | 51.34 | 510 | 442 | No
2030-05-04 07:00 | 2030 Initial | 700 | 60.41 | 510 | 442 | No
2030-05-04 08:00 | 2030 Initial | 700 | 0 | 423.19 | 442 | No
2030-05-04 09:00 | 2030 Initial | 650.14 | 0 | 123.19 | 284.88 | No
2030-05-04 10:00 | 2030 Initial | 280.96 | 0 | 0 | 168.17 | No
2030-05-04 11:00 | 2030 Initial | -264.99 | 0 | 0 | 185.22 | No
2030-05-04 12:00 | 2030 Initial | -700 | 0 | -21.62 | 365.5 | No
2030-05-04 13:00 | 2030 Initial | -700 | 0 | -199.22 | 311.14 | No
2030-05-04 14:00 | 2030 Initial | -700 | 0 | -264.09 | 95.79 | No
2030-05-04 15:00 | 2030 Initial | -700 | 0 | -399.66 | 67.81 | No
2030-05-04 16:00 | 2030 Initial | -600 | -54.86 | -300 | 104.59 | No
2030-05-04 17:00 | 2030 Initial | 0 | 0 | 0 | 172.52 | No
2030-05-04 18:00 | 2030 Initial | 600 | 0 | 140.82 | 120.38 | No
2030-05-04 19:00 | 2030 Initial | 700 | 0 | 440.82 | 160.79 | No
2030-05-04 20:00 | 2030 Initial | 700 | 205 | 510 | 376.89 | No
2030-05-04 21:00 | 2030 Initial | 623.27 | 505 | 510 | 442 | No
2030-05-04 22:00 | 2030 Initial | 415.17 | 505 | 510 | 442 | No
2030-05-04 23:00 | 2030 Initial | -114.83 | 505 | 510 | 442 | No
2030-05-05 | 2030 Initial | -409.02 | 505 | 510 | 442 | No
2030-05-05 01:00 | 2030 Initial | -468.98 | 505 | 510 | 442 | No
2030-05-05 02:00 | 2030 Initial | -700 | 505 | 510 | 442 | Yes
2030-05-05 03:00 | 2030 Initial | -700 | 505 | 510 | 442 | Yes
2030-05-05 04:00 | 2030 Initial | -700 | 505 | 510 | 442 | Yes
2030-05-05 05:00 | 2030 Initial | -700 | 505 | 510 | 442 | Yes
2030-05-05 06:00 | 2030 Initial | -700 | 505 | 510 | 442 | Yes
2030-05-05 07:00 | 2030 Initial | -700 | 505 | 510 | 442 | Yes
2030-05-05 08:00 | 2030 Initial | -700 | 505 | 510 | 442 | Yes
2030-05-05 09:00 | 2030 Initial | -700 | 505 | 510 | 413.85 | Yes
2030-05-05 10:00 | 2030 Initial | -700 | 260.43 | 510 | 442 | Yes
2030-05-05 11:00 | 2030 Initial | -700 | 172.1 | 510 | 442 | Yes
2030-05-05 12:00 | 2030 Initial | -700 | 234.62 | 390 | 442 | Yes
2030-05-05 13:00 | 2030 Initial | -700 | 175.09 | 90 | 415.09 | Yes
2030-05-05 14:00 | 2030 Initial | -700 | -124.91 | -210 | 115.09 | Yes
2030-05-05 15:00 | 2030 Initial | -700 | -424.91 | -510 | -184.91 | No
2030-05-05 16:00 | 2030 Initial | -680.12 | -124.91 | -210 | 0 | No
2030-05-05 17:00 | 2030 Initial | -83.52 | 0 | -41.44 | 204.44 | No
2030-05-05 18:00 | 2030 Initial | 516.48 | 0 | 210 | 311.11 | No
2030-05-05 19:00 | 2030 Initial | 700 | 0 | 510 | 442 | No
2030-05-05 20:00 | 2030 Initial | 700 | 0 | 510 | 429.61 | No
2030-05-05 21:00 | 2030 Initial | 700 | 205 | 510 | 429.61 | No
2030-05-05 22:00 | 2030 Initial | 663.63 | 505 | 510 | 442 | No
2030-05-05 23:00 | 2030 Initial | 602.04 | 505 | 510 | 442 | No
2030-05-06 | 2030 Initial | 530.51 | 505 | 510 | 442 | No
2030-05-06 01:00 | 2030 Initial | 366.04 | 505 | 510 | 442 | No
2030-05-06 02:00 | 2030 Initial | 495.7 | 505 | 510 | 442 | No
2030-05-06 03:00 | 2030 Initial | 464.43 | 505 | 510 | 442 | No
2030-05-06 04:00 | 2030 Initial | 656.87 | 505 | 510 | 442 | No
2030-05-06 05:00 | 2030 Initial | 700 | 505 | 510 | 442 | No
2030-05-06 06:00 | 2030 Initial | 700 | 205 | 510 | 370 | No
2030-05-06 07:00 | 2030 Initial | 700 | 0 | 510 | 246.41 | No
2030-05-06 08:00 | 2030 Initial | 188.97 | 0 | 210 | 242.35 | No
2030-05-06 09:00 | 2030 Initial | -411.03 | 0 | -29.54 | 220 | No
2030-05-06 10:00 | 2030 Initial | -700 | 0 | 0 | 282.15 | No
2030-05-06 11:00 | 2030 Initial | -700 | 0 | 0 | 286.78 | No
2030-05-06 12:00 | 2030 Initial | -700 | 0 | -82.69 | 306.22 | No
2030-05-06 13:00 | 2030 Initial | -700 | 0 | -18.88 | 316.03 | No
2030-05-06 14:00 | 2030 Initial | -676.86 | 0 | 0 | 313.28 | No
2030-05-06 15:00 | 2030 Initial | -493.18 | 0 | 0 | 284.8 | No
2030-05-06 16:00 | 2030 Initial | 106.82 | 0 | 0 | 418.8 | No
2030-05-06 17:00 | 2030 Initial | 700 | 0 | -233.98 | 442 | No
2030-05-06 18:00 | 2030 Initial | 700 | -300 | -174.88 | 442 | No
2030-05-06 19:00 | 2030 Initial | 700 | 0 | 125.12 | 442 | No
2030-05-06 20:00 | 2030 Initial | 700 | 300 | 425.12 | 442 | No
2030-05-06 21:00 | 2030 Initial | 700 | 419.07 | 510 | 442 | No
2030-05-06 22:00 | 2030 Initial | 700 | 245.08 | 510 | 442 | No
2030-05-06 23:00 | 2030 Initial | 700 | 329.03 | 510 | 442 | No
2030-05-07 | 2030 Initial | 700 | 206.73 | 510 | 442 | No
2030-05-07 01:00 | 2030 Initial | 700 | 332.64 | 510 | 442 | No
2030-05-07 02:00 | 2030 Initial | 700 | 343.67 | 510 | 442 | No
2030-05-07 03:00 | 2030 Initial | 700 | 270.34 | 510 | 442 | No
2030-05-07 04:00 | 2030 Initial | 700 | 0 | 510 | 442 | No
2030-05-07 05:00 | 2030 Initial | 700 | 0 | 510 | 442 | No
2030-05-07 06:00 | 2030 Initial | 700 | 0 | 276.12 | 423.21 | No
2030-05-07 07:00 | 2030 Initial | 700 | 180.22 | 510 | 442 | No
2030-05-07 08:00 | 2030 Initial | 700 | 185.27 | 510 | 442 | No
2030-05-07 09:00 | 2030 Initial | 700 | 269.78 | 510 | 442 | No
2030-05-07 10:00 | 2030 Initial | 700 | 0 | 321.7 | 437.12 | No
2030-05-07 11:00 | 2030 Initial | 700 | 0 | 196.65 | 389.89 | No
2030-05-07 12:00 | 2030 Initial | 700 | 0 | 155.98 | 387.97 | No
2030-05-07 13:00 | 2030 Initial | 700 | 205 | 224.57 | 350.91 | No
2030-05-07 14:00 | 2030 Initial | 700 | 505 | 510 | 442 | No
2030-05-07 15:00 | 2030 Initial | 700 | 205 | 403.13 | 256.08 | No
2030-05-07 16:00 | 2030 Initial | 700 | 461.08 | 510 | 442 | No
2030-05-07 17:00 | 2030 Initial | 700 | 196.44 | 510 | 442 | No
2030-05-07 18:00 | 2030 Initial | 700 | 461.43 | 510 | 442 | No
2030-05-07 19:00 | 2030 Initial | 700 | 505 | 510 | 442 | No
2030-05-07 20:00 | 2030 Initial | 700 | 505 | 510 | 442 | No
2030-05-07 21:00 | 2030 Initial | 700 | 505 | 510 | 442 | No
2030-05-07 22:00 | 2030 Initial | 700 | 505 | 510 | 442 | No
2030-05-07 23:00 | 2030 Initial | 700 | 505 | 510 | 442 | No
2030-05-08 | 2030 Initial | 700 | 205 | 433.35 | 142 | No
2030-05-08 01:00 | 2030 Initial | 700 | 505 | 510 | 442 | No
2030-05-08 02:00 | 2030 Initial | 700 | 505 | 510 | 442 | No
2030-05-08 03:00 | 2030 Initial | 700 | 505 | 510 | 442 | No
2030-05-08 04:00 | 2030 Initial | 700 | 205 | 210 | 142 | No
2030-05-08 05:00 | 2030 Initial | 700 | 0 | 348.86 | 265.17 | No
2030-05-08 06:00 | 2030 Initial | 700 | 0 | 206.55 | 324.38 | No
2030-05-08 07:00 | 2030 Initial | 700 | 0 | 179.21 | 428.29 | No
2030-05-08 08:00 | 2030 Initial | 700 | 0 | 250.08 | 442 | No
2030-05-08 09:00 | 2030 Initial | 700 | 0 | 510 | 418.53 | No
2030-05-08 10:00 | 2030 Initial | 700 | 0 | 510 | 333.31 | No
2030-05-08 11:00 | 2030 Initial | 700 | 0 | 370.36 | 241.78 | No
2030-05-08 12:00 | 2030 Initial | 700 | 0 | 70.36 | 275.35 | No
2030-05-08 13:00 | 2030 Initial | 700 | 0 | 305.56 | 442 | No
2030-05-08 14:00 | 2030 Initial | 700 | 0 | 510 | 442 | No
2030-05-08 15:00 | 2030 Initial | 700 | 0 | 360.17 | 442 | No
2030-05-08 16:00 | 2030 Initial | 700 | 0 | 240.33 | 442 | No
2030-05-08 17:00 | 2030 Initial | 700 | 0 | 4.3 | 442 | No
2030-05-08 18:00 | 2030 Initial | 700 | 0 | 304.3 | 442 | No
2030-05-08 19:00 | 2030 Initial | 700 | 0 | 510 | 442 | No
2030-05-08 20:00 | 2030 Initial | 700 | 94.23 | 510 | 442 | No
2030-05-08 21:00 | 2030 Initial | 700 | 0 | 510 | 442 | No
2030-05-08 22:00 | 2030 Initial | 700 | 159.86 | 510 | 442 | No
2030-05-08 23:00 | 2030 Initial | 700 | 442.18 | 510 | 442 | No
2030-05-09 | 2030 Initial | 700 | 505 | 510 | 442 | No
2030-05-09 01:00 | 2030 Initial | 700 | 505 | 510 | 442 | No
2030-05-09 02:00 | 2030 Initial | 700 | 505 | 510 | 442 | No
2030-05-09 03:00 | 2030 Initial | 700 | 505 | 510 | 442 | No
2030-05-09 04:00 | 2030 Initial | 700 | 505 | 510 | 442 | No
2030-05-09 05:00 | 2030 Initial | 700 | 205 | 300 | 281.41 | No
2030-05-09 06:00 | 2030 Initial | 700 | 0 | 0 | 0 | No
2030-05-09 07:00 | 2030 Initial | 700 | 0 | 0 | 0 | No
2030-05-09 08:00 | 2030 Initial | 700 | 65.26 | 0 | 142 | No
2030-05-09 09:00 | 2030 Initial | 700 | 365.26 | 0 | 442 | No
2030-05-09 10:00 | 2030 Initial | 700 | 149.49 | 0 | 442 | No
2030-05-09 11:00 | 2030 Initial | 700 | 151 | 0 | 442 | No
2030-05-09 12:00 | 2030 Initial | 700 | 154.27 | 0 | 442 | No
2030-05-09 13:00 | 2030 Initial | 700 | 300 | 0 | 442 | No
2030-05-09 14:00 | 2030 Initial | 700 | 0 | 0 | 442 | No
2030-05-09 15:00 | 2030 Initial | 700 | 0 | 0 | 326.39 | No
2030-05-09 16:00 | 2030 Initial | 700 | 0 | 0 | 255.26 | No
2030-05-09 17:00 | 2030 Initial | 700 | 0 | 0 | 316.07 | No
2030-05-09 18:00 | 2030 Initial | 700 | 0 | 0 | 442 | No
2030-05-09 19:00 | 2030 Initial | 700 | 0 | 0 | 442 | No
2030-05-09 20:00 | 2030 Initial | 700 | 229.09 | 0 | 442 | No
2030-05-09 21:00 | 2030 Initial | 700 | 205 | 0 | 442 | No
2030-05-09 22:00 | 2030 Initial | 700 | 505 | 0 | 442 | No
2030-05-09 23:00 | 2030 Initial | 700 | 505 | 0 | 442 | No
2030-05-10 | 2030 Initial | 700 | 241.15 | 0 | 442 | No
2030-05-10 01:00 | 2030 Initial | 696.94 | 505 | 0 | 442 | No
2030-05-10 02:00 | 2030 Initial | 632.47 | 505 | 0 | 442 | No
2030-05-10 03:00 | 2030 Initial | 487.47 | 505 | 0 | 442 | No
2030-05-10 04:00 | 2030 Initial | 700 | 505 | 0 | 442 | No
2030-05-10 05:00 | 2030 Initial | 225.08 | 505 | 0 | 442 | No
2030-05-10 06:00 | 2030 Initial | 542.97 | 505 | 0 | 442 | No
2030-05-10 07:00 | 2030 Initial | 481.76 | 505 | 0 | 442 | No
2030-05-10 08:00 | 2030 Initial | 361.08 | 505 | 0 | 442 | No
2030-05-10 09:00 | 2030 Initial | -98.98 | 505 | 0 | 442 | No
2030-05-10 10:00 | 2030 Initial | -521.52 | 505 | 0 | 155.33 | No
2030-05-10 11:00 | 2030 Initial | -700 | 505 | 0 | 172.63 | Yes
2030-05-10 12:00 | 2030 Initial | -700 | 505 | 0 | 183.92 | Yes
2030-05-10 13:00 | 2030 Initial | -700 | 505 | 0 | 190.95 | Yes
2030-05-10 14:00 | 2030 Initial | -700 | 505 | 0 | 283.73 | Yes
2030-05-10 15:00 | 2030 Initial | -700 | 505 | 0 | 367.89 | Yes
2030-05-10 16:00 | 2030 Initial | -700 | 505 | 0 | 442 | Yes
2030-05-10 17:00 | 2030 Initial | -700 | 505 | 0 | 418.84 | Yes
2030-05-10 18:00 | 2030 Initial | -413.7 | 505 | 0 | 442 | No
2030-05-10 19:00 | 2030 Initial | 28.37 | 505 | 0 | 442 | No
2030-05-10 20:00 | 2030 Initial | 628.37 | 505 | 0 | 442 | No
2030-05-10 21:00 | 2030 Initial | 583.08 | 505 | 0 | 442 | No
2030-05-10 22:00 | 2030 Initial | 700 | 505 | 0 | 442 | No
2030-05-10 23:00 | 2030 Initial | 700 | 505 | 0 | 442 | No
2030-05-11 | 2030 Initial | 700 | 505 | 0 | 442 | No
2030-05-11 01:00 | 2030 Initial | 700 | 505 | 0 | 442 | No
2030-05-11 02:00 | 2030 Initial | 700 | 505 | 0 | 442 | No
2030-05-11 03:00 | 2030 Initial | 603.68 | 505 | 0 | 442 | No
2030-05-11 04:00 | 2030 Initial | 700 | 505 | 0 | 442 | No
2030-05-11 05:00 | 2030 Initial | 666.93 | 505 | 0 | 442 | No
2030-05-11 06:00 | 2030 Initial | 458.93 | 505 | 0 | 442 | No
2030-05-11 07:00 | 2030 Initial | -141.07 | 505 | 300 | 442 | No
2030-05-11 08:00 | 2030 Initial | -700 | 505 | 510 | 442 | No
2030-05-11 09:00 | 2030 Initial | -100 | 505 | 510 | 442 | Yes
2030-05-11 10:00 | 2030 Initial | -700 | 505 | 510 | 442 | Yes
2030-05-11 11:00 | 2030 Initial | -700 | 505 | 510 | 442 | Yes
2030-05-11 12:00 | 2030 Initial | -700 | 505 | 510 | 442 | Yes
2030-05-11 13:00 | 2030 Initial | -700 | 505 | 510 | 442 | Yes
2030-05-11 14:00 | 2030 Initial | -100 | 505 | 510 | 442 | Yes
2030-05-11 15:00 | 2030 Initial | -100 | 505 | 510 | 442 | Yes
2030-05-11 16:00 | 2030 Initial | -700 | 205 | 510 | 262.64 | Yes
2030-05-11 17:00 | 2030 Initial | -100 | 409.73 | 510 | 442 | No
2030-05-11 18:00 | 2030 Initial | 500 | 161.93 | 510 | 442 | No
2030-05-11 19:00 | 2030 Initial | 700 | 355.85 | 510 | 442 | No
2030-05-11 20:00 | 2030 Initial | 700 | 317.15 | 510 | 442 | No
2030-05-11 21:00 | 2030 Initial | 700 | 505 | 510 | 442 | No
2030-05-11 22:00 | 2030 Initial | 700 | 505 | 510 | 442 | No
2030-05-11 23:00 | 2030 Initial | 700 | 505 | 510 | 442 | No
2030-05-12 | 2030 Initial | 700 | 505 | 510 | 442 | No
2030-05-12 01:00 | 2030 Initial | 700 | 505 | 510 | 442 | No
2030-05-12 02:00 | 2030 Initial | 700 | 505 | 510 | 442 | No
2030-05-12 03:00 | 2030 Initial | 700 | 505 | 510 | 442 | No
2030-05-12 04:00 | 2030 Initial | 700 | 370.04 | 510 | 442 | No
2030-05-12 05:00 | 2030 Initial | 700 | 446.73 | 510 | 442 | No
2030-05-12 06:00 | 2030 Initial | 700 | 338.3 | 510 | 442 | No
2030-05-12 07:00 | 2030 Initial | 700 | 157.07 | 510 | 442 | No
2030-05-12 08:00 | 2030 Initial | 600 | 0 | 268.55 | 281.21 | No
2030-05-12 09:00 | 2030 Initial | 0 | 0 | 0 | 0 | No
2030-05-12 10:00 | 2030 Initial | -81.52 | 0 | 0 | 0 | No
2030-05-12 11:00 | 2030 Initial | -237.74 | 0 | 0 | 0 | No
2030-05-12 12:00 | 2030 Initial | -109.2 | 0 | 0 | 0 | No
2030-05-12 13:00 | 2030 Initial | 0 | 0 | 0 | 0 | No
2030-05-12 14:00 | 2030 Initial | -35.23 | 0 | 0 | 0 | No
2030-05-12 15:00 | 2030 Initial | 29.08 | 0 | 0 | 0 | No
2030-05-12 16:00 | 2030 Initial | 612.49 | 0 | 0 | 0 | No
2030-05-12 17:00 | 2030 Initial | 700 | 0 | 7.06 | 0 | No
2030-05-12 18:00 | 2030 Initial | 700 | 49.75 | 307.06 | 300 | No
2030-05-12 19:00 | 2030 Initial | 700 | 349.75 | 510 | 442 | No
2030-05-12 20:00 | 2030 Initial | 700 | 451.39 | 510 | 442 | No
2030-05-12 21:00 | 2030 Initial | 700 | 505 | 510 | 442 | No
2030-05-12 22:00 | 2030 Initial | 700 | 505 | 510 | 442 | No
2030-05-12 23:00 | 2030 Initial | 700 | 505 | 510 | 442 | No
2030-05-13 | 2030 Initial | 700 | 505 | 510 | 442 | No
2030-05-13 01:00 | 2030 Initial | 700 | 505 | 510 | 442 | No
2030-05-13 02:00 | 2030 Initial | 700 | 505 | 510 | 442 | No
2030-05-13 03:00 | 2030 Initial | 700 | 505 | 510 | 442 | No
2030-05-13 04:00 | 2030 Initial | 700 | 491.24 | 510 | 442 | No
2030-05-13 05:00 | 2030 Initial | 700 | 339.46 | 510 | 442 | No
2030-05-13 06:00 | 2030 Initial | 700 | 207.01 | 510 | 442 | No
2030-05-13 07:00 | 2030 Initial | 690.91 | 458.81 | 510 | 442 | No
2030-05-13 08:00 | 2030 Initial | 90.91 | 505 | 510 | 442 | No
2030-05-13 09:00 | 2030 Initial | -509.09 | 505 | 510 | 442 | No
2030-05-13 10:00 | 2030 Initial | -700 | 505 | 510 | 442 | No
2030-05-13 11:00 | 2030 Initial | -700 | 505 | 510 | 442 | No
2030-05-13 12:00 | 2030 Initial | -700 | 505 | 510 | 442 | No
2030-05-13 13:00 | 2030 Initial | -700 | 505 | 510 | 442 | No
2030-05-13 14:00 | 2030 Initial | -700 | 505 | 510 | 442 | No
2030-05-13 15:00 | 2030 Initial | -600 | 205 | 443.46 | 442 | No
2030-05-13 16:00 | 2030 Initial | 0 | 0 | 458.73 | 442 | No
2030-05-13 17:00 | 2030 Initial | 600 | 211.09 | 510 | 442 | No
2030-05-13 18:00 | 2030 Initial | 700 | 264.77 | 510 | 442 | No
2030-05-13 19:00 | 2030 Initial | 700 | 505 | 510 | 442 | No
2030-05-13 20:00 | 2030 Initial | 700 | 505 | 510 | 442 | No
2030-05-13 21:00 | 2030 Initial | 700 | 216 | 510 | 442 | No
2030-05-13 22:00 | 2030 Initial | 700 | 505 | 510 | 442 | No
2030-05-13 23:00 | 2030 Initial | 700 | 505 | 510 | 442 | No
2030-05-14 | 2030 Initial | 700 | 505 | 510 | 442 | No
2030-05-14 01:00 | 2030 Initial | 700 | 505 | 510 | 442 | No
2030-05-14 02:00 | 2030 Initial | 700 | 505 | 510 | 442 | No
2030-05-14 03:00 | 2030 Initial | 700 | 505 | 510 | 442 | No
2030-05-14 04:00 | 2030 Initial | 700 | 505 | 510 | 442 | No
2030-05-14 05:00 | 2030 Initial | 700 | 205 | 242.93 | 362.93 | No
2030-05-14 06:00 | 2030 Initial | 700 | 0 | 447.11 | 416.11 | No
2030-05-14 07:00 | 2030 Initial | 700 | 0 | 158.8 | 442 | No
2030-05-14 08:00 | 2030 Initial | 700 | 0 | -110.35 | 442 | No
2030-05-14 09:00 | 2030 Initial | 700 | 0 | 189.65 | 442 | No
2030-05-14 10:00 | 2030 Initial | 700 | 0 | 130.54 | 442 | No
2030-05-14 11:00 | 2030 Initial | 700 | 0 | 0 | 442 | No
2030-05-14 12:00 | 2030 Initial | 700 | 0 | 0 | 442 | No
2030-05-14 13:00 | 2030 Initial | 700 | 0 | 253.65 | 430.31 | No
2030-05-14 14:00 | 2030 Initial | 700 | 0 | 316.31 | 420.82 | No
2030-05-14 15:00 | 2030 Initial | 700 | 0 | 235.34 | 425.52 | No
2030-05-14 16:00 | 2030 Initial | 700 | 0 | -64.66 | 177.65 | No
2030-05-14 17:00 | 2030 Initial | 700 | -76.57 | 0 | 251.22 | No
2030-05-14 18:00 | 2030 Initial | 700 | 0 | 300 | 442 | No
2030-05-14 19:00 | 2030 Initial | 700 | 299.43 | 510 | 442 | No
2030-05-14 20:00 | 2030 Initial | 700 | 505 | 510 | 442 | No
2030-05-14 21:00 | 2030 Initial | 700 | 505 | 510 | 442 | No
2030-05-14 22:00 | 2030 Initial | 700 | 499.65 | 510 | 442 | No
2030-05-14 23:00 | 2030 Initial | 700 | 505 | 510 | 442 | No
2030-05-15 | 2030 Initial | 700 | 504.18 | 510 | 442 | No
2030-05-15 01:00 | 2030 Initial | 700 | 412.4 | 510 | 442 | No
2030-05-15 02:00 | 2030 Initial | 700 | 505 | 510 | 442 | No
2030-05-15 03:00 | 2030 Initial | 700 | 505 | 510 | 442 | No
2030-05-15 04:00 | 2030 Initial | 700 | 505 | 510 | 442 | No
2030-05-15 05:00 | 2030 Initial | 700 | 326.15 | 510 | 442 | No
2030-05-15 06:00 | 2030 Initial | 700 | 26.15 | 510 | 442 | No
2030-05-15 07:00 | 2030 Initial | 700 | 170.26 | 510 | 442 | No
2030-05-15 08:00 | 2030 Initial | 700 | 226.7 | 510 | 442 | No
2030-05-15 09:00 | 2030 Initial | 700 | 0 | 295.37 | 442 | No
2030-05-15 10:00 | 2030 Initial | 700 | 0 | 472.73 | 442 | No
2030-05-15 11:00 | 2030 Initial | 700 | 0 | 280.6 | 340.21 | No
2030-05-15 12:00 | 2030 Initial | 700 | 0 | 101.73 | 282.37 | No
2030-05-15 13:00 | 2030 Initial | 700 | 0 | 241.85 | 407.74 | No
2030-05-15 14:00 | 2030 Initial | 700 | 0 | 157.99 | 267.06 | No
2030-05-15 15:00 | 2030 Initial | 700 | 34.51 | 136.95 | 442 | No
2030-05-15 16:00 | 2030 Initial | 700 | -14.69 | -163.05 | 142 | No
2030-05-15 17:00 | 2030 Initial | 700 | 0 | 136.95 | 242.82 | No
2030-05-15 18:00 | 2030 Initial | 700 | 105.41 | 436.95 | 442 | No
2030-05-15 19:00 | 2030 Initial | 700 | 332.2 | 510 | 442 | No
2030-05-15 20:00 | 2030 Initial | 700 | 438.3 | 510 | 442 | No
2030-05-15 21:00 | 2030 Initial | 700 | 149.37 | 510 | 442 | No
2030-05-15 22:00 | 2030 Initial | 700 | 449.37 | 510 | 442 | No
2030-05-15 23:00 | 2030 Initial | 700 | 201.73 | 510 | 442 | No
2030-05-16 | 2030 Initial | 700 | 205 | 510 | 360.53 | No
2030-05-16 01:00 | 2030 Initial | 700 | 505 | 510 | 442 | No
2030-05-16 02:00 | 2030 Initial | 700 | 505 | 510 | 442 | No
2030-05-16 03:00 | 2030 Initial | 700 | 505 | 510 | 442 | No
2030-05-16 04:00 | 2030 Initial | 700 | 499.07 | 510 | 442 | No
2030-05-16 05:00 | 2030 Initial | 700 | 199.07 | 210 | 186.25 | No
2030-05-16 06:00 | 2030 Initial | 700 | 0 | 0 | 181.96 | No
2030-05-16 07:00 | 2030 Initial | 700 | 0 | 0 | 353.17 | No
2030-05-16 08:00 | 2030 Initial | 700 | -3.6 | -90 | 424.56 | No
2030-05-16 09:00 | 2030 Initial | 700 | 112.15 | 210 | 442 | No
2030-05-16 10:00 | 2030 Initial | 700 | 0 | 510 | 442 | No
2030-05-16 11:00 | 2030 Initial | 700 | 0 | 510 | 442 | No
2030-05-16 12:00 | 2030 Initial | 700 | 0 | 210 | 229.63 | No
2030-05-16 13:00 | 2030 Initial | 700 | 0 | 278.21 | 434.96 | No
2030-05-16 14:00 | 2030 Initial | 700 | 172.36 | 258.22 | 442 | No
2030-05-16 15:00 | 2030 Initial | 700 | 0 | -41.78 | 309.25 | No
2030-05-16 16:00 | 2030 Initial | 700 | 0 | 239.28 | 401.66 | No
2030-05-16 17:00 | 2030 Initial | 700 | 0 | 510 | 442 | No
2030-05-16 18:00 | 2030 Initial | 700 | 60.68 | 510 | 442 | No
2030-05-16 19:00 | 2030 Initial | 700 | 99.21 | 510 | 442 | No
2030-05-16 20:00 | 2030 Initial | 700 | 266.11 | 510 | 442 | No
2030-05-16 21:00 | 2030 Initial | 700 | 458.92 | 510 | 442 | No
2030-05-16 22:00 | 2030 Initial | 700 | 158.92 | 510 | 442 | No
2030-05-16 23:00 | 2030 Initial | 700 | 315.95 | 510 | 442 | No
2030-05-17 | 2030 Initial | 700 | 505 | 510 | 442 | No
2030-05-17 01:00 | 2030 Initial | 700 | 358.66 | 510 | 442 | No
2030-05-17 02:00 | 2030 Initial | 700 | 505 | 510 | 442 | No
2030-05-17 03:00 | 2030 Initial | 700 | 331.72 | 510 | 442 | No
2030-05-17 04:00 | 2030 Initial | 700 | 156.22 | 510 | 442 | No
2030-05-17 05:00 | 2030 Initial | 700 | 0 | 489.05 | 442 | No
2030-05-17 06:00 | 2030 Initial | 700 | 0 | 419.71 | 442 | No
2030-05-17 07:00 | 2030 Initial | 700 | 0 | 510 | 442 | No
2030-05-17 08:00 | 2030 Initial | 700 | 92.85 | 510 | 442 | No
2030-05-17 09:00 | 2030 Initial | 700 | 77.55 | 510 | 442 | No
2030-05-17 10:00 | 2030 Initial | 700 | 139.77 | 510 | 442 | No
2030-05-17 11:00 | 2030 Initial | 700 | 300.44 | 510 | 442 | No
2030-05-17 12:00 | 2030 Initial | 601.56 | 192.62 | 272.05 | 442 | No
2030-05-17 13:00 | 2030 Initial | 1.56 | 492.62 | 510 | 442 | No
2030-05-17 14:00 | 2030 Initial | 281.73 | 192.62 | 210 | 442 | No
2030-05-17 15:00 | 2030 Initial | -163.01 | 492.62 | 510 | 442 | No
2030-05-17 16:00 | 2030 Initial | 436.99 | 505 | 510 | 442 | No
2030-05-17 17:00 | 2030 Initial | 700 | 205 | 510 | 442 | No
2030-05-17 18:00 | 2030 Initial | 700 | 165.29 | 510 | 442 | No
2030-05-17 19:00 | 2030 Initial | 700 | 148.88 | 510 | 442 | No
2030-05-17 20:00 | 2030 Initial | 700 | 0 | 396.94 | 407.21 | No
2030-05-17 21:00 | 2030 Initial | 700 | 176.27 | 510 | 442 | No
2030-05-17 22:00 | 2030 Initial | 700 | 447.79 | 510 | 442 | No
2030-05-17 23:00 | 2030 Initial | 588.09 | 505 | 510 | 442 | No
2030-05-18 | 2030 Initial | 700 | 505 | 510 | 442 | No
2030-05-18 01:00 | 2030 Initial | 605.06 | 505 | 510 | 442 | No
2030-05-18 02:00 | 2030 Initial | 18.94 | 505 | 510 | 442 | No
2030-05-18 03:00 | 2030 Initial | 0 | 505 | 510 | 442 | No
2030-05-18 04:00 | 2030 Initial | 214.02 | 505 | 510 | 442 | No
2030-05-18 05:00 | 2030 Initial | 700 | 297.67 | 510 | 442 | No
2030-05-18 06:00 | 2030 Initial | 700 | 468.29 | 510 | 442 | No
2030-05-18 07:00 | 2030 Initial | 700 | 207.77 | 510 | 442 | No
2030-05-18 08:00 | 2030 Initial | 700 | 287.17 | 510 | 442 | No
2030-05-18 09:00 | 2030 Initial | 700 | 172.29 | 510 | 442 | No
2030-05-18 10:00 | 2030 Initial | 700 | 182.89 | 510 | 442 | No
2030-05-18 11:00 | 2030 Initial | 700 | 178.65 | 510 | 442 | No
2030-05-18 12:00 | 2030 Initial | 700 | 201.78 | 510 | 442 | No
2030-05-18 13:00 | 2030 Initial | 700 | 0 | 510 | 442 | No
2030-05-18 14:00 | 2030 Initial | 700 | 0 | 405.62 | 442 | No
2030-05-18 15:00 | 2030 Initial | 558.29 | 0 | 105.62 | 324.37 | No
2030-05-18 16:00 | 2030 Initial | 640.59 | 0 | 135.98 | 410.95 | No
2030-05-18 17:00 | 2030 Initial | 700 | 0 | 435.98 | 442 | No
2030-05-18 18:00 | 2030 Initial | 700 | 0 | 337.46 | 442 | No
2030-05-18 19:00 | 2030 Initial | 700 | 289.89 | 510 | 442 | No
2030-05-18 20:00 | 2030 Initial | 700 | 505 | 510 | 442 | No
2030-05-18 21:00 | 2030 Initial | 700 | 505 | 510 | 442 | No
2030-05-18 22:00 | 2030 Initial | 700 | 505 | 510 | 442 | No
2030-05-18 23:00 | 2030 Initial | 562.47 | 505 | 510 | 442 | No
2030-05-19 | 2030 Initial | 700 | 505 | 510 | 442 | No
2030-05-19 01:00 | 2030 Initial | 451.75 | 505 | 510 | 442 | No
2030-05-19 02:00 | 2030 Initial | 527.24 | 505 | 510 | 442 | No
2030-05-19 03:00 | 2030 Initial | 629.18 | 505 | 510 | 442 | No
2030-05-19 04:00 | 2030 Initial | 700 | 505 | 510 | 442 | No
2030-05-19 05:00 | 2030 Initial | 700 | 205 | 510 | 236.99 | No
2030-05-19 06:00 | 2030 Initial | 700 | 505 | 510 | 442 | No
2030-05-19 07:00 | 2030 Initial | 700 | 505 | 510 | 442 | No
2030-05-19 08:00 | 2030 Initial | 700 | 505 | 510 | 442 | No
2030-05-19 09:00 | 2030 Initial | 700 | 393.6 | 510 | 442 | No
2030-05-19 10:00 | 2030 Initial | 700 | 93.6 | 352.99 | 377.92 | No
2030-05-19 11:00 | 2030 Initial | 700 | 0 | 102.12 | 442 | No
2030-05-19 12:00 | 2030 Initial | 627.74 | 0 | 0 | 428.11 | No
2030-05-19 13:00 | 2030 Initial | 138.81 | 205 | 300 | 435.7 | No
2030-05-19 14:00 | 2030 Initial | 0 | 505 | 510 | 442 | No
2030-05-19 15:00 | 2030 Initial | 146.79 | 300 | 510 | 442 | No
2030-05-19 16:00 | 2030 Initial | 700 | 0 | 400.3 | 442 | No
2030-05-19 17:00 | 2030 Initial | 700 | 300 | 510 | 442 | No
2030-05-19 18:00 | 2030 Initial | 700 | 426.78 | 510 | 442 | No
2030-05-19 19:00 | 2030 Initial | 700 | 505 | 510 | 442 | No
2030-05-19 20:00 | 2030 Initial | 700 | 505 | 510 | 442 | No
2030-05-19 21:00 | 2030 Initial | 700 | 505 | 510 | 442 | No
2030-05-19 22:00 | 2030 Initial | 700 | 505 | 510 | 442 | No
2030-05-19 23:00 | 2030 Initial | 700 | 505 | 510 | 442 | No
2030-05-20 | 2030 Initial | 700 | 505 | 510 | 442 | No
2030-05-20 01:00 | 2030 Initial | 700 | 505 | 510 | 442 | No
2030-05-20 02:00 | 2030 Initial | 700 | 489.51 | 510 | 442 | No
2030-05-20 03:00 | 2030 Initial | 700 | 346.66 | 510 | 442 | No
2030-05-20 04:00 | 2030 Initial | 700 | 265.29 | 510 | 442 | No
2030-05-20 05:00 | 2030 Initial | 700 | 388.1 | 510 | 442 | No
2030-05-20 06:00 | 2030 Initial | 638.19 | 387.13 | 510 | 442 | No
2030-05-20 07:00 | 2030 Initial | 38.19 | 505 | 510 | 442 | No
2030-05-20 08:00 | 2030 Initial | -561.81 | 505 | 510 | 442 | No
2030-05-20 09:00 | 2030 Initial | 38.19 | 505 | 510 | 442 | Yes
2030-05-20 10:00 | 2030 Initial | -45.87 | 505 | 510 | 442 | Yes
2030-05-20 11:00 | 2030 Initial | -645.87 | 505 | 510 | 442 | Yes
2030-05-20 12:00 | 2030 Initial | -45.87 | 505 | 510 | 442 | Yes
2030-05-20 13:00 | 2030 Initial | 554.13 | 505 | 510 | 442 | Yes
2030-05-20 14:00 | 2030 Initial | 700 | 505 | 510 | 442 | Yes
2030-05-20 15:00 | 2030 Initial | 503.78 | 505 | 510 | 442 | Yes
2030-05-20 16:00 | 2030 Initial | -96.22 | 505 | 510 | 442 | Yes
2030-05-20 17:00 | 2030 Initial | -696.22 | 505 | 510 | 442 | No
2030-05-20 18:00 | 2030 Initial | -96.22 | 505 | 510 | 442 | No
2030-05-20 19:00 | 2030 Initial | 503.78 | 505 | 510 | 442 | No
2030-05-20 20:00 | 2030 Initial | 700 | 505 | 510 | 442 | No
2030-05-20 21:00 | 2030 Initial | 700 | 505 | 510 | 442 | No
2030-05-20 22:00 | 2030 Initial | 700 | 505 | 510 | 442 | No
2030-05-20 23:00 | 2030 Initial | 700 | 505 | 510 | 442 | No
2030-05-21 | 2030 Initial | 700 | 505 | 510 | 442 | No
2030-05-21 01:00 | 2030 Initial | 700 | 505 | 510 | 442 | No
2030-05-21 02:00 | 2030 Initial | 700 | 505 | 510 | 442 | No
2030-05-21 03:00 | 2030 Initial | 700 | 505 | 510 | 442 | No
2030-05-21 04:00 | 2030 Initial | 700 | 505 | 510 | 442 | No
2030-05-21 05:00 | 2030 Initial | 700 | 505 | 510 | 442 | No
2030-05-21 06:00 | 2030 Initial | 700 | 505 | 510 | 442 | No
2030-05-21 07:00 | 2030 Initial | 700 | 505 | 510 | 442 | No
2030-05-21 08:00 | 2030 Initial | 700 | 505 | 510 | 442 | No
2030-05-21 09:00 | 2030 Initial | 700 | 403.32 | 510 | 442 | No
2030-05-21 10:00 | 2030 Initial | 700 | 103.32 | 484.07 | 442 | No
2030-05-21 11:00 | 2030 Initial | 700 | 27.07 | 510 | 442 | No
2030-05-21 12:00 | 2030 Initial | 570.91 | 0 | 210 | 442 | No
2030-05-21 13:00 | 2030 Initial | 183.73 | 0 | 0 | 422.9 | No
2030-05-21 14:00 | 2030 Initial | -328.34 | 0 | -7.78 | 434.14 | No
2030-05-21 15:00 | 2030 Initial | -700 | 0 | -307.78 | 134.14 | No
2030-05-21 16:00 | 2030 Initial | -194.09 | 0 | -300 | 155.36 | No
2030-05-21 17:00 | 2030 Initial | 405.91 | 0 | 0 | 386.81 | No
2030-05-21 18:00 | 2030 Initial | 466.14 | 0 | 0 | 86.81 | No
2030-05-21 19:00 | 2030 Initial | 500 | 0 | 159.59 | 169.91 | No
2030-05-21 20:00 | 2030 Initial | -100 | 205 | 459.59 | 408.01 | No
2030-05-21 21:00 | 2030 Initial | -700 | 505 | 510 | 442 | No
2030-05-21 22:00 | 2030 Initial | -700 | 505 | 510 | 295.36 | Yes
2030-05-21 23:00 | 2030 Initial | -700 | 505 | 510 | 442 | Yes
2030-05-22 | 2030 Initial | -700 | 505 | 510 | 364.6 | Yes
2030-05-22 01:00 | 2030 Initial | -700 | 505 | 510 | 64.6 | Yes
2030-05-22 02:00 | 2030 Initial | -700 | 505 | 510 | 36.41 | Yes
2030-05-22 03:00 | 2030 Initial | -700 | 505 | 510 | 180.54 | Yes
2030-05-22 04:00 | 2030 Initial | -700 | 505 | 510 | 351.41 | Yes
2030-05-22 05:00 | 2030 Initial | -700 | 505 | 510 | 230.59 | Yes
2030-05-22 06:00 | 2030 Initial | -700 | 505 | 510 | 150.24 | Yes
2030-05-22 07:00 | 2030 Initial | -700 | 505 | 510 | 251.53 | Yes
2030-05-22 08:00 | 2030 Initial | -700 | 505 | 510 | 324.74 | Yes
2030-05-22 09:00 | 2030 Initial | -100 | 381.97 | 510 | 306.73 | Yes
2030-05-22 10:00 | 2030 Initial | 194.94 | 81.97 | 510 | 232.85 | Yes
2030-05-22 11:00 | 2030 Initial | -100 | 319.55 | 510 | 178.88 | Yes
2030-05-22 12:00 | 2030 Initial | -700 | 505 | 510 | 178.88 | Yes
2030-05-22 13:00 | 2030 Initial | -116.4 | 505 | 510 | -68 | Yes
2030-05-22 14:00 | 2030 Initial | 0 | 283.95 | 510 | -68 | Yes
2030-05-22 15:00 | 2030 Initial | -143.62 | 505 | 210 | 145.64 | Yes
2030-05-22 16:00 | 2030 Initial | -397.36 | 505 | 510 | 239.78 | Yes
2030-05-22 17:00 | 2030 Initial | -700 | 505 | 510 | 329.83 | Yes
2030-05-22 18:00 | 2030 Initial | -700 | 505 | 510 | 355.54 | Yes
2030-05-22 19:00 | 2030 Initial | -700 | 505 | 510 | 347.18 | Yes
2030-05-22 20:00 | 2030 Initial | -700 | 505 | 510 | 307.19 | Yes
2030-05-22 21:00 | 2030 Initial | -700 | 505 | 510 | 442 | Yes
2030-05-22 22:00 | 2030 Initial | -700 | 505 | 510 | 442 | Yes
2030-05-22 23:00 | 2030 Initial | -700 | 505 | 510 | 267.61 | Yes
2030-05-23 | 2030 Initial | -700 | 505 | 510 | 255.63 | Yes
2030-05-23 01:00 | 2030 Initial | -700 | 505 | 510 | 331.9 | Yes
2030-05-23 02:00 | 2030 Initial | -700 | 505 | 510 | 58.72 | Yes
2030-05-23 03:00 | 2030 Initial | -700 | 505 | 510 | -29.21 | Yes
2030-05-23 04:00 | 2030 Initial | -700 | 505 | 510 | 38.8 | Yes
2030-05-23 05:00 | 2030 Initial | -700 | 505 | 510 | -68 | Yes
2030-05-23 06:00 | 2030 Initial | -700 | 505 | 510 | -5.11 | Yes
2030-05-23 07:00 | 2030 Initial | -700 | 505 | 510 | 167.85 | Yes
2030-05-23 08:00 | 2030 Initial | -700 | 505 | 510 | 290.7 | Yes
2030-05-23 09:00 | 2030 Initial | -100 | 505 | 510 | 330.63 | Yes
2030-05-23 10:00 | 2030 Initial | 387.33 | 505 | 510 | 30.63 | Yes
2030-05-23 11:00 | 2030 Initial | 700 | 205 | 210 | -68 | Yes
2030-05-23 12:00 | 2030 Initial | 694.94 | -21 | 510 | -68 | Yes
2030-05-23 13:00 | 2030 Initial | 700 | 146.86 | 210 | -68 | Yes
2030-05-23 14:00 | 2030 Initial | 488.55 | 397.76 | 210 | 227.81 | Yes
2030-05-23 15:00 | 2030 Initial | -111.45 | 505 | 510 | 303.03 | Yes
2030-05-23 16:00 | 2030 Initial | -700 | 505 | 510 | 422.77 | Yes
2030-05-23 17:00 | 2030 Initial | -700 | 505 | 510 | 442 | No
2030-05-23 18:00 | 2030 Initial | -100 | 505 | 510 | 442 | No
2030-05-23 19:00 | 2030 Initial | 500 | 205 | 463.87 | 150.72 | No
2030-05-23 20:00 | 2030 Initial | 700 | 205 | 210 | 269.36 | No
2030-05-23 21:00 | 2030 Initial | 381.91 | 505 | 510 | 442 | No
2030-05-23 22:00 | 2030 Initial | -218.09 | 505 | 510 | 442 | No
2030-05-23 23:00 | 2030 Initial | -138.58 | 505 | 510 | 442 | No
2030-05-24 | 2030 Initial | -151.13 | 505 | 510 | 442 | No
2030-05-24 01:00 | 2030 Initial | -82.64 | 505 | 510 | 359.36 | No
2030-05-24 02:00 | 2030 Initial | -187.94 | 505 | 510 | 227.61 | No
2030-05-24 03:00 | 2030 Initial | -175.38 | 505 | 510 | 351.98 | No
2030-05-24 04:00 | 2030 Initial | 28.25 | 505 | 510 | 371.09 | No
2030-05-24 05:00 | 2030 Initial | 19.24 | 505 | 510 | 391.86 | No
2030-05-24 06:00 | 2030 Initial | -47.64 | 505 | 510 | 442 | No
2030-05-24 07:00 | 2030 Initial | 0 | 505 | 510 | 442 | No
2030-05-24 08:00 | 2030 Initial | -189.88 | 505 | 510 | 442 | No
2030-05-24 09:00 | 2030 Initial | -8.87 | 205 | 210 | 214.68 | No
2030-05-24 10:00 | 2030 Initial | 469.85 | 300 | 300 | 431.5 | Yes
2030-05-24 11:00 | 2030 Initial | -130.15 | 0 | 0 | 131.5 | No
2030-05-24 12:00 | 2030 Initial | -633.13 | 0 | 0 | 24.28 | No
2030-05-24 13:00 | 2030 Initial | -595.09 | 0 | 0 | 0 | No
2030-05-24 14:00 | 2030 Initial | -387.1 | 0 | 0 | 149.23 | No
2030-05-24 15:00 | 2030 Initial | -4.58 | 0 | 0 | 385.14 | No
2030-05-24 16:00 | 2030 Initial | 549.88 | 0 | 174.41 | 442 | No
2030-05-24 17:00 | 2030 Initial | 700 | 177.86 | 474.41 | 442 | No
2030-05-24 18:00 | 2030 Initial | 700 | 477.86 | 510 | 442 | No
2030-05-24 19:00 | 2030 Initial | 700 | 505 | 510 | 442 | No
2030-05-24 20:00 | 2030 Initial | 700 | 505 | 510 | 442 | No
2030-05-24 21:00 | 2030 Initial | 700 | 505 | 510 | 442 | No
2030-05-24 22:00 | 2030 Initial | 700 | 505 | 510 | 442 | No
2030-05-24 23:00 | 2030 Initial | 700 | 505 | 510 | 442 | No
2030-05-25 | 2030 Initial | 700 | 402.85 | 510 | 442 | No
2030-05-25 01:00 | 2030 Initial | 700 | 505 | 300 | 442 | No
2030-05-25 02:00 | 2030 Initial | 700 | 505 | 0 | 442 | No
2030-05-25 03:00 | 2030 Initial | 700 | 505 | 0 | 442 | No
2030-05-25 04:00 | 2030 Initial | 700 | 505 | 0 | 442 | No
2030-05-25 05:00 | 2030 Initial | 700 | 232.82 | 0 | 442 | No
2030-05-25 06:00 | 2030 Initial | 584.98 | 0 | 0 | 442 | No
2030-05-25 07:00 | 2030 Initial | -15.02 | 81.9 | 0 | 396.09 | No
2030-05-25 08:00 | 2030 Initial | -615.02 | -169.59 | 0 | 96.09 | No
2030-05-25 09:00 | 2030 Initial | -15.02 | 130.41 | 0 | 396.09 | Yes
2030-05-25 10:00 | 2030 Initial | -100 | 430.41 | 0 | 442 | Yes
2030-05-25 11:00 | 2030 Initial | -700 | 505 | 0 | 442 | Yes
2030-05-25 12:00 | 2030 Initial | -700 | 505 | 0 | 442 | Yes
2030-05-25 13:00 | 2030 Initial | -700 | 505 | 0 | 421.98 | Yes
2030-05-25 14:00 | 2030 Initial | -700 | 505 | 0 | 353.37 | Yes
2030-05-25 15:00 | 2030 Initial | -700 | 505 | 0 | 442 | Yes
2030-05-25 16:00 | 2030 Initial | -285.94 | 505 | 0 | 442 | No
2030-05-25 17:00 | 2030 Initial | 314.06 | 505 | 0 | 442 | No
2030-05-25 18:00 | 2030 Initial | 700 | 336.83 | 0 | 442 | No
2030-05-25 19:00 | 2030 Initial | 700 | 505 | 0 | 442 | No
2030-05-25 20:00 | 2030 Initial | 700 | 505 | 0 | 442 | No
2030-05-25 21:00 | 2030 Initial | 700 | 505 | 0 | 442 | No
2030-05-25 22:00 | 2030 Initial | 700 | 505 | 0 | 442 | No
2030-05-25 23:00 | 2030 Initial | 700 | 505 | 0 | 442 | No
2030-05-26 | 2030 Initial | 700 | 505 | 0 | 442 | No
2030-05-26 01:00 | 2030 Initial | 700 | 505 | 0 | 442 | No
2030-05-26 02:00 | 2030 Initial | 700 | 505 | 0 | 442 | No
2030-05-26 03:00 | 2030 Initial | 700 | 505 | 0 | 442 | No
2030-05-26 04:00 | 2030 Initial | 700 | 505 | 0 | 442 | No
2030-05-26 05:00 | 2030 Initial | 700 | 505 | 0 | 442 | No
2030-05-26 06:00 | 2030 Initial | 700 | 205 | 0 | 442 | No
2030-05-26 07:00 | 2030 Initial | 700 | 273.09 | 0 | 442 | No
2030-05-26 08:00 | 2030 Initial | 700 | 379.43 | 0 | 442 | No
2030-05-26 09:00 | 2030 Initial | 281.77 | 79.43 | 0 | 426.42 | No
2030-05-26 10:00 | 2030 Initial | 97.32 | 0 | 0 | 369.01 | No
2030-05-26 11:00 | 2030 Initial | 97.32 | 0 | 0 | 442 | No
2030-05-26 12:00 | 2030 Initial | 697.32 | 0 | 0 | 442 | No
2030-05-26 13:00 | 2030 Initial | 700 | 0 | 0 | 442 | No
2030-05-26 14:00 | 2030 Initial | 700 | 0 | 0 | 380.66 | No
2030-05-26 15:00 | 2030 Initial | 700 | -193.52 | 0 | 406.2 | No
2030-05-26 16:00 | 2030 Initial | 700 | -493.52 | 0 | 287.83 | No
2030-05-26 17:00 | 2030 Initial | 700 | -342.57 | 0 | 396.69 | No
2030-05-26 18:00 | 2030 Initial | 700 | -52.84 | 0 | 401.48 | No
2030-05-26 19:00 | 2030 Initial | 700 | -20.09 | 0 | 404.48 | No
2030-05-26 20:00 | 2030 Initial | 700 | 205 | 0 | 389.19 | No
2030-05-26 21:00 | 2030 Initial | 700 | 505 | 0 | 442 | No
2030-05-26 22:00 | 2030 Initial | 700 | 505 | 0 | 442 | No
2030-05-26 23:00 | 2030 Initial | 700 | 505 | 0 | 442 | No
2030-05-27 | 2030 Initial | 700 | 505 | 0 | 442 | No
2030-05-27 01:00 | 2030 Initial | 700 | 505 | 0 | 442 | No
2030-05-27 02:00 | 2030 Initial | 700 | 505 | 300 | 442 | No
2030-05-27 03:00 | 2030 Initial | 700 | 505 | 510 | 442 | No
2030-05-27 04:00 | 2030 Initial | 700 | 505 | 510 | 442 | No
2030-05-27 05:00 | 2030 Initial | 700 | 441.41 | 510 | 442 | No
2030-05-27 06:00 | 2030 Initial | 700 | 205 | 510 | 442 | No
2030-05-27 07:00 | 2030 Initial | 700 | 505 | 510 | 442 | No
2030-05-27 08:00 | 2030 Initial | 700 | 505 | 510 | 442 | No
2030-05-27 09:00 | 2030 Initial | 700 | 344.83 | 510 | 442 | No
2030-05-27 10:00 | 2030 Initial | 700 | 311.18 | 510 | 442 | No
2030-05-27 11:00 | 2030 Initial | 700 | 38.18 | 510 | 442 | No
2030-05-27 12:00 | 2030 Initial | 700 | 0 | 510 | 442 | No
2030-05-27 13:00 | 2030 Initial | 700 | 0 | 510 | 416.57 | No
2030-05-27 14:00 | 2030 Initial | 700 | 0 | 347.19 | 360.26 | No
2030-05-27 15:00 | 2030 Initial | 700 | 0 | 412 | 387.22 | No
2030-05-27 16:00 | 2030 Initial | 700 | 74.28 | 510 | 441.99 | No
2030-05-27 17:00 | 2030 Initial | 700 | 374.28 | 510 | 442 | No
2030-05-27 18:00 | 2030 Initial | 700 | 505 | 510 | 442 | No
2030-05-27 19:00 | 2030 Initial | 700 | 505 | 510 | 442 | No
2030-05-27 20:00 | 2030 Initial | 700 | 505 | 510 | 442 | No
2030-05-27 21:00 | 2030 Initial | 700 | 505 | 510 | 442 | No
2030-05-27 22:00 | 2030 Initial | 700 | 505 | 510 | 442 | No
2030-05-27 23:00 | 2030 Initial | 700 | 505 | 510 | 442 | No
2030-05-28 | 2030 Initial | 700 | 478.35 | 510 | 442 | No
2030-05-28 01:00 | 2030 Initial | 700 | 457.54 | 510 | 442 | No
2030-05-28 02:00 | 2030 Initial | 700 | 242.96 | 510 | 442 | No
2030-05-28 03:00 | 2030 Initial | 700 | 308.89 | 510 | 442 | No
2030-05-28 04:00 | 2030 Initial | 700 | 417.52 | 510 | 442 | No
2030-05-28 05:00 | 2030 Initial | 700 | 183.6 | 510 | 442 | No
2030-05-28 06:00 | 2030 Initial | 700 | 0 | 510 | 442 | No
2030-05-28 07:00 | 2030 Initial | 700 | 118.55 | 510 | 442 | No
2030-05-28 08:00 | 2030 Initial | 700 | 98.51 | 510 | 442 | No
2030-05-28 09:00 | 2030 Initial | 315.67 | 0 | 210 | 442 | No
2030-05-28 10:00 | 2030 Initial | -34.61 | 0 | 0 | 442 | No
2030-05-28 11:00 | 2030 Initial | -425 | 0 | 0 | 442 | No
2030-05-28 12:00 | 2030 Initial | -680.36 | 0 | 0 | 442 | No
2030-05-28 13:00 | 2030 Initial | -631.85 | 0 | 0 | 442 | No
2030-05-28 14:00 | 2030 Initial | -700 | 0 | -14.74 | 442 | No
2030-05-28 15:00 | 2030 Initial | -513.77 | 0 | 0 | 442 | No
2030-05-28 16:00 | 2030 Initial | -68.55 | 0 | 0 | 442 | No
2030-05-28 17:00 | 2030 Initial | 447.99 | 0 | 180.06 | 442 | No
2030-05-28 18:00 | 2030 Initial | 700 | 28.96 | 480.06 | 442 | No
2030-05-28 19:00 | 2030 Initial | 700 | 0 | 276.05 | 442 | No
2030-05-28 20:00 | 2030 Initial | 700 | 71.45 | 510 | 442 | No
2030-05-28 21:00 | 2030 Initial | 700 | 0 | 495.55 | 442 | No
2030-05-28 22:00 | 2030 Initial | 700 | 261.33 | 510 | 442 | No
2030-05-28 23:00 | 2030 Initial | 700 | 505 | 510 | 442 | No
2030-05-29 | 2030 Initial | 700 | 505 | 510 | 442 | No
2030-05-29 01:00 | 2030 Initial | 700 | 371.73 | 510 | 442 | No
2030-05-29 02:00 | 2030 Initial | 700 | 71.73 | 434.91 | 317.05 | No
2030-05-29 03:00 | 2030 Initial | 258.96 | 371.73 | 510 | 442 | No
2030-05-29 04:00 | 2030 Initial | 90.69 | 300 | 510 | 442 | No
2030-05-29 05:00 | 2030 Initial | 690.69 | 0 | 210 | 374 | No
2030-05-29 06:00 | 2030 Initial | 590.04 | 0 | 0 | 353.8 | No
2030-05-29 07:00 | 2030 Initial | 238.03 | 0 | 0 | 331.36 | No
2030-05-29 08:00 | 2030 Initial | -361.97 | 0 | -54.07 | 270.09 | No
2030-05-29 09:00 | 2030 Initial | 238.03 | 300 | 245.93 | 442 | Yes
2030-05-29 10:00 | 2030 Initial | -100 | 505 | 510 | 442 | Yes
2030-05-29 11:00 | 2030 Initial | -700 | 505 | 510 | 442 | Yes
2030-05-29 12:00 | 2030 Initial | -700 | 205 | 390 | 161.3 | Yes
2030-05-29 13:00 | 2030 Initial | -700 | 505 | 90 | 261.65 | Yes
2030-05-29 14:00 | 2030 Initial | -700 | 299.05 | -210 | -38.35 | Yes
2030-05-29 15:00 | 2030 Initial | -700 | -0.95 | -510 | -338.35 | No
2030-05-29 16:00 | 2030 Initial | -100 | -228.52 | -210 | -38.35 | No
2030-05-29 17:00 | 2030 Initial | 500 | 14.19 | 90 | 261.65 | No
2030-05-29 18:00 | 2030 Initial | 700 | 65.58 | 390 | 269.05 | No
2030-05-29 19:00 | 2030 Initial | 700 | 365.58 | 510 | 442 | No
2030-05-29 20:00 | 2030 Initial | 700 | 172.9 | 510 | 442 | No
2030-05-29 21:00 | 2030 Initial | 700 | 42.25 | 510 | 442 | No
2030-05-29 22:00 | 2030 Initial | 700 | 42.25 | 510 | 442 | No
2030-05-29 23:00 | 2030 Initial | 700 | 271.77 | 510 | 442 | No
2030-05-30 | 2030 Initial | 700 | 154.39 | 510 | 442 | No
2030-05-30 01:00 | 2030 Initial | 700 | 352.7 | 510 | 442 | No
2030-05-30 02:00 | 2030 Initial | 700 | 301.41 | 510 | 442 | No
2030-05-30 03:00 | 2030 Initial | 700 | 505 | 510 | 442 | No
2030-05-30 04:00 | 2030 Initial | 700 | 428.32 | 510 | 442 | No
2030-05-30 05:00 | 2030 Initial | 700 | 220.69 | 510 | 442 | No
2030-05-30 06:00 | 2030 Initial | 700 | 0 | 411.47 | 442 | No
2030-05-30 07:00 | 2030 Initial | 700 | 0 | 510 | 442 | No
2030-05-30 08:00 | 2030 Initial | 670.86 | 0 | 210 | 442 | No
2030-05-30 09:00 | 2030 Initial | 127.12 | 0 | 0 | 442 | No
2030-05-30 10:00 | 2030 Initial | 31.05 | 0 | 0 | 437.23 | No
2030-05-30 11:00 | 2030 Initial | 0 | 0 | 0 | 234.36 | No
2030-05-30 12:00 | 2030 Initial | -147.13 | 0 | 0 | 231.52 | No
2030-05-30 13:00 | 2030 Initial | -232.78 | 0 | 0 | 231.52 | No
2030-05-30 14:00 | 2030 Initial | -138.78 | 0 | 0 | 198.79 | No
2030-05-30 15:00 | 2030 Initial | 0 | 0 | 0 | 260.81 | No
2030-05-30 16:00 | 2030 Initial | 142.91 | 0 | 0 | 374.42 | No
2030-05-30 17:00 | 2030 Initial | 444.82 | -300 | 0 | 424 | No
2030-05-30 18:00 | 2030 Initial | 700 | 0 | 300 | 442 | No
2030-05-30 19:00 | 2030 Initial | 700 | 0 | 510 | 442 | No
2030-05-30 20:00 | 2030 Initial | 700 | 274.13 | 510 | 442 | No
2030-05-30 21:00 | 2030 Initial | 700 | 382.5 | 510 | 442 | No
2030-05-30 22:00 | 2030 Initial | 700 | 505 | 510 | 442 | No
2030-05-30 23:00 | 2030 Initial | 700 | 505 | 510 | 437.55 | No
2030-05-31 | 2030 Initial | 700 | 205 | 510 | 263.82 | No
2030-05-31 01:00 | 2030 Initial | 700 | 99.15 | 510 | 177.01 | No
2030-05-31 02:00 | 2030 Initial | 700 | 399.15 | 510 | 66.96 | No
2030-05-31 03:00 | 2030 Initial | 700 | 363.78 | 510 | 175.55 | No
2030-05-31 04:00 | 2030 Initial | 520.15 | 505 | 510 | 442 | No
2030-05-31 05:00 | 2030 Initial | 688.82 | 505 | 510 | 442 | No
2030-05-31 06:00 | 2030 Initial | 700 | 205 | 510 | 442 | No
2030-05-31 07:00 | 2030 Initial | 700 | 0 | 510 | 346.21 | No
2030-05-31 08:00 | 2030 Initial | 700 | 0 | 300 | 285.22 | No
2030-05-31 09:00 | 2030 Initial | 339.43 | 0 | 0 | 109.73 | No
2030-05-31 10:00 | 2030 Initial | -80.12 | 0 | 0 | 0 | No
2030-05-31 11:00 | 2030 Initial | -80.12 | 0 | 0 | 28.35 | No
2030-05-31 12:00 | 2030 Initial | 0 | 0 | 0 | 249.25 | No
2030-05-31 13:00 | 2030 Initial | -94.89 | 0 | 0 | 183.39 | No
2030-05-31 14:00 | 2030 Initial | 0 | 0 | -199.85 | 256.8 | No
2030-05-31 15:00 | 2030 Initial | 600 | -171.36 | -499.85 | 176.28 | No
2030-05-31 16:00 | 2030 Initial | 574.77 | -471.36 | -510 | 117.12 | No
2030-05-31 17:00 | 2030 Initial | 700 | -171.36 | -434.46 | 378.09 | No
2030-05-31 18:00 | 2030 Initial | 700 | 0 | -273.68 | 427.32 | No
2030-05-31 19:00 | 2030 Initial | 700 | 0 | 0 | 434.35 | No
2030-05-31 20:00 | 2030 Initial | 700 | 205 | 210 | 415.19 | No
2030-05-31 21:00 | 2030 Initial | 700 | 505 | 510 | 442 | No
2030-05-31 22:00 | 2030 Initial | 700 | 505 | 510 | 442 | No
2030-05-31 23:00 | 2030 Initial | 700 | 388.45 | 510 | 442 | No
2030-06-01 | 2030 Initial | 700 | 505 | 510 | 442 | No
2030-06-01 01:00 | 2030 Initial | 700 | 505 | 510 | 442 | No
2030-06-01 02:00 | 2030 Initial | 700 | 498 | 510 | 442 | No
2030-06-01 03:00 | 2030 Initial | 700 | 505 | 510 | 442 | No
2030-06-01 04:00 | 2030 Initial | 700 | 505 | 510 | 442 | No
2030-06-01 05:00 | 2030 Initial | 700 | 505 | 510 | 442 | No
2030-06-01 06:00 | 2030 Initial | 700 | 395.09 | 510 | 442 | No
2030-06-01 07:00 | 2030 Initial | 700 | 255.75 | 510 | 442 | No
2030-06-01 08:00 | 2030 Initial | 659.41 | 0 | 210 | 442 | No
2030-06-01 09:00 | 2030 Initial | 377.62 | 0 | 0 | 397.1 | No
2030-06-01 10:00 | 2030 Initial | 234.62 | 0 | 0 | 383.72 | No
2030-06-01 11:00 | 2030 Initial | 31.22 | 0 | 0 | 414.66 | No
2030-06-01 12:00 | 2030 Initial | 0 | 0 | 0 | 412.3 | No
2030-06-01 13:00 | 2030 Initial | 0 | 0 | 0 | 364.53 | No
2030-06-01 14:00 | 2030 Initial | 276 | 0 | 0 | 361.34 | No
2030-06-01 15:00 | 2030 Initial | 292.11 | 0 | 0 | 371.71 | No
2030-06-01 16:00 | 2030 Initial | 700 | 0 | -210 | 442 | No
2030-06-01 17:00 | 2030 Initial | 700 | -122.01 | -510 | 345.21 | No
2030-06-01 18:00 | 2030 Initial | 700 | 0 | -297.22 | 371.73 | No
2030-06-01 19:00 | 2030 Initial | 700 | 0 | 0 | 431.94 | No
2030-06-01 20:00 | 2030 Initial | 700 | 0 | 208.61 | 426.45 | No
2030-06-01 21:00 | 2030 Initial | 700 | 0 | 333.81 | 385.04 | No
2030-06-01 22:00 | 2030 Initial | 700 | 0 | 157.97 | 442 | No
2030-06-01 23:00 | 2030 Initial | 700 | 0 | 457.97 | 400.43 | No
2030-06-02 | 2030 Initial | 700 | 157.18 | 272.62 | 346.16 | No
2030-06-02 01:00 | 2030 Initial | 700 | 457.18 | 510 | 442 | No
2030-06-02 02:00 | 2030 Initial | 700 | 505 | 510 | 442 | No
2030-06-02 03:00 | 2030 Initial | 700 | 478.39 | 510 | 442 | No
2030-06-02 04:00 | 2030 Initial | 700 | 445.77 | 510 | 442 | No
2030-06-02 05:00 | 2030 Initial | 700 | 365.5 | 510 | 442 | No
2030-06-02 06:00 | 2030 Initial | 700 | 239.75 | 510 | 442 | No
2030-06-02 07:00 | 2030 Initial | 700 | 314.54 | 510 | 442 | No
2030-06-02 08:00 | 2030 Initial | 620.45 | 14.54 | 286.05 | 429.55 | No
2030-06-02 09:00 | 2030 Initial | 20.45 | 0 | 0 | 338.36 | No
2030-06-02 10:00 | 2030 Initial | 0 | 0 | 0 | 364.17 | No
2030-06-02 11:00 | 2030 Initial | -236.81 | 0 | 0 | 396.22 | No
2030-06-02 12:00 | 2030 Initial | 0 | 0 | 0 | 399.88 | No
2030-06-02 13:00 | 2030 Initial | 0 | 0 | 0 | 405.17 | No
2030-06-02 14:00 | 2030 Initial | 105.49 | 0 | 0 | 396.56 | No
2030-06-02 15:00 | 2030 Initial | -98.13 | 0 | 0 | 350.39 | No
2030-06-02 16:00 | 2030 Initial | 29.92 | 0 | 0 | 406.69 | No
2030-06-02 17:00 | 2030 Initial | 629.92 | 0 | 225.57 | 316.42 | No
2030-06-02 18:00 | 2030 Initial | 700 | 0 | 510 | 244.32 | No
2030-06-02 19:00 | 2030 Initial | 700 | 0 | 506.18 | 127.78 | No
2030-06-02 20:00 | 2030 Initial | 700 | 0 | 206.18 | 176.53 | No
2030-06-02 21:00 | 2030 Initial | 700 | 0 | -25.85 | 442 | No
2030-06-02 22:00 | 2030 Initial | 700 | 300 | 274.15 | 442 | No
2030-06-02 23:00 | 2030 Initial | 700 | 156.23 | 510 | 442 | No
2030-06-03 | 2030 Initial | 700 | 400.56 | 510 | 442 | No
2030-06-03 01:00 | 2030 Initial | 479.82 | 505 | 510 | 442 | No
2030-06-03 02:00 | 2030 Initial | 305.31 | 505 | 510 | 442 | No
2030-06-03 03:00 | 2030 Initial | 365.18 | 505 | 510 | 370.56 | No
2030-06-03 04:00 | 2030 Initial | 73.71 | 505 | 510 | 227.79 | No
2030-06-03 05:00 | 2030 Initial | -522.05 | 505 | 510 | 442 | No
2030-06-03 06:00 | 2030 Initial | -369.93 | 505 | 510 | 442 | No
2030-06-03 07:00 | 2030 Initial | -700 | 505 | 510 | 442 | Yes
2030-06-03 08:00 | 2030 Initial | -100 | 505 | 510 | 442 | Yes
2030-06-03 09:00 | 2030 Initial | 400.05 | 205 | 510 | 442 | Yes
2030-06-03 10:00 | 2030 Initial | 530.2 | -21 | 510 | 442 | Yes
2030-06-03 11:00 | 2030 Initial | 0 | 155.9 | 210 | 442 | Yes
2030-06-03 12:00 | 2030 Initial | 161.47 | -21 | 510 | 142 | Yes
2030-06-03 13:00 | 2030 Initial | 337.21 | -21 | 210 | -5.73 | Yes
2030-06-03 14:00 | 2030 Initial | 139.09 | -21 | 510 | -68 | Yes
2030-06-03 15:00 | 2030 Initial | 295.76 | -21 | 210 | -68 | Yes
2030-06-03 16:00 | 2030 Initial | 0 | 205 | 510 | 142 | Yes
2030-06-03 17:00 | 2030 Initial | -100 | 505 | 342.56 | 442 | Yes
2030-06-03 18:00 | 2030 Initial | -700 | 505 | 510 | 391.39 | Yes
2030-06-03 19:00 | 2030 Initial | -100 | 505 | 510 | 403.75 | No
2030-06-03 20:00 | 2030 Initial | 416.82 | 505 | 510 | 442 | No
2030-06-03 21:00 | 2030 Initial | 200.05 | 505 | 510 | 442 | No
2030-06-03 22:00 | 2030 Initial | 372.37 | 505 | 510 | 442 | No
2030-06-03 23:00 | 2030 Initial | 158.81 | 505 | 510 | 402.32 | No
2030-06-04 | 2030 Initial | 474.51 | 505 | 510 | 442 | No
2030-06-04 01:00 | 2030 Initial | 344.48 | 505 | 510 | 442 | No
2030-06-04 02:00 | 2030 Initial | 289.55 | 505 | 510 | 442 | No
2030-06-04 03:00 | 2030 Initial | 367.25 | 505 | 510 | 442 | No
2030-06-04 04:00 | 2030 Initial | 397.82 | 505 | 510 | 442 | No
2030-06-04 05:00 | 2030 Initial | 700 | 205 | 476.52 | 300.07 | No
2030-06-04 06:00 | 2030 Initial | 700 | 113.34 | 510 | 442 | No
2030-06-04 07:00 | 2030 Initial | 700 | 220.64 | 510 | 442 | No
2030-06-04 08:00 | 2030 Initial | 700 | 66.55 | 510 | 442 | No
2030-06-04 09:00 | 2030 Initial | 700 | 96.57 | 510 | 442 | No
2030-06-04 10:00 | 2030 Initial | 700 | 72.73 | 510 | 442 | No
2030-06-04 11:00 | 2030 Initial | 700 | 230.57 | 510 | 442 | No
2030-06-04 12:00 | 2030 Initial | 700 | 0 | 300 | 351.92 | No
2030-06-04 13:00 | 2030 Initial | 612.63 | 0 | 0 | 263.06 | No
2030-06-04 14:00 | 2030 Initial | 370.46 | 0 | 0 | 38.55 | No
2030-06-04 15:00 | 2030 Initial | 133.45 | 0 | 0 | 0 | No
2030-06-04 16:00 | 2030 Initial | 351.82 | 0 | 0 | 101.12 | No
2030-06-04 17:00 | 2030 Initial | 635.96 | 0 | 0 | 118.46 | No
2030-06-04 18:00 | 2030 Initial | 700 | 0 | 300 | 267.26 | No
2030-06-04 19:00 | 2030 Initial | 700 | 0 | 392.42 | 142 | No
2030-06-04 20:00 | 2030 Initial | 700 | 296.8 | 510 | 442 | No
2030-06-04 21:00 | 2030 Initial | 700 | 400.21 | 510 | 442 | No
2030-06-04 22:00 | 2030 Initial | 700 | 381.5 | 510 | 442 | No
2030-06-04 23:00 | 2030 Initial | 522.31 | 505 | 510 | 442 | No
2030-06-05 | 2030 Initial | 395.11 | 505 | 510 | 442 | No
2030-06-05 01:00 | 2030 Initial | 466.17 | 505 | 510 | 442 | No
2030-06-05 02:00 | 2030 Initial | 700 | 505 | 510 | 442 | No
2030-06-05 03:00 | 2030 Initial | 698.83 | 505 | 510 | 442 | No
2030-06-05 04:00 | 2030 Initial | 700 | 505 | 510 | 442 | No
2030-06-05 05:00 | 2030 Initial | 700 | 214.59 | 510 | 442 | No
2030-06-05 06:00 | 2030 Initial | 700 | 317.85 | 510 | 340.44 | No
2030-06-05 07:00 | 2030 Initial | 468.19 | 505 | 510 | 362.81 | No
2030-06-05 08:00 | 2030 Initial | 169.09 | 205 | 510 | 363.84 | No
2030-06-05 09:00 | 2030 Initial | -430.91 | 505 | 510 | 390 | No
2030-06-05 10:00 | 2030 Initial | -700 | 505 | 229.47 | 90 | No
2030-06-05 11:00 | 2030 Initial | -700 | 205 | -70.53 | -210 | No
2030-06-05 12:00 | 2030 Initial | -700 | -95 | -370.53 | -510 | No
2030-06-05 13:00 | 2030 Initial | -700 | 205 | -70.53 | -210 | Yes
2030-06-05 14:00 | 2030 Initial | -100 | 505 | 229.47 | 90 | Yes
2030-06-05 15:00 | 2030 Initial | -100 | 505 | 510 | 131.14 | Yes
2030-06-05 16:00 | 2030 Initial | -700 | 505 | 510 | 247.05 | Yes
2030-06-05 17:00 | 2030 Initial | -700 | 505 | 510 | 366.61 | Yes
2030-06-05 18:00 | 2030 Initial | -700 | 505 | 510 | 258.26 | Yes
2030-06-05 19:00 | 2030 Initial | -700 | 505 | 510 | 219.22 | Yes
2030-06-05 20:00 | 2030 Initial | -646.45 | 205 | 227.8 | -41.32 | No
2030-06-05 21:00 | 2030 Initial | -646.45 | 505 | 510 | 213.65 | No
2030-06-05 22:00 | 2030 Initial | -524.83 | 505 | 510 | 89.17 | No
2030-06-05 23:00 | 2030 Initial | -700 | 505 | 510 | 17.09 | Yes
2030-06-06 | 2030 Initial | -700 | 505 | 510 | -3.75 | Yes
2030-06-06 01:00 | 2030 Initial | -700 | 505 | 510 | 51.92 | Yes
2030-06-06 02:00 | 2030 Initial | -700 | 505 | 510 | 16.38 | Yes
2030-06-06 03:00 | 2030 Initial | -700 | 505 | 510 | -83.57 | Yes
2030-06-06 04:00 | 2030 Initial | -700 | 505 | 510 | -54.97 | Yes
2030-06-06 05:00 | 2030 Initial | -700 | 505 | 510 | -18.64 | Yes
2030-06-06 06:00 | 2030 Initial | -700 | 505 | 510 | 64.53 | Yes
2030-06-06 07:00 | 2030 Initial | -700 | 505 | 510 | 149.92 | Yes
2030-06-06 08:00 | 2030 Initial | -700 | 505 | 510 | 241.32 | Yes
2030-06-06 09:00 | 2030 Initial | -700 | 505 | 510 | 261.48 | Yes
2030-06-06 10:00 | 2030 Initial | -700 | 505 | 510 | 269.87 | Yes
2030-06-06 11:00 | 2030 Initial | -700 | 505 | 510 | 328.4 | Yes
2030-06-06 12:00 | 2030 Initial | -700 | 505 | 510 | 442 | Yes
2030-06-06 13:00 | 2030 Initial | -700 | 505 | 510 | 442 | Yes
2030-06-06 14:00 | 2030 Initial | -700 | 505 | 510 | 442 | Yes
2030-06-06 15:00 | 2030 Initial | -700 | 505 | 510 | 378.14 | Yes
2030-06-06 16:00 | 2030 Initial | -700 | 300 | 510 | 442 | Yes
2030-06-06 17:00 | 2030 Initial | -100 | 0 | 510 | 434.77 | No
2030-06-06 18:00 | 2030 Initial | 500 | 0 | 210 | 425.61 | No
2030-06-06 19:00 | 2030 Initial | 700 | 0 | 160.45 | 217.72 | No
2030-06-06 20:00 | 2030 Initial | 700 | 0 | 435.06 | 0 | No
2030-06-06 21:00 | 2030 Initial | 700 | 205 | 210 | 10.83 | No
2030-06-06 22:00 | 2030 Initial | 141.57 | 505 | 510 | 310.83 | No
2030-06-06 23:00 | 2030 Initial | 182.66 | 505 | 510 | 276.42 | No
2030-06-07 | 2030 Initial | 398.21 | 505 | 510 | -23.58 | No
2030-06-07 01:00 | 2030 Initial | 700 | 505 | 510 | -47.56 | No
2030-06-07 02:00 | 2030 Initial | 465.45 | 505 | 510 | -39.21 | No
2030-06-07 03:00 | 2030 Initial | 277.07 | 505 | 510 | -25.42 | No
2030-06-07 04:00 | 2030 Initial | 199.56 | 505 | 510 | 274.58 | No
2030-06-07 05:00 | 2030 Initial | 199.56 | 505 | 510 | 442 | No
2030-06-07 06:00 | 2030 Initial | 587.17 | 505 | 510 | 442 | No
2030-06-07 07:00 | 2030 Initial | 700 | 205 | 510 | 246.84 | No
2030-06-07 08:00 | 2030 Initial | 700 | 0 | 397.9 | 0 | No
2030-06-07 09:00 | 2030 Initial | 700 | 0 | 209.14 | 0 | No
2030-06-07 10:00 | 2030 Initial | 513.49 | 0 | 0 | -24.45 | No
2030-06-07 11:00 | 2030 Initial | 597.55 | 0 | 33.34 | 0 | No
2030-06-07 12:00 | 2030 Initial | 0 | 0 | 333.34 | -65.51 | No
2030-06-07 13:00 | 2030 Initial | 325.02 | 0 | 33.34 | -85.33 | No
2030-06-07 14:00 | 2030 Initial | 430.69 | 0 | 0 | -26.97 | No
2030-06-07 15:00 | 2030 Initial | 560.5 | 0 | 29.04 | -159.61 | No
2030-06-07 16:00 | 2030 Initial | 700 | 0 | 329.04 | -136.55 | No
2030-06-07 17:00 | 2030 Initial | 700 | 141.58 | 300 | -83.66 | No
2030-06-07 18:00 | 2030 Initial | 700 | 0 | 0 | -113.31 | No
2030-06-07 19:00 | 2030 Initial | 700 | 0 | 0 | 0 | No
2030-06-07 20:00 | 2030 Initial | 700 | 0 | 233.53 | 0 | No
2030-06-07 21:00 | 2030 Initial | 700 | 48.81 | 510 | 27.98 | No
2030-06-07 22:00 | 2030 Initial | 700 | 348.81 | 510 | 327.98 | No
2030-06-07 23:00 | 2030 Initial | 700 | 465.56 | 510 | 442 | No
2030-06-08 | 2030 Initial | 700 | 505 | 510 | 442 | No
2030-06-08 01:00 | 2030 Initial | 700 | 505 | 510 | 442 | No
2030-06-08 02:00 | 2030 Initial | 700 | 505 | 510 | 442 | No
2030-06-08 03:00 | 2030 Initial | 700 | 505 | 510 | 442 | No
2030-06-08 04:00 | 2030 Initial | 700 | 505 | 510 | 442 | No
2030-06-08 05:00 | 2030 Initial | 700 | 300 | 328.89 | 442 | No
2030-06-08 06:00 | 2030 Initial | 700 | 0 | 28.89 | 339.56 | No
2030-06-08 07:00 | 2030 Initial | 700 | -57.51 | -271.11 | 422.51 | No
2030-06-08 08:00 | 2030 Initial | 700 | 0 | 0 | 442 | No
2030-06-08 09:00 | 2030 Initial | 103.97 | 0 | 0 | 442 | No
2030-06-08 10:00 | 2030 Initial | 0 | 0 | 0 | 442 | No
2030-06-08 11:00 | 2030 Initial | 105.48 | 0 | 0 | 442 | No
2030-06-08 12:00 | 2030 Initial | 0 | 0 | 0 | 442 | No
2030-06-08 13:00 | 2030 Initial | 144.76 | 0 | 0 | 442 | No
2030-06-08 14:00 | 2030 Initial | 144.76 | 0 | 0 | 442 | No
2030-06-08 15:00 | 2030 Initial | 700 | -300 | -300 | 442 | No
2030-06-08 16:00 | 2030 Initial | 618.63 | -526 | -510 | 382.69 | No
2030-06-08 17:00 | 2030 Initial | 700 | -526 | -450.08 | 442 | No
2030-06-08 18:00 | 2030 Initial | 700 | -226 | -150.08 | 442 | No
2030-06-08 19:00 | 2030 Initial | 700 | 0 | 149.92 | 442 | No
2030-06-08 20:00 | 2030 Initial | 700 | 20.2 | 449.92 | 442 | No
2030-06-08 21:00 | 2030 Initial | 700 | 0 | 510 | 442 | No
2030-06-08 22:00 | 2030 Initial | 700 | 0 | 510 | 442 | No
2030-06-08 23:00 | 2030 Initial | 700 | 0 | 510 | 442 | No
2030-06-09 | 2030 Initial | 700 | 0.83 | 510 | 442 | No
2030-06-09 01:00 | 2030 Initial | 700 | 62.2 | 510 | 442 | No
2030-06-09 02:00 | 2030 Initial | 700 | 128.11 | 510 | 442 | No
2030-06-09 03:00 | 2030 Initial | 700 | 428.11 | 510 | 442 | No
2030-06-09 04:00 | 2030 Initial | 700 | 300 | 479.84 | 442 | No
2030-06-09 05:00 | 2030 Initial | 700 | 0 | 179.84 | 318.85 | No
2030-06-09 06:00 | 2030 Initial | 700 | 0 | 0 | 329.81 | No
2030-06-09 07:00 | 2030 Initial | 700 | 0 | 0 | 294.24 | No
2030-06-09 08:00 | 2030 Initial | 700 | 0 | -261.37 | 359.16 | No
2030-06-09 09:00 | 2030 Initial | 700 | 0 | -199.27 | 400.05 | No
2030-06-09 10:00 | 2030 Initial | 700 | 0 | 63.29 | 442 | No
2030-06-09 11:00 | 2030 Initial | 700 | 0 | 63.29 | 401.65 | No
2030-06-09 12:00 | 2030 Initial | 700 | 0 | 0 | 442 | No
2030-06-09 13:00 | 2030 Initial | 700 | 0 | 256.2 | 442 | No
2030-06-09 14:00 | 2030 Initial | 700 | 0 | 0 | 442 | No
2030-06-09 15:00 | 2030 Initial | 700 | 0 | -74.77 | 442 | No
2030-06-09 16:00 | 2030 Initial | 700 | -298.62 | -374.77 | 442 | No
2030-06-09 17:00 | 2030 Initial | 700 | 0 | -138 | 381.24 | No
2030-06-09 18:00 | 2030 Initial | 700 | 0 | 0 | 320.07 | No
2030-06-09 19:00 | 2030 Initial | 700 | 0 | 0 | 273.76 | No
2030-06-09 20:00 | 2030 Initial | 700 | 0 | 0 | 225.64 | No
2030-06-09 21:00 | 2030 Initial | 700 | 0 | 9.29 | 262.97 | No
2030-06-09 22:00 | 2030 Initial | 700 | 0 | 309.29 | 270.17 | No
2030-06-09 23:00 | 2030 Initial | 700 | 300 | 510 | 442 | No
2030-06-10 | 2030 Initial | 700 | 291.85 | 510 | 442 | No
2030-06-10 01:00 | 2030 Initial | 700 | 217.68 | 510 | 442 | No
2030-06-10 02:00 | 2030 Initial | 700 | 123.67 | 510 | 442 | No
2030-06-10 03:00 | 2030 Initial | 700 | 378.84 | 510 | 442 | No
2030-06-10 04:00 | 2030 Initial | 700 | 443.64 | 510 | 442 | No
2030-06-10 05:00 | 2030 Initial | 700 | 143.64 | 510 | 442 | No
2030-06-10 06:00 | 2030 Initial | 700 | 139.85 | 510 | 442 | No
2030-06-10 07:00 | 2030 Initial | 700 | 341.08 | 510 | 442 | No
2030-06-10 08:00 | 2030 Initial | 700 | 153.77 | 510 | 442 | No
2030-06-10 09:00 | 2030 Initial | 700 | 0 | 210 | 442 | No
2030-06-10 10:00 | 2030 Initial | 463.02 | 0 | 0 | 442 | No
2030-06-10 11:00 | 2030 Initial | 170.27 | 0 | 0 | 442 | No
2030-06-10 12:00 | 2030 Initial | 526.82 | 0 | 0 | 442 | No
2030-06-10 13:00 | 2030 Initial | 603.21 | 0 | 0 | 442 | No
2030-06-10 14:00 | 2030 Initial | 476.11 | 0 | 0 | 442 | No
2030-06-10 15:00 | 2030 Initial | 691.95 | 0 | -98.37 | 442 | No
2030-06-10 16:00 | 2030 Initial | 700 | -300 | -398.37 | 442 | No
2030-06-10 17:00 | 2030 Initial | 700 | -199.09 | -510 | 442 | No
2030-06-10 18:00 | 2030 Initial | 700 | 0 | -510 | 410.26 | No
2030-06-10 19:00 | 2030 Initial | 700 | 0 | -510 | 309.41 | No
2030-06-10 20:00 | 2030 Initial | 700 | 0 | -323.41 | 277.59 | No
2030-06-10 21:00 | 2030 Initial | 700 | 0 | -23.41 | 61.46 | No
2030-06-10 22:00 | 2030 Initial | 700 | 205 | 276.59 | 274.9 | No
2030-06-10 23:00 | 2030 Initial | 488.81 | 505 | 510 | 124.32 | No
2030-06-11 | 2030 Initial | 370.22 | 505 | 510 | 59.95 | No
2030-06-11 01:00 | 2030 Initial | -198.01 | 505 | 510 | 174.3 | No
2030-06-11 02:00 | 2030 Initial | -700 | 505 | 510 | 14.94 | No
2030-06-11 03:00 | 2030 Initial | -700 | 505 | 510 | -64.27 | Yes
2030-06-11 04:00 | 2030 Initial | -700 | 505 | 510 | -11.25 | Yes
2030-06-11 05:00 | 2030 Initial | -700 | 505 | 510 | -52.11 | Yes
2030-06-11 06:00 | 2030 Initial | -700 | 505 | 510 | 24.06 | Yes
2030-06-11 07:00 | 2030 Initial | -700 | 505 | 510 | 140.74 | No
2030-06-11 08:00 | 2030 Initial | -700 | 505 | 510 | 145.9 | Yes
2030-06-11 09:00 | 2030 Initial | -700 | 505 | 510 | 117.52 | Yes
2030-06-11 10:00 | 2030 Initial | -700 | 505 | 510 | 84.95 | Yes
2030-06-11 11:00 | 2030 Initial | -700 | 505 | 510 | 107.47 | Yes
2030-06-11 12:00 | 2030 Initial | -700 | 505 | 510 | 385.95 | Yes
2030-06-11 13:00 | 2030 Initial | -700 | 505 | 510 | 330.69 | Yes
2030-06-11 14:00 | 2030 Initial | -700 | 505 | 510 | 442 | Yes
2030-06-11 15:00 | 2030 Initial | -700 | 505 | 510 | 442 | Yes
2030-06-11 16:00 | 2030 Initial | -700 | 505 | 510 | 442 | Yes
2030-06-11 17:00 | 2030 Initial | -432.18 | 505 | 510 | 442 | No
2030-06-11 18:00 | 2030 Initial | 3.24 | 505 | 510 | 442 | No
2030-06-11 19:00 | 2030 Initial | 188.67 | 505 | 510 | 442 | No
2030-06-11 20:00 | 2030 Initial | 369.61 | 505 | 510 | 442 | No
2030-06-11 21:00 | 2030 Initial | 700 | 505 | 510 | 442 | No
2030-06-11 22:00 | 2030 Initial | 585.69 | 505 | 510 | 442 | No
2030-06-11 23:00 | 2030 Initial | 0 | 505 | 510 | 442 | No
2030-06-12 | 2030 Initial | 600 | 505 | 510 | 414.71 | No
2030-06-12 01:00 | 2030 Initial | 325.29 | 505 | 510 | 185.16 | No
2030-06-12 02:00 | 2030 Initial | 342.8 | 505 | 510 | 88.76 | No
2030-06-12 03:00 | 2030 Initial | 250.89 | 505 | 510 | 76.41 | No
2030-06-12 04:00 | 2030 Initial | 139.56 | 505 | 510 | 111.42 | No
2030-06-12 05:00 | 2030 Initial | 0.13 | 505 | 510 | 17.75 | No
2030-06-12 06:00 | 2030 Initial | 0 | 505 | 510 | 120.1 | No
2030-06-12 07:00 | 2030 Initial | 0 | 505 | 510 | 232.08 | No
2030-06-12 08:00 | 2030 Initial | 216.73 | 505 | 510 | 106.72 | No
2030-06-12 09:00 | 2030 Initial | -174.14 | 505 | 510 | 406.72 | No
2030-06-12 10:00 | 2030 Initial | -452.65 | 505 | 510 | 317.35 | No
2030-06-12 11:00 | 2030 Initial | -403.35 | 505 | 510 | 307.01 | No
2030-06-12 12:00 | 2030 Initial | -631.78 | 505 | 510 | 248.76 | No
2030-06-12 13:00 | 2030 Initial | -601.56 | 505 | 510 | 214.53 | No
2030-06-12 14:00 | 2030 Initial | -361.36 | 505 | 510 | 358.56 | No
2030-06-12 15:00 | 2030 Initial | -83.47 | 505 | 510 | 382.28 | No
2030-06-12 16:00 | 2030 Initial | -26.5 | 505 | 510 | 372.35 | No
2030-06-12 17:00 | 2030 Initial | 234.53 | 505 | 510 | 442 | No
2030-06-12 18:00 | 2030 Initial | 700 | 505 | 510 | 442 | No
2030-06-12 19:00 | 2030 Initial | 700 | 505 | 510 | 442 | No
2030-06-12 20:00 | 2030 Initial | 700 | 505 | 510 | 388.03 | No
2030-06-12 21:00 | 2030 Initial | 700 | 505 | 510 | 442 | No
2030-06-12 22:00 | 2030 Initial | 700 | 505 | 510 | 242.57 | No
2030-06-12 23:00 | 2030 Initial | 700 | 505 | 510 | 180.39 | No
2030-06-13 | 2030 Initial | 700 | 225.56 | 510 | 142 | No
2030-06-13 01:00 | 2030 Initial | 700 | 505 | 510 | 442 | No
2030-06-13 02:00 | 2030 Initial | 700 | 505 | 510 | 442 | No
2030-06-13 03:00 | 2030 Initial | 700 | 505 | 510 | 442 | No
2030-06-13 04:00 | 2030 Initial | 700 | 475.63 | 510 | 442 | No
2030-06-13 05:00 | 2030 Initial | 700 | 205.12 | 510 | 442 | No
2030-06-13 06:00 | 2030 Initial | 700 | 374.27 | 510 | 442 | No
2030-06-13 07:00 | 2030 Initial | 700 | 74.27 | 510 | 442 | No
2030-06-13 08:00 | 2030 Initial | 700 | 146.4 | 510 | 442 | No
2030-06-13 09:00 | 2030 Initial | 700 | 0 | 510 | 308.81 | No
2030-06-13 10:00 | 2030 Initial | 700 | 0 | 210 | 442 | No
2030-06-13 11:00 | 2030 Initial | 700 | 0 | 343.4 | 416.71 | No
2030-06-13 12:00 | 2030 Initial | 700 | 0 | 405.5 | 343.57 | No
2030-06-13 13:00 | 2030 Initial | 700 | 0 | 405.5 | 442 | No
2030-06-13 14:00 | 2030 Initial | 700 | 0 | 147.66 | 142 | No
2030-06-13 15:00 | 2030 Initial | 700 | 11.54 | 0 | 442 | No
2030-06-13 16:00 | 2030 Initial | 700 | -286.64 | -300 | 160.9 | No
2030-06-13 17:00 | 2030 Initial | 700 | -126.35 | -300 | 434.85 | No
2030-06-13 18:00 | 2030 Initial | 700 | 0 | 0 | 442 | No
2030-06-13 19:00 | 2030 Initial | 700 | 0 | 300 | 313.16 | No
2030-06-13 20:00 | 2030 Initial | 700 | 0 | 460.29 | 136.41 | No
2030-06-13 21:00 | 2030 Initial | 700 | 0 | 510 | 436.41 | No
2030-06-13 22:00 | 2030 Initial | 700 | 0 | 510 | 432.93 | No
2030-06-13 23:00 | 2030 Initial | 700 | 300 | 510 | 442 | No
2030-06-14 | 2030 Initial | 700 | 343.07 | 510 | 442 | No
2030-06-14 01:00 | 2030 Initial | 700 | 73.67 | 510 | 369.01 | No
2030-06-14 02:00 | 2030 Initial | 700 | 74.33 | 510 | 442 | No
2030-06-14 03:00 | 2030 Initial | 700 | 194.94 | 510 | 442 | No
2030-06-14 04:00 | 2030 Initial | 700 | 32.99 | 390 | 407.59 | No
2030-06-14 05:00 | 2030 Initial | 700 | 0 | 90 | 107.59 | No
2030-06-14 06:00 | 2030 Initial | 700 | 0 | -210 | -192.41 | No
2030-06-14 07:00 | 2030 Initial | 700 | 0 | -510 | -163.85 | No
2030-06-14 08:00 | 2030 Initial | 700 | -190.8 | -510 | -42.85 | No
2030-06-14 09:00 | 2030 Initial | 700 | -421.63 | -510 | 74.61 | No
2030-06-14 10:00 | 2030 Initial | 700 | -526 | -510 | 193.01 | No
2030-06-14 11:00 | 2030 Initial | 700 | -526 | -510 | 129.58 | No
2030-06-14 12:00 | 2030 Initial | 700 | -526 | -510 | 120.66 | No
2030-06-14 13:00 | 2030 Initial | 700 | -526 | -510 | 132.59 | No
2030-06-14 14:00 | 2030 Initial | 700 | -526 | -510 | 103.74 | No
2030-06-14 15:00 | 2030 Initial | 700 | -526 | -510 | 86.11 | No
2030-06-14 16:00 | 2030 Initial | 700 | -300.93 | -510 | 168.23 | No
2030-06-14 17:00 | 2030 Initial | 700 | -0.93 | -210 | 300 | No
2030-06-14 18:00 | 2030 Initial | 700 | -11.63 | -300 | 0 | No
2030-06-14 19:00 | 2030 Initial | 700 | 0 | 0 | 81.48 | No
2030-06-14 20:00 | 2030 Initial | 700 | 300 | 300 | 381.48 | No
2030-06-14 21:00 | 2030 Initial | 700 | 447.58 | 510 | 442 | No
2030-06-14 22:00 | 2030 Initial | 700 | 402.34 | 510 | 442 | No
2030-06-14 23:00 | 2030 Initial | 700 | 217.33 | 510 | 442 | No
2030-06-15 | 2030 Initial | 700 | 0 | 487.98 | 142 | No
2030-06-15 01:00 | 2030 Initial | 700 | 124.76 | 462.3 | 142 | No
2030-06-15 02:00 | 2030 Initial | 700 | 424.76 | 510 | 442 | No
2030-06-15 03:00 | 2030 Initial | 700 | 505 | 510 | 442 | No
2030-06-15 04:00 | 2030 Initial | 700 | 419.29 | 510 | 442 | No
2030-06-15 05:00 | 2030 Initial | 700 | 119.29 | 210 | 157.97 | No
2030-06-15 06:00 | 2030 Initial | 700 | 0 | 0 | 173.56 | No
2030-06-15 07:00 | 2030 Initial | 700 | 0 | -32.87 | 257.44 | No
2030-06-15 08:00 | 2030 Initial | 700 | -286.68 | -332.87 | 260.92 | No
2030-06-15 09:00 | 2030 Initial | 361.13 | -526 | -510 | 442 | No
2030-06-15 10:00 | 2030 Initial | 30.36 | -226 | -210 | 442 | No
2030-06-15 11:00 | 2030 Initial | 0 | 0 | -82.85 | 442 | No
2030-06-15 12:00 | 2030 Initial | 0 | 0 | -134.03 | 442 | No
2030-06-15 13:00 | 2030 Initial | 0 | 0 | 0 | 442 | No
2030-06-15 14:00 | 2030 Initial | 0 | 0 | -91.44 | 442 | No
2030-06-15 15:00 | 2030 Initial | 210.33 | -226 | -210 | 442 | No
2030-06-15 16:00 | 2030 Initial | 700 | -526 | -510 | 156.33 | No
2030-06-15 17:00 | 2030 Initial | 700 | -226 | -510 | 266.35 | No
2030-06-15 18:00 | 2030 Initial | 700 | 0 | -218.33 | 351.17 | No
2030-06-15 19:00 | 2030 Initial | 700 | 0 | 0 | 357.39 | No
2030-06-15 20:00 | 2030 Initial | 700 | 0 | 0 | 369.96 | No
2030-06-15 21:00 | 2030 Initial | 700 | 0 | 0 | 345.11 | No
2030-06-15 22:00 | 2030 Initial | 700 | 250.93 | 300 | 442 | No
2030-06-15 23:00 | 2030 Initial | 700 | 442.05 | 510 | 442 | No
2030-06-16 | 2030 Initial | 700 | 505 | 510 | 442 | No
2030-06-16 01:00 | 2030 Initial | 700 | 338.55 | 510 | 442 | No
2030-06-16 02:00 | 2030 Initial | 700 | 231.78 | 510 | 442 | No
2030-06-16 03:00 | 2030 Initial | 700 | 503.82 | 510 | 442 | No
2030-06-16 04:00 | 2030 Initial | 700 | 505 | 510 | 442 | No
2030-06-16 05:00 | 2030 Initial | 700 | 447.95 | 510 | 442 | No
2030-06-16 06:00 | 2030 Initial | 700 | 211.25 | 510 | 442 | No
2030-06-16 07:00 | 2030 Initial | 700 | 54.33 | 510 | 442 | No
2030-06-16 08:00 | 2030 Initial | 700 | 59.75 | 510 | 442 | No
2030-06-16 09:00 | 2030 Initial | 625.23 | 0 | 210 | 442 | No
2030-06-16 10:00 | 2030 Initial | 548.36 | 0 | 0 | 442 | No
2030-06-16 11:00 | 2030 Initial | 534.58 | 0 | 0 | 442 | No
2030-06-16 12:00 | 2030 Initial | 663.25 | 0 | 0 | 442 | No
2030-06-16 13:00 | 2030 Initial | 573.98 | 0 | 0 | 442 | No
2030-06-16 14:00 | 2030 Initial | 691.74 | 0 | 0 | 442 | No
2030-06-16 15:00 | 2030 Initial | 700 | 0 | 0 | 442 | No
2030-06-16 16:00 | 2030 Initial | 700 | -8.17 | -300 | 442 | No
2030-06-16 17:00 | 2030 Initial | 700 | 0 | -475.33 | 442 | No
2030-06-16 18:00 | 2030 Initial | 700 | 0 | -175.33 | 442 | No
2030-06-16 19:00 | 2030 Initial | 700 | 0 | 0 | 442 | No
2030-06-16 20:00 | 2030 Initial | 700 | 0 | 0 | 318.32 | No
2030-06-16 21:00 | 2030 Initial | 700 | 0 | 0 | 274.7 | No
2030-06-16 22:00 | 2030 Initial | 700 | 0 | 0 | 348.57 | No
2030-06-16 23:00 | 2030 Initial | 700 | 0 | 176.56 | 383.78 | No
2030-06-17 | 2030 Initial | 700 | 300 | 476.56 | 442 | No
2030-06-17 01:00 | 2030 Initial | 700 | 505 | 510 | 442 | No
2030-06-17 02:00 | 2030 Initial | 700 | 505 | 510 | 442 | No
2030-06-17 03:00 | 2030 Initial | 700 | 449.97 | 510 | 442 | No
2030-06-17 04:00 | 2030 Initial | 700 | 376.05 | 510 | 442 | No
2030-06-17 05:00 | 2030 Initial | 700 | 393.9 | 510 | 442 | No
2030-06-17 06:00 | 2030 Initial | 700 | 248.69 | 510 | 442 | No
2030-06-17 07:00 | 2030 Initial | 700 | 505 | 510 | 442 | No
2030-06-17 08:00 | 2030 Initial | 700 | 397.91 | 510 | 442 | No
2030-06-17 09:00 | 2030 Initial | 700 | 409.41 | 510 | 442 | No
2030-06-17 10:00 | 2030 Initial | 700 | 268.01 | 510 | 442 | No
2030-06-17 11:00 | 2030 Initial | 700 | 189.79 | 510 | 442 | No
2030-06-17 12:00 | 2030 Initial | 700 | 0 | 510 | 442 | No
2030-06-17 13:00 | 2030 Initial | 700 | 0 | 510 | 442 | No
2030-06-17 14:00 | 2030 Initial | 700 | 0 | 510 | 442 | No
2030-06-17 15:00 | 2030 Initial | 700 | 0 | 510 | 442 | No
2030-06-17 16:00 | 2030 Initial | 700 | 0 | 225.99 | 442 | No
2030-06-17 17:00 | 2030 Initial | 700 | 0 | 76.89 | 432.54 | No
2030-06-17 18:00 | 2030 Initial | 700 | 68.88 | 376.89 | 442 | No
2030-06-17 19:00 | 2030 Initial | 700 | 20.85 | 510 | 442 | No
2030-06-17 20:00 | 2030 Initial | 700 | 11.42 | 510 | 442 | No
2030-06-17 21:00 | 2030 Initial | 700 | 107.69 | 510 | 442 | No
2030-06-17 22:00 | 2030 Initial | 700 | 0 | 510 | 442 | No
2030-06-17 23:00 | 2030 Initial | 700 | 0 | 510 | 442 | No
2030-06-18 | 2030 Initial | 700 | 300 | 510 | 442 | No
2030-06-18 01:00 | 2030 Initial | 700 | 505 | 510 | 442 | No
2030-06-18 02:00 | 2030 Initial | 700 | 505 | 510 | 442 | No
2030-06-18 03:00 | 2030 Initial | 700 | 505 | 510 | 442 | No
2030-06-18 04:00 | 2030 Initial | 700 | 402.36 | 510 | 442 | No
2030-06-18 05:00 | 2030 Initial | 700 | 102.36 | 210 | 217.62 | No
2030-06-18 06:00 | 2030 Initial | 700 | 0 | 281.76 | 284.67 | No
2030-06-18 07:00 | 2030 Initial | 700 | 0 | 282.19 | 420.23 | No
2030-06-18 08:00 | 2030 Initial | 700 | 0 | 0 | 442 | No
2030-06-18 09:00 | 2030 Initial | 700 | 0 | -268.64 | 442 | No
2030-06-18 10:00 | 2030 Initial | 700 | 0 | -440.47 | 435.91 | No
2030-06-18 11:00 | 2030 Initial | 700 | -251.45 | -300 | 431.66 | No
2030-06-18 12:00 | 2030 Initial | 700 | 48.55 | 0 | 442 | No
2030-06-18 13:00 | 2030 Initial | 700 | 0 | 0 | 419.13 | No
2030-06-18 14:00 | 2030 Initial | 700 | 0 | -289.96 | 407.16 | No
2030-06-18 15:00 | 2030 Initial | 700 | 0 | -21.77 | 396.93 | No
2030-06-18 16:00 | 2030 Initial | 700 | 0 | 264.93 | 437.44 | No
2030-06-18 17:00 | 2030 Initial | 700 | 0 | 510 | 403.78 | No
2030-06-18 18:00 | 2030 Initial | 700 | 0 | 510 | 423.68 | No
2030-06-18 19:00 | 2030 Initial | 700 | 0 | 510 | 186.94 | No
2030-06-18 20:00 | 2030 Initial | 700 | 0 | 510 | 0 | No
2030-06-18 21:00 | 2030 Initial | 700 | 0 | 491.19 | 0 | No
2030-06-18 22:00 | 2030 Initial | 700 | 0 | 481.66 | 49.24 | No
2030-06-18 23:00 | 2030 Initial | 700 | 0 | 510 | 205.42 | No
2030-06-19 | 2030 Initial | 700 | 0 | 225.78 | 142 | No
2030-06-19 01:00 | 2030 Initial | 700 | 90.96 | 510 | 442 | No
2030-06-19 02:00 | 2030 Initial | 700 | 390.96 | 510 | 442 | No
2030-06-19 03:00 | 2030 Initial | 700 | 450 | 510 | 442 | No
2030-06-19 04:00 | 2030 Initial | 700 | 300 | 510 | 442 | No
2030-06-19 05:00 | 2030 Initial | 700 | 0 | 510 | 442 | No
2030-06-19 06:00 | 2030 Initial | 700 | 205 | 262.5 | 395.49 | No
2030-06-19 07:00 | 2030 Initial | 700 | 505 | 510 | 442 | No
2030-06-19 08:00 | 2030 Initial | 700 | 505 | 510 | 442 | No
2030-06-19 09:00 | 2030 Initial | 700 | 476.98 | 510 | 442 | No
2030-06-19 10:00 | 2030 Initial | 700 | 498.09 | 510 | 442 | No
2030-06-19 11:00 | 2030 Initial | 700 | 386.84 | 510 | 442 | No
2030-06-19 12:00 | 2030 Initial | 700 | 146.97 | 510 | 442 | No
2030-06-19 13:00 | 2030 Initial | 700 | 0 | 214.09 | 442 | No
2030-06-19 14:00 | 2030 Initial | 700 | 0 | 214.09 | 442 | No
2030-06-19 15:00 | 2030 Initial | 700 | 0 | 279.53 | 442 | No
2030-06-19 16:00 | 2030 Initial | 700 | 0 | 160.06 | 394.71 | No
2030-06-19 17:00 | 2030 Initial | 700 | 134.95 | 210 | 194.59 | No
2030-06-19 18:00 | 2030 Initial | 700 | 434.95 | 510 | 442 | No
2030-06-19 19:00 | 2030 Initial | 700 | 505 | 510 | 442 | No
2030-06-19 20:00 | 2030 Initial | 700 | 505 | 510 | 442 | No
2030-06-19 21:00 | 2030 Initial | 700 | 505 | 510 | 442 | No
2030-06-19 22:00 | 2030 Initial | 700 | 505 | 510 | 442 | No
2030-06-19 23:00 | 2030 Initial | 700 | 505 | 510 | 442 | No
2030-06-20 | 2030 Initial | 700 | 505 | 510 | 442 | No
2030-06-20 01:00 | 2030 Initial | 700 | 505 | 510 | 442 | No
2030-06-20 02:00 | 2030 Initial | 700 | 500.44 | 510 | 442 | No
2030-06-20 03:00 | 2030 Initial | 700 | 200.44 | 510 | 442 | No
2030-06-20 04:00 | 2030 Initial | 700 | 300 | 248.12 | 442 | No
2030-06-20 05:00 | 2030 Initial | 700 | 0 | -51.88 | 327.34 | No
2030-06-20 06:00 | 2030 Initial | 700 | -300 | -351.88 | 244.68 | No
2030-06-20 07:00 | 2030 Initial | 466.64 | -526 | -510 | 442 | No
2030-06-20 08:00 | 2030 Initial | -54.34 | -226 | -210 | 442 | No
2030-06-20 09:00 | 2030 Initial | -654.34 | -280.08 | -510 | 366.39 | No
2030-06-20 10:00 | 2030 Initial | -700 | -526 | -510 | 87.9 | No
2030-06-20 11:00 | 2030 Initial | -700 | -226 | -210 | 387.9 | Yes
2030-06-20 12:00 | 2030 Initial | -700 | 74 | 90 | 369.79 | Yes
2030-06-20 13:00 | 2030 Initial | -700 | 374 | 390 | 378.27 | Yes
2030-06-20 14:00 | 2030 Initial | -700 | 505 | 510 | 321.37 | Yes
2030-06-20 15:00 | 2030 Initial | -700 | 505 | 510 | 279 | Yes
2030-06-20 16:00 | 2030 Initial | -700 | 505 | 510 | 367.25 | Yes
2030-06-20 17:00 | 2030 Initial | -700 | 505 | 510 | 421.82 | Yes
2030-06-20 18:00 | 2030 Initial | -700 | 505 | 510 | 358.31 | Yes
2030-06-20 19:00 | 2030 Initial | -700 | 505 | 510 | 253.12 | Yes
2030-06-20 20:00 | 2030 Initial | -700 | 505 | 510 | 221.05 | Yes
2030-06-20 21:00 | 2030 Initial | -700 | 505 | 510 | 239.84 | No
2030-06-20 22:00 | 2030 Initial | -700 | 505 | 510 | 168.49 | No
2030-06-20 23:00 | 2030 Initial | -700 | 505 | 510 | 73.38 | No
2030-06-21 | 2030 Initial | -485.9 | 505 | 510 | 2.65 | No
2030-06-21 01:00 | 2030 Initial | -628.25 | 505 | 510 | 137.76 | No
2030-06-21 02:00 | 2030 Initial | -681.92 | 505 | 510 | 437.76 | No
2030-06-21 03:00 | 2030 Initial | -323.66 | 505 | 510 | 442 | No
2030-06-21 04:00 | 2030 Initial | -166.93 | 505 | 510 | 442 | No
2030-06-21 05:00 | 2030 Initial | -152.43 | 505 | 510 | 442 | No
2030-06-21 06:00 | 2030 Initial | -303.04 | 505 | 510 | 442 | No
2030-06-21 07:00 | 2030 Initial | 59.81 | 505 | 510 | 442 | No
2030-06-21 08:00 | 2030 Initial | -198.61 | 505 | 510 | 442 | No
2030-06-21 09:00 | 2030 Initial | -700 | 505 | 510 | 442 | No
2030-06-21 10:00 | 2030 Initial | -700 | 505 | 510 | 442 | Yes
2030-06-21 11:00 | 2030 Initial | -700 | 505 | 510 | 442 | Yes
2030-06-21 12:00 | 2030 Initial | -700 | 505 | 510 | 442 | Yes
2030-06-21 13:00 | 2030 Initial | -700 | 242.61 | 510 | 442 | Yes
2030-06-21 14:00 | 2030 Initial | -700 | 300 | 300 | 442 | Yes
2030-06-21 15:00 | 2030 Initial | -415.67 | 0 | 0 | 142 | No
2030-06-21 16:00 | 2030 Initial | -139.1 | 0 | 0 | 442 | No
2030-06-21 17:00 | 2030 Initial | 303.61 | 0 | 196.49 | 194.2 | No
2030-06-21 18:00 | 2030 Initial | 700 | 0 | 496.49 | 442 | No
2030-06-21 19:00 | 2030 Initial | 700 | 0 | 210 | 442 | No
2030-06-21 20:00 | 2030 Initial | 700 | 83.32 | 510 | 442 | No
2030-06-21 21:00 | 2030 Initial | 700 | 383.32 | 510 | 442 | No
2030-06-21 22:00 | 2030 Initial | 700 | 505 | 510 | 442 | No
2030-06-21 23:00 | 2030 Initial | 700 | 280.73 | 510 | 442 | No
2030-06-22 | 2030 Initial | 700 | 253.55 | 510 | 442 | No
2030-06-22 01:00 | 2030 Initial | 500 | 30.48 | 510 | 382.68 | No
2030-06-22 02:00 | 2030 Initial | -100 | 330.48 | 510 | 442 | No
2030-06-22 03:00 | 2030 Initial | -700 | 505 | 510 | 442 | No
2030-06-22 04:00 | 2030 Initial | -700 | 505 | 510 | 442 | Yes
2030-06-22 05:00 | 2030 Initial | -700 | 505 | 510 | 442 | Yes
2030-06-22 06:00 | 2030 Initial | -700 | 505 | 510 | 442 | Yes
2030-06-22 07:00 | 2030 Initial | -700 | 505 | 510 | 432.29 | Yes
2030-06-22 08:00 | 2030 Initial | -700 | 505 | 510 | 442 | Yes
2030-06-22 09:00 | 2030 Initial | -700 | 505 | 510 | 367.35 | Yes
2030-06-22 10:00 | 2030 Initial | -700 | 505 | 510 | 127.81 | Yes
2030-06-22 11:00 | 2030 Initial | -700 | 505 | 510 | 205.9 | No
2030-06-22 12:00 | 2030 Initial | -700 | 505 | 510 | 422.04 | No
2030-06-22 13:00 | 2030 Initial | -700 | 505 | 510 | 442 | No
2030-06-22 14:00 | 2030 Initial | -700 | 505 | 510 | 442 | Yes
2030-06-22 15:00 | 2030 Initial | -700 | 505 | 510 | 442 | Yes
2030-06-22 16:00 | 2030 Initial | -700 | 505 | 510 | 283.66 | Yes
2030-06-22 17:00 | 2030 Initial | -700 | 505 | 510 | 328.9 | Yes
2030-06-22 18:00 | 2030 Initial | -688.39 | 505 | 510 | 96.1 | No
2030-06-22 19:00 | 2030 Initial | -282.03 | 505 | 510 | 64.77 | No
2030-06-22 20:00 | 2030 Initial | 205.12 | 505 | 510 | 142 | No
2030-06-22 21:00 | 2030 Initial | 548.22 | 505 | 510 | 442 | No
2030-06-22 22:00 | 2030 Initial | 700 | 505 | 510 | 442 | No
2030-06-22 23:00 | 2030 Initial | 700 | 505 | 510 | 442 | No
2030-06-23 | 2030 Initial | 700 | 505 | 510 | 442 | No
2030-06-23 01:00 | 2030 Initial | 700 | 505 | 510 | 442 | No
2030-06-23 02:00 | 2030 Initial | 672.93 | 505 | 510 | 442 | No
2030-06-23 03:00 | 2030 Initial | 642.76 | 505 | 510 | 442 | No
2030-06-23 04:00 | 2030 Initial | 643.44 | 505 | 510 | 442 | No
2030-06-23 05:00 | 2030 Initial | 592.8 | 505 | 510 | 442 | No
2030-06-23 06:00 | 2030 Initial | 700 | 505 | 510 | 442 | No
2030-06-23 07:00 | 2030 Initial | 591.21 | 505 | 510 | 442 | No
2030-06-23 08:00 | 2030 Initial | 397.52 | 505 | 510 | 442 | No
2030-06-23 09:00 | 2030 Initial | 268.01 | 505 | 510 | 442 | No
2030-06-23 10:00 | 2030 Initial | 317.98 | 505 | 510 | 442 | No
2030-06-23 11:00 | 2030 Initial | 531.91 | 505 | 510 | 442 | No
2030-06-23 12:00 | 2030 Initial | 0 | 505 | 510 | 442 | No
2030-06-23 13:00 | 2030 Initial | 0 | 505 | 510 | 442 | No
2030-06-23 14:00 | 2030 Initial | 0 | 505 | 510 | 442 | No
2030-06-23 15:00 | 2030 Initial | 125.95 | 505 | 510 | 442 | No
2030-06-23 16:00 | 2030 Initial | 21.93 | 505 | 510 | 442 | No
2030-06-23 17:00 | 2030 Initial | 345.73 | 505 | 510 | 442 | No
2030-06-23 18:00 | 2030 Initial | 665.73 | 505 | 510 | 442 | No
2030-06-23 19:00 | 2030 Initial | 700 | 505 | 510 | 442 | No
2030-06-23 20:00 | 2030 Initial | 700 | 505 | 510 | 442 | No
2030-06-23 21:00 | 2030 Initial | 700 | 505 | 510 | 442 | No
2030-06-23 22:00 | 2030 Initial | 700 | 505 | 510 | 442 | No
2030-06-23 23:00 | 2030 Initial | 700 | 505 | 510 | 442 | No
2030-06-24 | 2030 Initial | 700 | 291.63 | 510 | 442 | No
2030-06-24 01:00 | 2030 Initial | 700 | 324.19 | 510 | 442 | No
2030-06-24 02:00 | 2030 Initial | 700 | 428.15 | 510 | 442 | No
2030-06-24 03:00 | 2030 Initial | 700 | 505 | 510 | 442 | No
2030-06-24 04:00 | 2030 Initial | 700 | 340.33 | 510 | 442 | No
2030-06-24 05:00 | 2030 Initial | 700 | 447.88 | 510 | 442 | No
2030-06-24 06:00 | 2030 Initial | 700 | 220.21 | 510 | 442 | No
2030-06-24 07:00 | 2030 Initial | 700 | 505 | 510 | 442 | No
2030-06-24 08:00 | 2030 Initial | 700 | 381.72 | 510 | 442 | No
2030-06-24 09:00 | 2030 Initial | 700 | 103.92 | 510 | 442 | No
2030-06-24 10:00 | 2030 Initial | 700 | 0 | 306.09 | 442 | No
2030-06-24 11:00 | 2030 Initial | 700 | 0 | 28.31 | 442 | No
2030-06-24 12:00 | 2030 Initial | 700 | 0 | 104.19 | 442 | No
2030-06-24 13:00 | 2030 Initial | 700 | 0 | 222.05 | 442 | No
2030-06-24 14:00 | 2030 Initial | 700 | 0 | 316.98 | 442 | No
2030-06-24 15:00 | 2030 Initial | 700 | 0 | 510 | 339.2 | No
2030-06-24 16:00 | 2030 Initial | 700 | 149.41 | 488.02 | 401.43 | No
2030-06-24 17:00 | 2030 Initial | 700 | 449.41 | 510 | 442 | No
2030-06-24 18:00 | 2030 Initial | 700 | 505 | 510 | 442 | No
2030-06-24 19:00 | 2030 Initial | 700 | 505 | 510 | 442 | No
2030-06-24 20:00 | 2030 Initial | 700 | 505 | 510 | 442 | No
2030-06-24 21:00 | 2030 Initial | 700 | 505 | 510 | 442 | No
2030-06-24 22:00 | 2030 Initial | 700 | 505 | 510 | 442 | No
2030-06-24 23:00 | 2030 Initial | 700 | 505 | 510 | 442 | No
2030-06-25 | 2030 Initial | 700 | 505 | 510 | 442 | No
2030-06-25 01:00 | 2030 Initial | 700 | 474.71 | 510 | 442 | No
2030-06-25 02:00 | 2030 Initial | 700 | 505 | 510 | 442 | No
2030-06-25 03:00 | 2030 Initial | 700 | 505 | 510 | 442 | No
2030-06-25 04:00 | 2030 Initial | 700 | 505 | 510 | 442 | No
2030-06-25 05:00 | 2030 Initial | 700 | 492.2 | 510 | 442 | No
2030-06-25 06:00 | 2030 Initial | 700 | 300 | 510 | 442 | No
2030-06-25 07:00 | 2030 Initial | 700 | 0 | 383.28 | 442 | No
2030-06-25 08:00 | 2030 Initial | 700 | 0 | 83.28 | 442 | No
2030-06-25 09:00 | 2030 Initial | 580.12 | 0 | 0 | 442 | No
2030-06-25 10:00 | 2030 Initial | 382.84 | 0 | 0 | 442 | No
2030-06-25 11:00 | 2030 Initial | 56.08 | 0 | 0 | 442 | No
2030-06-25 12:00 | 2030 Initial | 655.49 | 0 | 0 | 390.26 | No
2030-06-25 13:00 | 2030 Initial | 295.83 | 0 | 0 | 442 | No
2030-06-25 14:00 | 2030 Initial | 700 | 0 | -189.24 | 427.09 | No
2030-06-25 15:00 | 2030 Initial | 700 | -156.69 | -472.02 | 127.09 | No
2030-06-25 16:00 | 2030 Initial | 700 | 0 | -172.02 | 0 | No
2030-06-25 17:00 | 2030 Initial | 700 | 300 | 127.98 | 300 | No
2030-06-25 18:00 | 2030 Initial | 700 | 0 | 317.78 | 0 | No
2030-06-25 19:00 | 2030 Initial | 700 | 0 | 510 | 33.1 | No
2030-06-25 20:00 | 2030 Initial | 700 | 37.05 | 510 | 333.1 | No
2030-06-25 21:00 | 2030 Initial | 700 | 337.05 | 510 | 442 | No
2030-06-25 22:00 | 2030 Initial | 700 | 324.21 | 510 | 442 | No
2030-06-25 23:00 | 2030 Initial | 700 | 30.72 | 510 | 385.21 | No
2030-06-26 | 2030 Initial | 700 | 0 | 385.39 | 142 | No
2030-06-26 01:00 | 2030 Initial | 700 | 205 | 510 | 442 | No
2030-06-26 02:00 | 2030 Initial | 700 | 505 | 510 | 442 | No
2030-06-26 03:00 | 2030 Initial | 700 | 505 | 510 | 442 | No
2030-06-26 04:00 | 2030 Initial | 700 | 505 | 510 | 442 | No
2030-06-26 05:00 | 2030 Initial | 700 | 300 | 510 | 442 | No
2030-06-26 06:00 | 2030 Initial | 700 | 0 | 300 | 442 | No
2030-06-26 07:00 | 2030 Initial | 700 | 0 | 0 | 442 | No
2030-06-26 08:00 | 2030 Initial | 700 | 287.75 | 300 | 442 | No
2030-06-26 09:00 | 2030 Initial | 700 | 0 | 311.47 | 442 | No
2030-06-26 10:00 | 2030 Initial | 700 | 0 | 11.47 | 442 | No
2030-06-26 11:00 | 2030 Initial | 173.21 | 205 | 210 | 442 | No
2030-06-26 12:00 | 2030 Initial | 0 | 505 | 510 | 442 | No
2030-06-26 13:00 | 2030 Initial | 0 | 505 | 510 | 442 | No
2030-06-26 14:00 | 2030 Initial | 55.12 | 505 | 510 | 442 | No
2030-06-26 15:00 | 2030 Initial | 42.81 | 505 | 510 | 442 | No
2030-06-26 16:00 | 2030 Initial | 642.81 | 205 | 210 | 442 | No
2030-06-26 17:00 | 2030 Initial | 437.75 | 505 | 510 | 442 | No
2030-06-26 18:00 | 2030 Initial | 700 | 211.16 | 510 | 442 | No
2030-06-26 19:00 | 2030 Initial | 700 | 397.96 | 510 | 442 | No
2030-06-26 20:00 | 2030 Initial | 700 | 505 | 510 | 442 | No
2030-06-26 21:00 | 2030 Initial | 700 | 505 | 510 | 442 | No
2030-06-26 22:00 | 2030 Initial | 700 | 505 | 510 | 442 | No
2030-06-26 23:00 | 2030 Initial | 700 | 505 | 510 | 442 | No
2030-06-27 | 2030 Initial | 700 | 505 | 510 | 442 | No
2030-06-27 01:00 | 2030 Initial | 700 | 505 | 510 | 442 | No
2030-06-27 02:00 | 2030 Initial | 700 | 505 | 510 | 442 | No
2030-06-27 03:00 | 2030 Initial | 700 | 505 | 510 | 442 | No
2030-06-27 04:00 | 2030 Initial | 700 | 505 | 510 | 442 | No
2030-06-27 05:00 | 2030 Initial | 700 | 205 | 510 | 370.28 | No
2030-06-27 06:00 | 2030 Initial | 700 | 0 | 510 | 382.09 | No
2030-06-27 07:00 | 2030 Initial | 700 | 0 | 510 | 282.07 | No
2030-06-27 08:00 | 2030 Initial | 700 | 286.32 | 510 | 442 | No
2030-06-27 09:00 | 2030 Initial | 700 | 0 | 510 | 442 | No
2030-06-27 10:00 | 2030 Initial | 700 | 0 | 479.39 | 442 | No
2030-06-27 11:00 | 2030 Initial | 500 | 205 | 445.33 | 442 | No
2030-06-27 12:00 | 2030 Initial | -100 | 505 | 510 | 442 | No
2030-06-27 13:00 | 2030 Initial | -700 | 505 | 510 | 442 | No
2030-06-27 14:00 | 2030 Initial | -700 | 505 | 510 | 442 | No
2030-06-27 15:00 | 2030 Initial | -700 | 505 | 510 | 442 | No
2030-06-27 16:00 | 2030 Initial | -700 | 505 | 510 | 442 | No
2030-06-27 17:00 | 2030 Initial | -334.07 | 505 | 510 | 442 | No
2030-06-27 18:00 | 2030 Initial | 0 | 205 | 510 | 335.35 | No
2030-06-27 19:00 | 2030 Initial | 0 | 0 | 510 | 130.05 | No
2030-06-27 20:00 | 2030 Initial | 0 | 205 | 473.56 | 142 | No
2030-06-27 21:00 | 2030 Initial | -307.74 | 505 | 510 | 442 | No
2030-06-27 22:00 | 2030 Initial | -328.77 | 505 | 510 | 442 | No
2030-06-27 23:00 | 2030 Initial | -700 | 505 | 510 | 442 | Yes
2030-06-28 | 2030 Initial | -700 | 505 | 510 | 442 | Yes
2030-06-28 01:00 | 2030 Initial | -700 | 505 | 510 | 442 | Yes
2030-06-28 02:00 | 2030 Initial | -700 | 505 | 510 | 442 | Yes
2030-06-28 03:00 | 2030 Initial | -700 | 505 | 510 | 442 | Yes
2030-06-28 04:00 | 2030 Initial | -700 | 505 | 510 | 205.72 | Yes
2030-06-28 05:00 | 2030 Initial | -700 | 505 | 510 | 173.65 | Yes
2030-06-28 06:00 | 2030 Initial | -700 | 505 | 510 | 262.82 | Yes
2030-06-28 07:00 | 2030 Initial | -700 | 505 | 510 | 442 | Yes
2030-06-28 08:00 | 2030 Initial | -700 | 505 | 510 | 442 | Yes
2030-06-28 09:00 | 2030 Initial | -700 | 505 | 510 | 442 | Yes
2030-06-28 10:00 | 2030 Initial | -700 | 505 | 510 | 442 | Yes
2030-06-28 11:00 | 2030 Initial | -700 | 505 | 510 | 442 | Yes
2030-06-28 12:00 | 2030 Initial | -700 | 505 | 510 | 442 | Yes
2030-06-28 13:00 | 2030 Initial | -700 | 505 | 510 | 442 | Yes
2030-06-28 14:00 | 2030 Initial | -700 | 505 | 510 | 434.99 | Yes
2030-06-28 15:00 | 2030 Initial | -700 | 505 | 510 | 359.39 | Yes
2030-06-28 16:00 | 2030 Initial | -700 | 505 | 510 | 405.01 | Yes
2030-06-28 17:00 | 2030 Initial | -700 | 505 | 510 | 430.32 | Yes
2030-06-28 18:00 | 2030 Initial | -700 | 505 | 510 | 442 | Yes
2030-06-28 19:00 | 2030 Initial | -700 | 505 | 510 | 438.87 | Yes
2030-06-28 20:00 | 2030 Initial | -700 | 505 | 510 | 442 | Yes
2030-06-28 21:00 | 2030 Initial | -700 | 505 | 510 | 442 | Yes
2030-06-28 22:00 | 2030 Initial | -700 | 505 | 510 | 442 | Yes
2030-06-28 23:00 | 2030 Initial | -700 | 505 | 510 | 442 | Yes
2030-06-29 | 2030 Initial | -700 | 505 | 510 | 442 | Yes
2030-06-29 01:00 | 2030 Initial | -700 | 505 | 510 | 442 | Yes
2030-06-29 02:00 | 2030 Initial | -700 | 505 | 510 | 442 | Yes
2030-06-29 03:00 | 2030 Initial | -700 | 505 | 510 | 442 | Yes
2030-06-29 04:00 | 2030 Initial | -700 | 505 | 510 | 442 | Yes
2030-06-29 05:00 | 2030 Initial | -700 | 505 | 510 | 337.55 | Yes
2030-06-29 06:00 | 2030 Initial | -700 | 505 | 510 | 442 | Yes
2030-06-29 07:00 | 2030 Initial | -700 | 505 | 510 | 442 | Yes
2030-06-29 08:00 | 2030 Initial | -700 | 505 | 510 | 442 | Yes
2030-06-29 09:00 | 2030 Initial | -700 | 505 | 510 | 442 | Yes
2030-06-29 10:00 | 2030 Initial | -700 | 505 | 510 | 442 | Yes
2030-06-29 11:00 | 2030 Initial | -700 | 505 | 510 | 442 | Yes
2030-06-29 12:00 | 2030 Initial | -700 | 505 | 510 | 442 | Yes
2030-06-29 13:00 | 2030 Initial | -700 | 505 | 510 | 442 | Yes
2030-06-29 14:00 | 2030 Initial | -700 | 505 | 510 | 442 | Yes
2030-06-29 15:00 | 2030 Initial | -700 | 505 | 510 | 442 | Yes
2030-06-29 16:00 | 2030 Initial | -681.82 | 505 | 510 | 442 | No
2030-06-29 17:00 | 2030 Initial | -425.41 | 505 | 510 | 442 | No
2030-06-29 18:00 | 2030 Initial | 174.59 | 505 | 510 | 442 | No
2030-06-29 19:00 | 2030 Initial | 464.46 | 505 | 510 | 442 | No
2030-06-29 20:00 | 2030 Initial | 519.28 | 505 | 510 | 442 | No
2030-06-29 21:00 | 2030 Initial | 700 | 505 | 510 | 442 | No
2030-06-29 22:00 | 2030 Initial | 700 | 505 | 510 | 442 | No
2030-06-29 23:00 | 2030 Initial | 700 | 505 | 510 | 442 | No
2030-06-30 | 2030 Initial | 700 | 505 | 510 | 442 | No
2030-06-30 01:00 | 2030 Initial | 700 | 479.98 | 510 | 442 | No
2030-06-30 02:00 | 2030 Initial | 700 | 505 | 510 | 442 | No
2030-06-30 03:00 | 2030 Initial | 700 | 469.49 | 510 | 442 | No
2030-06-30 04:00 | 2030 Initial | 700 | 407.41 | 510 | 442 | No
2030-06-30 05:00 | 2030 Initial | 700 | 504.68 | 510 | 442 | No
2030-06-30 06:00 | 2030 Initial | 700 | 505 | 510 | 442 | No
2030-06-30 07:00 | 2030 Initial | 700 | 505 | 510 | 442 | No
2030-06-30 08:00 | 2030 Initial | 700 | 505 | 510 | 442 | No
2030-06-30 09:00 | 2030 Initial | 700 | 346.24 | 510 | 442 | No
2030-06-30 10:00 | 2030 Initial | 700 | 46.24 | 486.01 | 442 | No
2030-06-30 11:00 | 2030 Initial | 700 | 137.24 | 510 | 442 | No
2030-06-30 12:00 | 2030 Initial | 700 | 0 | 510 | 442 | No
2030-06-30 13:00 | 2030 Initial | 700 | 0 | 510 | 442 | No
2030-06-30 14:00 | 2030 Initial | 700 | 156.59 | 510 | 442 | No
2030-06-30 15:00 | 2030 Initial | 700 | 98.93 | 510 | 442 | No
2030-06-30 16:00 | 2030 Initial | 700 | 230.71 | 510 | 442 | No
2030-06-30 17:00 | 2030 Initial | 700 | 300 | 510 | 442 | No
2030-06-30 18:00 | 2030 Initial | 700 | 0 | 210 | 442 | No
2030-06-30 19:00 | 2030 Initial | 700 | 0 | 96.19 | 442 | No
2030-06-30 20:00 | 2030 Initial | 700 | 96.59 | 396.19 | 442 | No
2030-06-30 21:00 | 2030 Initial | 700 | 396.59 | 510 | 442 | No
2030-06-30 22:00 | 2030 Initial | 700 | 505 | 510 | 442 | No
2030-06-30 23:00 | 2030 Initial | 700 | 477.44 | 510 | 442 | No
2030-07-01 | 2030 Initial | 700 | 355.48 | 510 | 442 | No
2030-07-01 01:00 | 2030 Initial | 700 | 435.05 | 510 | 442 | No
2030-07-01 02:00 | 2030 Initial | 700 | 505 | 510 | 442 | No
2030-07-01 03:00 | 2030 Initial | 700 | 474.84 | 510 | 442 | No
2030-07-01 04:00 | 2030 Initial | 700 | 360.35 | 510 | 442 | No
2030-07-01 05:00 | 2030 Initial | 700 | 227.57 | 510 | 442 | No
2030-07-01 06:00 | 2030 Initial | 700 | 376.53 | 510 | 442 | No
2030-07-01 07:00 | 2030 Initial | 700 | 505 | 510 | 442 | No
2030-07-01 08:00 | 2030 Initial | 700 | 505 | 510 | 442 | No
2030-07-01 09:00 | 2030 Initial | 700 | 505 | 510 | 442 | No
2030-07-01 10:00 | 2030 Initial | 700 | 505 | 510 | 442 | No
2030-07-01 11:00 | 2030 Initial | 700 | 252.96 | 510 | 442 | No
2030-07-01 12:00 | 2030 Initial | 700 | 155.67 | 510 | 442 | No
2030-07-01 13:00 | 2030 Initial | 700 | 314.09 | 510 | 442 | No
2030-07-01 14:00 | 2030 Initial | 700 | 14.09 | 510 | 442 | No
2030-07-01 15:00 | 2030 Initial | 700 | 128.2 | 210 | 442 | No
2030-07-01 16:00 | 2030 Initial | 700 | -48.29 | -90 | 342.15 | No
2030-07-01 17:00 | 2030 Initial | 700 | 0 | -139.69 | 277.86 | No
2030-07-01 18:00 | 2030 Initial | 700 | 0 | 0 | 410.42 | No
2030-07-01 19:00 | 2030 Initial | 700 | 0 | 96.67 | 389.76 | No
2030-07-01 20:00 | 2030 Initial | 700 | 0 | 210 | 359.49 | No
2030-07-01 21:00 | 2030 Initial | 700 | 0 | 210 | 362.46 | No
2030-07-01 22:00 | 2030 Initial | 700 | 176.87 | 510 | 442 | No
2030-07-01 23:00 | 2030 Initial | 700 | 310.73 | 510 | 442 | No
2030-07-02 | 2030 Initial | 700 | 505 | 510 | 442 | No
2030-07-02 01:00 | 2030 Initial | 700 | 505 | 510 | 442 | No
2030-07-02 02:00 | 2030 Initial | 700 | 505 | 510 | 442 | No
2030-07-02 03:00 | 2030 Initial | 700 | 205 | 510 | 442 | No
2030-07-02 04:00 | 2030 Initial | 700 | 0 | 510 | 442 | No
2030-07-02 05:00 | 2030 Initial | 700 | 0 | 510 | 442 | No
2030-07-02 06:00 | 2030 Initial | 700 | 274.82 | 510 | 442 | No
2030-07-02 07:00 | 2030 Initial | 700 | 0 | 213.7 | 442 | No
2030-07-02 08:00 | 2030 Initial | 700 | 79.28 | 510 | 442 | No
2030-07-02 09:00 | 2030 Initial | 700 | 338.03 | 510 | 442 | No
2030-07-02 10:00 | 2030 Initial | 700 | 38.03 | 510 | 442 | No
2030-07-02 11:00 | 2030 Initial | 700 | 0 | 510 | 442 | No
2030-07-02 12:00 | 2030 Initial | 700 | 0 | 510 | 442 | No
2030-07-02 13:00 | 2030 Initial | 700 | 0 | 210 | 442 | No
2030-07-02 14:00 | 2030 Initial | 700 | 0 | 403.16 | 442 | No
2030-07-02 15:00 | 2030 Initial | 700 | 0 | 103.16 | 442 | No
2030-07-02 16:00 | 2030 Initial | 700 | -300 | -18.87 | 306.05 | No
2030-07-02 17:00 | 2030 Initial | 700 | 0 | 281.13 | 442 | No
2030-07-02 18:00 | 2030 Initial | 700 | 240.64 | 510 | 442 | No
2030-07-02 19:00 | 2030 Initial | 700 | 505 | 510 | 442 | No
2030-07-02 20:00 | 2030 Initial | 700 | 240.35 | 510 | 442 | No
2030-07-02 21:00 | 2030 Initial | 700 | 133.45 | 510 | 442 | No
2030-07-02 22:00 | 2030 Initial | 700 | 433.45 | 510 | 442 | No
2030-07-02 23:00 | 2030 Initial | 700 | 238.58 | 510 | 442 | No
2030-07-03 | 2030 Initial | 379.75 | 300 | 510 | 442 | No
2030-07-03 01:00 | 2030 Initial | -220.25 | 0 | 510 | 405.66 | No
2030-07-03 02:00 | 2030 Initial | -700 | 300 | 510 | 442 | No
2030-07-03 03:00 | 2030 Initial | -700 | 505 | 510 | 442 | No
2030-07-03 04:00 | 2030 Initial | -700 | 505 | 510 | 442 | Yes
2030-07-03 05:00 | 2030 Initial | -700 | 505 | 510 | 442 | Yes
2030-07-03 06:00 | 2030 Initial | -700 | 505 | 510 | 442 | Yes
2030-07-03 07:00 | 2030 Initial | -700 | 505 | 510 | 442 | No
2030-07-03 08:00 | 2030 Initial | -100 | 505 | 510 | 442 | No
2030-07-03 09:00 | 2030 Initial | 101.4 | 505 | 510 | 442 | No
2030-07-03 10:00 | 2030 Initial | 204.21 | 505 | 510 | 442 | No
2030-07-03 11:00 | 2030 Initial | 514.58 | 505 | 510 | 442 | No
2030-07-03 12:00 | 2030 Initial | 299.72 | 505 | 510 | 442 | No
2030-07-03 13:00 | 2030 Initial | 404.64 | 505 | 510 | 442 | No
2030-07-03 14:00 | 2030 Initial | 444.42 | 505 | 510 | 442 | No
2030-07-03 15:00 | 2030 Initial | 519.83 | 505 | 510 | 442 | No
2030-07-03 16:00 | 2030 Initial | 430.49 | 505 | 510 | 442 | No
2030-07-03 17:00 | 2030 Initial | 160.52 | 505 | 510 | 442 | No
2030-07-03 18:00 | 2030 Initial | 700 | 368.19 | 510 | 442 | No
2030-07-03 19:00 | 2030 Initial | 700 | 306.78 | 510 | 442 | No
2030-07-03 20:00 | 2030 Initial | 700 | 275.13 | 510 | 442 | No
2030-07-03 21:00 | 2030 Initial | 700 | 505 | 510 | 442 | No
2030-07-03 22:00 | 2030 Initial | 700 | 224.71 | 510 | 442 | No
2030-07-03 23:00 | 2030 Initial | 700 | 171.87 | 510 | 442 | No
2030-07-04 | 2030 Initial | 700 | 459.88 | 510 | 442 | No
2030-07-04 01:00 | 2030 Initial | 700 | 446.94 | 510 | 442 | No
2030-07-04 02:00 | 2030 Initial | 700 | 468.81 | 510 | 442 | No
2030-07-04 03:00 | 2030 Initial | 700 | 225.8 | 510 | 442 | No
2030-07-04 04:00 | 2030 Initial | 700 | 27.24 | 510 | 442 | No
2030-07-04 05:00 | 2030 Initial | 700 | 0 | 510 | 442 | No
2030-07-04 06:00 | 2030 Initial | 700 | 240.96 | 510 | 442 | No
2030-07-04 07:00 | 2030 Initial | 700 | 59.85 | 510 | 442 | No
2030-07-04 08:00 | 2030 Initial | 700 | 282.7 | 510 | 442 | No
2030-07-04 09:00 | 2030 Initial | 700 | 505 | 510 | 442 | No
2030-07-04 10:00 | 2030 Initial | 700 | 445.42 | 510 | 442 | No
2030-07-04 11:00 | 2030 Initial | 700 | 237.99 | 510 | 442 | No
2030-07-04 12:00 | 2030 Initial | 700 | 37.28 | 510 | 442 | No
2030-07-04 13:00 | 2030 Initial | 700 | 138.33 | 510 | 442 | No
2030-07-04 14:00 | 2030 Initial | 700 | 34.06 | 510 | 442 | No
2030-07-04 15:00 | 2030 Initial | 700 | 0 | 510 | 442 | No
2030-07-04 16:00 | 2030 Initial | 700 | 205 | 414.91 | 442 | No
2030-07-04 17:00 | 2030 Initial | 415.42 | 505 | 510 | 442 | No
2030-07-04 18:00 | 2030 Initial | 47.62 | 205 | 510 | 442 | No
2030-07-04 19:00 | 2030 Initial | -552.38 | 205 | 510 | 433.08 | No
2030-07-04 20:00 | 2030 Initial | -700 | 505 | 510 | 280.36 | Yes
2030-07-04 21:00 | 2030 Initial | -700 | 505 | 510 | 393.14 | Yes
2030-07-04 22:00 | 2030 Initial | -700 | 505 | 510 | 428.22 | Yes
2030-07-04 23:00 | 2030 Initial | -700 | 505 | 510 | 285.37 | Yes
2030-07-05 | 2030 Initial | -700 | 505 | 510 | 74.22 | Yes
2030-07-05 01:00 | 2030 Initial | -700 | 505 | 510 | 91.64 | Yes
2030-07-05 02:00 | 2030 Initial | -700 | 505 | 510 | -4.36 | Yes
2030-07-05 03:00 | 2030 Initial | -700 | 505 | 510 | 240.04 | Yes
2030-07-05 04:00 | 2030 Initial | -700 | 505 | 510 | 442 | Yes
2030-07-05 05:00 | 2030 Initial | -700 | 505 | 510 | 283.91 | Yes
2030-07-05 06:00 | 2030 Initial | -700 | 505 | 510 | 442 | Yes
2030-07-05 07:00 | 2030 Initial | -700 | 505 | 510 | 442 | Yes
2030-07-05 08:00 | 2030 Initial | -700 | 505 | 510 | 442 | Yes
2030-07-05 09:00 | 2030 Initial | -100 | 505 | 510 | 442 | Yes
2030-07-05 10:00 | 2030 Initial | -12.41 | 205 | 510 | 142 | Yes
2030-07-05 11:00 | 2030 Initial | 94.56 | -95 | 510 | 0 | Yes
2030-07-05 12:00 | 2030 Initial | -408.5 | 0 | 510 | 35.8 | Yes
2030-07-05 13:00 | 2030 Initial | -267.54 | -32.83 | 300 | 335.8 | Yes
2030-07-05 14:00 | 2030 Initial | 0 | -0.9 | 0 | 200.72 | Yes
2030-07-05 15:00 | 2030 Initial | -358.03 | 149.75 | 300 | 176.48 | Yes
2030-07-05 16:00 | 2030 Initial | -700 | 449.75 | 510 | 140.23 | Yes
2030-07-05 17:00 | 2030 Initial | -700 | 505 | 510 | 290.21 | Yes
2030-07-05 18:00 | 2030 Initial | -700 | 505 | 510 | 221.5 | Yes
2030-07-05 19:00 | 2030 Initial | -700 | 505 | 510 | 297.19 | Yes
2030-07-05 20:00 | 2030 Initial | -700 | 505 | 510 | 442 | Yes
2030-07-05 21:00 | 2030 Initial | -700 | 505 | 510 | 442 | No
2030-07-05 22:00 | 2030 Initial | -700 | 505 | 510 | 380.08 | No
2030-07-05 23:00 | 2030 Initial | -700 | 505 | 510 | 442 | No
2030-07-06 | 2030 Initial | -100 | 505 | 510 | 442 | No
2030-07-06 01:00 | 2030 Initial | -620.05 | 505 | 510 | 409.68 | No
2030-07-06 02:00 | 2030 Initial | -626.51 | 505 | 510 | 177.82 | No
2030-07-06 03:00 | 2030 Initial | -543.28 | 505 | 510 | 210.35 | No
2030-07-06 04:00 | 2030 Initial | -480.41 | 505 | 510 | 126.17 | No
2030-07-06 05:00 | 2030 Initial | -175.43 | 505 | 510 | 153.39 | No
2030-07-06 06:00 | 2030 Initial | -245.22 | 505 | 510 | 199.53 | No
2030-07-06 07:00 | 2030 Initial | -127.55 | 505 | 510 | 361.96 | No
2030-07-06 08:00 | 2030 Initial | -522.46 | 505 | 510 | 371.2 | No
2030-07-06 09:00 | 2030 Initial | -619.29 | 505 | 510 | 442 | No
2030-07-06 10:00 | 2030 Initial | -606.52 | 505 | 510 | 442 | No
2030-07-06 11:00 | 2030 Initial | -6.52 | 205 | 210 | 142 | No
2030-07-06 12:00 | 2030 Initial | 0 | 0 | 510 | 314.59 | No
2030-07-06 13:00 | 2030 Initial | 600 | 0 | 210.39 | 14.59 | No
2030-07-06 14:00 | 2030 Initial | 700 | 0 | 68.32 | 142 | No
2030-07-06 15:00 | 2030 Initial | 700 | 125.41 | 210 | 442 | No
2030-07-06 16:00 | 2030 Initial | 518.98 | -107.31 | -90 | 258.35 | No
2030-07-06 17:00 | 2030 Initial | 700 | -407.31 | -390 | 341.82 | No
2030-07-06 18:00 | 2030 Initial | 700 | -107.31 | -90 | 178.03 | No
2030-07-06 19:00 | 2030 Initial | 700 | 49.06 | 210 | 442 | No
2030-07-06 20:00 | 2030 Initial | 700 | 88.02 | 510 | 442 | No
2030-07-06 21:00 | 2030 Initial | 700 | 388.02 | 510 | 442 | No
2030-07-06 22:00 | 2030 Initial | 700 | 88.02 | 510 | 442 | No
2030-07-06 23:00 | 2030 Initial | 700 | 0 | 510 | 442 | No
2030-07-07 | 2030 Initial | 700 | 293.1 | 510 | 442 | No
2030-07-07 01:00 | 2030 Initial | 700 | 443.84 | 510 | 442 | No
2030-07-07 02:00 | 2030 Initial | 700 | 434.49 | 510 | 442 | No
2030-07-07 03:00 | 2030 Initial | 700 | 505 | 510 | 442 | No
2030-07-07 04:00 | 2030 Initial | 700 | 505 | 510 | 442 | No
2030-07-07 05:00 | 2030 Initial | 700 | 400.01 | 510 | 442 | No
2030-07-07 06:00 | 2030 Initial | 700 | 100.01 | 510 | 442 | No
2030-07-07 07:00 | 2030 Initial | 700 | 0 | 324.24 | 442 | No
2030-07-07 08:00 | 2030 Initial | 700 | 0 | 24.24 | 442 | No
2030-07-07 09:00 | 2030 Initial | 523.64 | 0 | 0 | 442 | No
2030-07-07 10:00 | 2030 Initial | 318.21 | 0 | 0 | 442 | No
2030-07-07 11:00 | 2030 Initial | 148.55 | 0 | 0 | 442 | No
2030-07-07 12:00 | 2030 Initial | 372.89 | 205 | 210 | 442 | No
2030-07-07 13:00 | 2030 Initial | 0 | 505 | 510 | 442 | No
2030-07-07 14:00 | 2030 Initial | 183.53 | 505 | 510 | 442 | No
2030-07-07 15:00 | 2030 Initial | 700 | 205 | 510 | 442 | No
2030-07-07 16:00 | 2030 Initial | 700 | 238.58 | 510 | 442 | No
2030-07-07 17:00 | 2030 Initial | 700 | 461.33 | 510 | 442 | No
2030-07-07 18:00 | 2030 Initial | 700 | 469.49 | 510 | 442 | No
2030-07-07 19:00 | 2030 Initial | 700 | 207.97 | 510 | 442 | No
2030-07-07 20:00 | 2030 Initial | 700 | 459.47 | 510 | 442 | No
2030-07-07 21:00 | 2030 Initial | 700 | 285.38 | 510 | 442 | No
2030-07-07 22:00 | 2030 Initial | 700 | 505 | 510 | 442 | No
2030-07-07 23:00 | 2030 Initial | 700 | 505 | 510 | 442 | No
2030-07-08 | 2030 Initial | 700 | 505 | 510 | 442 | No
2030-07-08 01:00 | 2030 Initial | 700 | 505 | 510 | 442 | No
2030-07-08 02:00 | 2030 Initial | 700 | 505 | 510 | 442 | No
2030-07-08 03:00 | 2030 Initial | 700 | 505 | 510 | 442 | No
2030-07-08 04:00 | 2030 Initial | 700 | 487.66 | 510 | 442 | No
2030-07-08 05:00 | 2030 Initial | 700 | 505 | 510 | 442 | No
2030-07-08 06:00 | 2030 Initial | 700 | 483.96 | 510 | 442 | No
2030-07-08 07:00 | 2030 Initial | 700 | 275.05 | 510 | 442 | No
2030-07-08 08:00 | 2030 Initial | 700 | 92.58 | 478.55 | 442 | No
2030-07-08 09:00 | 2030 Initial | 700 | 0 | 178.55 | 442 | No
2030-07-08 10:00 | 2030 Initial | 700 | 0 | -121.45 | 183.46 | No
2030-07-08 11:00 | 2030 Initial | 700 | 0 | -421.45 | 240.15 | No
2030-07-08 12:00 | 2030 Initial | 700 | 0 | -510 | 264.04 | No
2030-07-08 13:00 | 2030 Initial | 700 | 0 | -510 | 242.22 | No
2030-07-08 14:00 | 2030 Initial | 700 | 0 | -510 | 252.67 | No
2030-07-08 15:00 | 2030 Initial | 700 | -254.03 | -510 | 268.3 | No
2030-07-08 16:00 | 2030 Initial | 700 | 0 | -376.97 | 322.3 | No
2030-07-08 17:00 | 2030 Initial | 700 | 0 | -76.97 | 383.91 | No
2030-07-08 18:00 | 2030 Initial | 700 | 140.49 | 223.03 | 442 | No
2030-07-08 19:00 | 2030 Initial | 700 | 0 | -76.97 | 184.45 | No
2030-07-08 20:00 | 2030 Initial | 700 | 153.01 | 210 | 354.51 | No
2030-07-08 21:00 | 2030 Initial | 700 | 453.01 | 510 | 442 | No
2030-07-08 22:00 | 2030 Initial | 700 | 279.84 | 510 | 442 | No
2030-07-08 23:00 | 2030 Initial | 700 | 504.27 | 510 | 442 | No
2030-07-09 | 2030 Initial | 700 | 240.03 | 510 | 442 | No
2030-07-09 01:00 | 2030 Initial | 700 | 353.98 | 510 | 442 | No
2030-07-09 02:00 | 2030 Initial | 700 | 421.06 | 510 | 442 | No
2030-07-09 03:00 | 2030 Initial | 700 | 505 | 510 | 442 | No
2030-07-09 04:00 | 2030 Initial | 700 | 295.44 | 510 | 442 | No
2030-07-09 05:00 | 2030 Initial | 700 | 6.44 | 510 | 442 | No
2030-07-09 06:00 | 2030 Initial | 700 | 306.44 | 510 | 442 | No
2030-07-09 07:00 | 2030 Initial | 700 | 153.51 | 510 | 442 | No
2030-07-09 08:00 | 2030 Initial | 700 | 121.31 | 510 | 442 | No
2030-07-09 09:00 | 2030 Initial | 700 | 0 | 210 | 442 | No
2030-07-09 10:00 | 2030 Initial | 600 | 0 | 210 | 306.3 | No
2030-07-09 11:00 | 2030 Initial | 0 | 300 | 510 | 442 | No
2030-07-09 12:00 | 2030 Initial | 0 | 300 | 510 | 442 | No
2030-07-09 13:00 | 2030 Initial | 428.13 | 0 | 210 | 142 | No
2030-07-09 14:00 | 2030 Initial | 675.41 | 0 | 0 | 0 | No
2030-07-09 15:00 | 2030 Initial | 700 | 0 | 9.15 | 66.93 | No
2030-07-09 16:00 | 2030 Initial | 689.63 | 0 | 0 | 0 | No
2030-07-09 17:00 | 2030 Initial | 700 | 0 | 173 | 217.67 | No
2030-07-09 18:00 | 2030 Initial | 700 | 0 | -127 | 108.39 | No
2030-07-09 19:00 | 2030 Initial | 700 | 0 | -264.69 | 360.76 | No
2030-07-09 20:00 | 2030 Initial | 700 | 0 | 0 | 442 | No
2030-07-09 21:00 | 2030 Initial | 700 | 195.1 | 210 | 442 | No
2030-07-09 22:00 | 2030 Initial | 700 | 495.1 | 510 | 442 | No
2030-07-09 23:00 | 2030 Initial | 700 | 457.49 | 510 | 442 | No
2030-07-10 | 2030 Initial | 700 | 157.49 | 415.17 | 364.62 | No
2030-07-10 01:00 | 2030 Initial | 700 | 102.55 | 510 | 442 | No
2030-07-10 02:00 | 2030 Initial | 700 | 234.43 | 510 | 442 | No
2030-07-10 03:00 | 2030 Initial | 700 | 369.56 | 510 | 442 | No
2030-07-10 04:00 | 2030 Initial | 524.68 | 505 | 510 | 442 | No
2030-07-10 05:00 | 2030 Initial | 700 | 321.93 | 510 | 442 | No
2030-07-10 06:00 | 2030 Initial | 700 | 159.35 | 510 | 442 | No
2030-07-10 07:00 | 2030 Initial | 700 | 140.1 | 510 | 442 | No
2030-07-10 08:00 | 2030 Initial | 515.84 | 0 | 210 | 442 | No
2030-07-10 09:00 | 2030 Initial | 0 | 0 | 0 | 243.13 | No
2030-07-10 10:00 | 2030 Initial | 0 | 0 | 0 | 228.93 | No
2030-07-10 11:00 | 2030 Initial | -143.24 | 0 | 0 | 0 | No
2030-07-10 12:00 | 2030 Initial | -511.86 | 0 | 0 | 38.59 | No
2030-07-10 13:00 | 2030 Initial | -516.07 | 0 | 0 | 44.95 | No
2030-07-10 14:00 | 2030 Initial | -31.08 | 0 | 0 | 0 | No
2030-07-10 15:00 | 2030 Initial | 0 | 0 | 0 | 0 | No
2030-07-10 16:00 | 2030 Initial | 487.26 | 0 | 0 | 55.54 | No
2030-07-10 17:00 | 2030 Initial | 700 | 0 | 24.93 | 355.54 | No
2030-07-10 18:00 | 2030 Initial | 700 | 0 | -275.07 | 79.98 | No
2030-07-10 19:00 | 2030 Initial | 700 | 0 | 0 | 224.53 | No
2030-07-10 20:00 | 2030 Initial | 700 | 0 | 101.42 | 216.77 | No
2030-07-10 21:00 | 2030 Initial | 700 | 0 | 401.42 | 442 | No
2030-07-10 22:00 | 2030 Initial | 700 | 300 | 510 | 442 | No
2030-07-10 23:00 | 2030 Initial | 700 | 357.97 | 510 | 442 | No
2030-07-11 | 2030 Initial | 700 | 505 | 510 | 442 | No
2030-07-11 01:00 | 2030 Initial | 700 | 505 | 510 | 442 | No
2030-07-11 02:00 | 2030 Initial | 700 | 505 | 510 | 442 | No
2030-07-11 03:00 | 2030 Initial | 700 | 505 | 510 | 442 | No
2030-07-11 04:00 | 2030 Initial | 700 | 505 | 510 | 442 | No
2030-07-11 05:00 | 2030 Initial | 700 | 421.47 | 510 | 442 | No
2030-07-11 06:00 | 2030 Initial | 700 | 121.47 | 300 | 442 | No
2030-07-11 07:00 | 2030 Initial | 700 | -94.59 | 0 | 315.05 | No
2030-07-11 08:00 | 2030 Initial | 700 | 36.18 | 300 | 442 | No
2030-07-11 09:00 | 2030 Initial | 382.23 | 0 | 0 | 442 | No
2030-07-11 10:00 | 2030 Initial | 0 | 0 | 0 | 442 | No
2030-07-11 11:00 | 2030 Initial | 0 | 0 | 0 | 442 | No
2030-07-11 12:00 | 2030 Initial | 0 | 0 | 0 | 442 | No
2030-07-11 13:00 | 2030 Initial | 0 | 0 | 0 | 442 | No
2030-07-11 14:00 | 2030 Initial | 205.83 | 0 | 0 | 442 | No
2030-07-11 15:00 | 2030 Initial | 293.86 | 0 | 0 | 442 | No
2030-07-11 16:00 | 2030 Initial | 700 | 0 | 33 | 442 | No
2030-07-11 17:00 | 2030 Initial | 700 | 0 | -153.13 | 292.43 | No
2030-07-11 18:00 | 2030 Initial | 700 | 0 | 0 | 328.75 | No
2030-07-11 19:00 | 2030 Initial | 700 | 0 | 300 | 338.19 | No
2030-07-11 20:00 | 2030 Initial | 700 | 0 | 510 | 319.32 | No
2030-07-11 21:00 | 2030 Initial | 700 | 192 | 345.72 | 285.52 | No
2030-07-11 22:00 | 2030 Initial | 700 | 492 | 510 | 442 | No
2030-07-11 23:00 | 2030 Initial | 700 | 486.31 | 510 | 442 | No
2030-07-12 | 2030 Initial | 700 | 505 | 510 | 442 | No
2030-07-12 01:00 | 2030 Initial | 700 | 505 | 510 | 442 | No
2030-07-12 02:00 | 2030 Initial | 700 | 387.81 | 510 | 442 | No
2030-07-12 03:00 | 2030 Initial | 700 | 451.56 | 510 | 442 | No
2030-07-12 04:00 | 2030 Initial | 700 | 221.66 | 510 | 442 | No
2030-07-12 05:00 | 2030 Initial | 700 | 318.25 | 510 | 442 | No
2030-07-12 06:00 | 2030 Initial | 700 | 372.84 | 510 | 442 | No
2030-07-12 07:00 | 2030 Initial | 700 | 72.84 | 329.15 | 442 | No
2030-07-12 08:00 | 2030 Initial | 641.42 | 0 | 29.15 | 399.64 | No
2030-07-12 09:00 | 2030 Initial | 41.42 | 0 | -93.87 | 348.18 | No
2030-07-12 10:00 | 2030 Initial | -412.3 | 0 | 0 | 219.46 | No
2030-07-12 11:00 | 2030 Initial | -645.48 | 0 | 0 | 162.73 | No
2030-07-12 12:00 | 2030 Initial | -547.6 | 0 | 0 | 201.64 | No
2030-07-12 13:00 | 2030 Initial | -396.22 | 0 | 0 | 15.02 | No
2030-07-12 14:00 | 2030 Initial | -161.29 | 0 | 0 | 41.15 | No
2030-07-12 15:00 | 2030 Initial | 438.71 | 0 | 0.01 | 0 | No
2030-07-12 16:00 | 2030 Initial | 653.56 | 0 | 210 | 142 | No
2030-07-12 17:00 | 2030 Initial | 700 | 128.98 | 510 | 442 | No
2030-07-12 18:00 | 2030 Initial | 700 | 57.8 | 510 | 442 | No
2030-07-12 19:00 | 2030 Initial | 700 | 287.75 | 510 | 442 | No
2030-07-12 20:00 | 2030 Initial | 700 | 337.65 | 510 | 442 | No
2030-07-12 21:00 | 2030 Initial | 700 | 75.02 | 510 | 439.67 | No
2030-07-12 22:00 | 2030 Initial | 700 | 375.02 | 510 | 442 | No
2030-07-12 23:00 | 2030 Initial | 588.88 | 505 | 510 | 442 | No
2030-07-13 | 2030 Initial | 700 | 505 | 510 | 442 | No
2030-07-13 01:00 | 2030 Initial | 700 | 505 | 510 | 442 | No
2030-07-13 02:00 | 2030 Initial | 700 | 505 | 510 | 442 | No
2030-07-13 03:00 | 2030 Initial | 700 | 505 | 510 | 442 | No
2030-07-13 04:00 | 2030 Initial | 700 | 505 | 510 | 442 | No
2030-07-13 05:00 | 2030 Initial | 700 | 235.45 | 510 | 442 | No
2030-07-13 06:00 | 2030 Initial | 700 | 196.22 | 510 | 442 | No
2030-07-13 07:00 | 2030 Initial | 700 | 71.59 | 510 | 442 | No
2030-07-13 08:00 | 2030 Initial | 700 | 329.08 | 510 | 442 | No
2030-07-13 09:00 | 2030 Initial | 700 | 29.08 | 510 | 256.93 | No
2030-07-13 10:00 | 2030 Initial | 700 | 0 | 510 | 356.76 | No
2030-07-13 11:00 | 2030 Initial | 700 | 0 | 324.53 | 240.31 | No
2030-07-13 12:00 | 2030 Initial | 700 | 0 | 257.42 | 99.71 | No
2030-07-13 13:00 | 2030 Initial | 700 | 0 | 323.44 | 4.94 | No
2030-07-13 14:00 | 2030 Initial | 700 | 0 | 287.08 | 25.63 | No
2030-07-13 15:00 | 2030 Initial | 700 | 164.43 | 0 | 325.63 | No
2030-07-13 16:00 | 2030 Initial | 700 | -87.85 | -300 | 25.63 | No
2030-07-13 17:00 | 2030 Initial | 700 | 0 | -59.59 | 50.52 | No
2030-07-13 18:00 | 2030 Initial | 700 | 0 | 109.74 | 236.88 | No
2030-07-13 19:00 | 2030 Initial | 700 | 0 | 409.74 | 221.63 | No
2030-07-13 20:00 | 2030 Initial | 700 | 205 | 210 | 226.85 | No
2030-07-13 21:00 | 2030 Initial | 700 | 505 | 510 | 442 | No
2030-07-13 22:00 | 2030 Initial | 700 | 269.65 | 510 | 442 | No
2030-07-13 23:00 | 2030 Initial | 700 | 403.55 | 510 | 442 | No
2030-07-14 | 2030 Initial | 700 | 399.23 | 510 | 442 | No
2030-07-14 01:00 | 2030 Initial | 700 | 323.67 | 510 | 442 | No
2030-07-14 02:00 | 2030 Initial | 700 | 182.33 | 510 | 442 | No
2030-07-14 03:00 | 2030 Initial | 700 | 111.23 | 510 | 442 | No
2030-07-14 04:00 | 2030 Initial | 700 | 253.57 | 510 | 442 | No
2030-07-14 05:00 | 2030 Initial | 700 | 197.97 | 510 | 442 | No
2030-07-14 06:00 | 2030 Initial | 700 | 218.29 | 510 | 442 | No
2030-07-14 07:00 | 2030 Initial | 700 | 0 | 510 | 442 | No
2030-07-14 08:00 | 2030 Initial | 700 | 0 | 363.43 | 321.51 | No
2030-07-14 09:00 | 2030 Initial | 700 | 0 | 63.43 | 90.37 | No
2030-07-14 10:00 | 2030 Initial | 700 | 0 | 232.74 | 383.58 | No
2030-07-14 11:00 | 2030 Initial | 700 | 0 | 312.09 | 403.69 | No
2030-07-14 12:00 | 2030 Initial | 700 | 0 | 202.87 | 442 | No
2030-07-14 13:00 | 2030 Initial | 700 | 0 | 502.87 | 295.55 | No
2030-07-14 14:00 | 2030 Initial | 700 | 0 | 300 | 268.95 | No
2030-07-14 15:00 | 2030 Initial | 501.29 | 0 | 0 | 310.21 | No
2030-07-14 16:00 | 2030 Initial | 492.01 | 0 | 210 | 308.02 | No
2030-07-14 17:00 | 2030 Initial | 700 | 31.43 | 510 | 442 | No
2030-07-14 18:00 | 2030 Initial | 700 | 294.73 | 510 | 442 | No
2030-07-14 19:00 | 2030 Initial | 700 | 485.15 | 510 | 442 | No
2030-07-14 20:00 | 2030 Initial | 700 | 505 | 510 | 442 | No
2030-07-14 21:00 | 2030 Initial | 700 | 443.42 | 510 | 442 | No
2030-07-14 22:00 | 2030 Initial | 700 | 228.66 | 510 | 442 | No
2030-07-14 23:00 | 2030 Initial | 700 | 229.26 | 510 | 442 | No
2030-07-15 | 2030 Initial | 700 | 504.16 | 510 | 442 | No
2030-07-15 01:00 | 2030 Initial | 700 | 366.06 | 510 | 442 | No
2030-07-15 02:00 | 2030 Initial | 700 | 74.83 | 510 | 442 | No
2030-07-15 03:00 | 2030 Initial | 700 | 26.43 | 510 | 442 | No
2030-07-15 04:00 | 2030 Initial | 700 | 0 | 510 | 314.78 | No
2030-07-15 05:00 | 2030 Initial | 700 | 0 | 510 | 442 | No
2030-07-15 06:00 | 2030 Initial | 700 | 0 | 510 | 404.05 | No
2030-07-15 07:00 | 2030 Initial | 700 | 9.12 | 510 | 442 | No
2030-07-15 08:00 | 2030 Initial | 700 | 0 | 510 | 363.72 | No
2030-07-15 09:00 | 2030 Initial | 700 | 0 | 493.93 | 84.58 | No
2030-07-15 10:00 | 2030 Initial | 700 | 0 | 223.81 | 0 | No
2030-07-15 11:00 | 2030 Initial | 657.42 | 0 | 0 | 58.52 | No
2030-07-15 12:00 | 2030 Initial | 421.01 | 0 | 0 | 26.35 | No
2030-07-15 13:00 | 2030 Initial | 301.99 | 0 | 0 | 0 | No
2030-07-15 14:00 | 2030 Initial | 214.09 | 0 | 0 | 3.37 | No
2030-07-15 15:00 | 2030 Initial | 596.3 | 0 | 0 | 207 | No
2030-07-15 16:00 | 2030 Initial | 130.98 | 0 | 210 | 126.2 | No
2030-07-15 17:00 | 2030 Initial | 700 | 0 | 510 | 426.2 | No
2030-07-15 18:00 | 2030 Initial | 700 | 208.48 | 510 | 442 | No
2030-07-15 19:00 | 2030 Initial | 700 | 205 | 510 | 429.43 | No
2030-07-15 20:00 | 2030 Initial | 700 | 505 | 510 | 442 | No
2030-07-15 21:00 | 2030 Initial | 700 | 505 | 510 | 442 | No
2030-07-15 22:00 | 2030 Initial | 700 | 505 | 510 | 442 | No
2030-07-15 23:00 | 2030 Initial | 700 | 360.31 | 510 | 442 | No
2030-07-16 | 2030 Initial | 700 | 505 | 510 | 442 | No
2030-07-16 01:00 | 2030 Initial | 700 | 505 | 510 | 442 | No
2030-07-16 02:00 | 2030 Initial | 700 | 505 | 510 | 442 | No
2030-07-16 03:00 | 2030 Initial | 700 | 505 | 510 | 442 | No
2030-07-16 04:00 | 2030 Initial | 700 | 505 | 510 | 442 | No
2030-07-16 05:00 | 2030 Initial | 700 | 505 | 510 | 442 | No
2030-07-16 06:00 | 2030 Initial | 700 | 339.72 | 510 | 442 | No
2030-07-16 07:00 | 2030 Initial | 700 | 39.72 | 358.22 | 351.48 | No
2030-07-16 08:00 | 2030 Initial | 700 | 0 | 366.98 | 442 | No
2030-07-16 09:00 | 2030 Initial | 700 | 141.78 | 510 | 442 | No
2030-07-16 10:00 | 2030 Initial | 700 | 5.04 | 510 | 442 | No
2030-07-16 11:00 | 2030 Initial | 372.41 | 0 | 210 | 442 | No
2030-07-16 12:00 | 2030 Initial | -47.65 | 0 | 0 | 352.2 | No
2030-07-16 13:00 | 2030 Initial | -263.98 | 0 | 0 | 218.33 | No
2030-07-16 14:00 | 2030 Initial | -23.46 | 0 | 0 | 84.5 | No
2030-07-16 15:00 | 2030 Initial | -272.51 | 0 | 0 | 0 | No
2030-07-16 16:00 | 2030 Initial | 100 | 0 | 0 | 275.67 | No
2030-07-16 17:00 | 2030 Initial | 700 | 0 | 0 | 440 | No
2030-07-16 18:00 | 2030 Initial | 700 | 71.25 | 272.14 | 442 | No
2030-07-16 19:00 | 2030 Initial | 700 | 0 | -27.86 | 442 | No
2030-07-16 20:00 | 2030 Initial | 700 | 205 | 210 | 442 | No
2030-07-16 21:00 | 2030 Initial | 700 | 505 | 510 | 442 | No
2030-07-16 22:00 | 2030 Initial | 700 | 370.76 | 510 | 442 | No
2030-07-16 23:00 | 2030 Initial | 700 | 262.76 | 510 | 442 | No
2030-07-17 | 2030 Initial | 700 | 218.02 | 510 | 442 | No
2030-07-17 01:00 | 2030 Initial | 700 | 72.35 | 510 | 442 | No
2030-07-17 02:00 | 2030 Initial | 700 | 308.27 | 510 | 442 | No
2030-07-17 03:00 | 2030 Initial | 700 | 177.12 | 510 | 442 | No
2030-07-17 04:00 | 2030 Initial | 700 | 447.31 | 510 | 442 | No
2030-07-17 05:00 | 2030 Initial | 700 | 147.31 | 510 | 442 | No
2030-07-17 06:00 | 2030 Initial | 700 | 268.61 | 510 | 442 | No
2030-07-17 07:00 | 2030 Initial | 700 | 505 | 510 | 442 | No
2030-07-17 08:00 | 2030 Initial | 700 | 227.67 | 510 | 442 | No
2030-07-17 09:00 | 2030 Initial | 700 | 47.59 | 510 | 442 | No
2030-07-17 10:00 | 2030 Initial | 700 | 0 | 479.23 | 424.85 | No
2030-07-17 11:00 | 2030 Initial | 700 | 0 | 333.93 | 427.55 | No
2030-07-17 12:00 | 2030 Initial | 700 | 0 | 143.9 | 424.54 | No
2030-07-17 13:00 | 2030 Initial | 700 | 0 | 241.96 | 442 | No
2030-07-17 14:00 | 2030 Initial | 700 | 0 | 281.62 | 388.83 | No
2030-07-17 15:00 | 2030 Initial | 700 | 56.85 | 510 | 437.61 | No
2030-07-17 16:00 | 2030 Initial | 700 | 356.85 | 510 | 442 | No
2030-07-17 17:00 | 2030 Initial | 700 | 206.38 | 510 | 442 | No
2030-07-17 18:00 | 2030 Initial | 700 | 293.72 | 510 | 442 | No
2030-07-17 19:00 | 2030 Initial | 700 | 505 | 510 | 442 | No
2030-07-17 20:00 | 2030 Initial | 700 | 505 | 510 | 442 | No
2030-07-17 21:00 | 2030 Initial | 700 | 465.92 | 510 | 442 | No
2030-07-17 22:00 | 2030 Initial | 700 | 505 | 510 | 442 | No
2030-07-17 23:00 | 2030 Initial | 700 | 505 | 510 | 442 | No
2030-07-18 | 2030 Initial | 700 | 505 | 510 | 442 | No
2030-07-18 01:00 | 2030 Initial | 700 | 505 | 510 | 442 | No
2030-07-18 02:00 | 2030 Initial | 700 | 374.51 | 510 | 442 | No
2030-07-18 03:00 | 2030 Initial | 700 | 505 | 510 | 442 | No
2030-07-18 04:00 | 2030 Initial | 700 | 505 | 510 | 442 | No
2030-07-18 05:00 | 2030 Initial | 700 | 411.81 | 510 | 442 | No
2030-07-18 06:00 | 2030 Initial | 700 | 300 | 379.75 | 442 | No
2030-07-18 07:00 | 2030 Initial | 700 | 0 | 79.75 | 442 | No
2030-07-18 08:00 | 2030 Initial | 700 | 0 | 0 | 442 | No
2030-07-18 09:00 | 2030 Initial | 700 | 0 | -1.34 | 359.12 | No
2030-07-18 10:00 | 2030 Initial | 700 | 0 | 84.21 | 442 | No
2030-07-18 11:00 | 2030 Initial | 394.3 | 0 | 0 | 436.63 | No
2030-07-18 12:00 | 2030 Initial | 0 | 0 | 0 | 263.84 | No
2030-07-18 13:00 | 2030 Initial | 0 | 0 | 0 | 205.35 | No
2030-07-18 14:00 | 2030 Initial | 0 | 0 | 0 | 319.35 | No
2030-07-18 15:00 | 2030 Initial | 0 | 0 | 0 | 214.18 | No
2030-07-18 16:00 | 2030 Initial | 547.26 | 0 | 0 | 442 | No
2030-07-18 17:00 | 2030 Initial | 700 | 0 | -151.72 | 442 | No
2030-07-18 18:00 | 2030 Initial | 700 | 0 | 0 | 442 | No
2030-07-18 19:00 | 2030 Initial | 700 | 0 | 243.59 | 442 | No
2030-07-18 20:00 | 2030 Initial | 700 | 0 | 74.99 | 442 | No
2030-07-18 21:00 | 2030 Initial | 700 | 0 | 254.93 | 442 | No
2030-07-18 22:00 | 2030 Initial | 700 | 108.37 | 507.29 | 442 | No
2030-07-18 23:00 | 2030 Initial | 700 | 408.37 | 510 | 442 | No
2030-07-19 | 2030 Initial | 700 | 492.78 | 510 | 442 | No
2030-07-19 01:00 | 2030 Initial | 700 | 331.98 | 510 | 442 | No
2030-07-19 02:00 | 2030 Initial | 700 | 198.52 | 510 | 442 | No
2030-07-19 03:00 | 2030 Initial | 700 | 473.48 | 510 | 442 | No
2030-07-19 04:00 | 2030 Initial | 700 | 296.05 | 510 | 442 | No
2030-07-19 05:00 | 2030 Initial | 700 | 148.32 | 510 | 442 | No
2030-07-19 06:00 | 2030 Initial | 700 | 118.17 | 510 | 442 | No
2030-07-19 07:00 | 2030 Initial | 700 | 100.37 | 510 | 442 | No
2030-07-19 08:00 | 2030 Initial | 513.26 | 0 | 210 | 159.76 | No
2030-07-19 09:00 | 2030 Initial | 0 | 0 | 0 | 264.65 | No
2030-07-19 10:00 | 2030 Initial | -258.35 | 0 | 0 | 442 | No
2030-07-19 11:00 | 2030 Initial | -17.35 | 0 | 0 | 142 | No
2030-07-19 12:00 | 2030 Initial | 0 | 0 | 0 | 193.43 | No
2030-07-19 13:00 | 2030 Initial | 0 | 0 | 0 | 0 | No
2030-07-19 14:00 | 2030 Initial | 0 | 0 | 0 | 0 | No
2030-07-19 15:00 | 2030 Initial | 67.92 | 0 | 0 | 0 | No
2030-07-19 16:00 | 2030 Initial | 459.88 | 0 | 0 | 131.09 | No
2030-07-19 17:00 | 2030 Initial | 700 | 0 | 300 | 287.68 | No
2030-07-19 18:00 | 2030 Initial | 700 | 0 | 0 | 92.25 | No
2030-07-19 19:00 | 2030 Initial | 700 | 0 | 159.54 | 392.25 | No
2030-07-19 20:00 | 2030 Initial | 700 | 0 | 286.48 | 442 | No
2030-07-19 21:00 | 2030 Initial | 700 | 0 | 286.48 | 442 | No
2030-07-19 22:00 | 2030 Initial | 700 | 0 | 286.48 | 355.3 | No
2030-07-19 23:00 | 2030 Initial | 700 | 0 | 393.39 | 337.95 | No
2030-07-20 | 2030 Initial | 700 | 34.14 | 510 | 442 | No
2030-07-20 01:00 | 2030 Initial | 700 | 334.14 | 510 | 442 | No
2030-07-20 02:00 | 2030 Initial | 700 | 505 | 510 | 442 | No
2030-07-20 03:00 | 2030 Initial | 700 | 505 | 510 | 442 | No
2030-07-20 04:00 | 2030 Initial | 700 | 466.65 | 510 | 442 | No
2030-07-20 05:00 | 2030 Initial | 700 | 166.65 | 430.75 | 442 | No
2030-07-20 06:00 | 2030 Initial | 700 | 0 | 130.75 | 442 | No
2030-07-20 07:00 | 2030 Initial | 700 | -83.98 | -169.25 | 204.32 | No
2030-07-20 08:00 | 2030 Initial | 152.91 | 0 | 0 | 237.53 | No
2030-07-20 09:00 | 2030 Initial | -99.42 | 0 | 0 | 228.88 | No
2030-07-20 10:00 | 2030 Initial | -605.84 | 0 | 0 | 183.08 | No
2030-07-20 11:00 | 2030 Initial | -185.35 | 0 | 0 | 280.52 | No
2030-07-20 12:00 | 2030 Initial | -167.91 | 0 | 0 | 280.52 | No
2030-07-20 13:00 | 2030 Initial | -433.45 | 0 | 0 | 283.44 | No
2030-07-20 14:00 | 2030 Initial | 0 | 0 | 0 | 171.72 | No
2030-07-20 15:00 | 2030 Initial | 311.88 | -226 | -210 | 145.45 | No
2030-07-20 16:00 | 2030 Initial | 683.73 | -526 | -510 | 288.46 | No
2030-07-20 17:00 | 2030 Initial | 700 | -226 | -232.47 | 332.73 | No
2030-07-20 18:00 | 2030 Initial | 700 | 0 | 17.73 | 425.4 | No
2030-07-20 19:00 | 2030 Initial | 700 | 0 | 317.73 | 426.2 | No
2030-07-20 20:00 | 2030 Initial | 700 | 0 | 422.84 | 442 | No
2030-07-20 21:00 | 2030 Initial | 700 | 0 | 422.84 | 442 | No
2030-07-20 22:00 | 2030 Initial | 700 | 0 | 411.45 | 442 | No
2030-07-20 23:00 | 2030 Initial | 700 | 0 | 503.84 | 442 | No
2030-07-21 | 2030 Initial | 700 | 195.74 | 467.14 | 442 | No
2030-07-21 01:00 | 2030 Initial | 700 | 495.74 | 510 | 442 | No
2030-07-21 02:00 | 2030 Initial | 700 | 461.13 | 510 | 442 | No
2030-07-21 03:00 | 2030 Initial | 700 | 336.26 | 510 | 442 | No
2030-07-21 04:00 | 2030 Initial | 700 | 311.72 | 510 | 442 | No
2030-07-21 05:00 | 2030 Initial | 700 | 187.03 | 510 | 442 | No
2030-07-21 06:00 | 2030 Initial | 700 | 212.21 | 510 | 442 | No
2030-07-21 07:00 | 2030 Initial | 700 | 0 | 510 | 442 | No
2030-07-21 08:00 | 2030 Initial | 166.79 | 0 | 210 | 336.25 | No
2030-07-21 09:00 | 2030 Initial | 0 | 0 | 0 | 334.65 | No
2030-07-21 10:00 | 2030 Initial | -57.41 | 0 | 0 | 373.87 | No
2030-07-21 11:00 | 2030 Initial | -275.46 | 0 | 0 | 429.97 | No
2030-07-21 12:00 | 2030 Initial | -212.6 | 0 | 0 | 438.98 | No
2030-07-21 13:00 | 2030 Initial | -75.35 | 0 | 0 | 426.51 | No
2030-07-21 14:00 | 2030 Initial | 0 | 0 | 0 | 429.15 | No
2030-07-21 15:00 | 2030 Initial | 40.26 | 0 | 0 | 409.78 | No
2030-07-21 16:00 | 2030 Initial | 640.26 | 0 | -42.94 | 442 | No
2030-07-21 17:00 | 2030 Initial | 700 | -133.21 | -300 | 442 | No
2030-07-21 18:00 | 2030 Initial | 700 | 0 | 0 | 442 | No
2030-07-21 19:00 | 2030 Initial | 700 | 0 | 0 | 442 | No
2030-07-21 20:00 | 2030 Initial | 700 | 0 | 253.79 | 442 | No
2030-07-21 21:00 | 2030 Initial | 700 | 247.9 | 510 | 442 | No
2030-07-21 22:00 | 2030 Initial | 700 | 505 | 510 | 442 | No
2030-07-21 23:00 | 2030 Initial | 700 | 227.62 | 510 | 442 | No
2030-07-22 | 2030 Initial | 700 | 259.1 | 510 | 442 | No
2030-07-22 01:00 | 2030 Initial | 700 | 241.82 | 510 | 442 | No
2030-07-22 02:00 | 2030 Initial | 700 | 96.27 | 510 | 442 | No
2030-07-22 03:00 | 2030 Initial | 700 | 0 | 510 | 172.06 | No
2030-07-22 04:00 | 2030 Initial | 700 | 0 | 510 | 249.68 | No
2030-07-22 05:00 | 2030 Initial | 700 | 0 | 377.67 | 0 | No
2030-07-22 06:00 | 2030 Initial | 700 | 0 | 399.1 | 0 | No
2030-07-22 07:00 | 2030 Initial | 700 | 0 | 510 | 287.77 | No
2030-07-22 08:00 | 2030 Initial | 700 | 0 | 510 | 140.78 | No
2030-07-22 09:00 | 2030 Initial | 700 | 0 | 477.46 | 358.38 | No
2030-07-22 10:00 | 2030 Initial | 700 | 0 | 207.6 | 442 | No
2030-07-22 11:00 | 2030 Initial | 700 | 0 | 104.09 | 442 | No
2030-07-22 12:00 | 2030 Initial | 700 | 0 | 0 | 442 | No
2030-07-22 13:00 | 2030 Initial | 700 | 0 | 200.79 | 442 | No
2030-07-22 14:00 | 2030 Initial | 700 | 0 | 0 | 442 | No
2030-07-22 15:00 | 2030 Initial | 700 | 0 | 125.31 | 442 | No
2030-07-22 16:00 | 2030 Initial | 700 | 0 | 359.31 | 442 | No
2030-07-22 17:00 | 2030 Initial | 700 | 150.57 | 444.15 | 442 | No
2030-07-22 18:00 | 2030 Initial | 700 | 450.57 | 510 | 442 | No
2030-07-22 19:00 | 2030 Initial | 700 | 505 | 510 | 442 | No
2030-07-22 20:00 | 2030 Initial | 700 | 505 | 510 | 442 | No
2030-07-22 21:00 | 2030 Initial | 700 | 505 | 510 | 442 | No
2030-07-22 22:00 | 2030 Initial | 700 | 505 | 510 | 442 | No
2030-07-22 23:00 | 2030 Initial | 700 | 505 | 510 | 442 | No
2030-07-23 | 2030 Initial | 700 | 450.46 | 510 | 442 | No
2030-07-23 01:00 | 2030 Initial | 700 | 150.46 | 510 | 442 | No
2030-07-23 02:00 | 2030 Initial | 700 | 382.92 | 510 | 442 | No
2030-07-23 03:00 | 2030 Initial | 700 | 230.19 | 510 | 442 | No
2030-07-23 04:00 | 2030 Initial | 700 | 273.22 | 510 | 442 | No
2030-07-23 05:00 | 2030 Initial | 700 | 388.96 | 510 | 442 | No
2030-07-23 06:00 | 2030 Initial | 700 | 402.17 | 510 | 442 | No
2030-07-23 07:00 | 2030 Initial | 700 | 450.81 | 510 | 442 | No
2030-07-23 08:00 | 2030 Initial | 700 | 505 | 510 | 442 | No
2030-07-23 09:00 | 2030 Initial | 700 | 504.5 | 510 | 442 | No
2030-07-23 10:00 | 2030 Initial | 700 | 204.5 | 409.39 | 442 | No
2030-07-23 11:00 | 2030 Initial | 700 | 0 | 109.39 | 442 | No
2030-07-23 12:00 | 2030 Initial | 700 | 0 | 0 | 442 | No
2030-07-23 13:00 | 2030 Initial | 700 | 0 | 0 | 442 | No
2030-07-23 14:00 | 2030 Initial | 700 | 0 | 0 | 442 | No
2030-07-23 15:00 | 2030 Initial | 700 | 0 | -84.07 | 300 | No
2030-07-23 16:00 | 2030 Initial | 700 | -272.03 | 0 | 0 | No
2030-07-23 17:00 | 2030 Initial | 700 | 0 | 300 | 300 | No
2030-07-23 18:00 | 2030 Initial | 700 | 122.37 | 510 | 442 | No
2030-07-23 19:00 | 2030 Initial | 700 | 312.86 | 510 | 442 | No
2030-07-23 20:00 | 2030 Initial | 700 | 320.37 | 510 | 442 | No
2030-07-23 21:00 | 2030 Initial | 700 | 494.53 | 510 | 442 | No
2030-07-23 22:00 | 2030 Initial | 700 | 360.4 | 510 | 442 | No
2030-07-23 23:00 | 2030 Initial | 700 | 60.4 | 510 | 442 | No
2030-07-24 | 2030 Initial | 700 | 360.4 | 510 | 442 | No
2030-07-24 01:00 | 2030 Initial | 700 | 505 | 510 | 442 | No
2030-07-24 02:00 | 2030 Initial | 700 | 505 | 510 | 442 | No
2030-07-24 03:00 | 2030 Initial | 700 | 505 | 510 | 442 | No
2030-07-24 04:00 | 2030 Initial | 700 | 505 | 510 | 442 | No
2030-07-24 05:00 | 2030 Initial | 700 | 205 | 211.39 | 142 | No
2030-07-24 06:00 | 2030 Initial | 700 | 0 | 348.74 | 0 | No
2030-07-24 07:00 | 2030 Initial | 700 | 0 | 362.9 | 2.41 | No
2030-07-24 08:00 | 2030 Initial | 700 | 0 | 62.9 | 142 | No
2030-07-24 09:00 | 2030 Initial | 700 | 42.04 | 362.9 | 442 | No
2030-07-24 10:00 | 2030 Initial | 700 | 0 | 340.89 | 405.88 | No
2030-07-24 11:00 | 2030 Initial | 700 | 0 | 241.76 | 442 | No
2030-07-24 12:00 | 2030 Initial | 700 | 0 | 27.54 | 442 | No
2030-07-24 13:00 | 2030 Initial | 700 | 0 | 263.34 | 380.22 | No
2030-07-24 14:00 | 2030 Initial | 700 | 0 | 510 | 237.11 | No
2030-07-24 15:00 | 2030 Initial | 700 | 286.56 | 510 | 442 | No
2030-07-24 16:00 | 2030 Initial | 700 | 505 | 510 | 442 | No
2030-07-24 17:00 | 2030 Initial | 700 | 505 | 510 | 442 | No
2030-07-24 18:00 | 2030 Initial | 700 | 505 | 510 | 442 | No
2030-07-24 19:00 | 2030 Initial | 700 | 505 | 510 | 442 | No
2030-07-24 20:00 | 2030 Initial | 700 | 388.81 | 510 | 442 | No
2030-07-24 21:00 | 2030 Initial | 700 | 505 | 510 | 442 | No
2030-07-24 22:00 | 2030 Initial | 700 | 505 | 510 | 442 | No
2030-07-24 23:00 | 2030 Initial | 700 | 505 | 510 | 442 | No
2030-07-25 | 2030 Initial | 700 | 505 | 510 | 442 | No
2030-07-25 01:00 | 2030 Initial | 700 | 505 | 510 | 442 | No
2030-07-25 02:00 | 2030 Initial | 655.41 | 505 | 510 | 442 | No
2030-07-25 03:00 | 2030 Initial | 518.32 | 505 | 510 | 442 | No
2030-07-25 04:00 | 2030 Initial | 416.56 | 505 | 510 | 442 | No
2030-07-25 05:00 | 2030 Initial | 700 | 205 | 291.83 | 142 | No
2030-07-25 06:00 | 2030 Initial | 700 | 0 | 459.93 | 142 | No
2030-07-25 07:00 | 2030 Initial | 700 | 252.11 | 510 | 442 | No
2030-07-25 08:00 | 2030 Initial | 700 | 505 | 510 | 442 | No
2030-07-25 09:00 | 2030 Initial | 700 | 373.43 | 510 | 442 | No
2030-07-25 10:00 | 2030 Initial | 700 | 301.01 | 510 | 442 | No
2030-07-25 11:00 | 2030 Initial | 700 | 266.41 | 510 | 442 | No
2030-07-25 12:00 | 2030 Initial | 700 | 238.92 | 510 | 442 | No
2030-07-25 13:00 | 2030 Initial | 700 | 235.53 | 510 | 442 | No
2030-07-25 14:00 | 2030 Initial | 700 | 251.59 | 510 | 442 | No
2030-07-25 15:00 | 2030 Initial | 700 | 360.29 | 510 | 442 | No
2030-07-25 16:00 | 2030 Initial | 700 | 485.65 | 510 | 442 | No
2030-07-25 17:00 | 2030 Initial | 700 | 300 | 491.3 | 300 | No
2030-07-25 18:00 | 2030 Initial | 700 | 0 | 191.3 | 0 | No
2030-07-25 19:00 | 2030 Initial | 700 | 205 | 210 | 160.64 | No
2030-07-25 20:00 | 2030 Initial | 700 | 505 | 510 | 442 | No
2030-07-25 21:00 | 2030 Initial | 700 | 505 | 510 | 442 | No
2030-07-25 22:00 | 2030 Initial | 700 | 505 | 510 | 442 | No
2030-07-25 23:00 | 2030 Initial | 700 | 469.19 | 510 | 442 | No
2030-07-26 | 2030 Initial | 700 | 304.64 | 510 | 442 | No
2030-07-26 01:00 | 2030 Initial | 700 | 434.54 | 510 | 442 | No
2030-07-26 02:00 | 2030 Initial | 700 | 491.68 | 510 | 442 | No
2030-07-26 03:00 | 2030 Initial | 700 | 296.16 | 510 | 442 | No
2030-07-26 04:00 | 2030 Initial | 700 | 248.35 | 510 | 442 | No
2030-07-26 05:00 | 2030 Initial | 700 | 290.22 | 510 | 442 | No
2030-07-26 06:00 | 2030 Initial | 700 | 451.1 | 510 | 442 | No
2030-07-26 07:00 | 2030 Initial | 700 | 425.79 | 510 | 442 | No
2030-07-26 08:00 | 2030 Initial | 700 | 300 | 510 | 442 | No
2030-07-26 09:00 | 2030 Initial | 700 | 0 | 466.38 | 442 | No
2030-07-26 10:00 | 2030 Initial | 700 | 0 | 335.35 | 442 | No
2030-07-26 11:00 | 2030 Initial | 468.93 | 0 | 35.35 | 427.98 | No
2030-07-26 12:00 | 2030 Initial | 173.93 | 0 | 0 | 442 | No
2030-07-26 13:00 | 2030 Initial | 0 | 0 | 0 | 396.71 | No
2030-07-26 14:00 | 2030 Initial | 0 | 0 | 0 | 96.71 | No
2030-07-26 15:00 | 2030 Initial | 0 | 0 | 0 | 257.97 | No
2030-07-26 16:00 | 2030 Initial | 505.77 | 0 | 0 | 366.89 | No
2030-07-26 17:00 | 2030 Initial | 700 | 200.66 | 300 | 442 | No
2030-07-26 18:00 | 2030 Initial | 700 | 205 | 482.74 | 407.75 | No
2030-07-26 19:00 | 2030 Initial | 700 | 505 | 510 | 442 | No
2030-07-26 20:00 | 2030 Initial | 700 | 505 | 510 | 442 | No
2030-07-26 21:00 | 2030 Initial | 700 | 228.34 | 510 | 442 | No
2030-07-26 22:00 | 2030 Initial | 700 | 505 | 510 | 442 | No
2030-07-26 23:00 | 2030 Initial | 700 | 407.14 | 510 | 442 | No
2030-07-27 | 2030 Initial | 657.96 | 505 | 510 | 442 | No
2030-07-27 01:00 | 2030 Initial | 57.96 | 505 | 510 | 442 | No
2030-07-27 02:00 | 2030 Initial | 379.31 | 505 | 510 | 442 | No
2030-07-27 03:00 | 2030 Initial | 700 | 505 | 510 | 442 | No
2030-07-27 04:00 | 2030 Initial | 700 | 505 | 510 | 442 | No
2030-07-27 05:00 | 2030 Initial | 570.87 | 505 | 510 | 442 | No
2030-07-27 06:00 | 2030 Initial | 450.04 | 505 | 510 | 442 | No
2030-07-27 07:00 | 2030 Initial | 244.13 | 505 | 510 | 442 | No
2030-07-27 08:00 | 2030 Initial | -298.02 | 505 | 510 | 442 | No
2030-07-27 09:00 | 2030 Initial | -700 | 505 | 510 | 442 | Yes
2030-07-27 10:00 | 2030 Initial | -700 | 505 | 510 | 442 | Yes
2030-07-27 11:00 | 2030 Initial | -700 | 505 | 510 | 211.34 | Yes
2030-07-27 12:00 | 2030 Initial | -700 | 505 | 510 | 90.63 | Yes
2030-07-27 13:00 | 2030 Initial | -700 | 505 | 510 | 56.33 | Yes
2030-07-27 14:00 | 2030 Initial | -700 | 505 | 510 | 230.14 | Yes
2030-07-27 15:00 | 2030 Initial | -700 | 505 | 510 | 400.94 | Yes
2030-07-27 16:00 | 2030 Initial | -700 | 300 | 300 | 300 | Yes
2030-07-27 17:00 | 2030 Initial | -386.33 | 0 | 0 | 0 | No
2030-07-27 18:00 | 2030 Initial | 100 | 0 | 52.38 | 0 | No
2030-07-27 19:00 | 2030 Initial | 700 | 73.65 | 352.38 | 300 | No
2030-07-27 20:00 | 2030 Initial | 700 | 255.16 | 510 | 442 | No
2030-07-27 21:00 | 2030 Initial | 700 | 505 | 510 | 442 | No
2030-07-27 22:00 | 2030 Initial | 700 | 505 | 510 | 419.28 | No
2030-07-27 23:00 | 2030 Initial | 700 | 505 | 510 | 249.55 | No
2030-07-28 | 2030 Initial | 204.41 | 505 | 510 | 121.48 | No
2030-07-28 01:00 | 2030 Initial | 203.87 | 505 | 510 | 421.48 | No
2030-07-28 02:00 | 2030 Initial | 374.53 | 505 | 510 | 442 | No
2030-07-28 03:00 | 2030 Initial | 274.85 | 505 | 510 | 442 | No
2030-07-28 04:00 | 2030 Initial | 534.73 | 505 | 510 | 382.05 | No
2030-07-28 05:00 | 2030 Initial | 356.04 | 505 | 510 | 126.83 | No
2030-07-28 06:00 | 2030 Initial | 500 | 261.91 | 510 | 0 | No
2030-07-28 07:00 | 2030 Initial | -100 | 296.04 | 510 | 23.72 | No
2030-07-28 08:00 | 2030 Initial | -700 | 505 | 510 | 113.69 | No
2030-07-28 09:00 | 2030 Initial | -100 | 505 | 510 | 137.96 | Yes
2030-07-28 10:00 | 2030 Initial | -100 | 505 | 510 | 8.89 | Yes
2030-07-28 11:00 | 2030 Initial | -700 | 505 | 510 | 67.68 | Yes
2030-07-28 12:00 | 2030 Initial | -700 | 505 | 510 | 300.13 | Yes
2030-07-28 13:00 | 2030 Initial | -700 | 205 | 210 | 8.84 | No
2030-07-28 14:00 | 2030 Initial | -100 | 505 | 510 | 308.84 | Yes
2030-07-28 15:00 | 2030 Initial | 500 | 300 | 510 | 442 | Yes
2030-07-28 16:00 | 2030 Initial | 450.33 | 0 | 210 | 142 | No
2030-07-28 17:00 | 2030 Initial | 700 | 4.05 | 510 | 442 | No
2030-07-28 18:00 | 2030 Initial | 700 | 103.77 | 510 | 292.13 | No
2030-07-28 19:00 | 2030 Initial | 700 | 403.77 | 510 | 442 | No
2030-07-28 20:00 | 2030 Initial | 700 | 379.13 | 510 | 442 | No
2030-07-28 21:00 | 2030 Initial | 700 | 205 | 510 | 442 | No
2030-07-28 22:00 | 2030 Initial | 700 | 505 | 510 | 442 | No
2030-07-28 23:00 | 2030 Initial | 700 | 505 | 510 | 442 | No
2030-07-29 | 2030 Initial | 700 | 505 | 510 | 442 | No
2030-07-29 01:00 | 2030 Initial | 700 | 505 | 510 | 442 | No
2030-07-29 02:00 | 2030 Initial | 700 | 505 | 510 | 442 | No
2030-07-29 03:00 | 2030 Initial | 700 | 505 | 510 | 442 | No
2030-07-29 04:00 | 2030 Initial | 700 | 300 | 510 | 442 | No
2030-07-29 05:00 | 2030 Initial | 700 | 0 | 510 | 442 | No
2030-07-29 06:00 | 2030 Initial | 700 | 0 | 510 | 439.36 | No
2030-07-29 07:00 | 2030 Initial | 700 | 101.75 | 510 | 442 | No
2030-07-29 08:00 | 2030 Initial | 700 | 73.81 | 357.02 | 442 | No
2030-07-29 09:00 | 2030 Initial | 700 | 0 | 57.02 | 442 | No
2030-07-29 10:00 | 2030 Initial | 700 | -1.34 | -242.98 | 436.44 | No
2030-07-29 11:00 | 2030 Initial | 700 | 0 | -510 | 442 | No
2030-07-29 12:00 | 2030 Initial | 700 | 0 | -274.22 | 442 | No
2030-07-29 13:00 | 2030 Initial | 700 | 0 | 25.78 | 442 | No
2030-07-29 14:00 | 2030 Initial | 700 | 78.1 | 325.78 | 442 | No
2030-07-29 15:00 | 2030 Initial | 700 | 80.02 | 510 | 442 | No
2030-07-29 16:00 | 2030 Initial | 700 | 270.18 | 510 | 442 | No
2030-07-29 17:00 | 2030 Initial | 700 | 483.65 | 510 | 442 | No
2030-07-29 18:00 | 2030 Initial | 700 | 505 | 510 | 442 | No
2030-07-29 19:00 | 2030 Initial | 700 | 505 | 510 | 442 | No
2030-07-29 20:00 | 2030 Initial | 700 | 281.89 | 510 | 442 | No
2030-07-29 21:00 | 2030 Initial | 700 | 457.27 | 510 | 442 | No
2030-07-29 22:00 | 2030 Initial | 430.67 | 505 | 510 | 442 | No
2030-07-29 23:00 | 2030 Initial | 296 | 505 | 510 | 442 | No
2030-07-30 | 2030 Initial | 344.55 | 505 | 510 | 442 | No
2030-07-30 01:00 | 2030 Initial | 599.77 | 505 | 510 | 442 | No
2030-07-30 02:00 | 2030 Initial | 314.57 | 505 | 510 | 442 | No
2030-07-30 03:00 | 2030 Initial | 658.79 | 505 | 510 | 442 | No
2030-07-30 04:00 | 2030 Initial | 192.3 | 505 | 510 | 442 | No
2030-07-30 05:00 | 2030 Initial | 479.95 | 505 | 510 | 442 | No
2030-07-30 06:00 | 2030 Initial | 512.5 | 505 | 510 | 442 | No
2030-07-30 07:00 | 2030 Initial | 700 | 505 | 510 | 442 | No
2030-07-30 08:00 | 2030 Initial | 700 | 505 | 510 | 442 | No
2030-07-30 09:00 | 2030 Initial | 304.4 | 505 | 510 | 442 | No
2030-07-30 10:00 | 2030 Initial | 180.88 | 505 | 510 | 442 | No
2030-07-30 11:00 | 2030 Initial | 0 | 505 | 510 | 442 | No
2030-07-30 12:00 | 2030 Initial | -63.37 | 505 | 510 | 442 | No
2030-07-30 13:00 | 2030 Initial | 63.25 | 505 | 510 | 442 | No
2030-07-30 14:00 | 2030 Initial | -171.17 | 505 | 510 | 442 | No
2030-07-30 15:00 | 2030 Initial | -190.27 | 505 | 510 | 442 | No
2030-07-30 16:00 | 2030 Initial | -132.92 | 505 | 510 | 442 | No
2030-07-30 17:00 | 2030 Initial | 91.96 | 505 | 510 | 442 | No
2030-07-30 18:00 | 2030 Initial | 596.06 | 505 | 510 | 442 | No
2030-07-30 19:00 | 2030 Initial | 700 | 505 | 510 | 442 | No
2030-07-30 20:00 | 2030 Initial | 700 | 505 | 510 | 442 | No
2030-07-30 21:00 | 2030 Initial | 609.52 | 505 | 510 | 442 | No
2030-07-30 22:00 | 2030 Initial | 589.63 | 505 | 510 | 442 | No
2030-07-30 23:00 | 2030 Initial | 632.02 | 505 | 510 | 442 | No
2030-07-31 | 2030 Initial | 700 | 505 | 510 | 442 | No
2030-07-31 01:00 | 2030 Initial | 262.26 | 505 | 510 | 442 | No
2030-07-31 02:00 | 2030 Initial | 84.16 | 505 | 510 | 442 | No
2030-07-31 03:00 | 2030 Initial | 218.14 | 505 | 510 | 442 | No
2030-07-31 04:00 | 2030 Initial | 523.31 | 505 | 510 | 442 | No
2030-07-31 05:00 | 2030 Initial | 561.19 | 505 | 510 | 442 | No
2030-07-31 06:00 | 2030 Initial | 700 | 505 | 510 | 442 | No
2030-07-31 07:00 | 2030 Initial | 700 | 290.34 | 510 | 442 | No
2030-07-31 08:00 | 2030 Initial | 700 | 246.46 | 510 | 442 | No
2030-07-31 09:00 | 2030 Initial | 700 | 91.97 | 510 | 442 | No
2030-07-31 10:00 | 2030 Initial | 700 | 312.45 | 510 | 442 | No
2030-07-31 11:00 | 2030 Initial | 700 | 356.65 | 510 | 442 | No
2030-07-31 12:00 | 2030 Initial | 450.62 | 505 | 510 | 442 | No
2030-07-31 13:00 | 2030 Initial | 211.26 | 505 | 510 | 442 | No
2030-07-31 14:00 | 2030 Initial | 45.45 | 505 | 510 | 442 | No
2030-07-31 15:00 | 2030 Initial | 501.87 | 205 | 275.8 | 288.22 | No
2030-07-31 16:00 | 2030 Initial | 700 | 113.56 | 450.95 | 424.98 | No
2030-07-31 17:00 | 2030 Initial | 700 | 413.56 | 510 | 442 | No
2030-07-31 18:00 | 2030 Initial | 700 | 417.2 | 510 | 442 | No
2030-07-31 19:00 | 2030 Initial | 700 | 505 | 510 | 442 | No
2030-07-31 20:00 | 2030 Initial | 700 | 505 | 510 | 442 | No
2030-07-31 21:00 | 2030 Initial | 700 | 505 | 510 | 442 | No
2030-07-31 22:00 | 2030 Initial | 700 | 505 | 510 | 442 | No
2030-07-31 23:00 | 2030 Initial | 700 | 505 | 510 | 442 | No
2030-08-01 | 2030 Initial | 700 | 505 | 510 | 442 | No
2030-08-01 01:00 | 2030 Initial | 700 | 505 | 510 | 442 | No
2030-08-01 02:00 | 2030 Initial | 700 | 505 | 510 | 442 | No
2030-08-01 03:00 | 2030 Initial | 700 | 505 | 510 | 442 | No
2030-08-01 04:00 | 2030 Initial | 700 | 505 | 510 | 442 | No
2030-08-01 05:00 | 2030 Initial | 700 | 505 | 510 | 442 | No
2030-08-01 06:00 | 2030 Initial | 700 | 300 | 219.05 | 442 | No
2030-08-01 07:00 | 2030 Initial | 700 | 0 | -80.95 | 326.99 | No
2030-08-01 08:00 | 2030 Initial | 700 | 0 | -380.95 | 327.37 | No
2030-08-01 09:00 | 2030 Initial | 700 | 0 | -80.95 | 442 | No
2030-08-01 10:00 | 2030 Initial | 282.36 | 0 | 0 | 442 | No
2030-08-01 11:00 | 2030 Initial | 700 | -226 | -210 | 332.31 | No
2030-08-01 12:00 | 2030 Initial | 700 | -526 | -510 | 46.63 | No
2030-08-01 13:00 | 2030 Initial | 700 | -526 | -510 | -10.51 | No
2030-08-01 14:00 | 2030 Initial | 700 | -226 | -449.15 | 235.89 | No
2030-08-01 15:00 | 2030 Initial | 700 | -74.12 | -510 | 19.38 | No
2030-08-01 16:00 | 2030 Initial | 700 | 0 | -218.56 | 0 | No
2030-08-01 17:00 | 2030 Initial | 700 | 0 | -0.41 | 81.12 | No
2030-08-01 18:00 | 2030 Initial | 700 | 0 | 284.78 | 115.57 | No
2030-08-01 19:00 | 2030 Initial | 700 | 0 | 510 | 140.79 | No
2030-08-01 20:00 | 2030 Initial | 700 | 0 | 277.76 | 145.81 | No
2030-08-01 21:00 | 2030 Initial | 700 | 205 | 510 | 161.24 | No
2030-08-01 22:00 | 2030 Initial | 700 | 505 | 510 | 442 | No
2030-08-01 23:00 | 2030 Initial | 700 | 452.05 | 510 | 442 | No
2030-08-02 | 2030 Initial | 700 | 505 | 510 | 442 | No
2030-08-02 01:00 | 2030 Initial | 700 | 262.59 | 510 | 442 | No
2030-08-02 02:00 | 2030 Initial | 700 | 415.94 | 510 | 442 | No
2030-08-02 03:00 | 2030 Initial | 700 | 115.94 | 510 | 442 | No
2030-08-02 04:00 | 2030 Initial | 700 | 415.94 | 510 | 442 | No
2030-08-02 05:00 | 2030 Initial | 700 | 318.66 | 510 | 442 | No
2030-08-02 06:00 | 2030 Initial | 700 | 300 | 259.8 | 442 | No
2030-08-02 07:00 | 2030 Initial | 700 | 0 | -40.2 | 247.66 | No
2030-08-02 08:00 | 2030 Initial | 700 | 0 | -264.07 | 439.75 | No
2030-08-02 09:00 | 2030 Initial | 700 | 201.7 | 35.93 | 442 | No
2030-08-02 10:00 | 2030 Initial | 700 | 0 | 40.92 | 442 | No
2030-08-02 11:00 | 2030 Initial | 700 | 0 | 0 | 442 | No
2030-08-02 12:00 | 2030 Initial | 675.68 | 0 | 0 | 442 | No
2030-08-02 13:00 | 2030 Initial | 700 | 0 | -162.76 | 442 | No
2030-08-02 14:00 | 2030 Initial | 700 | -300 | -462.76 | 309.86 | No
2030-08-02 15:00 | 2030 Initial | 700 | -475.23 | -510 | 372.79 | No
2030-08-02 16:00 | 2030 Initial | 700 | -450.81 | -510 | 405.96 | No
2030-08-02 17:00 | 2030 Initial | 700 | -150.81 | -365.74 | 382.05 | No
2030-08-02 18:00 | 2030 Initial | 700 | -78.2 | -167.29 | 442 | No
2030-08-02 19:00 | 2030 Initial | 700 | 0 | 132.71 | 442 | No
2030-08-02 20:00 | 2030 Initial | 700 | 0 | 432.71 | 442 | No
2030-08-02 21:00 | 2030 Initial | 700 | 0 | 510 | 442 | No
2030-08-02 22:00 | 2030 Initial | 700 | 34.01 | 510 | 442 | No
2030-08-02 23:00 | 2030 Initial | 700 | 334.01 | 510 | 442 | No
2030-08-03 | 2030 Initial | 700 | 505 | 510 | 442 | No
2030-08-03 01:00 | 2030 Initial | 700 | 420.28 | 510 | 442 | No
2030-08-03 02:00 | 2030 Initial | 700 | 505 | 510 | 442 | No
2030-08-03 03:00 | 2030 Initial | 700 | 505 | 510 | 442 | No
2030-08-03 04:00 | 2030 Initial | 700 | 433.02 | 510 | 442 | No
2030-08-03 05:00 | 2030 Initial | 700 | 194.03 | 510 | 442 | No
2030-08-03 06:00 | 2030 Initial | 700 | 221.4 | 510 | 442 | No
2030-08-03 07:00 | 2030 Initial | 700 | 0 | 427.64 | 442 | No
2030-08-03 08:00 | 2030 Initial | 700 | 0 | 459.51 | 442 | No
2030-08-03 09:00 | 2030 Initial | 255.42 | 0 | 159.51 | 442 | No
2030-08-03 10:00 | 2030 Initial | 0 | 0 | 0 | 442 | No
2030-08-03 11:00 | 2030 Initial | 130.14 | 0 | 0 | 442 | No
2030-08-03 12:00 | 2030 Initial | 130.14 | 0 | 0 | 442 | No
2030-08-03 13:00 | 2030 Initial | 3.57 | 0 | 0 | 442 | No
2030-08-03 14:00 | 2030 Initial | 125.41 | 0 | 0 | 442 | No
2030-08-03 15:00 | 2030 Initial | 700 | -226 | -210 | 442 | No
2030-08-03 16:00 | 2030 Initial | 700 | -526 | -510 | 364.67 | No
2030-08-03 17:00 | 2030 Initial | 700 | -226 | -210 | 442 | No
2030-08-03 18:00 | 2030 Initial | 700 | 29.8 | 90 | 442 | No
2030-08-03 19:00 | 2030 Initial | 700 | 0 | 390 | 442 | No
2030-08-03 20:00 | 2030 Initial | 700 | 130 | 510 | 442 | No
2030-08-03 21:00 | 2030 Initial | 700 | 176.69 | 510 | 442 | No
2030-08-03 22:00 | 2030 Initial | 700 | 476.69 | 510 | 442 | No
2030-08-03 23:00 | 2030 Initial | 700 | 250.18 | 510 | 442 | No
2030-08-04 | 2030 Initial | 700 | 153.4 | 510 | 424.33 | No
2030-08-04 01:00 | 2030 Initial | 500 | 453.4 | 510 | 442 | No
2030-08-04 02:00 | 2030 Initial | -100 | 362.2 | 510 | 442 | No
2030-08-04 03:00 | 2030 Initial | -700 | 505 | 510 | 442 | Yes
2030-08-04 04:00 | 2030 Initial | -700 | 505 | 510 | 442 | Yes
2030-08-04 05:00 | 2030 Initial | -700 | 505 | 510 | 352.72 | Yes
2030-08-04 06:00 | 2030 Initial | -700 | 505 | 510 | 203.26 | Yes
2030-08-04 07:00 | 2030 Initial | -700 | 505 | 510 | 409.68 | Yes
2030-08-04 08:00 | 2030 Initial | -700 | 505 | 510 | 152.56 | Yes
2030-08-04 09:00 | 2030 Initial | -700 | 505 | 510 | 297.11 | Yes
2030-08-04 10:00 | 2030 Initial | -100 | 505 | 510 | 313.11 | Yes
2030-08-04 11:00 | 2030 Initial | 262.55 | 205 | 510 | 414.42 | Yes
2030-08-04 12:00 | 2030 Initial | 395.34 | -21 | 510 | 379.92 | Yes
2030-08-04 13:00 | 2030 Initial | 509.41 | 279 | 210 | 142 | Yes
2030-08-04 14:00 | 2030 Initial | 0 | 505 | 0 | 442 | Yes
2030-08-04 15:00 | 2030 Initial | 0 | 373.48 | 0 | 406.8 | Yes
2030-08-04 16:00 | 2030 Initial | -100 | 505 | 300 | 298.26 | Yes
2030-08-04 17:00 | 2030 Initial | -700 | 505 | 510 | 298.26 | Yes
2030-08-04 18:00 | 2030 Initial | -700 | 505 | 510 | 442 | Yes
2030-08-04 19:00 | 2030 Initial | -700 | 505 | 510 | 442 | Yes
2030-08-04 20:00 | 2030 Initial | -700 | 505 | 510 | 442 | Yes
2030-08-04 21:00 | 2030 Initial | -700 | 505 | 510 | 209.32 | Yes
2030-08-04 22:00 | 2030 Initial | -700 | 505 | 510 | 442 | No
2030-08-04 23:00 | 2030 Initial | -700 | 505 | 510 | 400.73 | No
2030-08-05 | 2030 Initial | -100 | 505 | 510 | 442 | No
2030-08-05 01:00 | 2030 Initial | 270.3 | 505 | 510 | 442 | No
2030-08-05 02:00 | 2030 Initial | 289.11 | 505 | 510 | 442 | No
2030-08-05 03:00 | 2030 Initial | 137.44 | 505 | 510 | 442 | No
2030-08-05 04:00 | 2030 Initial | 647.94 | 505 | 510 | 442 | No
2030-08-05 05:00 | 2030 Initial | 128.17 | 505 | 510 | 442 | No
2030-08-05 06:00 | 2030 Initial | 176.29 | 505 | 510 | 442 | No
2030-08-05 07:00 | 2030 Initial | 0 | 505 | 510 | 442 | No
2030-08-05 08:00 | 2030 Initial | 195.23 | 505 | 510 | 442 | No
2030-08-05 09:00 | 2030 Initial | 688.69 | 505 | 510 | 442 | No
2030-08-05 10:00 | 2030 Initial | 700 | 505 | 510 | 442 | No
2030-08-05 11:00 | 2030 Initial | 282.52 | 505 | 510 | 442 | No
2030-08-05 12:00 | 2030 Initial | 271.41 | 505 | 510 | 442 | No
2030-08-05 13:00 | 2030 Initial | -23.08 | 505 | 510 | 442 | No
2030-08-05 14:00 | 2030 Initial | 0 | 505 | 510 | 442 | No
2030-08-05 15:00 | 2030 Initial | 113.81 | 505 | 510 | 442 | No
2030-08-05 16:00 | 2030 Initial | 700 | 205 | 474.4 | 442 | No
2030-08-05 17:00 | 2030 Initial | 700 | 100.8 | 510 | 442 | No
2030-08-05 18:00 | 2030 Initial | 700 | 0 | 410.54 | 442 | No
2030-08-05 19:00 | 2030 Initial | 700 | 0 | 510 | 442 | No
2030-08-05 20:00 | 2030 Initial | 700 | 0 | 510 | 442 | No
2030-08-05 21:00 | 2030 Initial | 700 | 205 | 510 | 442 | No
2030-08-05 22:00 | 2030 Initial | 700 | 505 | 510 | 442 | No
2030-08-05 23:00 | 2030 Initial | 700 | 497.86 | 510 | 442 | No
2030-08-06 | 2030 Initial | 700 | 505 | 510 | 442 | No
2030-08-06 01:00 | 2030 Initial | 700 | 218.22 | 510 | 442 | No
2030-08-06 02:00 | 2030 Initial | 700 | 433.5 | 510 | 442 | No
2030-08-06 03:00 | 2030 Initial | 700 | 496.6 | 510 | 442 | No
2030-08-06 04:00 | 2030 Initial | 700 | 250.87 | 510 | 442 | No
2030-08-06 05:00 | 2030 Initial | 700 | 292.75 | 510 | 442 | No
2030-08-06 06:00 | 2030 Initial | 700 | 153.08 | 426.51 | 435.26 | No
2030-08-06 07:00 | 2030 Initial | 700 | 453.08 | 510 | 442 | No
2030-08-06 08:00 | 2030 Initial | 700 | 291.04 | 510 | 442 | No
2030-08-06 09:00 | 2030 Initial | 500 | 43.83 | 510 | 442 | No
2030-08-06 10:00 | 2030 Initial | -100 | 0 | 266.79 | 223.79 | No
2030-08-06 11:00 | 2030 Initial | -700 | 205 | 510 | 348.26 | No
2030-08-06 12:00 | 2030 Initial | -700 | 505 | 510 | 442 | No
2030-08-06 13:00 | 2030 Initial | -700 | 505 | 510 | 442 | No
2030-08-06 14:00 | 2030 Initial | -700 | 505 | 510 | 442 | No
2030-08-06 15:00 | 2030 Initial | -642.6 | 505 | 510 | 442 | No
2030-08-06 16:00 | 2030 Initial | -42.6 | 305.97 | 510 | 442 | No
2030-08-06 17:00 | 2030 Initial | 557.4 | 361.77 | 510 | 442 | No
2030-08-06 18:00 | 2030 Initial | 700 | 246.54 | 510 | 442 | No
2030-08-06 19:00 | 2030 Initial | 700 | 486.57 | 510 | 442 | No
2030-08-06 20:00 | 2030 Initial | 700 | 505 | 510 | 442 | No
2030-08-06 21:00 | 2030 Initial | 700 | 505 | 510 | 442 | No
2030-08-06 22:00 | 2030 Initial | 700 | 505 | 510 | 442 | No
2030-08-06 23:00 | 2030 Initial | 525.32 | 505 | 510 | 442 | No
2030-08-07 | 2030 Initial | 700 | 205 | 510 | 391.48 | No
2030-08-07 01:00 | 2030 Initial | 700 | 0 | 510 | 442 | No
2030-08-07 02:00 | 2030 Initial | 700 | 300 | 510 | 442 | No
2030-08-07 03:00 | 2030 Initial | 700 | 300 | 510 | 442 | No
2030-08-07 04:00 | 2030 Initial | 700 | 0 | 510 | 439.47 | No
2030-08-07 05:00 | 2030 Initial | 700 | 85.43 | 510 | 442 | No
2030-08-07 06:00 | 2030 Initial | 700 | 88.04 | 510 | 377.54 | No
2030-08-07 07:00 | 2030 Initial | 700 | 388.04 | 510 | 442 | No
2030-08-07 08:00 | 2030 Initial | 700 | 505 | 510 | 442 | No
2030-08-07 09:00 | 2030 Initial | 700 | 291.6 | 510 | 442 | No
2030-08-07 10:00 | 2030 Initial | 700 | 72.72 | 510 | 442 | No
2030-08-07 11:00 | 2030 Initial | 700 | 29.76 | 510 | 442 | No
2030-08-07 12:00 | 2030 Initial | 700 | 270.45 | 510 | 442 | No
2030-08-07 13:00 | 2030 Initial | 700 | 285.11 | 510 | 442 | No
2030-08-07 14:00 | 2030 Initial | 700 | 68.29 | 510 | 442 | No
2030-08-07 15:00 | 2030 Initial | 700 | 368.29 | 510 | 442 | No
2030-08-07 16:00 | 2030 Initial | 700 | 215.66 | 510 | 442 | No
2030-08-07 17:00 | 2030 Initial | 700 | 18.11 | 510 | 442 | No
2030-08-07 18:00 | 2030 Initial | 700 | 0 | 510 | 332.34 | No
2030-08-07 19:00 | 2030 Initial | 700 | 0 | 510 | 288.96 | No
2030-08-07 20:00 | 2030 Initial | 700 | 0 | 510 | 366.86 | No
2030-08-07 21:00 | 2030 Initial | 700 | 205 | 510 | 383.18 | No
2030-08-07 22:00 | 2030 Initial | 700 | 505 | 510 | 442 | No
2030-08-07 23:00 | 2030 Initial | 700 | 304.28 | 510 | 442 | No
2030-08-08 | 2030 Initial | 700 | 459.26 | 510 | 442 | No
2030-08-08 01:00 | 2030 Initial | 700 | 505 | 510 | 442 | No
2030-08-08 02:00 | 2030 Initial | 700 | 468.16 | 510 | 442 | No
2030-08-08 03:00 | 2030 Initial | 700 | 505 | 510 | 442 | No
2030-08-08 04:00 | 2030 Initial | 700 | 470.47 | 510 | 442 | No
2030-08-08 05:00 | 2030 Initial | 700 | 407.27 | 510 | 442 | No
2030-08-08 06:00 | 2030 Initial | 700 | 124.22 | 510 | 441.06 | No
2030-08-08 07:00 | 2030 Initial | 700 | 424.22 | 510 | 442 | No
2030-08-08 08:00 | 2030 Initial | 700 | 420.63 | 510 | 442 | No
2030-08-08 09:00 | 2030 Initial | 628.96 | 120.63 | 210 | 442 | No
2030-08-08 10:00 | 2030 Initial | 662.16 | 0 | 0 | 442 | No
2030-08-08 11:00 | 2030 Initial | 486.02 | 0 | 0 | 442 | No
2030-08-08 12:00 | 2030 Initial | 545.97 | 0 | 0 | 442 | No
2030-08-08 13:00 | 2030 Initial | 700 | 0 | 0 | 441.98 | No
2030-08-08 14:00 | 2030 Initial | 569.4 | 0 | 0 | 442 | No
2030-08-08 15:00 | 2030 Initial | 700 | 0 | 0 | 442 | No
2030-08-08 16:00 | 2030 Initial | 700 | 37.93 | 300 | 442 | No
2030-08-08 17:00 | 2030 Initial | 700 | -37.42 | 0 | 442 | No
2030-08-08 18:00 | 2030 Initial | 700 | 125.32 | 300 | 442 | No
2030-08-08 19:00 | 2030 Initial | 700 | 327.65 | 510 | 442 | No
2030-08-08 20:00 | 2030 Initial | 700 | 358.01 | 510 | 442 | No
2030-08-08 21:00 | 2030 Initial | 700 | 451.28 | 510 | 442 | No
2030-08-08 22:00 | 2030 Initial | 700 | 505 | 510 | 442 | No
2030-08-08 23:00 | 2030 Initial | 700 | 505 | 510 | 442 | No
2030-08-09 | 2030 Initial | 700 | 505 | 510 | 442 | No
2030-08-09 01:00 | 2030 Initial | 700 | 505 | 510 | 442 | No
2030-08-09 02:00 | 2030 Initial | 700 | 505 | 510 | 442 | No
2030-08-09 03:00 | 2030 Initial | 700 | 505 | 510 | 442 | No
2030-08-09 04:00 | 2030 Initial | 700 | 505 | 510 | 442 | No
2030-08-09 05:00 | 2030 Initial | 700 | 205 | 359.94 | 300 | No
2030-08-09 06:00 | 2030 Initial | 700 | 0 | 59.94 | 0 | No
2030-08-09 07:00 | 2030 Initial | 700 | 0 | 0 | 0 | No
2030-08-09 08:00 | 2030 Initial | 700 | 0 | 0 | 115.39 | No
2030-08-09 09:00 | 2030 Initial | 700 | 0 | 140.05 | 415.39 | No
2030-08-09 10:00 | 2030 Initial | 498 | 0 | 0 | 372.35 | No
2030-08-09 11:00 | 2030 Initial | 401.59 | 0 | 0 | 322.3 | No
2030-08-09 12:00 | 2030 Initial | 269.3 | 0 | 0 | 442 | No
2030-08-09 13:00 | 2030 Initial | 492.8 | 0 | 0 | 438.2 | No
2030-08-09 14:00 | 2030 Initial | 674.98 | 0 | 0 | 438.2 | No
2030-08-09 15:00 | 2030 Initial | 700 | 0 | -19.05 | 366.62 | No
2030-08-09 16:00 | 2030 Initial | 700 | -300 | -319.05 | 442 | No
2030-08-09 17:00 | 2030 Initial | 700 | 0 | -19.05 | 442 | No
2030-08-09 18:00 | 2030 Initial | 700 | 155.79 | 280.95 | 442 | No
2030-08-09 19:00 | 2030 Initial | 700 | 155.79 | 510 | 442 | No
2030-08-09 20:00 | 2030 Initial | 700 | 455.79 | 510 | 442 | No
2030-08-09 21:00 | 2030 Initial | 700 | 326.79 | 510 | 442 | No
2030-08-09 22:00 | 2030 Initial | 700 | 263.34 | 510 | 442 | No
2030-08-09 23:00 | 2030 Initial | 700 | 0 | 510 | 442 | No
2030-08-10 | 2030 Initial | 700 | 46.71 | 510 | 442 | No
2030-08-10 01:00 | 2030 Initial | 700 | 144.93 | 510 | 442 | No
2030-08-10 02:00 | 2030 Initial | 700 | 204.29 | 510 | 442 | No
2030-08-10 03:00 | 2030 Initial | 700 | 258.87 | 510 | 442 | No
2030-08-10 04:00 | 2030 Initial | 700 | 282.43 | 510 | 442 | No
2030-08-10 05:00 | 2030 Initial | 700 | 291.52 | 510 | 442 | No
2030-08-10 06:00 | 2030 Initial | 700 | 0 | 487.86 | 142 | No
2030-08-10 07:00 | 2030 Initial | 700 | 0 | 510 | 268.57 | No
2030-08-10 08:00 | 2030 Initial | 700 | 271.62 | 510 | 442 | No
2030-08-10 09:00 | 2030 Initial | 700 | 0 | 510 | 442 | No
2030-08-10 10:00 | 2030 Initial | 700 | 0 | 477.26 | 442 | No
2030-08-10 11:00 | 2030 Initial | 700 | 0 | 454.28 | 442 | No
2030-08-10 12:00 | 2030 Initial | 700 | 0 | 407.21 | 442 | No
2030-08-10 13:00 | 2030 Initial | 700 | 0 | 510 | 442 | No
2030-08-10 14:00 | 2030 Initial | 700 | 240.67 | 510 | 442 | No
2030-08-10 15:00 | 2030 Initial | 700 | 249.89 | 510 | 442 | No
2030-08-10 16:00 | 2030 Initial | 700 | 205 | 510 | 442 | No
2030-08-10 17:00 | 2030 Initial | 700 | 505 | 510 | 442 | No
2030-08-10 18:00 | 2030 Initial | 700 | 443.75 | 510 | 442 | No
2030-08-10 19:00 | 2030 Initial | 700 | 505 | 510 | 442 | No
2030-08-10 20:00 | 2030 Initial | 700 | 505 | 510 | 442 | No
2030-08-10 21:00 | 2030 Initial | 700 | 505 | 510 | 442 | No
2030-08-10 22:00 | 2030 Initial | 700 | 505 | 510 | 442 | No
2030-08-10 23:00 | 2030 Initial | 700 | 505 | 510 | 442 | No
2030-08-11 | 2030 Initial | 700 | 432.64 | 510 | 442 | No
2030-08-11 01:00 | 2030 Initial | 700 | 372.87 | 510 | 442 | No
2030-08-11 02:00 | 2030 Initial | 700 | 246.13 | 510 | 442 | No
2030-08-11 03:00 | 2030 Initial | 700 | 505 | 510 | 442 | No
2030-08-11 04:00 | 2030 Initial | 700 | 503.29 | 510 | 442 | No
2030-08-11 05:00 | 2030 Initial | 700 | 203.29 | 510 | 442 | No
2030-08-11 06:00 | 2030 Initial | 700 | 283.5 | 510 | 442 | No
2030-08-11 07:00 | 2030 Initial | 700 | 279.03 | 510 | 442 | No
2030-08-11 08:00 | 2030 Initial | 700 | 0 | 456.55 | 442 | No
2030-08-11 09:00 | 2030 Initial | 504.74 | 0 | 156.55 | 359.87 | No
2030-08-11 10:00 | 2030 Initial | 193.77 | 0 | 0 | 422.65 | No
2030-08-11 11:00 | 2030 Initial | 9.59 | 0 | 0 | 353.21 | No
2030-08-11 12:00 | 2030 Initial | 0 | 0 | 0 | 364.29 | No
2030-08-11 13:00 | 2030 Initial | 381.43 | 0 | 0 | 442 | No
2030-08-11 14:00 | 2030 Initial | 291.61 | 0 | 0 | 442 | No
2030-08-11 15:00 | 2030 Initial | 700 | 0 | 0 | 442 | No
2030-08-11 16:00 | 2030 Initial | 700 | 30.68 | 116.3 | 442 | No
2030-08-11 17:00 | 2030 Initial | 700 | 0 | -183.7 | 442 | No
2030-08-11 18:00 | 2030 Initial | 700 | 0 | 116.3 | 442 | No
2030-08-11 19:00 | 2030 Initial | 700 | 0 | 416.3 | 442 | No
2030-08-11 20:00 | 2030 Initial | 700 | 0 | 234.28 | 442 | No
2030-08-11 21:00 | 2030 Initial | 700 | 0 | 210 | 442 | No
2030-08-11 22:00 | 2030 Initial | 700 | 0 | 510 | 442 | No
2030-08-11 23:00 | 2030 Initial | 700 | 126.95 | 510 | 442 | No
2030-08-12 | 2030 Initial | 700 | 281.75 | 510 | 442 | No
2030-08-12 01:00 | 2030 Initial | 700 | 505 | 510 | 442 | No
2030-08-12 02:00 | 2030 Initial | 700 | 505 | 510 | 442 | No
2030-08-12 03:00 | 2030 Initial | 700 | 505 | 510 | 442 | No
2030-08-12 04:00 | 2030 Initial | 700 | 468.82 | 510 | 442 | No
2030-08-12 05:00 | 2030 Initial | 700 | 417.57 | 510 | 442 | No
2030-08-12 06:00 | 2030 Initial | 700 | 413.33 | 510 | 442 | No
2030-08-12 07:00 | 2030 Initial | 700 | 243.91 | 510 | 442 | No
2030-08-12 08:00 | 2030 Initial | 700 | 320.74 | 510 | 442 | No
2030-08-12 09:00 | 2030 Initial | 426.13 | 492.42 | 510 | 442 | No
2030-08-12 10:00 | 2030 Initial | 0 | 300 | 510 | 442 | No
2030-08-12 11:00 | 2030 Initial | 217.78 | 0 | 210 | 422.88 | No
2030-08-12 12:00 | 2030 Initial | 496.01 | 0 | 0 | 407.37 | No
2030-08-12 13:00 | 2030 Initial | 434.49 | 0 | 156.05 | 411.83 | No
2030-08-12 14:00 | 2030 Initial | 672.6 | 0 | 61.45 | 412.19 | No
2030-08-12 15:00 | 2030 Initial | 700 | 38.78 | 361.45 | 442 | No
2030-08-12 16:00 | 2030 Initial | 700 | 338.78 | 510 | 442 | No
2030-08-12 17:00 | 2030 Initial | 700 | 205 | 510 | 442 | No
2030-08-12 18:00 | 2030 Initial | 700 | 505 | 510 | 442 | No
2030-08-12 19:00 | 2030 Initial | 700 | 505 | 510 | 442 | No
2030-08-12 20:00 | 2030 Initial | 700 | 505 | 510 | 442 | No
2030-08-12 21:00 | 2030 Initial | 700 | 496.95 | 510 | 442 | No
2030-08-12 22:00 | 2030 Initial | 700 | 505 | 510 | 442 | No
2030-08-12 23:00 | 2030 Initial | 700 | 505 | 510 | 442 | No
2030-08-13 | 2030 Initial | 700 | 505 | 510 | 442 | No
2030-08-13 01:00 | 2030 Initial | 700 | 505 | 510 | 442 | No
2030-08-13 02:00 | 2030 Initial | 700 | 505 | 510 | 442 | No
2030-08-13 03:00 | 2030 Initial | 700 | 205 | 510 | 427.26 | No
2030-08-13 04:00 | 2030 Initial | 700 | 4.08 | 510 | 442 | No
2030-08-13 05:00 | 2030 Initial | 700 | 0 | 510 | 442 | No
2030-08-13 06:00 | 2030 Initial | 700 | 79.75 | 510 | 442 | No
2030-08-13 07:00 | 2030 Initial | 700 | 379.75 | 510 | 442 | No
2030-08-13 08:00 | 2030 Initial | 700 | 450.85 | 510 | 442 | No
2030-08-13 09:00 | 2030 Initial | 700 | 252.35 | 510 | 442 | No
2030-08-13 10:00 | 2030 Initial | 700 | 0 | 510 | 442 | No
2030-08-13 11:00 | 2030 Initial | 700 | 0 | 468.3 | 402.73 | No
2030-08-13 12:00 | 2030 Initial | 700 | 0 | 510 | 370.77 | No
2030-08-13 13:00 | 2030 Initial | 700 | 0 | 510 | 442 | No
2030-08-13 14:00 | 2030 Initial | 700 | 0 | 287.65 | 287.3 | No
2030-08-13 15:00 | 2030 Initial | 700 | 0 | 480.71 | 165.1 | No
2030-08-13 16:00 | 2030 Initial | 700 | 176.07 | 510 | 442 | No
2030-08-13 17:00 | 2030 Initial | 700 | 347.46 | 510 | 442 | No
2030-08-13 18:00 | 2030 Initial | 700 | 47.46 | 419.56 | 442 | No
2030-08-13 19:00 | 2030 Initial | 700 | 205 | 510 | 440.93 | No
2030-08-13 20:00 | 2030 Initial | 700 | 505 | 510 | 442 | No
2030-08-13 21:00 | 2030 Initial | 700 | 505 | 510 | 442 | No
2030-08-13 22:00 | 2030 Initial | 700 | 505 | 510 | 442 | No
2030-08-13 23:00 | 2030 Initial | 700 | 263.46 | 510 | 442 | No
2030-08-14 | 2030 Initial | 700 | 505 | 510 | 442 | No
2030-08-14 01:00 | 2030 Initial | 700 | 505 | 510 | 442 | No
2030-08-14 02:00 | 2030 Initial | 700 | 505 | 510 | 442 | No
2030-08-14 03:00 | 2030 Initial | 700 | 505 | 510 | 442 | No
2030-08-14 04:00 | 2030 Initial | 700 | 505 | 510 | 442 | No
2030-08-14 05:00 | 2030 Initial | 700 | 505 | 510 | 442 | No
2030-08-14 06:00 | 2030 Initial | 700 | 497.76 | 510 | 442 | No
2030-08-14 07:00 | 2030 Initial | 700 | 197.76 | 510 | 146.07 | No
2030-08-14 08:00 | 2030 Initial | 700 | 299.71 | 510 | 442 | No
2030-08-14 09:00 | 2030 Initial | 700 | 0 | 380.37 | 442 | No
2030-08-14 10:00 | 2030 Initial | 700 | 0 | 80.37 | 442 | No
2030-08-14 11:00 | 2030 Initial | 700 | 0 | 0 | 442 | No
2030-08-14 12:00 | 2030 Initial | 700 | 0 | 0 | 421.49 | No
2030-08-14 13:00 | 2030 Initial | 700 | 0 | 49.67 | 436.11 | No
2030-08-14 14:00 | 2030 Initial | 700 | 0 | 67.95 | 442 | No
2030-08-14 15:00 | 2030 Initial | 700 | 0 | 216.78 | 377.75 | No
2030-08-14 16:00 | 2030 Initial | 700 | 0 | 0 | 77.75 | No
2030-08-14 17:00 | 2030 Initial | 700 | 246.16 | 300 | 377.75 | No
2030-08-14 18:00 | 2030 Initial | 700 | 505 | 510 | 442 | No
2030-08-14 19:00 | 2030 Initial | 700 | 505 | 510 | 442 | No
2030-08-14 20:00 | 2030 Initial | 700 | 505 | 510 | 442 | No
2030-08-14 21:00 | 2030 Initial | 700 | 505 | 510 | 442 | No
2030-08-14 22:00 | 2030 Initial | 700 | 505 | 510 | 442 | No
2030-08-14 23:00 | 2030 Initial | 700 | 505 | 510 | 442 | No
2030-08-15 | 2030 Initial | 700 | 505 | 510 | 190.13 | No
2030-08-15 01:00 | 2030 Initial | 700 | 505 | 510 | 372 | No
2030-08-15 02:00 | 2030 Initial | 700 | 505 | 510 | 370.75 | No
2030-08-15 03:00 | 2030 Initial | 700 | 505 | 510 | 408.24 | No
2030-08-15 04:00 | 2030 Initial | 700 | 480.49 | 510 | 398.9 | No
2030-08-15 05:00 | 2030 Initial | 700 | 180.49 | 210 | 98.9 | No
2030-08-15 06:00 | 2030 Initial | 700 | 0 | 510 | 75.57 | No
2030-08-15 07:00 | 2030 Initial | 700 | 0 | 510 | 238.86 | No
2030-08-15 08:00 | 2030 Initial | 700 | 0 | 436.13 | 304.54 | No
2030-08-15 09:00 | 2030 Initial | 700 | 0 | 136.13 | 15.93 | No
2030-08-15 10:00 | 2030 Initial | 700 | 0 | -163.87 | -159.49 | No
2030-08-15 11:00 | 2030 Initial | 700 | 0 | -463.87 | -19.66 | No
2030-08-15 12:00 | 2030 Initial | 700 | 0 | -366.67 | 0 | No
2030-08-15 13:00 | 2030 Initial | 700 | 0 | -372.59 | 0 | No
2030-08-15 14:00 | 2030 Initial | 700 | 0 | -147.95 | 0 | No
2030-08-15 15:00 | 2030 Initial | 700 | 0 | 111.83 | 0 | No
2030-08-15 16:00 | 2030 Initial | 700 | 0 | 411.83 | 202.36 | No
2030-08-15 17:00 | 2030 Initial | 700 | 230.75 | 510 | 442 | No
2030-08-15 18:00 | 2030 Initial | 700 | 0 | 510 | 161.34 | No
2030-08-15 19:00 | 2030 Initial | 700 | 205 | 510 | 415.83 | No
2030-08-15 20:00 | 2030 Initial | 700 | 505 | 510 | 442 | No
2030-08-15 21:00 | 2030 Initial | 700 | 505 | 510 | 418.15 | No
2030-08-15 22:00 | 2030 Initial | 700 | 505 | 510 | 250.06 | No
2030-08-15 23:00 | 2030 Initial | 700 | 505 | 510 | 430.34 | No
2030-08-16 | 2030 Initial | 700 | 505 | 510 | 442 | No
2030-08-16 01:00 | 2030 Initial | 700 | 505 | 510 | 442 | No
2030-08-16 02:00 | 2030 Initial | 700 | 505 | 510 | 442 | No
2030-08-16 03:00 | 2030 Initial | 700 | 505 | 510 | 442 | No
2030-08-16 04:00 | 2030 Initial | 700 | 505 | 510 | 442 | No
2030-08-16 05:00 | 2030 Initial | 700 | 505 | 510 | 442 | No
2030-08-16 06:00 | 2030 Initial | 700 | 431.16 | 510 | 442 | No
2030-08-16 07:00 | 2030 Initial | 700 | 131.16 | 510 | 247.9 | No
2030-08-16 08:00 | 2030 Initial | 700 | 259.36 | 510 | 343.36 | No
2030-08-16 09:00 | 2030 Initial | 700 | 324.53 | 510 | 442 | No
2030-08-16 10:00 | 2030 Initial | 700 | 179.78 | 510 | 442 | No
2030-08-16 11:00 | 2030 Initial | 700 | 0 | 510 | 275.69 | No
2030-08-16 12:00 | 2030 Initial | 700 | 0 | 510 | 235.62 | No
2030-08-16 13:00 | 2030 Initial | 700 | 0 | 510 | 216.7 | No
2030-08-16 14:00 | 2030 Initial | 700 | 0 | 462.5 | 100.03 | No
2030-08-16 15:00 | 2030 Initial | 700 | 65.96 | 510 | 400.03 | No
2030-08-16 16:00 | 2030 Initial | 700 | 365.96 | 510 | 442 | No
2030-08-16 17:00 | 2030 Initial | 700 | 261.39 | 510 | 442 | No
2030-08-16 18:00 | 2030 Initial | 700 | 0 | 510 | 425.74 | No
2030-08-16 19:00 | 2030 Initial | 700 | 205 | 510 | 262.6 | No
2030-08-16 20:00 | 2030 Initial | 700 | 505 | 510 | 255.4 | No
2030-08-16 21:00 | 2030 Initial | 700 | 505 | 510 | 201.27 | No
2030-08-16 22:00 | 2030 Initial | 700 | 505 | 510 | 342.01 | No
2030-08-16 23:00 | 2030 Initial | 700 | 505 | 510 | 426.1 | No
2030-08-17 | 2030 Initial | 700 | 505 | 510 | 442 | No
2030-08-17 01:00 | 2030 Initial | 700 | 505 | 510 | 442 | No
2030-08-17 02:00 | 2030 Initial | 700 | 505 | 510 | 442 | No
2030-08-17 03:00 | 2030 Initial | 700 | 505 | 510 | 442 | No
2030-08-17 04:00 | 2030 Initial | 700 | 505 | 510 | 442 | No
2030-08-17 05:00 | 2030 Initial | 700 | 505 | 510 | 325.29 | No
2030-08-17 06:00 | 2030 Initial | 700 | 271.66 | 510 | 25.29 | No
2030-08-17 07:00 | 2030 Initial | 700 | 294.12 | 510 | 189.27 | No
2030-08-17 08:00 | 2030 Initial | 700 | 294.12 | 510 | 242.86 | No
2030-08-17 09:00 | 2030 Initial | 700 | 333.12 | 510 | 442 | No
2030-08-17 10:00 | 2030 Initial | 700 | 390.19 | 510 | 385.88 | No
2030-08-17 11:00 | 2030 Initial | 700 | 333.18 | 510 | 442 | No
2030-08-17 12:00 | 2030 Initial | 700 | 245.32 | 510 | 431.56 | No
2030-08-17 13:00 | 2030 Initial | 700 | 71.73 | 510 | 422.65 | No
2030-08-17 14:00 | 2030 Initial | 700 | 0 | 510 | 287.29 | No
2030-08-17 15:00 | 2030 Initial | 700 | 0 | 510 | 147.95 | No
2030-08-17 16:00 | 2030 Initial | 700 | 0 | 510 | 255.41 | No
2030-08-17 17:00 | 2030 Initial | 700 | 275.42 | 510 | 442 | No
2030-08-17 18:00 | 2030 Initial | 700 | 300.92 | 510 | 442 | No
2030-08-17 19:00 | 2030 Initial | 700 | 505 | 510 | 442 | No
2030-08-17 20:00 | 2030 Initial | 700 | 474.52 | 510 | 353.54 | No
2030-08-17 21:00 | 2030 Initial | 700 | 397.41 | 510 | 442 | No
2030-08-17 22:00 | 2030 Initial | 700 | 505 | 510 | 246.94 | No
2030-08-17 23:00 | 2030 Initial | 700 | 447.99 | 510 | 442 | No
2030-08-18 | 2030 Initial | 700 | 501.76 | 510 | 442 | No
2030-08-18 01:00 | 2030 Initial | 700 | 505 | 510 | 442 | No
2030-08-18 02:00 | 2030 Initial | 700 | 338.75 | 510 | 442 | No
2030-08-18 03:00 | 2030 Initial | 700 | 405.04 | 510 | 442 | No
2030-08-18 04:00 | 2030 Initial | 700 | 445.15 | 510 | 442 | No
2030-08-18 05:00 | 2030 Initial | 700 | 374.81 | 510 | 442 | No
2030-08-18 06:00 | 2030 Initial | 700 | 217.4 | 510 | 442 | No
2030-08-18 07:00 | 2030 Initial | 700 | 328.21 | 510 | 442 | No
2030-08-18 08:00 | 2030 Initial | 700 | 292.12 | 510 | 442 | No
2030-08-18 09:00 | 2030 Initial | 700 | 0 | 510 | 442 | No
2030-08-18 10:00 | 2030 Initial | 700 | 0 | 510 | 442 | No
2030-08-18 11:00 | 2030 Initial | 700 | 0 | 217.6 | 442 | No
2030-08-18 12:00 | 2030 Initial | 700 | 0 | 0 | 442 | No
2030-08-18 13:00 | 2030 Initial | 700 | 0 | 0 | 442 | No
2030-08-18 14:00 | 2030 Initial | 700 | 0 | 87.53 | 442 | No
2030-08-18 15:00 | 2030 Initial | 700 | 0 | 87.53 | 442 | No
2030-08-18 16:00 | 2030 Initial | 700 | 0 | 292.83 | 442 | No
2030-08-18 17:00 | 2030 Initial | 700 | 207.6 | 510 | 442 | No
2030-08-18 18:00 | 2030 Initial | 700 | 434.42 | 510 | 442 | No
2030-08-18 19:00 | 2030 Initial | 700 | 505 | 510 | 442 | No
2030-08-18 20:00 | 2030 Initial | 700 | 505 | 510 | 442 | No
2030-08-18 21:00 | 2030 Initial | 700 | 505 | 510 | 442 | No
2030-08-18 22:00 | 2030 Initial | 700 | 505 | 510 | 442 | No
2030-08-18 23:00 | 2030 Initial | 700 | 505 | 510 | 442 | No
2030-08-19 | 2030 Initial | 700 | 502.08 | 510 | 442 | No
2030-08-19 01:00 | 2030 Initial | 700 | 202.08 | 510 | 442 | No
2030-08-19 02:00 | 2030 Initial | 700 | 257.9 | 510 | 442 | No
2030-08-19 03:00 | 2030 Initial | 700 | 219.17 | 510 | 442 | No
2030-08-19 04:00 | 2030 Initial | 700 | 438.37 | 510 | 442 | No
2030-08-19 05:00 | 2030 Initial | 700 | 505 | 510 | 442 | No
2030-08-19 06:00 | 2030 Initial | 700 | 505 | 510 | 442 | No
2030-08-19 07:00 | 2030 Initial | 700 | 505 | 510 | 442 | No
2030-08-19 08:00 | 2030 Initial | 700 | 421.61 | 510 | 442 | No
2030-08-19 09:00 | 2030 Initial | 530.57 | 505 | 510 | 442 | No
2030-08-19 10:00 | 2030 Initial | 526.1 | 505 | 510 | 442 | No
2030-08-19 11:00 | 2030 Initial | 274.26 | 505 | 510 | 442 | No
2030-08-19 12:00 | 2030 Initial | 294.65 | 505 | 510 | 442 | No
2030-08-19 13:00 | 2030 Initial | 78.29 | 505 | 510 | 442 | No
2030-08-19 14:00 | 2030 Initial | 333.23 | 505 | 510 | 305.55 | No
2030-08-19 15:00 | 2030 Initial | 429.76 | 505 | 510 | 442 | No
2030-08-19 16:00 | 2030 Initial | 578.84 | 505 | 510 | 442 | No
2030-08-19 17:00 | 2030 Initial | 698.13 | 505 | 510 | 360.07 | No
2030-08-19 18:00 | 2030 Initial | 500 | 505 | 510 | 231.42 | No
2030-08-19 19:00 | 2030 Initial | -100 | 505 | 510 | 203.23 | No
2030-08-19 20:00 | 2030 Initial | -700 | 505 | 510 | 165.86 | No
2030-08-19 21:00 | 2030 Initial | -700 | 505 | 510 | 317.59 | Yes
2030-08-19 22:00 | 2030 Initial | -700 | 505 | 510 | 442 | Yes
2030-08-19 23:00 | 2030 Initial | -700 | 505 | 510 | 442 | Yes
2030-08-20 | 2030 Initial | -700 | 505 | 510 | 142 | Yes
2030-08-20 01:00 | 2030 Initial | -700 | 505 | 510 | -54.35 | Yes
2030-08-20 02:00 | 2030 Initial | -700 | 505 | 510 | -60.31 | Yes
2030-08-20 03:00 | 2030 Initial | -700 | 505 | 510 | -94.64 | Yes
2030-08-20 04:00 | 2030 Initial | -700 | 505 | 510 | -64.85 | Yes
2030-08-20 05:00 | 2030 Initial | -700 | 505 | 510 | 69.15 | Yes
2030-08-20 06:00 | 2030 Initial | -700 | 505 | 510 | 85.54 | Yes
2030-08-20 07:00 | 2030 Initial | -700 | 505 | 510 | 147.67 | Yes
2030-08-20 08:00 | 2030 Initial | -700 | 505 | 510 | 231.86 | Yes
2030-08-20 09:00 | 2030 Initial | -700 | 505 | 510 | 230.8 | Yes
2030-08-20 10:00 | 2030 Initial | -700 | 505 | 510 | 184.25 | Yes
2030-08-20 11:00 | 2030 Initial | -700 | 505 | 510 | 206.41 | Yes
2030-08-20 12:00 | 2030 Initial | -700 | 505 | 510 | 386.71 | Yes
2030-08-20 13:00 | 2030 Initial | -700 | 505 | 510 | 440.51 | Yes
2030-08-20 14:00 | 2030 Initial | -700 | 505 | 510 | 140.51 | Yes
2030-08-20 15:00 | 2030 Initial | -700 | 505 | 510 | 105.95 | Yes
2030-08-20 16:00 | 2030 Initial | -700 | 505 | 510 | 274.43 | Yes
2030-08-20 17:00 | 2030 Initial | -700 | 505 | 510 | 302.1 | Yes
2030-08-20 18:00 | 2030 Initial | -700 | 505 | 510 | 334.85 | No
2030-08-20 19:00 | 2030 Initial | -700 | 505 | 510 | 263.93 | No
2030-08-20 20:00 | 2030 Initial | -700 | 505 | 510 | 226.2 | Yes
2030-08-20 21:00 | 2030 Initial | -700 | 505 | 510 | 187.92 | Yes
2030-08-20 22:00 | 2030 Initial | -700 | 505 | 510 | 75.97 | Yes
2030-08-20 23:00 | 2030 Initial | -700 | 505 | 510 | -42.35 | Yes
2030-08-21 | 2030 Initial | -700 | 505 | 510 | -96.67 | No
2030-08-21 01:00 | 2030 Initial | -700 | 505 | 510 | -17.38 | Yes
2030-08-21 02:00 | 2030 Initial | -700 | 505 | 510 | -58.91 | Yes
2030-08-21 03:00 | 2030 Initial | -700 | 505 | 510 | -51.5 | Yes
2030-08-21 04:00 | 2030 Initial | -700 | 505 | 510 | 92.28 | Yes
2030-08-21 05:00 | 2030 Initial | -700 | 505 | 510 | 392.28 | Yes
2030-08-21 06:00 | 2030 Initial | -700 | 505 | 510 | 442 | Yes
2030-08-21 07:00 | 2030 Initial | -700 | 505 | 510 | 442 | No
2030-08-21 08:00 | 2030 Initial | -700 | 505 | 510 | 442 | Yes
2030-08-21 09:00 | 2030 Initial | -700 | 505 | 510 | 442 | No
2030-08-21 10:00 | 2030 Initial | -700 | 505 | 510 | 442 | No
2030-08-21 11:00 | 2030 Initial | -700 | 505 | 510 | 442 | Yes
2030-08-21 12:00 | 2030 Initial | -700 | 505 | 510 | 442 | Yes
2030-08-21 13:00 | 2030 Initial | -700 | 505 | 510 | 442 | Yes
2030-08-21 14:00 | 2030 Initial | -700 | 505 | 510 | 442 | Yes
2030-08-21 15:00 | 2030 Initial | -700 | 505 | 510 | 442 | No
2030-08-21 16:00 | 2030 Initial | -100 | 505 | 510 | 442 | No
2030-08-21 17:00 | 2030 Initial | 500 | 505 | 510 | 442 | No
2030-08-21 18:00 | 2030 Initial | 486.44 | 505 | 510 | 442 | No
2030-08-21 19:00 | 2030 Initial | 700 | 505 | 510 | 442 | No
2030-08-21 20:00 | 2030 Initial | 700 | 505 | 510 | 442 | No
2030-08-21 21:00 | 2030 Initial | 700 | 442.75 | 510 | 442 | No
2030-08-21 22:00 | 2030 Initial | 700 | 505 | 510 | 442 | No
2030-08-21 23:00 | 2030 Initial | 353.35 | 505 | 510 | 442 | No
2030-08-22 | 2030 Initial | 658.67 | 505 | 510 | 442 | No
2030-08-22 01:00 | 2030 Initial | 620.86 | 505 | 510 | 442 | No
2030-08-22 02:00 | 2030 Initial | 661.36 | 505 | 510 | 442 | No
2030-08-22 03:00 | 2030 Initial | 558.72 | 505 | 510 | 442 | No
2030-08-22 04:00 | 2030 Initial | 304.74 | 505 | 510 | 442 | No
2030-08-22 05:00 | 2030 Initial | 62 | 505 | 510 | 442 | No
2030-08-22 06:00 | 2030 Initial | 376.91 | 505 | 510 | 442 | No
2030-08-22 07:00 | 2030 Initial | 530.42 | 205 | 210 | 442 | No
2030-08-22 08:00 | 2030 Initial | 29.51 | 505 | 510 | 442 | No
2030-08-22 09:00 | 2030 Initial | 13.71 | 505 | 510 | 442 | No
2030-08-22 10:00 | 2030 Initial | -586.29 | 505 | 510 | 442 | No
2030-08-22 11:00 | 2030 Initial | -528.42 | 505 | 510 | 442 | No
2030-08-22 12:00 | 2030 Initial | -566.31 | 505 | 510 | 442 | No
2030-08-22 13:00 | 2030 Initial | -176.66 | 505 | 510 | 442 | No
2030-08-22 14:00 | 2030 Initial | -615.71 | 505 | 510 | 442 | No
2030-08-22 15:00 | 2030 Initial | -459.28 | 505 | 510 | 442 | No
2030-08-22 16:00 | 2030 Initial | -258.25 | 505 | 510 | 442 | No
2030-08-22 17:00 | 2030 Initial | 341.75 | 505 | 510 | 442 | No
2030-08-22 18:00 | 2030 Initial | 514.24 | 505 | 510 | 442 | No
2030-08-22 19:00 | 2030 Initial | 672 | 505 | 510 | 442 | No
2030-08-22 20:00 | 2030 Initial | 700 | 505 | 510 | 442 | No
2030-08-22 21:00 | 2030 Initial | 700 | 505 | 510 | 442 | No
2030-08-22 22:00 | 2030 Initial | 700 | 505 | 510 | 442 | No
2030-08-22 23:00 | 2030 Initial | 700 | 505 | 510 | 442 | No
2030-08-23 | 2030 Initial | 700 | 505 | 510 | 442 | No
2030-08-23 01:00 | 2030 Initial | 700 | 476.38 | 510 | 442 | No
2030-08-23 02:00 | 2030 Initial | 700 | 505 | 510 | 442 | No
2030-08-23 03:00 | 2030 Initial | 700 | 354.65 | 510 | 442 | No
2030-08-23 04:00 | 2030 Initial | 700 | 54.65 | 510 | 442 | No
2030-08-23 05:00 | 2030 Initial | 700 | 354.65 | 510 | 442 | No
2030-08-23 06:00 | 2030 Initial | 700 | 318.53 | 510 | 442 | No
2030-08-23 07:00 | 2030 Initial | 700 | 505 | 510 | 442 | No
2030-08-23 08:00 | 2030 Initial | 700 | 505 | 510 | 442 | No
2030-08-23 09:00 | 2030 Initial | 700 | 205 | 343.23 | 442 | No
2030-08-23 10:00 | 2030 Initial | 372.55 | 0 | 43.23 | 442 | No
2030-08-23 11:00 | 2030 Initial | 80.77 | 0 | 0 | 442 | No
2030-08-23 12:00 | 2030 Initial | 0 | 0 | 210 | 442 | No
2030-08-23 13:00 | 2030 Initial | 0 | 0 | 510 | 442 | No
2030-08-23 14:00 | 2030 Initial | 0 | 0 | 510 | 442 | No
2030-08-23 15:00 | 2030 Initial | 11.14 | 18.6 | 510 | 442 | No
2030-08-23 16:00 | 2030 Initial | 611.14 | 69.35 | 510 | 442 | No
2030-08-23 17:00 | 2030 Initial | 700 | 369.35 | 510 | 442 | No
2030-08-23 18:00 | 2030 Initial | 700 | 273.03 | 510 | 442 | No
2030-08-23 19:00 | 2030 Initial | 700 | 505 | 510 | 442 | No
2030-08-23 20:00 | 2030 Initial | 700 | 505 | 510 | 442 | No
2030-08-23 21:00 | 2030 Initial | 700 | 505 | 510 | 442 | No
2030-08-23 22:00 | 2030 Initial | 700 | 505 | 510 | 442 | No
2030-08-23 23:00 | 2030 Initial | 700 | 505 | 510 | 442 | No
2030-08-24 | 2030 Initial | 700 | 505 | 510 | 442 | No
2030-08-24 01:00 | 2030 Initial | 700 | 505 | 510 | 442 | No
2030-08-24 02:00 | 2030 Initial | 700 | 505 | 510 | 442 | No
2030-08-24 03:00 | 2030 Initial | 700 | 505 | 510 | 442 | No
2030-08-24 04:00 | 2030 Initial | 700 | 505 | 510 | 442 | No
2030-08-24 05:00 | 2030 Initial | 700 | 205 | 510 | 145.87 | No
2030-08-24 06:00 | 2030 Initial | 700 | 0 | 510 | 226.41 | No
2030-08-24 07:00 | 2030 Initial | 700 | 0 | 510 | 302.25 | No
2030-08-24 08:00 | 2030 Initial | 700 | 0 | 283.66 | 302.25 | No
2030-08-24 09:00 | 2030 Initial | 700 | 0 | -16.34 | 82.44 | No
2030-08-24 10:00 | 2030 Initial | 700 | -53.18 | -316.34 | 68.02 | No
2030-08-24 11:00 | 2030 Initial | 700 | 0 | -502.05 | 73.02 | No
2030-08-24 12:00 | 2030 Initial | 700 | 0 | -464.88 | 75.84 | No
2030-08-24 13:00 | 2030 Initial | 700 | 0 | -354.91 | 38.35 | No
2030-08-24 14:00 | 2030 Initial | 700 | 0 | -360.52 | 25.26 | No
2030-08-24 15:00 | 2030 Initial | 700 | 0 | -398.11 | 0 | No
2030-08-24 16:00 | 2030 Initial | 700 | 0 | -155.21 | 22.61 | No
2030-08-24 17:00 | 2030 Initial | 700 | 0 | 138.38 | 69.96 | No
2030-08-24 18:00 | 2030 Initial | 700 | 32.56 | 438.38 | 142 | No
2030-08-24 19:00 | 2030 Initial | 700 | 332.56 | 510 | 442 | No
2030-08-24 20:00 | 2030 Initial | 700 | 290.85 | 510 | 442 | No
2030-08-24 21:00 | 2030 Initial | 700 | 100.04 | 510 | 442 | No
2030-08-24 22:00 | 2030 Initial | 600 | 0 | 366.59 | 229.4 | No
2030-08-24 23:00 | 2030 Initial | 0 | 0 | 66.59 | 0 | No
2030-08-25 | 2030 Initial | -600 | 300 | 366.59 | 230.04 | Yes
2030-08-25 01:00 | 2030 Initial | -700 | 505 | 510 | 180.8 | Yes
2030-08-25 02:00 | 2030 Initial | -700 | 505 | 510 | 171.64 | Yes
2030-08-25 03:00 | 2030 Initial | -700 | 505 | 510 | 18.19 | Yes
2030-08-25 04:00 | 2030 Initial | -700 | 505 | 510 | -157.26 | Yes
2030-08-25 05:00 | 2030 Initial | -700 | 505 | 510 | -205.39 | Yes
2030-08-25 06:00 | 2030 Initial | -700 | 505 | 510 | -195.07 | Yes
2030-08-25 07:00 | 2030 Initial | -700 | 505 | 510 | -163.85 | Yes
2030-08-25 08:00 | 2030 Initial | -700 | 505 | 510 | -146.68 | Yes
2030-08-25 09:00 | 2030 Initial | -700 | 505 | 510 | -102.1 | Yes
2030-08-25 10:00 | 2030 Initial | -700 | 505 | 510 | -62.38 | Yes
2030-08-25 11:00 | 2030 Initial | -700 | 505 | 510 | -27.03 | Yes
2030-08-25 12:00 | 2030 Initial | -700 | 505 | 510 | -4.04 | Yes
2030-08-25 13:00 | 2030 Initial | -700 | 505 | 510 | -3.98 | Yes
2030-08-25 14:00 | 2030 Initial | -700 | 505 | 510 | -19.6 | Yes
2030-08-25 15:00 | 2030 Initial | -700 | 505 | 510 | 142 | Yes
2030-08-25 16:00 | 2030 Initial | -700 | 505 | 510 | 442 | Yes
2030-08-25 17:00 | 2030 Initial | -700 | 505 | 510 | 442 | Yes
2030-08-25 18:00 | 2030 Initial | -700 | 505 | 510 | 442 | Yes
2030-08-25 19:00 | 2030 Initial | -700 | 505 | 510 | 290.75 | Yes
2030-08-25 20:00 | 2030 Initial | -674.05 | 505 | 510 | 415.81 | No
2030-08-25 21:00 | 2030 Initial | -258.87 | 505 | 510 | 442 | No
2030-08-25 22:00 | 2030 Initial | -340.01 | 505 | 510 | 442 | No
2030-08-25 23:00 | 2030 Initial | -700 | 505 | 510 | 442 | No
2030-08-26 | 2030 Initial | -100 | 505 | 510 | 442 | No
2030-08-26 01:00 | 2030 Initial | 18.07 | 505 | 510 | 442 | No
2030-08-26 02:00 | 2030 Initial | 282.43 | 505 | 510 | 442 | No
2030-08-26 03:00 | 2030 Initial | 571.69 | 505 | 510 | 442 | No
2030-08-26 04:00 | 2030 Initial | 392.01 | 505 | 510 | 442 | No
2030-08-26 05:00 | 2030 Initial | 700 | 505 | 510 | 442 | No
2030-08-26 06:00 | 2030 Initial | 692.71 | 492.77 | 510 | 442 | No
2030-08-26 07:00 | 2030 Initial | 700 | 505 | 510 | 442 | No
2030-08-26 08:00 | 2030 Initial | 700 | 505 | 510 | 442 | No
2030-08-26 09:00 | 2030 Initial | 700 | 494.8 | 510 | 442 | No
2030-08-26 10:00 | 2030 Initial | 700 | 194.8 | 503.98 | 442 | No
2030-08-26 11:00 | 2030 Initial | 700 | 0 | 409.63 | 442 | No
2030-08-26 12:00 | 2030 Initial | 700 | 0 | 385.41 | 442 | No
2030-08-26 13:00 | 2030 Initial | 700 | 0 | 510 | 442 | No
2030-08-26 14:00 | 2030 Initial | 700 | 0 | 510 | 442 | No
2030-08-26 15:00 | 2030 Initial | 700 | 0 | 486.26 | 442 | No
2030-08-26 16:00 | 2030 Initial | 700 | 11.57 | 510 | 442 | No
2030-08-26 17:00 | 2030 Initial | 700 | 286.68 | 510 | 442 | No
2030-08-26 18:00 | 2030 Initial | 700 | 125.96 | 510 | 442 | No
2030-08-26 19:00 | 2030 Initial | 700 | 0 | 510 | 442 | No
2030-08-26 20:00 | 2030 Initial | 700 | 205 | 510 | 442 | No
2030-08-26 21:00 | 2030 Initial | 700 | 505 | 510 | 442 | No
2030-08-26 22:00 | 2030 Initial | 700 | 505 | 510 | 442 | No
2030-08-26 23:00 | 2030 Initial | 700 | 393.77 | 510 | 442 | No
2030-08-27 | 2030 Initial | 700 | 96.27 | 417 | 421.63 | No
2030-08-27 01:00 | 2030 Initial | 700 | 396.27 | 510 | 442 | No
2030-08-27 02:00 | 2030 Initial | 700 | 168.91 | 510 | 442 | No
2030-08-27 03:00 | 2030 Initial | 700 | 0 | 510 | 442 | No
2030-08-27 04:00 | 2030 Initial | 700 | 0 | 510 | 442 | No
2030-08-27 05:00 | 2030 Initial | 700 | 15.27 | 446.84 | 442 | No
2030-08-27 06:00 | 2030 Initial | 700 | 0 | 146.84 | 275.39 | No
2030-08-27 07:00 | 2030 Initial | 700 | 162.85 | 446.84 | 442 | No
2030-08-27 08:00 | 2030 Initial | 700 | 136.14 | 210 | 192.6 | No
2030-08-27 09:00 | 2030 Initial | 700 | 436.14 | 510 | 442 | No
2030-08-27 10:00 | 2030 Initial | 700 | 505 | 510 | 442 | No
2030-08-27 11:00 | 2030 Initial | 700 | 505 | 510 | 442 | No
2030-08-27 12:00 | 2030 Initial | 700 | 505 | 510 | 442 | No
2030-08-27 13:00 | 2030 Initial | 700 | 505 | 510 | 442 | No
2030-08-27 14:00 | 2030 Initial | 700 | 505 | 510 | 442 | No
2030-08-27 15:00 | 2030 Initial | 700 | 239.73 | 510 | 442 | No
2030-08-27 16:00 | 2030 Initial | 700 | 400.15 | 510 | 442 | No
2030-08-27 17:00 | 2030 Initial | 700 | 300 | 352.64 | 431.03 | No
2030-08-27 18:00 | 2030 Initial | 700 | 0 | 52.64 | 131.03 | No
2030-08-27 19:00 | 2030 Initial | 700 | 300 | 352.64 | 431.03 | No
2030-08-27 20:00 | 2030 Initial | 700 | 430.89 | 510 | 442 | No
2030-08-27 21:00 | 2030 Initial | 700 | 233.38 | 510 | 442 | No
2030-08-27 22:00 | 2030 Initial | 700 | 0 | 510 | 241.02 | No
2030-08-27 23:00 | 2030 Initial | 700 | 258.33 | 510 | 442 | No
2030-08-28 | 2030 Initial | 700 | 363.03 | 510 | 442 | No
2030-08-28 01:00 | 2030 Initial | 700 | 387.48 | 510 | 259.29 | No
2030-08-28 02:00 | 2030 Initial | 700 | 248.64 | 510 | -40.71 | No
2030-08-28 03:00 | 2030 Initial | 378.7 | 505 | 510 | -249.36 | No
2030-08-28 04:00 | 2030 Initial | 157.95 | 505 | 510 | -33.8 | No
2030-08-28 05:00 | 2030 Initial | 171.61 | 505 | 510 | -107.48 | No
2030-08-28 06:00 | 2030 Initial | -30.48 | 505 | 510 | 51.69 | No
2030-08-28 07:00 | 2030 Initial | 276.01 | 505 | 510 | 95.87 | No
2030-08-28 08:00 | 2030 Initial | 279.13 | 505 | 510 | 395.87 | No
2030-08-28 09:00 | 2030 Initial | 89.54 | 505 | 510 | 442 | No
2030-08-28 10:00 | 2030 Initial | -100 | 505 | 510 | 442 | No
2030-08-28 11:00 | 2030 Initial | -700 | 505 | 510 | 442 | No
2030-08-28 12:00 | 2030 Initial | -700 | 505 | 510 | 442 | Yes
2030-08-28 13:00 | 2030 Initial | -700 | 505 | 510 | 442 | Yes
2030-08-28 14:00 | 2030 Initial | -700 | 505 | 510 | 442 | Yes
2030-08-28 15:00 | 2030 Initial | -700 | 505 | 510 | 442 | No
2030-08-28 16:00 | 2030 Initial | -597.05 | 505 | 510 | 442 | No
2030-08-28 17:00 | 2030 Initial | -519.28 | 505 | 510 | 442 | No
2030-08-28 18:00 | 2030 Initial | 80.72 | 505 | 510 | 442 | No
2030-08-28 19:00 | 2030 Initial | 680.72 | 205 | 210 | 313.94 | No
2030-08-28 20:00 | 2030 Initial | 700 | 505 | 510 | 442 | No
2030-08-28 21:00 | 2030 Initial | 436.11 | 505 | 510 | 442 | No
2030-08-28 22:00 | 2030 Initial | 700 | 505 | 510 | 442 | No
2030-08-28 23:00 | 2030 Initial | 576.89 | 505 | 510 | 442 | No
2030-08-29 | 2030 Initial | 700 | 505 | 510 | 442 | No
2030-08-29 01:00 | 2030 Initial | 700 | 505 | 510 | 442 | No
2030-08-29 02:00 | 2030 Initial | 566.02 | 505 | 510 | 442 | No
2030-08-29 03:00 | 2030 Initial | 700 | 505 | 510 | 442 | No
2030-08-29 04:00 | 2030 Initial | 638.93 | 505 | 510 | 442 | No
2030-08-29 05:00 | 2030 Initial | 700 | 505 | 510 | 442 | No
2030-08-29 06:00 | 2030 Initial | 700 | 505 | 510 | 442 | No
2030-08-29 07:00 | 2030 Initial | 700 | 505 | 510 | 442 | No
2030-08-29 08:00 | 2030 Initial | 226.5 | 505 | 510 | 442 | No
2030-08-29 09:00 | 2030 Initial | -373.5 | 505 | 510 | 442 | No
2030-08-29 10:00 | 2030 Initial | -700 | 505 | 510 | 442 | No
2030-08-29 11:00 | 2030 Initial | -700 | 505 | 510 | 442 | No
2030-08-29 12:00 | 2030 Initial | -700 | 505 | 510 | 442 | Yes
2030-08-29 13:00 | 2030 Initial | -700 | 505 | 510 | 442 | Yes
2030-08-29 14:00 | 2030 Initial | -700 | 300 | 510 | 387.84 | Yes
2030-08-29 15:00 | 2030 Initial | -374.83 | 0 | 510 | 87.84 | No
2030-08-29 16:00 | 2030 Initial | 225.17 | 26.68 | 510 | 387.84 | No
2030-08-29 17:00 | 2030 Initial | 700 | 216.1 | 510 | 442 | No
2030-08-29 18:00 | 2030 Initial | 700 | 505 | 510 | 442 | No
2030-08-29 19:00 | 2030 Initial | 700 | 505 | 510 | 442 | No
2030-08-29 20:00 | 2030 Initial | 700 | 505 | 510 | 442 | No
2030-08-29 21:00 | 2030 Initial | 700 | 505 | 510 | 442 | No
2030-08-29 22:00 | 2030 Initial | 700 | 505 | 510 | 442 | No
2030-08-29 23:00 | 2030 Initial | 700 | 505 | 510 | 442 | No
2030-08-30 | 2030 Initial | 700 | 505 | 510 | 442 | No
2030-08-30 01:00 | 2030 Initial | 700 | 505 | 510 | 442 | No
2030-08-30 02:00 | 2030 Initial | 700 | 505 | 510 | 442 | No
2030-08-30 03:00 | 2030 Initial | 700 | 505 | 510 | 442 | No
2030-08-30 04:00 | 2030 Initial | 700 | 505 | 510 | 442 | No
2030-08-30 05:00 | 2030 Initial | 700 | 505 | 510 | 442 | No
2030-08-30 06:00 | 2030 Initial | 700 | 505 | 510 | 442 | No
2030-08-30 07:00 | 2030 Initial | 700 | 327.18 | 510 | 442 | No
2030-08-30 08:00 | 2030 Initial | 700 | 27.18 | 510 | 442 | No
2030-08-30 09:00 | 2030 Initial | 700 | 305.57 | 510 | 442 | No
2030-08-30 10:00 | 2030 Initial | 700 | 5.57 | 510 | 442 | No
2030-08-30 11:00 | 2030 Initial | 700 | 84.61 | 510 | 442 | No
2030-08-30 12:00 | 2030 Initial | 700 | 0 | 351.58 | 403.7 | No
2030-08-30 13:00 | 2030 Initial | 700 | 126.09 | 510 | 442 | No
2030-08-30 14:00 | 2030 Initial | 700 | 0 | 400.68 | 142 | No
2030-08-30 15:00 | 2030 Initial | 700 | 0 | 405.03 | 135.78 | No
2030-08-30 16:00 | 2030 Initial | 700 | 109.43 | 510 | 435.78 | No
2030-08-30 17:00 | 2030 Initial | 700 | 319.83 | 510 | 442 | No
2030-08-30 18:00 | 2030 Initial | 700 | 19.83 | 510 | 308.38 | No
2030-08-30 19:00 | 2030 Initial | 700 | 205 | 510 | 142 | No
2030-08-30 20:00 | 2030 Initial | 700 | 505 | 510 | 442 | No
2030-08-30 21:00 | 2030 Initial | 700 | 505 | 510 | 442 | No
2030-08-30 22:00 | 2030 Initial | 700 | 505 | 510 | 428.41 | No
2030-08-30 23:00 | 2030 Initial | 700 | 416.83 | 510 | 330.74 | No
2030-08-31 | 2030 Initial | 700 | 505 | 510 | 442 | No
2030-08-31 01:00 | 2030 Initial | 700 | 505 | 510 | 442 | No
2030-08-31 02:00 | 2030 Initial | 700 | 505 | 510 | 442 | No
2030-08-31 03:00 | 2030 Initial | 700 | 505 | 510 | 442 | No
2030-08-31 04:00 | 2030 Initial | 700 | 505 | 510 | 442 | No
2030-08-31 05:00 | 2030 Initial | 700 | 300 | 510 | 442 | No
2030-08-31 06:00 | 2030 Initial | 700 | 0 | 510 | 343.34 | No
2030-08-31 07:00 | 2030 Initial | 700 | 36.6 | 510 | 442 | No
2030-08-31 08:00 | 2030 Initial | 700 | 228.56 | 510 | 442 | No
2030-08-31 09:00 | 2030 Initial | 603.74 | 0 | 210 | 167.45 | No
2030-08-31 10:00 | 2030 Initial | 293.18 | 0 | 0 | 103.42 | No
2030-08-31 11:00 | 2030 Initial | 0 | 0 | 0 | 75.1 | No
2030-08-31 12:00 | 2030 Initial | 99.73 | 0 | 0 | 0 | No
2030-08-31 13:00 | 2030 Initial | 168.77 | 0 | 0 | 0 | No
2030-08-31 14:00 | 2030 Initial | 343.74 | 0 | 0 | 77.54 | No
2030-08-31 15:00 | 2030 Initial | 700 | 0 | 208.03 | 95.86 | No
2030-08-31 16:00 | 2030 Initial | 700 | 134.92 | 508.03 | 379.44 | No
2030-08-31 17:00 | 2030 Initial | 700 | 434.92 | 510 | 442 | No
2030-08-31 18:00 | 2030 Initial | 700 | 174.59 | 510 | 442 | No
2030-08-31 19:00 | 2030 Initial | 700 | 363.91 | 510 | 442 | No
2030-08-31 20:00 | 2030 Initial | 700 | 193.29 | 496.62 | 442 | No
2030-08-31 21:00 | 2030 Initial | 700 | 493.29 | 510 | 442 | No
2030-08-31 22:00 | 2030 Initial | 700 | 505 | 510 | 442 | No
2030-08-31 23:00 | 2030 Initial | 700 | 420.62 | 510 | 442 | No
2030-09-01 | 2030 Initial | 700 | 365.62 | 510 | 442 | No
2030-09-01 01:00 | 2030 Initial | 700 | 326.37 | 510 | 442 | No
2030-09-01 02:00 | 2030 Initial | 700 | 300 | 510 | 442 | No
2030-09-01 03:00 | 2030 Initial | 700 | 0 | 478.47 | 366.01 | No
2030-09-01 04:00 | 2030 Initial | 700 | 196.36 | 510 | 442 | No
2030-09-01 05:00 | 2030 Initial | 700 | 91.85 | 510 | 442 | No
2030-09-01 06:00 | 2030 Initial | 700 | 147.28 | 510 | 442 | No
2030-09-01 07:00 | 2030 Initial | 700 | 381.81 | 510 | 442 | No
2030-09-01 08:00 | 2030 Initial | 700 | 503.94 | 510 | 442 | No
2030-09-01 09:00 | 2030 Initial | 210.12 | 505 | 510 | 442 | No
2030-09-01 10:00 | 2030 Initial | -5 | 505 | 510 | 442 | No
2030-09-01 11:00 | 2030 Initial | -282.23 | 505 | 510 | 442 | No
2030-09-01 12:00 | 2030 Initial | -571.23 | 505 | 510 | 442 | No
2030-09-01 13:00 | 2030 Initial | -455.25 | 505 | 510 | 442 | No
2030-09-01 14:00 | 2030 Initial | -485.52 | 505 | 510 | 442 | No
2030-09-01 15:00 | 2030 Initial | -495.07 | 505 | 510 | 442 | No
2030-09-01 16:00 | 2030 Initial | 52.36 | 505 | 510 | 442 | No
2030-09-01 17:00 | 2030 Initial | 344.01 | 505 | 510 | 442 | No
2030-09-01 18:00 | 2030 Initial | 700 | 505 | 510 | 442 | No
2030-09-01 19:00 | 2030 Initial | 547.54 | 505 | 510 | 442 | No
2030-09-01 20:00 | 2030 Initial | 440.45 | 505 | 510 | 442 | No
2030-09-01 21:00 | 2030 Initial | 232.41 | 505 | 510 | 442 | No
2030-09-01 22:00 | 2030 Initial | -360.63 | 505 | 510 | 442 | No
2030-09-01 23:00 | 2030 Initial | -700 | 505 | 510 | 442 | No
2030-09-02 | 2030 Initial | -700 | 505 | 510 | 442 | No
2030-09-02 01:00 | 2030 Initial | -700 | 505 | 510 | 442 | Yes
2030-09-02 02:00 | 2030 Initial | -700 | 505 | 510 | 442 | Yes
2030-09-02 03:00 | 2030 Initial | -700 | 505 | 510 | 442 | Yes
2030-09-02 04:00 | 2030 Initial | -700 | 505 | 510 | 240.86 | Yes
2030-09-02 05:00 | 2030 Initial | -700 | 505 | 510 | 395.38 | Yes
2030-09-02 06:00 | 2030 Initial | -700 | 505 | 510 | 442 | Yes
2030-09-02 07:00 | 2030 Initial | -700 | 505 | 510 | 442 | Yes
2030-09-02 08:00 | 2030 Initial | -266.87 | 505 | 510 | 442 | No
2030-09-02 09:00 | 2030 Initial | 333.13 | 505 | 510 | 442 | No
2030-09-02 10:00 | 2030 Initial | 465.49 | 505 | 510 | 442 | No
2030-09-02 11:00 | 2030 Initial | 48.45 | 505 | 510 | 442 | No
2030-09-02 12:00 | 2030 Initial | 181.22 | 505 | 510 | 442 | No
2030-09-02 13:00 | 2030 Initial | 422.16 | 505 | 510 | 442 | No
2030-09-02 14:00 | 2030 Initial | 0 | 505 | 510 | 442 | No
2030-09-02 15:00 | 2030 Initial | 111.42 | 505 | 510 | 442 | No
2030-09-02 16:00 | 2030 Initial | 207.93 | 505 | 510 | 442 | No
2030-09-02 17:00 | 2030 Initial | 700 | 505 | 510 | 442 | No
2030-09-02 18:00 | 2030 Initial | 569.55 | 505 | 510 | 442 | No
2030-09-02 19:00 | 2030 Initial | 700 | 505 | 510 | 442 | No
2030-09-02 20:00 | 2030 Initial | 668.06 | 505 | 510 | 442 | No
2030-09-02 21:00 | 2030 Initial | 410.51 | 505 | 510 | 442 | No
2030-09-02 22:00 | 2030 Initial | 700 | 505 | 510 | 442 | No
2030-09-02 23:00 | 2030 Initial | 321.07 | 505 | 510 | 442 | No
2030-09-03 | 2030 Initial | 700 | 505 | 510 | 442 | No
2030-09-03 01:00 | 2030 Initial | 364.29 | 505 | 510 | 442 | No
2030-09-03 02:00 | 2030 Initial | 84.37 | 505 | 510 | 442 | No
2030-09-03 03:00 | 2030 Initial | 338.12 | 375.81 | 510 | 442 | No
2030-09-03 04:00 | 2030 Initial | 562.97 | 505 | 510 | 442 | No
2030-09-03 05:00 | 2030 Initial | 700 | 205 | 509.18 | 442 | No
2030-09-03 06:00 | 2030 Initial | 700 | 505 | 510 | 442 | No
2030-09-03 07:00 | 2030 Initial | 700 | 505 | 510 | 442 | No
2030-09-03 08:00 | 2030 Initial | 700 | 467.85 | 510 | 442 | No
2030-09-03 09:00 | 2030 Initial | 500 | 356.71 | 510 | 442 | No
2030-09-03 10:00 | 2030 Initial | -100 | 278.29 | 510 | 442 | No
2030-09-03 11:00 | 2030 Initial | -700 | 505 | 510 | 442 | No
2030-09-03 12:00 | 2030 Initial | -700 | 505 | 510 | 442 | No
2030-09-03 13:00 | 2030 Initial | -420.26 | 205 | 244.87 | 142 | No
2030-09-03 14:00 | 2030 Initial | -428.6 | 0 | 330.64 | 0 | No
2030-09-03 15:00 | 2030 Initial | 0 | 0 | 121.36 | 0 | No
2030-09-03 16:00 | 2030 Initial | 600 | 0 | 403.84 | 142 | No
2030-09-03 17:00 | 2030 Initial | 700 | 69.71 | 510 | 442 | No
2030-09-03 18:00 | 2030 Initial | 700 | 280.78 | 485.44 | 442 | No
2030-09-03 19:00 | 2030 Initial | 700 | 0 | 185.44 | 233.38 | No
2030-09-03 20:00 | 2030 Initial | 700 | 300 | 485.44 | 442 | No
2030-09-03 21:00 | 2030 Initial | 700 | 505 | 510 | 442 | No
2030-09-03 22:00 | 2030 Initial | 700 | 430.99 | 510 | 442 | No
2030-09-03 23:00 | 2030 Initial | 700 | 206.47 | 510 | 442 | No
2030-09-04 | 2030 Initial | 700 | 505 | 510 | 310.32 | No
2030-09-04 01:00 | 2030 Initial | 700 | 444.75 | 510 | 442 | No
2030-09-04 02:00 | 2030 Initial | 700 | 144.75 | 510 | 241.1 | No
2030-09-04 03:00 | 2030 Initial | 700 | 299.69 | 510 | 438.04 | No
2030-09-04 04:00 | 2030 Initial | 700 | 455.29 | 510 | 294.88 | No
2030-09-04 05:00 | 2030 Initial | 700 | 484.15 | 510 | 442 | No
2030-09-04 06:00 | 2030 Initial | 700 | 324.19 | 510 | 442 | No
2030-09-04 07:00 | 2030 Initial | 700 | 505 | 510 | 442 | No
2030-09-04 08:00 | 2030 Initial | 700 | 488.68 | 510 | 442 | No
2030-09-04 09:00 | 2030 Initial | 700 | 505 | 510 | 442 | No
2030-09-04 10:00 | 2030 Initial | 600 | 205 | 351.95 | 142 | No
2030-09-04 11:00 | 2030 Initial | 0 | 96.24 | 510 | 442 | No
2030-09-04 12:00 | 2030 Initial | 0 | 0 | 210 | 142 | No
2030-09-04 13:00 | 2030 Initial | 0 | 0 | 0 | 442 | No
2030-09-04 14:00 | 2030 Initial | -431.71 | 0 | 0 | 142 | No
2030-09-04 15:00 | 2030 Initial | -128.28 | 0 | 0 | 0 | No
2030-09-04 16:00 | 2030 Initial | 471.72 | 0 | 0 | 0 | No
2030-09-04 17:00 | 2030 Initial | 590.49 | 0 | 210 | 142 | No
2030-09-04 18:00 | 2030 Initial | 700 | 32.35 | 510 | 442 | No
2030-09-04 19:00 | 2030 Initial | 700 | 191.74 | 510 | 442 | No
2030-09-04 20:00 | 2030 Initial | 700 | 205 | 398.77 | 151 | No
2030-09-04 21:00 | 2030 Initial | 700 | 505 | 510 | 442 | No
2030-09-04 22:00 | 2030 Initial | 700 | 205 | 510 | 442 | No
2030-09-04 23:00 | 2030 Initial | 700 | 109.57 | 510 | 442 | No
2030-09-05 | 2030 Initial | 700 | 345.18 | 510 | 442 | No
2030-09-05 01:00 | 2030 Initial | 700 | 157.77 | 510 | 442 | No
2030-09-05 02:00 | 2030 Initial | 700 | 271.88 | 510 | 442 | No
2030-09-05 03:00 | 2030 Initial | 700 | 296.16 | 510 | 442 | No
2030-09-05 04:00 | 2030 Initial | 542.4 | 505 | 510 | 442 | No
2030-09-05 05:00 | 2030 Initial | 700 | 205 | 210 | 142 | No
2030-09-05 06:00 | 2030 Initial | 700 | 104.82 | 510 | 232.23 | No
2030-09-05 07:00 | 2030 Initial | 700 | 404.82 | 510 | 442 | No
2030-09-05 08:00 | 2030 Initial | 700 | 351.37 | 510 | 442 | No
2030-09-05 09:00 | 2030 Initial | 700 | 295.69 | 510 | 442 | No
2030-09-05 10:00 | 2030 Initial | 700 | 0 | 210 | 403.64 | No
2030-09-05 11:00 | 2030 Initial | 472.28 | 0 | 0 | 315.54 | No
2030-09-05 12:00 | 2030 Initial | 472.28 | 0 | 0 | 361.91 | No
2030-09-05 13:00 | 2030 Initial | 636.8 | 0 | 0 | 221.05 | No
2030-09-05 14:00 | 2030 Initial | 700 | 0 | 0 | 422.95 | No
2030-09-05 15:00 | 2030 Initial | 700 | 0 | -235.11 | 442 | No
2030-09-05 16:00 | 2030 Initial | 700 | -75.93 | -406.3 | 424.55 | No
2030-09-05 17:00 | 2030 Initial | 700 | 0 | -106.3 | 442 | No
2030-09-05 18:00 | 2030 Initial | 700 | 0 | 96.86 | 355.45 | No
2030-09-05 19:00 | 2030 Initial | 700 | 0 | 141.2 | 276.99 | No
2030-09-05 20:00 | 2030 Initial | 700 | 205 | 441.2 | 442 | No
2030-09-05 21:00 | 2030 Initial | 700 | 505 | 510 | 442 | No
2030-09-05 22:00 | 2030 Initial | 700 | 425.04 | 510 | 442 | No
2030-09-05 23:00 | 2030 Initial | 700 | 398.18 | 510 | 442 | No
2030-09-06 | 2030 Initial | 700 | 475.25 | 510 | 442 | No
2030-09-06 01:00 | 2030 Initial | 700 | 505 | 510 | 442 | No
2030-09-06 02:00 | 2030 Initial | 700 | 422.42 | 510 | 442 | No
2030-09-06 03:00 | 2030 Initial | 700 | 502.47 | 510 | 442 | No
2030-09-06 04:00 | 2030 Initial | 700 | 505 | 510 | 442 | No
2030-09-06 05:00 | 2030 Initial | 700 | 222.63 | 510 | 442 | No
2030-09-06 06:00 | 2030 Initial | 700 | 139.07 | 510 | 442 | No
2030-09-06 07:00 | 2030 Initial | 700 | 23.43 | 510 | 442 | No
2030-09-06 08:00 | 2030 Initial | 700 | 0 | 210 | 432.71 | No
2030-09-06 09:00 | 2030 Initial | 700 | 0 | 19.7 | 426.22 | No
2030-09-06 10:00 | 2030 Initial | 700 | 0 | 319.7 | 442 | No
2030-09-06 11:00 | 2030 Initial | 700 | 0 | 300 | 442 | No
2030-09-06 12:00 | 2030 Initial | 700 | 0 | 0 | 371.84 | No
2030-09-06 13:00 | 2030 Initial | 700 | -217.09 | -300 | 291.62 | No
2030-09-06 14:00 | 2030 Initial | 700 | 0 | -480.59 | 259.03 | No
2030-09-06 15:00 | 2030 Initial | 700 | -289.09 | -510 | -40.97 | No
2030-09-06 16:00 | 2030 Initial | 700 | -80.57 | -210 | 0 | No
2030-09-06 17:00 | 2030 Initial | 700 | 52.82 | 90 | 300 | No
2030-09-06 18:00 | 2030 Initial | 700 | 0 | 368.6 | 0 | No
2030-09-06 19:00 | 2030 Initial | 700 | 0 | 383.64 | 0 | No
2030-09-06 20:00 | 2030 Initial | 700 | 0 | 510 | 135.65 | No
2030-09-06 21:00 | 2030 Initial | 700 | 0 | 510 | 435.65 | No
2030-09-06 22:00 | 2030 Initial | 700 | 0 | 282.35 | 142 | No
2030-09-06 23:00 | 2030 Initial | 700 | 274.38 | 510 | 442 | No
2030-09-07 | 2030 Initial | 700 | 280.32 | 510 | 442 | No
2030-09-07 01:00 | 2030 Initial | 700 | 443.91 | 510 | 442 | No
2030-09-07 02:00 | 2030 Initial | 700 | 251.97 | 510 | 442 | No
2030-09-07 03:00 | 2030 Initial | 700 | 283.4 | 510 | 442 | No
2030-09-07 04:00 | 2030 Initial | 700 | 0 | 510 | 265.22 | No
2030-09-07 05:00 | 2030 Initial | 700 | 0 | 510 | 335.67 | No
2030-09-07 06:00 | 2030 Initial | 700 | 0 | 510 | 162.2 | No
2030-09-07 07:00 | 2030 Initial | 700 | 0 | 510 | 442 | No
2030-09-07 08:00 | 2030 Initial | 700 | 20.05 | 510 | 442 | No
2030-09-07 09:00 | 2030 Initial | 287.94 | 205 | 510 | 431.7 | No
2030-09-07 10:00 | 2030 Initial | -312.06 | 505 | 510 | 442 | No
2030-09-07 11:00 | 2030 Initial | -700 | 505 | 510 | 442 | No
2030-09-07 12:00 | 2030 Initial | -700 | 505 | 510 | 442 | No
2030-09-07 13:00 | 2030 Initial | -700 | 505 | 510 | 442 | No
2030-09-07 14:00 | 2030 Initial | -361.91 | 300 | 510 | 442 | No
2030-09-07 15:00 | 2030 Initial | 238.09 | 0 | 406.83 | 354.36 | No
2030-09-07 16:00 | 2030 Initial | 700 | 66.26 | 384.06 | 427.39 | No
2030-09-07 17:00 | 2030 Initial | 700 | 366.26 | 510 | 442 | No
2030-09-07 18:00 | 2030 Initial | 700 | 442.07 | 510 | 442 | No
2030-09-07 19:00 | 2030 Initial | 700 | 505 | 510 | 442 | No
2030-09-07 20:00 | 2030 Initial | 700 | 505 | 510 | 442 | No
2030-09-07 21:00 | 2030 Initial | 700 | 505 | 510 | 442 | No
2030-09-07 22:00 | 2030 Initial | 700 | 505 | 510 | 442 | No
2030-09-07 23:00 | 2030 Initial | 700 | 205 | 510 | 442 | No
2030-09-08 | 2030 Initial | 700 | 58.56 | 510 | 442 | No
2030-09-08 01:00 | 2030 Initial | 700 | 348.71 | 510 | 442 | No
2030-09-08 02:00 | 2030 Initial | 700 | 373.39 | 510 | 442 | No
2030-09-08 03:00 | 2030 Initial | 700 | 254.53 | 510 | 442 | No
2030-09-08 04:00 | 2030 Initial | 700 | 262.8 | 510 | 442 | No
2030-09-08 05:00 | 2030 Initial | 700 | 92.07 | 510 | 442 | No
2030-09-08 06:00 | 2030 Initial | 700 | 0 | 510 | 371.28 | No
2030-09-08 07:00 | 2030 Initial | 700 | 189.39 | 510 | 442 | No
2030-09-08 08:00 | 2030 Initial | 700 | 426.64 | 510 | 442 | No
2030-09-08 09:00 | 2030 Initial | 700 | 217.64 | 510 | 442 | No
2030-09-08 10:00 | 2030 Initial | 700 | 0 | 333.21 | 442 | No
2030-09-08 11:00 | 2030 Initial | 700 | 0 | 510 | 442 | No
2030-09-08 12:00 | 2030 Initial | 558.44 | 189.26 | 210 | 442 | No
2030-09-08 13:00 | 2030 Initial | 0 | 489.26 | 510 | 442 | No
2030-09-08 14:00 | 2030 Initial | 0 | 341.2 | 510 | 442 | No
2030-09-08 15:00 | 2030 Initial | 138.09 | 300 | 510 | 442 | No
2030-09-08 16:00 | 2030 Initial | 700 | 0 | 485.4 | 402.59 | No
2030-09-08 17:00 | 2030 Initial | 700 | 131.56 | 510 | 442 | No
2030-09-08 18:00 | 2030 Initial | 700 | 115.22 | 368.3 | 142 | No
2030-09-08 19:00 | 2030 Initial | 700 | 415.22 | 510 | 442 | No
2030-09-08 20:00 | 2030 Initial | 660.92 | 505 | 510 | 442 | No
2030-09-08 21:00 | 2030 Initial | 700 | 505 | 510 | 442 | No
2030-09-08 22:00 | 2030 Initial | 700 | 505 | 510 | 442 | No
2030-09-08 23:00 | 2030 Initial | 690.88 | 505 | 510 | 442 | No
2030-09-09 | 2030 Initial | 534.79 | 505 | 510 | 442 | No
2030-09-09 01:00 | 2030 Initial | 656.63 | 505 | 510 | 442 | No
2030-09-09 02:00 | 2030 Initial | 507.09 | 300 | 510 | 442 | No
2030-09-09 03:00 | 2030 Initial | 700 | 0 | 510 | 278.56 | No
2030-09-09 04:00 | 2030 Initial | 700 | 0 | 332.75 | 141.5 | No
2030-09-09 05:00 | 2030 Initial | 700 | 0 | 461.74 | 0 | No
2030-09-09 06:00 | 2030 Initial | 700 | 0 | 510 | 170.73 | No
2030-09-09 07:00 | 2030 Initial | 700 | 192.6 | 510 | 442 | No
2030-09-09 08:00 | 2030 Initial | 700 | 198.75 | 510 | 442 | No
2030-09-09 09:00 | 2030 Initial | 700 | 0 | 300 | 213.85 | No
2030-09-09 10:00 | 2030 Initial | 245.2 | 0 | 0 | 185.5 | No
2030-09-09 11:00 | 2030 Initial | 0 | 0 | 257.49 | 0 | No
2030-09-09 12:00 | 2030 Initial | 0 | 0 | 300 | 3.94 | No
2030-09-09 13:00 | 2030 Initial | 191.82 | 0 | 0 | 0 | No
2030-09-09 14:00 | 2030 Initial | 168.02 | 0 | 0 | 0 | No
2030-09-09 15:00 | 2030 Initial | 700 | 0 | 165.15 | 142 | No
2030-09-09 16:00 | 2030 Initial | 700 | 204.15 | 368.97 | 442 | No
2030-09-09 17:00 | 2030 Initial | 700 | 0 | 68.97 | 327.58 | No
2030-09-09 18:00 | 2030 Initial | 700 | 14.06 | 368.97 | 442 | No
2030-09-09 19:00 | 2030 Initial | 700 | 314.06 | 510 | 442 | No
2030-09-09 20:00 | 2030 Initial | 700 | 505 | 510 | 442 | No
2030-09-09 21:00 | 2030 Initial | 700 | 356 | 510 | 442 | No
2030-09-09 22:00 | 2030 Initial | 700 | 505 | 510 | 442 | No
2030-09-09 23:00 | 2030 Initial | 700 | 505 | 510 | 442 | No
2030-09-10 | 2030 Initial | 700 | 505 | 510 | 442 | No
2030-09-10 01:00 | 2030 Initial | 700 | 505 | 510 | 442 | No
2030-09-10 02:00 | 2030 Initial | 700 | 505 | 510 | 442 | No
2030-09-10 03:00 | 2030 Initial | 700 | 505 | 510 | 442 | No
2030-09-10 04:00 | 2030 Initial | 700 | 300 | 491.5 | 442 | No
2030-09-10 05:00 | 2030 Initial | 700 | 0 | 191.5 | 236.8 | No
2030-09-10 06:00 | 2030 Initial | 700 | 0 | 0 | 333.66 | No
2030-09-10 07:00 | 2030 Initial | 700 | 0 | 78.76 | 384.07 | No
2030-09-10 08:00 | 2030 Initial | 700 | 0 | 0 | 442 | No
2030-09-10 09:00 | 2030 Initial | 700 | 0 | -118.17 | 442 | No
2030-09-10 10:00 | 2030 Initial | 700 | 0 | 134.39 | 442 | No
2030-09-10 11:00 | 2030 Initial | 700 | 0 | 434.39 | 442 | No
2030-09-10 12:00 | 2030 Initial | 700 | 0 | 340.57 | 367.02 | No
2030-09-10 13:00 | 2030 Initial | 700 | 0 | 389.74 | 367.02 | No
2030-09-10 14:00 | 2030 Initial | 700 | 0 | 89.74 | 397.22 | No
2030-09-10 15:00 | 2030 Initial | 700 | 0 | 157.16 | 414.08 | No
2030-09-10 16:00 | 2030 Initial | 700 | 0 | 457.16 | 442 | No
2030-09-10 17:00 | 2030 Initial | 700 | 0 | 182.41 | 442 | No
2030-09-10 18:00 | 2030 Initial | 700 | 0 | -8.88 | 442 | No
2030-09-10 19:00 | 2030 Initial | 700 | 0 | -10.48 | 442 | No
2030-09-10 20:00 | 2030 Initial | 700 | 0 | 159.83 | 442 | No
2030-09-10 21:00 | 2030 Initial | 700 | 300 | 459.83 | 442 | No
2030-09-10 22:00 | 2030 Initial | 700 | 381.06 | 510 | 442 | No
2030-09-10 23:00 | 2030 Initial | 700 | 260.1 | 510 | 442 | No
2030-09-11 | 2030 Initial | 700 | 141.66 | 510 | 442 | No
2030-09-11 01:00 | 2030 Initial | 333.65 | 205 | 510 | 403.92 | No
2030-09-11 02:00 | 2030 Initial | -88.74 | 505 | 510 | 442 | No
2030-09-11 03:00 | 2030 Initial | -669.65 | 505 | 510 | 442 | No
2030-09-11 04:00 | 2030 Initial | -700 | 505 | 510 | 442 | No
2030-09-11 05:00 | 2030 Initial | -700 | 505 | 510 | 442 | No
2030-09-11 06:00 | 2030 Initial | -700 | 505 | 510 | 442 | No
2030-09-11 07:00 | 2030 Initial | -324.36 | 505 | 510 | 442 | No
2030-09-11 08:00 | 2030 Initial | 251.62 | 505 | 510 | 442 | No
2030-09-11 09:00 | 2030 Initial | -8.05 | 505 | 510 | 442 | No
2030-09-11 10:00 | 2030 Initial | -212.61 | 505 | 510 | 442 | No
2030-09-11 11:00 | 2030 Initial | -366.18 | 505 | 510 | 442 | No
2030-09-11 12:00 | 2030 Initial | -226.55 | 505 | 510 | 442 | No
2030-09-11 13:00 | 2030 Initial | -330.33 | 505 | 510 | 442 | No
2030-09-11 14:00 | 2030 Initial | 0 | 300 | 510 | 442 | No
2030-09-11 15:00 | 2030 Initial | 600 | 0 | 387.33 | 158.74 | No
2030-09-11 16:00 | 2030 Initial | 700 | 205 | 497.78 | 442 | No
2030-09-11 17:00 | 2030 Initial | 700 | 505 | 510 | 442 | No
2030-09-11 18:00 | 2030 Initial | 700 | 205 | 510 | 442 | No
2030-09-11 19:00 | 2030 Initial | 700 | 189.28 | 510 | 442 | No
2030-09-11 20:00 | 2030 Initial | 700 | 489.28 | 510 | 442 | No
2030-09-11 21:00 | 2030 Initial | 700 | 505 | 510 | 442 | No
2030-09-11 22:00 | 2030 Initial | 700 | 444.01 | 510 | 442 | No
2030-09-11 23:00 | 2030 Initial | 700 | 312.57 | 510 | 442 | No
2030-09-12 | 2030 Initial | 700 | 413.23 | 510 | 442 | No
2030-09-12 01:00 | 2030 Initial | 700 | 113.23 | 510 | 442 | No
2030-09-12 02:00 | 2030 Initial | 700 | 108.03 | 510 | 442 | No
2030-09-12 03:00 | 2030 Initial | 700 | 0 | 510 | 419.89 | No
2030-09-12 04:00 | 2030 Initial | 700 | 154.44 | 510 | 442 | No
2030-09-12 05:00 | 2030 Initial | 700 | 0 | 510 | 401.74 | No
2030-09-12 06:00 | 2030 Initial | 700 | 212.63 | 510 | 442 | No
2030-09-12 07:00 | 2030 Initial | 700 | 446.44 | 510 | 442 | No
2030-09-12 08:00 | 2030 Initial | 700 | 437.39 | 510 | 442 | No
2030-09-12 09:00 | 2030 Initial | 700 | 383.33 | 510 | 442 | No
2030-09-12 10:00 | 2030 Initial | 700 | 83.33 | 300 | 412.51 | No
2030-09-12 11:00 | 2030 Initial | 495.04 | 0 | 0 | 213.22 | No
2030-09-12 12:00 | 2030 Initial | 437.28 | 0 | 0 | 189.14 | No
2030-09-12 13:00 | 2030 Initial | 552.79 | 0 | 122.45 | 198.11 | No
2030-09-12 14:00 | 2030 Initial | -47.21 | 0 | 0 | 357.23 | No
2030-09-12 15:00 | 2030 Initial | -251.77 | 0 | 0 | 393.2 | No
2030-09-12 16:00 | 2030 Initial | -492.61 | 205 | 210 | 275.42 | No
2030-09-12 17:00 | 2030 Initial | -392.44 | 505 | 510 | 442 | No
2030-09-12 18:00 | 2030 Initial | -29.2 | 205 | 438.76 | 226.98 | No
2030-09-12 19:00 | 2030 Initial | -629.2 | 505 | 510 | 442 | No
2030-09-12 20:00 | 2030 Initial | -700 | 505 | 510 | 442 | Yes
2030-09-12 21:00 | 2030 Initial | -700 | 505 | 510 | 442 | Yes
2030-09-12 22:00 | 2030 Initial | -700 | 505 | 510 | 442 | Yes
2030-09-12 23:00 | 2030 Initial | -700 | 505 | 510 | 388.93 | Yes
2030-09-13 | 2030 Initial | -700 | 505 | 510 | 396.1 | Yes
2030-09-13 01:00 | 2030 Initial | -700 | 505 | 510 | 375.49 | Yes
2030-09-13 02:00 | 2030 Initial | -700 | 505 | 300 | 442 | No
2030-09-13 03:00 | 2030 Initial | -700 | 505 | 0 | 442 | No
2030-09-13 04:00 | 2030 Initial | -420.45 | 505 | 0 | 442 | No
2030-09-13 05:00 | 2030 Initial | -420.45 | 505 | 0 | 442 | No
2030-09-13 06:00 | 2030 Initial | -437.47 | 505 | 0 | 442 | No
2030-09-13 07:00 | 2030 Initial | -437.47 | 505 | 0 | 442 | No
2030-09-13 08:00 | 2030 Initial | -228.21 | 505 | 0 | 442 | No
2030-09-13 09:00 | 2030 Initial | -700 | 505 | 0 | 442 | Yes
2030-09-13 10:00 | 2030 Initial | -100 | 505 | 0 | 442 | Yes
2030-09-13 11:00 | 2030 Initial | 488.25 | 505 | 0 | 442 | Yes
2030-09-13 12:00 | 2030 Initial | 500 | 505 | 0 | 442 | Yes
2030-09-13 13:00 | 2030 Initial | -100 | 505 | 0 | 442 | Yes
2030-09-13 14:00 | 2030 Initial | -700 | 505 | 0 | 442 | Yes
2030-09-13 15:00 | 2030 Initial | -700 | 505 | 0 | 442 | Yes
2030-09-13 16:00 | 2030 Initial | -381.13 | 505 | 0 | 442 | No
2030-09-13 17:00 | 2030 Initial | -16.11 | 505 | 0 | 442 | No
2030-09-13 18:00 | 2030 Initial | 530.09 | 205 | 0 | 442 | No
2030-09-13 19:00 | 2030 Initial | 700 | 247.75 | 0 | 442 | No
2030-09-13 20:00 | 2030 Initial | 700 | 505 | 0 | 442 | No
2030-09-13 21:00 | 2030 Initial | 700 | 505 | 0 | 442 | No
2030-09-13 22:00 | 2030 Initial | 700 | 365.62 | 0 | 442 | No
2030-09-13 23:00 | 2030 Initial | 700 | 329.7 | 0 | 442 | No
2030-09-14 | 2030 Initial | 700 | 505 | 0 | 442 | No
2030-09-14 01:00 | 2030 Initial | 700 | 485.75 | 0 | 442 | No
2030-09-14 02:00 | 2030 Initial | 700 | 485.75 | 0 | 442 | No
2030-09-14 03:00 | 2030 Initial | 700 | 415.77 | 0 | 442 | No
2030-09-14 04:00 | 2030 Initial | 700 | 270.72 | 0 | 442 | No
2030-09-14 05:00 | 2030 Initial | 700 | 0 | 0 | 442 | No
2030-09-14 06:00 | 2030 Initial | 700 | -300 | 0 | 315.48 | No
2030-09-14 07:00 | 2030 Initial | 700 | -457.72 | 0 | 432.49 | No
2030-09-14 08:00 | 2030 Initial | 700 | -493.7 | 0 | 442 | No
2030-09-14 09:00 | 2030 Initial | 700 | -526 | 0 | 442 | No
2030-09-14 10:00 | 2030 Initial | 700 | -526 | 0 | 442 | No
2030-09-14 11:00 | 2030 Initial | 700 | -526 | 0 | 442 | No
2030-09-14 12:00 | 2030 Initial | 700 | -526 | 0 | 442 | No
2030-09-14 13:00 | 2030 Initial | 700 | -526 | 0 | 442 | No
2030-09-14 14:00 | 2030 Initial | 700 | -526 | 0 | 442 | No
2030-09-14 15:00 | 2030 Initial | 700 | -526 | 0 | 442 | No
2030-09-14 16:00 | 2030 Initial | 700 | -526 | 0 | 442 | No
2030-09-14 17:00 | 2030 Initial | 700 | -439.06 | 0 | 442 | No
2030-09-14 18:00 | 2030 Initial | 700 | -248.49 | 0 | 442 | No
2030-09-14 19:00 | 2030 Initial | 700 | -129.57 | 0 | 442 | No
2030-09-14 20:00 | 2030 Initial | 700 | -172.46 | 0 | 442 | No
2030-09-14 21:00 | 2030 Initial | 700 | -300 | 0 | 442 | No
2030-09-14 22:00 | 2030 Initial | 700 | 0 | 0 | 425.68 | No
2030-09-14 23:00 | 2030 Initial | 700 | 300 | 0 | 442 | No
2030-09-15 | 2030 Initial | 700 | 361.19 | 0 | 442 | No
2030-09-15 01:00 | 2030 Initial | 700 | 341.71 | 0 | 442 | No
2030-09-15 02:00 | 2030 Initial | 700 | 469.18 | 0 | 442 | No
2030-09-15 03:00 | 2030 Initial | 700 | 169.18 | 300 | 442 | No
2030-09-15 04:00 | 2030 Initial | 700 | 0 | 510 | 442 | No
2030-09-15 05:00 | 2030 Initial | 700 | 96.47 | 510 | 231.64 | No
2030-09-15 06:00 | 2030 Initial | 700 | 396.47 | 510 | 442 | No
2030-09-15 07:00 | 2030 Initial | 700 | 360.96 | 510 | 442 | No
2030-09-15 08:00 | 2030 Initial | 700 | 60.96 | 510 | 409.94 | No
2030-09-15 09:00 | 2030 Initial | 700 | 0 | 218.04 | 442 | No
2030-09-15 10:00 | 2030 Initial | 573.66 | 0 | 0 | 442 | No
2030-09-15 11:00 | 2030 Initial | 700 | 0 | 0 | 442 | No
2030-09-15 12:00 | 2030 Initial | 700 | 0 | 0 | 442 | No
2030-09-15 13:00 | 2030 Initial | 700 | 0 | 0 | 439.17 | No
2030-09-15 14:00 | 2030 Initial | 700 | 0 | -170.76 | 386.77 | No
2030-09-15 15:00 | 2030 Initial | 700 | -179.16 | -470.76 | 197.09 | No
2030-09-15 16:00 | 2030 Initial | 700 | -300 | -195.88 | 265.33 | No
2030-09-15 17:00 | 2030 Initial | 700 | 0 | 104.12 | 336.71 | No
2030-09-15 18:00 | 2030 Initial | 700 | 0 | 404.12 | 442 | No
2030-09-15 19:00 | 2030 Initial | 700 | 0 | 510 | 442 | No
2030-09-15 20:00 | 2030 Initial | 700 | 39.42 | 510 | 442 | No
2030-09-15 21:00 | 2030 Initial | 700 | 225.79 | 510 | 442 | No
2030-09-15 22:00 | 2030 Initial | 700 | 0 | 510 | 442 | No
2030-09-15 23:00 | 2030 Initial | 700 | 0 | 510 | 359.78 | No
2030-09-16 | 2030 Initial | 700 | 112.75 | 510 | 442 | No
2030-09-16 01:00 | 2030 Initial | 700 | 65.01 | 510 | 442 | No
2030-09-16 02:00 | 2030 Initial | 700 | 163.17 | 510 | 442 | No
2030-09-16 03:00 | 2030 Initial | 700 | 269.88 | 510 | 442 | No
2030-09-16 04:00 | 2030 Initial | 700 | 253.31 | 510 | 442 | No
2030-09-16 05:00 | 2030 Initial | 700 | 112.54 | 510 | 442 | No
2030-09-16 06:00 | 2030 Initial | 700 | 0 | 482.7 | 431.39 | No
2030-09-16 07:00 | 2030 Initial | 700 | 170.67 | 510 | 442 | No
2030-09-16 08:00 | 2030 Initial | 700 | 321.91 | 510 | 442 | No
2030-09-16 09:00 | 2030 Initial | 700 | 493.19 | 510 | 442 | No
2030-09-16 10:00 | 2030 Initial | 700 | 193.19 | 510 | 442 | No
2030-09-16 11:00 | 2030 Initial | 700 | 0 | 510 | 442 | No
2030-09-16 12:00 | 2030 Initial | 700 | 0 | 510 | 442 | No
2030-09-16 13:00 | 2030 Initial | 700 | 0 | 510 | 442 | No
2030-09-16 14:00 | 2030 Initial | 700 | 0 | 510 | 442 | No
2030-09-16 15:00 | 2030 Initial | 700 | 102.68 | 510 | 442 | No
2030-09-16 16:00 | 2030 Initial | 700 | 380.87 | 510 | 442 | No
2030-09-16 17:00 | 2030 Initial | 700 | 350.83 | 510 | 442 | No
2030-09-16 18:00 | 2030 Initial | 700 | 205 | 451.41 | 142 | No
2030-09-16 19:00 | 2030 Initial | 700 | 505 | 510 | 442 | No
2030-09-16 20:00 | 2030 Initial | 700 | 505 | 510 | 442 | No
2030-09-16 21:00 | 2030 Initial | 700 | 505 | 510 | 442 | No
2030-09-16 22:00 | 2030 Initial | 700 | 458.57 | 510 | 442 | No
2030-09-16 23:00 | 2030 Initial | 700 | 277.58 | 510 | 442 | No
2030-09-17 | 2030 Initial | 700 | 477.72 | 510 | 442 | No
2030-09-17 01:00 | 2030 Initial | 700 | 505 | 510 | 442 | No
2030-09-17 02:00 | 2030 Initial | 700 | 505 | 510 | 442 | No
2030-09-17 03:00 | 2030 Initial | 700 | 301.11 | 510 | 442 | No
2030-09-17 04:00 | 2030 Initial | 700 | 505 | 510 | 442 | No
2030-09-17 05:00 | 2030 Initial | 700 | 224.83 | 510 | 442 | No
2030-09-17 06:00 | 2030 Initial | 700 | 201.73 | 510 | 442 | No
2030-09-17 07:00 | 2030 Initial | 700 | 310.36 | 510 | 442 | No
2030-09-17 08:00 | 2030 Initial | 700 | 345.76 | 510 | 442 | No
2030-09-17 09:00 | 2030 Initial | 700 | 390.27 | 510 | 442 | No
2030-09-17 10:00 | 2030 Initial | 700 | 90.27 | 390.99 | 442 | No
2030-09-17 11:00 | 2030 Initial | 700 | 0 | 176.41 | 442 | No
2030-09-17 12:00 | 2030 Initial | 700 | 0 | 220.7 | 442 | No
2030-09-17 13:00 | 2030 Initial | 700 | 0 | 51.98 | 442 | No
2030-09-17 14:00 | 2030 Initial | 700 | 0 | -110.56 | 442 | No
2030-09-17 15:00 | 2030 Initial | 700 | -300 | -410.56 | 142 | No
2030-09-17 16:00 | 2030 Initial | 700 | -81.98 | -110.56 | 142 | No
2030-09-17 17:00 | 2030 Initial | 700 | 218.02 | 189.44 | 442 | No
2030-09-17 18:00 | 2030 Initial | 700 | 0 | 227.04 | 142 | No
2030-09-17 19:00 | 2030 Initial | 700 | 205 | 510 | 142 | No
2030-09-17 20:00 | 2030 Initial | 700 | 505 | 510 | 442 | No
2030-09-17 21:00 | 2030 Initial | 700 | 505 | 510 | 442 | No
2030-09-17 22:00 | 2030 Initial | 700 | 463.88 | 510 | 442 | No
2030-09-17 23:00 | 2030 Initial | 700 | 181.54 | 510 | 442 | No
2030-09-18 | 2030 Initial | 700 | 0 | 362.11 | 442 | No
2030-09-18 01:00 | 2030 Initial | 700 | 0 | 427.98 | 442 | No
2030-09-18 02:00 | 2030 Initial | 700 | 0 | 510 | 442 | No
2030-09-18 03:00 | 2030 Initial | 700 | 140.64 | 510 | 442 | No
2030-09-18 04:00 | 2030 Initial | 700 | 0 | 510 | 442 | No
2030-09-18 05:00 | 2030 Initial | 700 | 0 | 510 | 442 | No
2030-09-18 06:00 | 2030 Initial | 700 | 87.52 | 510 | 442 | No
2030-09-18 07:00 | 2030 Initial | 700 | 240.84 | 510 | 442 | No
2030-09-18 08:00 | 2030 Initial | 700 | 235.13 | 510 | 442 | No
2030-09-18 09:00 | 2030 Initial | 700 | 244.25 | 510 | 442 | No
2030-09-18 10:00 | 2030 Initial | 316.47 | 0 | 210 | 442 | No
2030-09-18 11:00 | 2030 Initial | 150.01 | 0 | 0 | 442 | No
2030-09-18 12:00 | 2030 Initial | 70.29 | 0 | 0 | 442 | No
2030-09-18 13:00 | 2030 Initial | 0 | 0 | 0 | 442 | No
2030-09-18 14:00 | 2030 Initial | 159.43 | 0 | 0 | 429.39 | No
2030-09-18 15:00 | 2030 Initial | 0 | 0 | 0 | 442 | No
2030-09-18 16:00 | 2030 Initial | 276.27 | 0 | 72.28 | 442 | No
2030-09-18 17:00 | 2030 Initial | 700 | 170.63 | 372.28 | 442 | No
2030-09-18 18:00 | 2030 Initial | 700 | 470.63 | 510 | 442 | No
2030-09-18 19:00 | 2030 Initial | 700 | 505 | 510 | 442 | No
2030-09-18 20:00 | 2030 Initial | 700 | 505 | 510 | 442 | No
2030-09-18 21:00 | 2030 Initial | 700 | 505 | 510 | 442 | No
2030-09-18 22:00 | 2030 Initial | 700 | 505 | 510 | 442 | No
2030-09-18 23:00 | 2030 Initial | 430.75 | 505 | 510 | 442 | No
2030-09-19 | 2030 Initial | 700 | 505 | 510 | 442 | No
2030-09-19 01:00 | 2030 Initial | 700 | 505 | 510 | 442 | No
2030-09-19 02:00 | 2030 Initial | 675.73 | 505 | 510 | 442 | No
2030-09-19 03:00 | 2030 Initial | 700 | 505 | 510 | 442 | No
2030-09-19 04:00 | 2030 Initial | 700 | 293.08 | 510 | 442 | No
2030-09-19 05:00 | 2030 Initial | 700 | 0 | 510 | 359.36 | No
2030-09-19 06:00 | 2030 Initial | 700 | 207.22 | 510 | 442 | No
2030-09-19 07:00 | 2030 Initial | 700 | 407.36 | 510 | 442 | No
2030-09-19 08:00 | 2030 Initial | 700 | 343.52 | 510 | 442 | No
2030-09-19 09:00 | 2030 Initial | 700 | 232.31 | 510 | 442 | No
2030-09-19 10:00 | 2030 Initial | 699.89 | 0 | 210 | 442 | No
2030-09-19 11:00 | 2030 Initial | 355.34 | 0 | 0 | 442 | No
2030-09-19 12:00 | 2030 Initial | 0 | 0 | 300 | 442 | No
2030-09-19 13:00 | 2030 Initial | 0 | 0 | 323.44 | 442 | No
2030-09-19 14:00 | 2030 Initial | 0 | 300 | 510 | 442 | No
2030-09-19 15:00 | 2030 Initial | 581.76 | 0 | 210 | 442 | No
2030-09-19 16:00 | 2030 Initial | 700 | 284.22 | 510 | 442 | No
2030-09-19 17:00 | 2030 Initial | 700 | 343.71 | 510 | 442 | No
2030-09-19 18:00 | 2030 Initial | 700 | 505 | 510 | 442 | No
2030-09-19 19:00 | 2030 Initial | 700 | 505 | 510 | 442 | No
2030-09-19 20:00 | 2030 Initial | 700 | 505 | 510 | 442 | No
2030-09-19 21:00 | 2030 Initial | 700 | 505 | 510 | 442 | No
2030-09-19 22:00 | 2030 Initial | 700 | 483.22 | 510 | 442 | No
2030-09-19 23:00 | 2030 Initial | 697.7 | 505 | 510 | 442 | No
2030-09-20 | 2030 Initial | 700 | 505 | 510 | 442 | No
2030-09-20 01:00 | 2030 Initial | 700 | 464.02 | 510 | 442 | No
2030-09-20 02:00 | 2030 Initial | 700 | 313.45 | 510 | 442 | No
2030-09-20 03:00 | 2030 Initial | 700 | 505 | 510 | 442 | No
2030-09-20 04:00 | 2030 Initial | 700 | 252.77 | 510 | 442 | No
2030-09-20 05:00 | 2030 Initial | 700 | 394.36 | 510 | 442 | No
2030-09-20 06:00 | 2030 Initial | 700 | 505 | 510 | 442 | No
2030-09-20 07:00 | 2030 Initial | 700 | 357.33 | 510 | 442 | No
2030-09-20 08:00 | 2030 Initial | 700 | 485.59 | 510 | 442 | No
2030-09-20 09:00 | 2030 Initial | 700 | 404.48 | 510 | 442 | No
2030-09-20 10:00 | 2030 Initial | 700 | 104.48 | 510 | 442 | No
2030-09-20 11:00 | 2030 Initial | 700 | 0 | 510 | 442 | No
2030-09-20 12:00 | 2030 Initial | 700 | 0 | 510 | 442 | No
2030-09-20 13:00 | 2030 Initial | 700 | 0 | 510 | 442 | No
2030-09-20 14:00 | 2030 Initial | 700 | 0 | 510 | 442 | No
2030-09-20 15:00 | 2030 Initial | 700 | 228.48 | 510 | 442 | No
2030-09-20 16:00 | 2030 Initial | 700 | 0 | 457.85 | 442 | No
2030-09-20 17:00 | 2030 Initial | 700 | 0 | 510 | 160.91 | No
2030-09-20 18:00 | 2030 Initial | 700 | 0 | 316.12 | 0 | No
2030-09-20 19:00 | 2030 Initial | 700 | 169 | 210 | 142 | No
2030-09-20 20:00 | 2030 Initial | 700 | 469 | 510 | 442 | No
2030-09-20 21:00 | 2030 Initial | 700 | 386.9 | 510 | 442 | No
2030-09-20 22:00 | 2030 Initial | 700 | 423.46 | 510 | 386.65 | No
2030-09-20 23:00 | 2030 Initial | 700 | 123.46 | 510 | 299.04 | No
2030-09-21 | 2030 Initial | 700 | 150.31 | 510 | 442 | No
2030-09-21 01:00 | 2030 Initial | 700 | 450.31 | 510 | 442 | No
2030-09-21 02:00 | 2030 Initial | 700 | 505 | 510 | 442 | No
2030-09-21 03:00 | 2030 Initial | 700 | 505 | 510 | 442 | No
2030-09-21 04:00 | 2030 Initial | 700 | 505 | 510 | 442 | No
2030-09-21 05:00 | 2030 Initial | 700 | 300 | 504 | 442 | No
2030-09-21 06:00 | 2030 Initial | 700 | 0 | 204 | 191.78 | No
2030-09-21 07:00 | 2030 Initial | 700 | 0 | 0 | 360.75 | No
2030-09-21 08:00 | 2030 Initial | 700 | 0 | -79.69 | 305.25 | No
2030-09-21 09:00 | 2030 Initial | 700 | 0 | -379.69 | 223.07 | No
2030-09-21 10:00 | 2030 Initial | 700 | 0 | -79.69 | 364.27 | No
2030-09-21 11:00 | 2030 Initial | 700 | 0 | 0 | 292.5 | No
2030-09-21 12:00 | 2030 Initial | 111.29 | 0 | 0 | 406.87 | No
2030-09-21 13:00 | 2030 Initial | 225.68 | 0 | 0 | 365.85 | No
2030-09-21 14:00 | 2030 Initial | 150.58 | 0 | 0 | 442 | No
2030-09-21 15:00 | 2030 Initial | 700 | -85.82 | -129.67 | 360.52 | No
2030-09-21 16:00 | 2030 Initial | 700 | 0 | 170.33 | 442 | No
2030-09-21 17:00 | 2030 Initial | 700 | 0 | 210 | 396.45 | No
2030-09-21 18:00 | 2030 Initial | 700 | 0 | 510 | 442 | No
2030-09-21 19:00 | 2030 Initial | 700 | 152.23 | 510 | 442 | No
2030-09-21 20:00 | 2030 Initial | 700 | 452.23 | 510 | 442 | No
2030-09-21 21:00 | 2030 Initial | 700 | 505 | 510 | 442 | No
2030-09-21 22:00 | 2030 Initial | 700 | 505 | 510 | 442 | No
2030-09-21 23:00 | 2030 Initial | 700 | 334.07 | 510 | 442 | No
2030-09-22 | 2030 Initial | 700 | 485.48 | 510 | 442 | No
2030-09-22 01:00 | 2030 Initial | 700 | 291.8 | 510 | 442 | No
2030-09-22 02:00 | 2030 Initial | 700 | 463.71 | 510 | 442 | No
2030-09-22 03:00 | 2030 Initial | 700 | 355.96 | 510 | 442 | No
2030-09-22 04:00 | 2030 Initial | 600 | 166.86 | 510 | 388.81 | No
2030-09-22 05:00 | 2030 Initial | 0 | 466.86 | 510 | 442 | No
2030-09-22 06:00 | 2030 Initial | 164.01 | 166.86 | 210 | 142 | No
2030-09-22 07:00 | 2030 Initial | 514.94 | 0 | 352.2 | 0 | No
2030-09-22 08:00 | 2030 Initial | -85.06 | 205 | 510 | 97.34 | No
2030-09-22 09:00 | 2030 Initial | -685.06 | 505 | 510 | 85.5 | No
2030-09-22 10:00 | 2030 Initial | -700 | 505 | 510 | 385.5 | Yes
2030-09-22 11:00 | 2030 Initial | -700 | 505 | 510 | 442 | Yes
2030-09-22 12:00 | 2030 Initial | -700 | 505 | 510 | 442 | Yes
2030-09-22 13:00 | 2030 Initial | -700 | 505 | 510 | 442 | Yes
2030-09-22 14:00 | 2030 Initial | -700 | 505 | 510 | 442 | No
2030-09-22 15:00 | 2030 Initial | -524.68 | 505 | 510 | 442 | No
2030-09-22 16:00 | 2030 Initial | -83.8 | 505 | 510 | 442 | No
2030-09-22 17:00 | 2030 Initial | 446.94 | 505 | 510 | 442 | No
2030-09-22 18:00 | 2030 Initial | 700 | 377.3 | 510 | 442 | No
2030-09-22 19:00 | 2030 Initial | 700 | 266.81 | 510 | 442 | No
2030-09-22 20:00 | 2030 Initial | 700 | 505 | 510 | 442 | No
2030-09-22 21:00 | 2030 Initial | 700 | 498.8 | 510 | 442 | No
2030-09-22 22:00 | 2030 Initial | 700 | 198.8 | 510 | 442 | No
2030-09-22 23:00 | 2030 Initial | 700 | 439.85 | 510 | 442 | No
2030-09-23 | 2030 Initial | 700 | 323.18 | 510 | 442 | No
2030-09-23 01:00 | 2030 Initial | 700 | 23.18 | 510 | 442 | No
2030-09-23 02:00 | 2030 Initial | 700 | 106.83 | 510 | 442 | No
2030-09-23 03:00 | 2030 Initial | 700 | 292.6 | 510 | 442 | No
2030-09-23 04:00 | 2030 Initial | 700 | 189.09 | 510 | 442 | No
2030-09-23 05:00 | 2030 Initial | 700 | 158.62 | 510 | 442 | No
2030-09-23 06:00 | 2030 Initial | 700 | 330.13 | 510 | 442 | No
2030-09-23 07:00 | 2030 Initial | 700 | 482.92 | 510 | 442 | No
2030-09-23 08:00 | 2030 Initial | 700 | 505 | 510 | 442 | No
2030-09-23 09:00 | 2030 Initial | 700 | 505 | 510 | 442 | No
2030-09-23 10:00 | 2030 Initial | 700 | 505 | 510 | 442 | No
2030-09-23 11:00 | 2030 Initial | 700 | 455.41 | 510 | 442 | No
2030-09-23 12:00 | 2030 Initial | 700 | 505 | 510 | 442 | No
2030-09-23 13:00 | 2030 Initial | 700 | 294.21 | 510 | 442 | No
2030-09-23 14:00 | 2030 Initial | 700 | 47.65 | 510 | 442 | No
2030-09-23 15:00 | 2030 Initial | 700 | 135.11 | 510 | 193 | No
2030-09-23 16:00 | 2030 Initial | 700 | 435.11 | 510 | 442 | No
2030-09-23 17:00 | 2030 Initial | 700 | 505 | 510 | 442 | No
2030-09-23 18:00 | 2030 Initial | 700 | 505 | 510 | 442 | No
2030-09-23 19:00 | 2030 Initial | 700 | 505 | 510 | 442 | No
2030-09-23 20:00 | 2030 Initial | 700 | 505 | 510 | 442 | No
2030-09-23 21:00 | 2030 Initial | 700 | 326.39 | 510 | 442 | No
2030-09-23 22:00 | 2030 Initial | 700 | 198.41 | 510 | 442 | No
2030-09-23 23:00 | 2030 Initial | 700 | 231.84 | 510 | 442 | No
2030-09-24 | 2030 Initial | 700 | 126.9 | 510 | 442 | No
2030-09-24 01:00 | 2030 Initial | 600 | 205 | 407.47 | 409.64 | No
2030-09-24 02:00 | 2030 Initial | 0 | 505 | 510 | 442 | No
2030-09-24 03:00 | 2030 Initial | 0 | 505 | 510 | 442 | No
2030-09-24 04:00 | 2030 Initial | -164.49 | 505 | 510 | 442 | No
2030-09-24 05:00 | 2030 Initial | 0 | 205 | 510 | 272.86 | No
2030-09-24 06:00 | 2030 Initial | 560.25 | 205 | 210 | 142 | No
2030-09-24 07:00 | 2030 Initial | 194.06 | 505 | 510 | 442 | No
2030-09-24 08:00 | 2030 Initial | 700 | 505 | 510 | 442 | No
2030-09-24 09:00 | 2030 Initial | 700 | 505 | 510 | 442 | No
2030-09-24 10:00 | 2030 Initial | 100 | 505 | 510 | 442 | No
2030-09-24 11:00 | 2030 Initial | -455.34 | 505 | 510 | 442 | No
2030-09-24 12:00 | 2030 Initial | -208.65 | 205 | 210 | 142 | No
2030-09-24 13:00 | 2030 Initial | -77.4 | 0 | 0 | 155.61 | No
2030-09-24 14:00 | 2030 Initial | -417.59 | 0 | 0 | 99.9 | No
2030-09-24 15:00 | 2030 Initial | -333.96 | 0 | 0 | 246.25 | No
2030-09-24 16:00 | 2030 Initial | 219.41 | 0 | 0 | 328.33 | No
2030-09-24 17:00 | 2030 Initial | 700 | 0 | 88.76 | 442 | No
2030-09-24 18:00 | 2030 Initial | 700 | 0 | -14.52 | 442 | No
2030-09-24 19:00 | 2030 Initial | 700 | 300 | 285.48 | 442 | No
2030-09-24 20:00 | 2030 Initial | 700 | 505 | 510 | 442 | No
2030-09-24 21:00 | 2030 Initial | 525.33 | 505 | 510 | 442 | No
2030-09-24 22:00 | 2030 Initial | 553.25 | 505 | 510 | 442 | No
2030-09-24 23:00 | 2030 Initial | 412.91 | 505 | 510 | 442 | No
2030-09-25 | 2030 Initial | 617.97 | 505 | 510 | 442 | No
2030-09-25 01:00 | 2030 Initial | 331.44 | 505 | 510 | 442 | No
2030-09-25 02:00 | 2030 Initial | 124.28 | 505 | 510 | 442 | No
2030-09-25 03:00 | 2030 Initial | 0 | 505 | 510 | 442 | No
2030-09-25 04:00 | 2030 Initial | -272.3 | 505 | 510 | 442 | No
2030-09-25 05:00 | 2030 Initial | -191.75 | 505 | 510 | 442 | No
2030-09-25 06:00 | 2030 Initial | 334.78 | 205 | 210 | 315.95 | No
2030-09-25 07:00 | 2030 Initial | 700 | 214.45 | 510 | 442 | No
2030-09-25 08:00 | 2030 Initial | 657.93 | 312.89 | 510 | 442 | No
2030-09-25 09:00 | 2030 Initial | 57.93 | 505 | 510 | 442 | No
2030-09-25 10:00 | 2030 Initial | -542.07 | 505 | 510 | 442 | No
2030-09-25 11:00 | 2030 Initial | -700 | 505 | 510 | 412.92 | Yes
2030-09-25 12:00 | 2030 Initial | -700 | 505 | 510 | 371.05 | Yes
2030-09-25 13:00 | 2030 Initial | -700 | 505 | 510 | 283.51 | Yes
2030-09-25 14:00 | 2030 Initial | -700 | 505 | 510 | 282.62 | Yes
2030-09-25 15:00 | 2030 Initial | -700 | 505 | 510 | 346.63 | No
2030-09-25 16:00 | 2030 Initial | -385.98 | 505 | 510 | 442 | No
2030-09-25 17:00 | 2030 Initial | 214.02 | 505 | 510 | 442 | No
2030-09-25 18:00 | 2030 Initial | 700 | 505 | 510 | 442 | No
2030-09-25 19:00 | 2030 Initial | 700 | 491.85 | 510 | 231.35 | No
2030-09-25 20:00 | 2030 Initial | 700 | 505 | 510 | 442 | No
2030-09-25 21:00 | 2030 Initial | 700 | 505 | 510 | 442 | No
2030-09-25 22:00 | 2030 Initial | 700 | 505 | 510 | 442 | No
2030-09-25 23:00 | 2030 Initial | 700 | 505 | 510 | 442 | No
2030-09-26 | 2030 Initial | 700 | 505 | 510 | 442 | No
2030-09-26 01:00 | 2030 Initial | 700 | 505 | 510 | 442 | No
2030-09-26 02:00 | 2030 Initial | 700 | 505 | 510 | 442 | No
2030-09-26 03:00 | 2030 Initial | 700 | 377.38 | 510 | 442 | No
2030-09-26 04:00 | 2030 Initial | 700 | 77.38 | 510 | 442 | No
2030-09-26 05:00 | 2030 Initial | 700 | 0 | 510 | 442 | No
2030-09-26 06:00 | 2030 Initial | 700 | 121.14 | 510 | 442 | No
2030-09-26 07:00 | 2030 Initial | 700 | 421.14 | 510 | 442 | No
2030-09-26 08:00 | 2030 Initial | 700 | 505 | 510 | 442 | No
2030-09-26 09:00 | 2030 Initial | 600 | 437.89 | 510 | 442 | No
2030-09-26 10:00 | 2030 Initial | 0 | 505 | 510 | 442 | No
2030-09-26 11:00 | 2030 Initial | -165.56 | 505 | 510 | 442 | No
2030-09-26 12:00 | 2030 Initial | -165.56 | 505 | 510 | 442 | No
2030-09-26 13:00 | 2030 Initial | 0 | 505 | 510 | 442 | No
2030-09-26 14:00 | 2030 Initial | 0 | 312.45 | 510 | 442 | No
2030-09-26 15:00 | 2030 Initial | 600 | 12.45 | 510 | 442 | No
2030-09-26 16:00 | 2030 Initial | 700 | 205 | 429.06 | 442 | No
2030-09-26 17:00 | 2030 Initial | 700 | 505 | 510 | 442 | No
2030-09-26 18:00 | 2030 Initial | 700 | 505 | 510 | 442 | No
2030-09-26 19:00 | 2030 Initial | 700 | 505 | 510 | 442 | No
2030-09-26 20:00 | 2030 Initial | 700 | 505 | 510 | 442 | No
2030-09-26 21:00 | 2030 Initial | 700 | 505 | 510 | 442 | No
2030-09-26 22:00 | 2030 Initial | 700 | 505 | 510 | 442 | No
2030-09-26 23:00 | 2030 Initial | 700 | 505 | 510 | 442 | No
2030-09-27 | 2030 Initial | 700 | 505 | 510 | 442 | No
2030-09-27 01:00 | 2030 Initial | 700 | 505 | 510 | 442 | No
2030-09-27 02:00 | 2030 Initial | 700 | 505 | 510 | 442 | No
2030-09-27 03:00 | 2030 Initial | 700 | 505 | 510 | 442 | No
2030-09-27 04:00 | 2030 Initial | 700 | 505 | 510 | 442 | No
2030-09-27 05:00 | 2030 Initial | 700 | 345.95 | 510 | 442 | No
2030-09-27 06:00 | 2030 Initial | 700 | 45.95 | 510 | 442 | No
2030-09-27 07:00 | 2030 Initial | 700 | 272.59 | 510 | 442 | No
2030-09-27 08:00 | 2030 Initial | 700 | 403.59 | 510 | 442 | No
2030-09-27 09:00 | 2030 Initial | 700 | 103.59 | 510 | 442 | No
2030-09-27 10:00 | 2030 Initial | 700 | 0 | 490.53 | 442 | No
2030-09-27 11:00 | 2030 Initial | 700 | 0 | 412.64 | 442 | No
2030-09-27 12:00 | 2030 Initial | 700 | 0 | 112.64 | 442 | No
2030-09-27 13:00 | 2030 Initial | 700 | 0 | 0 | 401.59 | No
2030-09-27 14:00 | 2030 Initial | 700 | -153.74 | -300 | 116.69 | No
2030-09-27 15:00 | 2030 Initial | 700 | 0 | -202.04 | 17.67 | No
2030-09-27 16:00 | 2030 Initial | 700 | 0 | 97.96 | 131.21 | No
2030-09-27 17:00 | 2030 Initial | 700 | 0 | 397.96 | 431.21 | No
2030-09-27 18:00 | 2030 Initial | 700 | 0 | 267.63 | 131.21 | No
2030-09-27 19:00 | 2030 Initial | 700 | 0 | 210 | 142 | No
2030-09-27 20:00 | 2030 Initial | 700 | 274.79 | 510 | 442 | No
2030-09-27 21:00 | 2030 Initial | 700 | 262.17 | 510 | 442 | No
2030-09-27 22:00 | 2030 Initial | 700 | 92.11 | 510 | 442 | No
2030-09-27 23:00 | 2030 Initial | 700 | 336.49 | 510 | 442 | No
2030-09-28 | 2030 Initial | 700 | 311.28 | 510 | 442 | No
2030-09-28 01:00 | 2030 Initial | 700 | 300 | 510 | 442 | No
2030-09-28 02:00 | 2030 Initial | 700 | 0 | 210 | 394.59 | No
2030-09-28 03:00 | 2030 Initial | 700 | 34.5 | 510 | 442 | No
2030-09-28 04:00 | 2030 Initial | 700 | 334.5 | 510 | 442 | No
2030-09-28 05:00 | 2030 Initial | 700 | 330.35 | 510 | 442 | No
2030-09-28 06:00 | 2030 Initial | 700 | 297.1 | 510 | 442 | No
2030-09-28 07:00 | 2030 Initial | 700 | 505 | 510 | 442 | No
2030-09-28 08:00 | 2030 Initial | 700 | 405.12 | 510 | 442 | No
2030-09-28 09:00 | 2030 Initial | 700 | 105.34 | 510 | 442 | No
2030-09-28 10:00 | 2030 Initial | 700 | 0 | 417.39 | 442 | No
2030-09-28 11:00 | 2030 Initial | 700 | 0 | 143.76 | 442 | No
2030-09-28 12:00 | 2030 Initial | 468.47 | 0 | 0 | 442 | No
2030-09-28 13:00 | 2030 Initial | 349.33 | 0 | 0 | 411.31 | No
2030-09-28 14:00 | 2030 Initial | 329.89 | 0 | 0 | 111.31 | No
2030-09-28 15:00 | 2030 Initial | 514.18 | 0 | 0 | 149.43 | No
2030-09-28 16:00 | 2030 Initial | 700 | 0 | 0 | 382.4 | No
2030-09-28 17:00 | 2030 Initial | 700 | 0 | 75.8 | 182.79 | No
2030-09-28 18:00 | 2030 Initial | 700 | 300 | 375.8 | 442 | No
2030-09-28 19:00 | 2030 Initial | 700 | 505 | 510 | 442 | No
2030-09-28 20:00 | 2030 Initial | 700 | 505 | 510 | 442 | No
2030-09-28 21:00 | 2030 Initial | 700 | 505 | 510 | 442 | No
2030-09-28 22:00 | 2030 Initial | 700 | 389.6 | 510 | 442 | No
2030-09-28 23:00 | 2030 Initial | 700 | 367.08 | 510 | 442 | No
2030-09-29 | 2030 Initial | 700 | 505 | 510 | 442 | No
2030-09-29 01:00 | 2030 Initial | 700 | 505 | 510 | 442 | No
2030-09-29 02:00 | 2030 Initial | 700 | 505 | 510 | 442 | No
2030-09-29 03:00 | 2030 Initial | 700 | 505 | 510 | 442 | No
2030-09-29 04:00 | 2030 Initial | 700 | 505 | 510 | 442 | No
2030-09-29 05:00 | 2030 Initial | 700 | 259.27 | 510 | 442 | No
2030-09-29 06:00 | 2030 Initial | 700 | 41.94 | 210 | 385.08 | No
2030-09-29 07:00 | 2030 Initial | 700 | 341.94 | 510 | 442 | No
2030-09-29 08:00 | 2030 Initial | 700 | 244.85 | 510 | 442 | No
2030-09-29 09:00 | 2030 Initial | 700 | 0 | 489.49 | 442 | No
2030-09-29 10:00 | 2030 Initial | 700 | 0 | 471.18 | 442 | No
2030-09-29 11:00 | 2030 Initial | 700 | 251.34 | 510 | 442 | No
2030-09-29 12:00 | 2030 Initial | 700 | 157.76 | 510 | 442 | No
2030-09-29 13:00 | 2030 Initial | 700 | 159.32 | 510 | 442 | No
2030-09-29 14:00 | 2030 Initial | 700 | 2.57 | 510 | 442 | No
2030-09-29 15:00 | 2030 Initial | 700 | 0 | 510 | 406.19 | No
2030-09-29 16:00 | 2030 Initial | 700 | 40.75 | 481.24 | 442 | No
2030-09-29 17:00 | 2030 Initial | 700 | 340.75 | 510 | 442 | No
2030-09-29 18:00 | 2030 Initial | 682.7 | 41.24 | 432.47 | 425.46 | No
2030-09-29 19:00 | 2030 Initial | 82.7 | 341.24 | 510 | 442 | No
2030-09-29 20:00 | 2030 Initial | -517.3 | 505 | 510 | 442 | No
2030-09-29 21:00 | 2030 Initial | -700 | 505 | 510 | 442 | Yes
2030-09-29 22:00 | 2030 Initial | -700 | 505 | 510 | 442 | Yes
2030-09-29 23:00 | 2030 Initial | -700 | 505 | 510 | 442 | Yes
2030-09-30 | 2030 Initial | -700 | 505 | 510 | 442 | Yes
2030-09-30 01:00 | 2030 Initial | -700 | 505 | 510 | 442 | No
2030-09-30 02:00 | 2030 Initial | -319.9 | 505 | 510 | 266.79 | No
2030-09-30 03:00 | 2030 Initial | 150.96 | 505 | 510 | 363.72 | No
2030-09-30 04:00 | 2030 Initial | 538.93 | 505 | 510 | 442 | No
2030-09-30 05:00 | 2030 Initial | 622.41 | 505 | 510 | 442 | No
2030-09-30 06:00 | 2030 Initial | 371.03 | 505 | 510 | 442 | No
2030-09-30 07:00 | 2030 Initial | 700 | 505 | 510 | 442 | No
2030-09-30 08:00 | 2030 Initial | 700 | 505 | 510 | 442 | No
2030-09-30 09:00 | 2030 Initial | 700 | 505 | 510 | 442 | No
2030-09-30 10:00 | 2030 Initial | 700 | 505 | 510 | 442 | No
2030-09-30 11:00 | 2030 Initial | 700 | 205 | 284.14 | 442 | No
2030-09-30 12:00 | 2030 Initial | 700 | 0 | 510 | 347.96 | No
2030-09-30 13:00 | 2030 Initial | 700 | 0 | 510 | 442 | No
2030-09-30 14:00 | 2030 Initial | 700 | 96.29 | 510 | 442 | No
2030-09-30 15:00 | 2030 Initial | 700 | 212.13 | 510 | 442 | No
2030-09-30 16:00 | 2030 Initial | 700 | 327.35 | 510 | 442 | No
2030-09-30 17:00 | 2030 Initial | 700 | 505 | 510 | 442 | No
2030-09-30 18:00 | 2030 Initial | 700 | 505 | 510 | 442 | No
2030-09-30 19:00 | 2030 Initial | 700 | 505 | 510 | 442 | No
2030-09-30 20:00 | 2030 Initial | 700 | 505 | 510 | 442 | No
2030-09-30 21:00 | 2030 Initial | 700 | 505 | 510 | 442 | No
2030-09-30 22:00 | 2030 Initial | 700 | 505 | 510 | 442 | No
2030-09-30 23:00 | 2030 Initial | 700 | 505 | 510 | 442 | No
2030-10-01 | 2030 Initial | 700 | 505 | 510 | 442 | No
2030-10-01 01:00 | 2030 Initial | 700 | 380.02 | 510 | 442 | No
2030-10-01 02:00 | 2030 Initial | 700 | 505 | 510 | 442 | No
2030-10-01 03:00 | 2030 Initial | 700 | 401.5 | 510 | 442 | No
2030-10-01 04:00 | 2030 Initial | 700 | 471.72 | 510 | 442 | No
2030-10-01 05:00 | 2030 Initial | 700 | 171.72 | 391.5 | 341.41 | No
2030-10-01 06:00 | 2030 Initial | 700 | 0 | 91.5 | 41.41 | No
2030-10-01 07:00 | 2030 Initial | 700 | 0 | 164.32 | 75.34 | No
2030-10-01 08:00 | 2030 Initial | 700 | 0 | 387.91 | 165.11 | No
2030-10-01 09:00 | 2030 Initial | 700 | 0 | 284.06 | 198.85 | No
2030-10-01 10:00 | 2030 Initial | 700 | 0 | -15.94 | 107.08 | No
2030-10-01 11:00 | 2030 Initial | 700 | 0 | -227.72 | 14.86 | No
2030-10-01 12:00 | 2030 Initial | 700 | 0 | -224.94 | 5.6 | No
2030-10-01 13:00 | 2030 Initial | 700 | 0 | -115 | 0 | No
2030-10-01 14:00 | 2030 Initial | 700 | 0 | 2 | 0 | No
2030-10-01 15:00 | 2030 Initial | 700 | 0 | 302 | 241.99 | No
2030-10-01 16:00 | 2030 Initial | 700 | 109.34 | 461.63 | 300 | No
2030-10-01 17:00 | 2030 Initial | 700 | 0 | 161.63 | 0 | No
2030-10-01 18:00 | 2030 Initial | 700 | 300 | 461.63 | 300 | No
2030-10-01 19:00 | 2030 Initial | 700 | 505 | 510 | 442 | No
2030-10-01 20:00 | 2030 Initial | 700 | 505 | 510 | 442 | No
2030-10-01 21:00 | 2030 Initial | 700 | 505 | 510 | 442 | No
2030-10-01 22:00 | 2030 Initial | 700 | 505 | 510 | 442 | No
2030-10-01 23:00 | 2030 Initial | 630.84 | 505 | 510 | 442 | No
2030-10-02 | 2030 Initial | 543.42 | 505 | 510 | 442 | No
2030-10-02 01:00 | 2030 Initial | 506.62 | 505 | 510 | 442 | No
2030-10-02 02:00 | 2030 Initial | 193.21 | 505 | 510 | 442 | No
2030-10-02 03:00 | 2030 Initial | 0 | 505 | 510 | 442 | No
2030-10-02 04:00 | 2030 Initial | -265.07 | 505 | 510 | 442 | No
2030-10-02 05:00 | 2030 Initial | 0 | 505 | 510 | 442 | No
2030-10-02 06:00 | 2030 Initial | 127.75 | 505 | 510 | 442 | No
2030-10-02 07:00 | 2030 Initial | 393.29 | 505 | 510 | 442 | No
2030-10-02 08:00 | 2030 Initial | 550.03 | 505 | 510 | 442 | No
2030-10-02 09:00 | 2030 Initial | -49.97 | 505 | 510 | 442 | No
2030-10-02 10:00 | 2030 Initial | -649.97 | 505 | 510 | 442 | No
2030-10-02 11:00 | 2030 Initial | -700 | 505 | 510 | 442 | No
2030-10-02 12:00 | 2030 Initial | -700 | 505 | 510 | 442 | No
2030-10-02 13:00 | 2030 Initial | -700 | 505 | 510 | 442 | No
2030-10-02 14:00 | 2030 Initial | -700 | 505 | 510 | 442 | No
2030-10-02 15:00 | 2030 Initial | -500 | 205 | 458.38 | 442 | No
2030-10-02 16:00 | 2030 Initial | 100 | 200.54 | 510 | 442 | No
2030-10-02 17:00 | 2030 Initial | 700 | 231.52 | 510 | 442 | No
2030-10-02 18:00 | 2030 Initial | 700 | 288.65 | 510 | 442 | No
2030-10-02 19:00 | 2030 Initial | 700 | 288.65 | 510 | 442 | No
2030-10-02 20:00 | 2030 Initial | 700 | 288.65 | 510 | 442 | No
2030-10-02 21:00 | 2030 Initial | 700 | 505 | 510 | 442 | No
2030-10-02 22:00 | 2030 Initial | 547.8 | 490.69 | 510 | 442 | No
2030-10-02 23:00 | 2030 Initial | 539.42 | 505 | 510 | 442 | No
2030-10-03 | 2030 Initial | 700 | 505 | 510 | 442 | No
2030-10-03 01:00 | 2030 Initial | 359.23 | 505 | 510 | 442 | No
2030-10-03 02:00 | 2030 Initial | 101.09 | 505 | 510 | 442 | No
2030-10-03 03:00 | 2030 Initial | 82.63 | 505 | 510 | 442 | No
2030-10-03 04:00 | 2030 Initial | 166.85 | 505 | 510 | 442 | No
2030-10-03 05:00 | 2030 Initial | 125.53 | 505 | 510 | 442 | No
2030-10-03 06:00 | 2030 Initial | 6.9 | 505 | 510 | 442 | No
2030-10-03 07:00 | 2030 Initial | 375.56 | 505 | 510 | 442 | No
2030-10-03 08:00 | 2030 Initial | 700 | 505 | 510 | 442 | No
2030-10-03 09:00 | 2030 Initial | 700 | 505 | 510 | 442 | No
2030-10-03 10:00 | 2030 Initial | 412.17 | 505 | 510 | 442 | No
2030-10-03 11:00 | 2030 Initial | 0 | 505 | 510 | 442 | No
2030-10-03 12:00 | 2030 Initial | 0 | 505 | 510 | 442 | No
2030-10-03 13:00 | 2030 Initial | 3.07 | 505 | 510 | 442 | No
2030-10-03 14:00 | 2030 Initial | 419.61 | 505 | 510 | 442 | No
2030-10-03 15:00 | 2030 Initial | 412.52 | 505 | 510 | 442 | No
2030-10-03 16:00 | 2030 Initial | 700 | 376.21 | 510 | 442 | No
2030-10-03 17:00 | 2030 Initial | 700 | 505 | 510 | 442 | No
2030-10-03 18:00 | 2030 Initial | 700 | 505 | 510 | 442 | No
2030-10-03 19:00 | 2030 Initial | 700 | 505 | 510 | 442 | No
2030-10-03 20:00 | 2030 Initial | 700 | 505 | 510 | 442 | No
2030-10-03 21:00 | 2030 Initial | 657.35 | 505 | 510 | 442 | No
2030-10-03 22:00 | 2030 Initial | 231.27 | 505 | 510 | 380.4 | No
2030-10-03 23:00 | 2030 Initial | 363.49 | 505 | 510 | 154.45 | No
2030-10-04 | 2030 Initial | -95.4 | 505 | 510 | -2.99 | No
2030-10-04 01:00 | 2030 Initial | -557.42 | 505 | 510 | -0.92 | No
2030-10-04 02:00 | 2030 Initial | -510.27 | 505 | 510 | 39.1 | No
2030-10-04 03:00 | 2030 Initial | -700 | 505 | 510 | -33.81 | Yes
2030-10-04 04:00 | 2030 Initial | -700 | 505 | 510 | -76.2 | Yes
2030-10-04 05:00 | 2030 Initial | -700 | 505 | 510 | 18.46 | Yes
2030-10-04 06:00 | 2030 Initial | -700 | 505 | 510 | 78.06 | Yes
2030-10-04 07:00 | 2030 Initial | -700 | 505 | 510 | 316.92 | Yes
2030-10-04 08:00 | 2030 Initial | -700 | 505 | 510 | 442 | Yes
2030-10-04 09:00 | 2030 Initial | -700 | 505 | 510 | 442 | Yes
2030-10-04 10:00 | 2030 Initial | -700 | 505 | 510 | 442 | Yes
2030-10-04 11:00 | 2030 Initial | -700 | 505 | 510 | 442 | Yes
2030-10-04 12:00 | 2030 Initial | -700 | 505 | 510 | 442 | Yes
2030-10-04 13:00 | 2030 Initial | -700 | 300 | 355.56 | 442 | No
2030-10-04 14:00 | 2030 Initial | -170.52 | 0 | 55.56 | 442 | No
2030-10-04 15:00 | 2030 Initial | 21.58 | -226 | -210 | 442 | No
2030-10-04 16:00 | 2030 Initial | 67.69 | -526 | -510 | 442 | No
2030-10-04 17:00 | 2030 Initial | 571.88 | -526 | -510 | 442 | No
2030-10-04 18:00 | 2030 Initial | 700 | -526 | -510 | 298.79 | No
2030-10-04 19:00 | 2030 Initial | 700 | -526 | -510 | 442 | No
2030-10-04 20:00 | 2030 Initial | 700 | -283.05 | -510 | 384.84 | No
2030-10-04 21:00 | 2030 Initial | 700 | -283.05 | -467.91 | 442 | No
2030-10-04 22:00 | 2030 Initial | 700 | 0 | -167.91 | 442 | No
2030-10-04 23:00 | 2030 Initial | 700 | 112.67 | 132.09 | 442 | No
2030-10-05 | 2030 Initial | 700 | 0 | 172.79 | 228.23 | No
2030-10-05 01:00 | 2030 Initial | 578.36 | 0 | 0 | 232.63 | No
2030-10-05 02:00 | 2030 Initial | 488.7 | 0 | 0 | 279.36 | No
2030-10-05 03:00 | 2030 Initial | -111.3 | 205 | 210 | 246.29 | No
2030-10-05 04:00 | 2030 Initial | -700 | 505 | 510 | 442 | No
2030-10-05 05:00 | 2030 Initial | -613.4 | 505 | 510 | 442 | No
2030-10-05 06:00 | 2030 Initial | -13.4 | 505 | 510 | 442 | No
2030-10-05 07:00 | 2030 Initial | 574.95 | 205 | 496.9 | 167.39 | No
2030-10-05 08:00 | 2030 Initial | 700 | 267.9 | 510 | 442 | No
2030-10-05 09:00 | 2030 Initial | 533.47 | 505 | 510 | 442 | No
2030-10-05 10:00 | 2030 Initial | 459.81 | 505 | 510 | 442 | No
2030-10-05 11:00 | 2030 Initial | 85.11 | 505 | 510 | 442 | No
2030-10-05 12:00 | 2030 Initial | 301.69 | 505 | 510 | 442 | No
2030-10-05 13:00 | 2030 Initial | 332.09 | 505 | 510 | 442 | No
2030-10-05 14:00 | 2030 Initial | 700 | 251.23 | 510 | 442 | No
2030-10-05 15:00 | 2030 Initial | 700 | 428.75 | 510 | 442 | No
2030-10-05 16:00 | 2030 Initial | 700 | 300 | 386.35 | 442 | No
2030-10-05 17:00 | 2030 Initial | 700 | 0 | 86.35 | 208.65 | No
2030-10-05 18:00 | 2030 Initial | 700 | 0 | 173.62 | 142 | No
2030-10-05 19:00 | 2030 Initial | 700 | 0 | 229 | 442 | No
2030-10-05 20:00 | 2030 Initial | 700 | 185.64 | 496.23 | 442 | No
2030-10-05 21:00 | 2030 Initial | 700 | 485.64 | 510 | 442 | No
2030-10-05 22:00 | 2030 Initial | 700 | 185.64 | 479.1 | 442 | No
2030-10-05 23:00 | 2030 Initial | 700 | 111.38 | 510 | 442 | No
2030-10-06 | 2030 Initial | 700 | 205 | 286.09 | 442 | No
2030-10-06 01:00 | 2030 Initial | 179.72 | 505 | 510 | 442 | No
2030-10-06 02:00 | 2030 Initial | -101.77 | 505 | 510 | 442 | No
2030-10-06 03:00 | 2030 Initial | -160.19 | 505 | 510 | 442 | No
2030-10-06 04:00 | 2030 Initial | -62.91 | 505 | 510 | 442 | No
2030-10-06 05:00 | 2030 Initial | -473.54 | 505 | 510 | 442 | No
2030-10-06 06:00 | 2030 Initial | -283.82 | 352.58 | 510 | 442 | No
2030-10-06 07:00 | 2030 Initial | 0 | 205 | 270.41 | 442 | No
2030-10-06 08:00 | 2030 Initial | -32.08 | 505 | 510 | 442 | No
2030-10-06 09:00 | 2030 Initial | -522.23 | 505 | 510 | 442 | No
2030-10-06 10:00 | 2030 Initial | -520.12 | 505 | 510 | 442 | No
2030-10-06 11:00 | 2030 Initial | -700 | 505 | 510 | 442 | No
2030-10-06 12:00 | 2030 Initial | -700 | 505 | 510 | 442 | Yes
2030-10-06 13:00 | 2030 Initial | -700 | 505 | 510 | 442 | Yes
2030-10-06 14:00 | 2030 Initial | -700 | 505 | 510 | 442 | Yes
2030-10-06 15:00 | 2030 Initial | -700 | 505 | 510 | 442 | Yes
2030-10-06 16:00 | 2030 Initial | -700 | 505 | 510 | 442 | Yes
2030-10-06 17:00 | 2030 Initial | -473.46 | 505 | 510 | 442 | No
2030-10-06 18:00 | 2030 Initial | -298.06 | 505 | 510 | 442 | No
2030-10-06 19:00 | 2030 Initial | 186.83 | 505 | 510 | 442 | No
2030-10-06 20:00 | 2030 Initial | 631.26 | 505 | 510 | 442 | No
2030-10-06 21:00 | 2030 Initial | 499.17 | 505 | 510 | 442 | No
2030-10-06 22:00 | 2030 Initial | 499.17 | 505 | 510 | 442 | No
2030-10-06 23:00 | 2030 Initial | 179.61 | 505 | 510 | 442 | No
2030-10-07 | 2030 Initial | 700 | 505 | 510 | 442 | No
2030-10-07 01:00 | 2030 Initial | 543.77 | 505 | 510 | 442 | No
2030-10-07 02:00 | 2030 Initial | 565.25 | 505 | 510 | 442 | No
2030-10-07 03:00 | 2030 Initial | 700 | 505 | 510 | 442 | No
2030-10-07 04:00 | 2030 Initial | 700 | 505 | 510 | 442 | No
2030-10-07 05:00 | 2030 Initial | 700 | 205 | 510 | 279.95 | No
2030-10-07 06:00 | 2030 Initial | 700 | 318.11 | 510 | 442 | No
2030-10-07 07:00 | 2030 Initial | 700 | 205 | 510 | 430.82 | No
2030-10-07 08:00 | 2030 Initial | 700 | 505 | 510 | 442 | No
2030-10-07 09:00 | 2030 Initial | 700 | 505 | 510 | 442 | No
2030-10-07 10:00 | 2030 Initial | 700 | 505 | 510 | 442 | No
2030-10-07 11:00 | 2030 Initial | 700 | 505 | 510 | 442 | No
2030-10-07 12:00 | 2030 Initial | 700 | 284.58 | 385.12 | 434.9 | No
2030-10-07 13:00 | 2030 Initial | 700 | 0 | 85.12 | 134.9 | No
2030-10-07 14:00 | 2030 Initial | 700 | 0 | 318.01 | 0 | No
2030-10-07 15:00 | 2030 Initial | 700 | 0 | 510 | 4.97 | No
2030-10-07 16:00 | 2030 Initial | 700 | 0 | 510 | 141.01 | No
2030-10-07 17:00 | 2030 Initial | 700 | 0 | 510 | 266.75 | No
2030-10-07 18:00 | 2030 Initial | 700 | 0 | 510 | 279.07 | No
2030-10-07 19:00 | 2030 Initial | 700 | 168.74 | 510 | 442 | No
2030-10-07 20:00 | 2030 Initial | 700 | 468.74 | 510 | 442 | No
2030-10-07 21:00 | 2030 Initial | 700 | 416.44 | 510 | 442 | No
2030-10-07 22:00 | 2030 Initial | 700 | 252.62 | 510 | 442 | No
2030-10-07 23:00 | 2030 Initial | 700 | 197.09 | 510 | 442 | No
2030-10-08 | 2030 Initial | 700 | 225.24 | 510 | 442 | No
2030-10-08 01:00 | 2030 Initial | 700 | 505 | 510 | 442 | No
2030-10-08 02:00 | 2030 Initial | 700 | 300 | 510 | 442 | No
2030-10-08 03:00 | 2030 Initial | 700 | 0 | 510 | 372.23 | No
2030-10-08 04:00 | 2030 Initial | 700 | 0 | 437.69 | 346.78 | No
2030-10-08 05:00 | 2030 Initial | 700 | 0 | 510 | 440.37 | No
2030-10-08 06:00 | 2030 Initial | 700 | 69.25 | 510 | 442 | No
2030-10-08 07:00 | 2030 Initial | 700 | 292.13 | 510 | 442 | No
2030-10-08 08:00 | 2030 Initial | 700 | 505 | 510 | 442 | No
2030-10-08 09:00 | 2030 Initial | 700 | 505 | 510 | 442 | No
2030-10-08 10:00 | 2030 Initial | 700 | 205 | 475.73 | 442 | No
2030-10-08 11:00 | 2030 Initial | 700 | 0 | 510 | 442 | No
2030-10-08 12:00 | 2030 Initial | 700 | 0 | 510 | 230.81 | No
2030-10-08 13:00 | 2030 Initial | 700 | 0 | 510 | 377.25 | No
2030-10-08 14:00 | 2030 Initial | 700 | 0 | 471.67 | 316.4 | No
2030-10-08 15:00 | 2030 Initial | 700 | 79.02 | 171.67 | 426.38 | No
2030-10-08 16:00 | 2030 Initial | 700 | 0 | -128.33 | 126.38 | No
2030-10-08 17:00 | 2030 Initial | 700 | 0 | 72.97 | 426.38 | No
2030-10-08 18:00 | 2030 Initial | 700 | 0 | 72.97 | 442 | No
2030-10-08 19:00 | 2030 Initial | 700 | 0 | 229.66 | 318.62 | No
2030-10-08 20:00 | 2030 Initial | 700 | 0 | 229.66 | 299.35 | No
2030-10-08 21:00 | 2030 Initial | 700 | 0 | 109.98 | 363.6 | No
2030-10-08 22:00 | 2030 Initial | 700 | 177.14 | 409.98 | 442 | No
2030-10-08 23:00 | 2030 Initial | 700 | 155.32 | 510 | 442 | No
2030-10-09 | 2030 Initial | 700 | 205 | 210 | 142 | No
2030-10-09 01:00 | 2030 Initial | 272.31 | 505 | 510 | 442 | No
2030-10-09 02:00 | 2030 Initial | 88.09 | 505 | 510 | 442 | No
2030-10-09 03:00 | 2030 Initial | 206.13 | 505 | 510 | 442 | No
2030-10-09 04:00 | 2030 Initial | 100 | 505 | 510 | 442 | No
2030-10-09 05:00 | 2030 Initial | 700 | 205 | 431.27 | 142 | No
2030-10-09 06:00 | 2030 Initial | 700 | 304.85 | 510 | 442 | No
2030-10-09 07:00 | 2030 Initial | 700 | 205 | 510 | 339.76 | No
2030-10-09 08:00 | 2030 Initial | 700 | 505 | 510 | 442 | No
2030-10-09 09:00 | 2030 Initial | 700 | 505 | 510 | 442 | No
2030-10-09 10:00 | 2030 Initial | 700 | 344.97 | 510 | 442 | No
2030-10-09 11:00 | 2030 Initial | 100 | 44.97 | 359.69 | 408.1 | No
2030-10-09 12:00 | 2030 Initial | 100 | 0 | 59.69 | 108.1 | No
2030-10-09 13:00 | 2030 Initial | 700 | 0 | 0 | 17.92 | No
2030-10-09 14:00 | 2030 Initial | 246.4 | 0 | 0 | 201.36 | No
2030-10-09 15:00 | 2030 Initial | 593.47 | 0 | 0 | 131.34 | No
2030-10-09 16:00 | 2030 Initial | 700 | 0 | 66.38 | 431.34 | No
2030-10-09 17:00 | 2030 Initial | 700 | 62.3 | 210 | 442 | No
2030-10-09 18:00 | 2030 Initial | 700 | 362.3 | 510 | 442 | No
2030-10-09 19:00 | 2030 Initial | 700 | 505 | 510 | 442 | No
2030-10-09 20:00 | 2030 Initial | 700 | 505 | 510 | 442 | No
2030-10-09 21:00 | 2030 Initial | 700 | 505 | 510 | 442 | No
2030-10-09 22:00 | 2030 Initial | 513.9 | 505 | 510 | 442 | No
2030-10-09 23:00 | 2030 Initial | 405.44 | 505 | 510 | 442 | No
2030-10-10 | 2030 Initial | 457.42 | 500.72 | 510 | 442 | No
2030-10-10 01:00 | 2030 Initial | -142.58 | 505 | 510 | 442 | No
2030-10-10 02:00 | 2030 Initial | -700 | 505 | 510 | 442 | No
2030-10-10 03:00 | 2030 Initial | -700 | 505 | 510 | 442 | No
2030-10-10 04:00 | 2030 Initial | -700 | 505 | 510 | 442 | No
2030-10-10 05:00 | 2030 Initial | -700 | 505 | 510 | 306.39 | No
2030-10-10 06:00 | 2030 Initial | -226.85 | 205 | 210 | 6.39 | No
2030-10-10 07:00 | 2030 Initial | 373.15 | 194.08 | 474.83 | 306.39 | No
2030-10-10 08:00 | 2030 Initial | 700 | 494.08 | 510 | 442 | No
2030-10-10 09:00 | 2030 Initial | 600.25 | 362.23 | 510 | 442 | No
2030-10-10 10:00 | 2030 Initial | 0.25 | 505 | 510 | 442 | No
2030-10-10 11:00 | 2030 Initial | -355.01 | 505 | 510 | 442 | No
2030-10-10 12:00 | 2030 Initial | -392.71 | 505 | 510 | 442 | No
2030-10-10 13:00 | 2030 Initial | -640.81 | 505 | 510 | 442 | No
2030-10-10 14:00 | 2030 Initial | -408.31 | 505 | 510 | 442 | No
2030-10-10 15:00 | 2030 Initial | 191.69 | 205 | 510 | 263.24 | No
2030-10-10 16:00 | 2030 Initial | 700 | 0 | 443.56 | 330.86 | No
2030-10-10 17:00 | 2030 Initial | 700 | 169.13 | 510 | 442 | No
2030-10-10 18:00 | 2030 Initial | 700 | 435.33 | 510 | 442 | No
2030-10-10 19:00 | 2030 Initial | 700 | 505 | 510 | 442 | No
2030-10-10 20:00 | 2030 Initial | 700 | 505 | 510 | 442 | No
2030-10-10 21:00 | 2030 Initial | 700 | 280.3 | 510 | 442 | No
2030-10-10 22:00 | 2030 Initial | 700 | 237.37 | 510 | 442 | No
2030-10-10 23:00 | 2030 Initial | 700 | 505 | 510 | 442 | No
2030-10-11 | 2030 Initial | 700 | 205 | 510 | 442 | No
2030-10-11 01:00 | 2030 Initial | 700 | 505 | 510 | 442 | No
2030-10-11 02:00 | 2030 Initial | 700 | 505 | 510 | 442 | No
2030-10-11 03:00 | 2030 Initial | 700 | 505 | 510 | 442 | No
2030-10-11 04:00 | 2030 Initial | 700 | 353.4 | 510 | 442 | No
2030-10-11 05:00 | 2030 Initial | 700 | 53.4 | 510 | 222.5 | No
2030-10-11 06:00 | 2030 Initial | 700 | 353.4 | 510 | 442 | No
2030-10-11 07:00 | 2030 Initial | 700 | 257.19 | 510 | 442 | No
2030-10-11 08:00 | 2030 Initial | 700 | 505 | 510 | 442 | No
2030-10-11 09:00 | 2030 Initial | 700 | 505 | 510 | 442 | No
2030-10-11 10:00 | 2030 Initial | 700 | 300 | 510 | 442 | No
2030-10-11 11:00 | 2030 Initial | 700 | 0 | 510 | 442 | No
2030-10-11 12:00 | 2030 Initial | 700 | 0 | 510 | 442 | No
2030-10-11 13:00 | 2030 Initial | 700 | 0 | 235.99 | 442 | No
2030-10-11 14:00 | 2030 Initial | 700 | 0 | -56.87 | 142 | No
2030-10-11 15:00 | 2030 Initial | 700 | 0 | -180.16 | 0 | No
2030-10-11 16:00 | 2030 Initial | 700 | 0 | -180.79 | 0 | No
2030-10-11 17:00 | 2030 Initial | 700 | -300 | -480.79 | -300 | No
2030-10-11 18:00 | 2030 Initial | 700 | -526 | -510 | -510 | No
2030-10-11 19:00 | 2030 Initial | 700 | -526 | -510 | -510 | No
2030-10-11 20:00 | 2030 Initial | 700 | -226 | -210 | -210 | No
2030-10-11 21:00 | 2030 Initial | 700 | 74 | 90 | 90 | No
2030-10-11 22:00 | 2030 Initial | 700 | 68.51 | 210 | 142 | No
2030-10-11 23:00 | 2030 Initial | 700 | 368.51 | 510 | 442 | No
2030-10-12 | 2030 Initial | 700 | 425.9 | 510 | 442 | No
2030-10-12 01:00 | 2030 Initial | 700 | 303.58 | 510 | 442 | No
2030-10-12 02:00 | 2030 Initial | 700 | 334.23 | 510 | 442 | No
2030-10-12 03:00 | 2030 Initial | 700 | 431.1 | 510 | 442 | No
2030-10-12 04:00 | 2030 Initial | 700 | 131.1 | 510 | 194.1 | No
2030-10-12 05:00 | 2030 Initial | 700 | 0 | 312.46 | 188.94 | No
2030-10-12 06:00 | 2030 Initial | 700 | 0 | 180.06 | 284.42 | No
2030-10-12 07:00 | 2030 Initial | 700 | 0 | 80.64 | 0 | No
2030-10-12 08:00 | 2030 Initial | 500 | -95 | -196.59 | -281.35 | No
2030-10-12 09:00 | 2030 Initial | -100 | 205 | 103.41 | 18.65 | No
2030-10-12 10:00 | 2030 Initial | -700 | 505 | 403.41 | 266.45 | No
2030-10-12 11:00 | 2030 Initial | -700 | 505 | 510 | 286.49 | No
2030-10-12 12:00 | 2030 Initial | -700 | 505 | 510 | 178.28 | No
2030-10-12 13:00 | 2030 Initial | -700 | 300 | 510 | 63.37 | No
2030-10-12 14:00 | 2030 Initial | -700 | 0 | 210 | -82.72 | No
2030-10-12 15:00 | 2030 Initial | -293.32 | 0 | 0 | 0 | No
2030-10-12 16:00 | 2030 Initial | 17.78 | 0 | 0 | 0 | No
2030-10-12 17:00 | 2030 Initial | 617.78 | 0 | 300 | 300 | No
2030-10-12 18:00 | 2030 Initial | 700 | 0 | 510 | 442 | No
2030-10-12 19:00 | 2030 Initial | 700 | 280.11 | 510 | 442 | No
2030-10-12 20:00 | 2030 Initial | 700 | 333.88 | 510 | 442 | No
2030-10-12 21:00 | 2030 Initial | 700 | 368.85 | 510 | 442 | No
2030-10-12 22:00 | 2030 Initial | 700 | 205 | 510 | 442 | No
2030-10-12 23:00 | 2030 Initial | 486.46 | 505 | 510 | 442 | No
2030-10-13 | 2030 Initial | 700 | 505 | 510 | 442 | No
2030-10-13 01:00 | 2030 Initial | 700 | 505 | 510 | 442 | No
2030-10-13 02:00 | 2030 Initial | 700 | 505 | 510 | 442 | No
2030-10-13 03:00 | 2030 Initial | 700 | 505 | 510 | 442 | No
2030-10-13 04:00 | 2030 Initial | 471.56 | 505 | 510 | 442 | No
2030-10-13 05:00 | 2030 Initial | 633.19 | 505 | 510 | 442 | No
2030-10-13 06:00 | 2030 Initial | 690.12 | 205 | 210 | 442 | No
2030-10-13 07:00 | 2030 Initial | 700 | 209.38 | 510 | 442 | No
2030-10-13 08:00 | 2030 Initial | 700 | 0 | 510 | 294.9 | No
2030-10-13 09:00 | 2030 Initial | 620.4 | 300 | 510 | 116.8 | No
2030-10-13 10:00 | 2030 Initial | 20.4 | 505 | 510 | -164.2 | No
2030-10-13 11:00 | 2030 Initial | -479.29 | 505 | 510 | 75.47 | No
2030-10-13 12:00 | 2030 Initial | -632.67 | 505 | 510 | 190.43 | No
2030-10-13 13:00 | 2030 Initial | -381.28 | 505 | 510 | 358.43 | No
2030-10-13 14:00 | 2030 Initial | -152.31 | 505 | 510 | 442 | No
2030-10-13 15:00 | 2030 Initial | 362.04 | 505 | 510 | 442 | No
2030-10-13 16:00 | 2030 Initial | 285.92 | 505 | 510 | 442 | No
2030-10-13 17:00 | 2030 Initial | 403.1 | 505 | 510 | 442 | No
2030-10-13 18:00 | 2030 Initial | 700 | 505 | 510 | 442 | No
2030-10-13 19:00 | 2030 Initial | 700 | 505 | 510 | 442 | No
2030-10-13 20:00 | 2030 Initial | 700 | 505 | 510 | 290.52 | No
2030-10-13 21:00 | 2030 Initial | 485.94 | 505 | 510 | 292.69 | No
2030-10-13 22:00 | 2030 Initial | 386.25 | 505 | 510 | 398.05 | No
2030-10-13 23:00 | 2030 Initial | 286.88 | 505 | 510 | 442 | No
2030-10-14 | 2030 Initial | 700 | 505 | 510 | 442 | No
2030-10-14 01:00 | 2030 Initial | 514.6 | 505 | 510 | 424.32 | No
2030-10-14 02:00 | 2030 Initial | 565.13 | 505 | 510 | 124.32 | No
2030-10-14 03:00 | 2030 Initial | 337.4 | 505 | 510 | -52.96 | No
2030-10-14 04:00 | 2030 Initial | 381.42 | 505 | 510 | -35.47 | No
2030-10-14 05:00 | 2030 Initial | 700 | 205 | 321.53 | 0 | No
2030-10-14 06:00 | 2030 Initial | 700 | 23.69 | 510 | 95.46 | No
2030-10-14 07:00 | 2030 Initial | 700 | 323.69 | 510 | 394.17 | No
2030-10-14 08:00 | 2030 Initial | 700 | 143.26 | 510 | 442 | No
2030-10-14 09:00 | 2030 Initial | 700 | 386.21 | 510 | 442 | No
2030-10-14 10:00 | 2030 Initial | 700 | 428.7 | 510 | 442 | No
2030-10-14 11:00 | 2030 Initial | 700 | 128.7 | 510 | 442 | No
2030-10-14 12:00 | 2030 Initial | 700 | 276.97 | 510 | 442 | No
2030-10-14 13:00 | 2030 Initial | 700 | 296.47 | 510 | 442 | No
2030-10-14 14:00 | 2030 Initial | 700 | 405.39 | 510 | 442 | No
2030-10-14 15:00 | 2030 Initial | 700 | 450.46 | 510 | 442 | No
2030-10-14 16:00 | 2030 Initial | 700 | 433.71 | 510 | 442 | No
2030-10-14 17:00 | 2030 Initial | 700 | 505 | 510 | 442 | No
2030-10-14 18:00 | 2030 Initial | 700 | 505 | 510 | 205.4 | No
2030-10-14 19:00 | 2030 Initial | 700 | 505 | 510 | 442 | No
2030-10-14 20:00 | 2030 Initial | 700 | 505 | 510 | 442 | No
2030-10-14 21:00 | 2030 Initial | 700 | 505 | 510 | 442 | No
2030-10-14 22:00 | 2030 Initial | 700 | 505 | 510 | 442 | No
2030-10-14 23:00 | 2030 Initial | 700 | 505 | 510 | 442 | No
2030-10-15 | 2030 Initial | 700 | 505 | 510 | 442 | No
2030-10-15 01:00 | 2030 Initial | 700 | 505 | 510 | 442 | No
2030-10-15 02:00 | 2030 Initial | 700 | 505 | 510 | 442 | No
2030-10-15 03:00 | 2030 Initial | 700 | 505 | 510 | 442 | No
2030-10-15 04:00 | 2030 Initial | 700 | 505 | 510 | 442 | No
2030-10-15 05:00 | 2030 Initial | 700 | 207.18 | 510 | 319.3 | No
2030-10-15 06:00 | 2030 Initial | 700 | 0 | 210 | 19.3 | No
2030-10-15 07:00 | 2030 Initial | 700 | 40.39 | 510 | 142 | No
2030-10-15 08:00 | 2030 Initial | 700 | 340.39 | 510 | 442 | No
2030-10-15 09:00 | 2030 Initial | 700 | 281.78 | 510 | 442 | No
2030-10-15 10:00 | 2030 Initial | 700 | 0 | 510 | 262.56 | No
2030-10-15 11:00 | 2030 Initial | 700 | 0 | 263.81 | 72.54 | No
2030-10-15 12:00 | 2030 Initial | 700 | 0 | 114.62 | 60.3 | No
2030-10-15 13:00 | 2030 Initial | 700 | 0 | 135.25 | 0 | No
2030-10-15 14:00 | 2030 Initial | 700 | 0 | 187.72 | 0 | No
2030-10-15 15:00 | 2030 Initial | 700 | 0 | 279.8 | 12.9 | No
2030-10-15 16:00 | 2030 Initial | 700 | 0 | 300 | 181.35 | No
2030-10-15 17:00 | 2030 Initial | 700 | 0 | 0 | 0 | No
2030-10-15 18:00 | 2030 Initial | 700 | 0 | 210 | 77.75 | No
2030-10-15 19:00 | 2030 Initial | 700 | 214.34 | 510 | 377.75 | No
2030-10-15 20:00 | 2030 Initial | 700 | 118.6 | 510 | 442 | No
2030-10-15 21:00 | 2030 Initial | 700 | 0 | 510 | 264.92 | No
2030-10-15 22:00 | 2030 Initial | 700 | 0 | 488.89 | 142 | No
2030-10-15 23:00 | 2030 Initial | 700 | 299.95 | 510 | 442 | No
2030-10-16 | 2030 Initial | 700 | 505 | 510 | 442 | No
2030-10-16 01:00 | 2030 Initial | 700 | 505 | 510 | 442 | No
2030-10-16 02:00 | 2030 Initial | 700 | 505 | 510 | 442 | No
2030-10-16 03:00 | 2030 Initial | 700 | 505 | 510 | 442 | No
2030-10-16 04:00 | 2030 Initial | 700 | 505 | 510 | 442 | No
2030-10-16 05:00 | 2030 Initial | 700 | 287.96 | 210 | 442 | No
2030-10-16 06:00 | 2030 Initial | 700 | -12.04 | -90 | 154.06 | No
2030-10-16 07:00 | 2030 Initial | 700 | 0 | 0 | 204.66 | No
2030-10-16 08:00 | 2030 Initial | 700 | 0 | 0 | 442 | No
2030-10-16 09:00 | 2030 Initial | 700 | 0 | 27.91 | 442 | No
2030-10-16 10:00 | 2030 Initial | 700 | 0 | 163.39 | 316.01 | No
2030-10-16 11:00 | 2030 Initial | 700 | 0 | 33.33 | 380.62 | No
2030-10-16 12:00 | 2030 Initial | 700 | 88.45 | 90 | 442 | No
2030-10-16 13:00 | 2030 Initial | 700 | 0 | -210 | 348.87 | No
2030-10-16 14:00 | 2030 Initial | 700 | -300 | -510 | 48.87 | No
2030-10-16 15:00 | 2030 Initial | 700 | -265.47 | -300 | -161.27 | No
2030-10-16 16:00 | 2030 Initial | 700 | 0 | 0 | 138.73 | No
2030-10-16 17:00 | 2030 Initial | 700 | 0 | 0 | 0 | No
2030-10-16 18:00 | 2030 Initial | 700 | 0 | 143.62 | 26.64 | No
2030-10-16 19:00 | 2030 Initial | 700 | 0 | 443.62 | 326.64 | No
2030-10-16 20:00 | 2030 Initial | 700 | 148.62 | 510 | 174.58 | No
2030-10-16 21:00 | 2030 Initial | 700 | 448.62 | 510 | 442 | No
2030-10-16 22:00 | 2030 Initial | 700 | 479.93 | 510 | 442 | No
2030-10-16 23:00 | 2030 Initial | 700 | 266.63 | 510 | 442 | No
2030-10-17 | 2030 Initial | 700 | 368.14 | 510 | 442 | No
2030-10-17 01:00 | 2030 Initial | 700 | 400.72 | 510 | 442 | No
2030-10-17 02:00 | 2030 Initial | 700 | 163.8 | 510 | 442 | No
2030-10-17 03:00 | 2030 Initial | 700 | 0 | 510 | 442 | No
2030-10-17 04:00 | 2030 Initial | 700 | 0 | 510 | 442 | No
2030-10-17 05:00 | 2030 Initial | 700 | 0 | 510 | 442 | No
2030-10-17 06:00 | 2030 Initial | 700 | 267.2 | 286.6 | 442 | No
2030-10-17 07:00 | 2030 Initial | 700 | 0 | -13.4 | 368.52 | No
2030-10-17 08:00 | 2030 Initial | 700 | 0 | 0 | 265.35 | No
2030-10-17 09:00 | 2030 Initial | 700 | 0 | 0 | 442 | No
2030-10-17 10:00 | 2030 Initial | 700 | 233.04 | 300 | 442 | No
2030-10-17 11:00 | 2030 Initial | 700 | 233.04 | 0 | 442 | No
2030-10-17 12:00 | 2030 Initial | 700 | -34.92 | -300 | 142 | No
2030-10-17 13:00 | 2030 Initial | 700 | 0 | -490.33 | 0 | No
2030-10-17 14:00 | 2030 Initial | 700 | 0 | -436.74 | 0 | No
2030-10-17 15:00 | 2030 Initial | 700 | 0 | -251.89 | 0 | No
2030-10-17 16:00 | 2030 Initial | 700 | 0 | 44.7 | 48.28 | No
2030-10-17 17:00 | 2030 Initial | 700 | 0 | 0 | 18.12 | No
2030-10-17 18:00 | 2030 Initial | 700 | 0 | 0 | 18.12 | No
2030-10-17 19:00 | 2030 Initial | 700 | 0 | 210 | 89.94 | No
2030-10-17 20:00 | 2030 Initial | 700 | 8.63 | 510 | 389.94 | No
2030-10-17 21:00 | 2030 Initial | 700 | 0 | 509.15 | 153.74 | No
2030-10-17 22:00 | 2030 Initial | 700 | 0 | 209.15 | 0 | No
2030-10-17 23:00 | 2030 Initial | 700 | 0 | -46.78 | 0 | No
2030-10-18 | 2030 Initial | 700 | 205 | 253.22 | 300 | No
2030-10-18 01:00 | 2030 Initial | 700 | 505 | 510 | 442 | No
2030-10-18 02:00 | 2030 Initial | 700 | 450.42 | 510 | 442 | No
2030-10-18 03:00 | 2030 Initial | 700 | 466.25 | 510 | 442 | No
2030-10-18 04:00 | 2030 Initial | 700 | 166.25 | 210 | 322.05 | No
2030-10-18 05:00 | 2030 Initial | 700 | -133.75 | -90 | 22.05 | No
2030-10-18 06:00 | 2030 Initial | 700 | 0 | -249.06 | 15.04 | No
2030-10-18 07:00 | 2030 Initial | 700 | 0 | 5.17 | 162.54 | No
2030-10-18 08:00 | 2030 Initial | 700 | 0 | 305.17 | 293.06 | No
2030-10-18 09:00 | 2030 Initial | 700 | 0 | 151.66 | 356.95 | No
2030-10-18 10:00 | 2030 Initial | 700 | 0 | 19.23 | 346.15 | No
2030-10-18 11:00 | 2030 Initial | 700 | 0 | 16.17 | 321.41 | No
2030-10-18 12:00 | 2030 Initial | 700 | 0 | -220.04 | 281.71 | No
2030-10-18 13:00 | 2030 Initial | 700 | -103.81 | -300 | 185.33 | No
2030-10-18 14:00 | 2030 Initial | 700 | 0 | 0 | 222.3 | No
2030-10-18 15:00 | 2030 Initial | 700 | 0 | 182.33 | 237.15 | No
2030-10-18 16:00 | 2030 Initial | 700 | 0 | 58.85 | 324.66 | No
2030-10-18 17:00 | 2030 Initial | 700 | 0 | 210 | 375.18 | No
2030-10-18 18:00 | 2030 Initial | 700 | 0 | 510 | 442 | No
2030-10-18 19:00 | 2030 Initial | 700 | 0 | 510 | 348.29 | No
2030-10-18 20:00 | 2030 Initial | 700 | 0 | 357.24 | 259.68 | No
2030-10-18 21:00 | 2030 Initial | 700 | 286.5 | 510 | 442 | No
2030-10-18 22:00 | 2030 Initial | 700 | 205 | 463.65 | 442 | No
2030-10-18 23:00 | 2030 Initial | 545.69 | 505 | 510 | 442 | No
2030-10-19 | 2030 Initial | 533.3 | 505 | 510 | 442 | No
2030-10-19 01:00 | 2030 Initial | 82.87 | 505 | 510 | 442 | No
2030-10-19 02:00 | 2030 Initial | -453.48 | 505 | 510 | 442 | No
2030-10-19 03:00 | 2030 Initial | -430.72 | 505 | 510 | 442 | No
2030-10-19 04:00 | 2030 Initial | -700 | 505 | 510 | 442 | No
2030-10-19 05:00 | 2030 Initial | -700 | 505 | 510 | 442 | No
2030-10-19 06:00 | 2030 Initial | -700 | 505 | 510 | 442 | No
2030-10-19 07:00 | 2030 Initial | -700 | 505 | 510 | 442 | No
2030-10-19 08:00 | 2030 Initial | -700 | 505 | 510 | 442 | No
2030-10-19 09:00 | 2030 Initial | -700 | 505 | 510 | 442 | No
2030-10-19 10:00 | 2030 Initial | -660.57 | 505 | 510 | 442 | No
2030-10-19 11:00 | 2030 Initial | -700 | 505 | 510 | 442 | No
2030-10-19 12:00 | 2030 Initial | -240.7 | 505 | 510 | 442 | No
2030-10-19 13:00 | 2030 Initial | 179.89 | 505 | 510 | 442 | No
2030-10-19 14:00 | 2030 Initial | 0 | 505 | 510 | 442 | No
2030-10-19 15:00 | 2030 Initial | 0 | 505 | 510 | 442 | No
2030-10-19 16:00 | 2030 Initial | -121.24 | 505 | 510 | 442 | No
2030-10-19 17:00 | 2030 Initial | 478.76 | 505 | 510 | 442 | No
2030-10-19 18:00 | 2030 Initial | 700 | 205 | 458.77 | 142 | No
2030-10-19 19:00 | 2030 Initial | 700 | 205 | 302.74 | 442 | No
2030-10-19 20:00 | 2030 Initial | 308.75 | 505 | 510 | 442 | No
2030-10-19 21:00 | 2030 Initial | -4.59 | 505 | 510 | 442 | No
2030-10-19 22:00 | 2030 Initial | -566.32 | 505 | 510 | 442 | No
2030-10-19 23:00 | 2030 Initial | -700 | 505 | 510 | 442 | Yes
2030-10-20 | 2030 Initial | -700 | 505 | 510 | 442 | No
2030-10-20 01:00 | 2030 Initial | -700 | 505 | 510 | 236.46 | No
2030-10-20 02:00 | 2030 Initial | -700 | 505 | 510 | 346.89 | No
2030-10-20 03:00 | 2030 Initial | -700 | 505 | 510 | 187.68 | Yes
2030-10-20 04:00 | 2030 Initial | -700 | 505 | 510 | 375.21 | Yes
2030-10-20 05:00 | 2030 Initial | -700 | 505 | 510 | 442 | Yes
2030-10-20 06:00 | 2030 Initial | -700 | 505 | 510 | 442 | Yes
2030-10-20 07:00 | 2030 Initial | -700 | 505 | 510 | 442 | Yes
2030-10-20 08:00 | 2030 Initial | -700 | 505 | 510 | 442 | Yes
2030-10-20 09:00 | 2030 Initial | -700 | 505 | 510 | 442 | Yes
2030-10-20 10:00 | 2030 Initial | -700 | 505 | 510 | 442 | Yes
2030-10-20 11:00 | 2030 Initial | -700 | 505 | 510 | 375 | Yes
2030-10-20 12:00 | 2030 Initial | -700 | 505 | 510 | 442 | Yes
2030-10-20 13:00 | 2030 Initial | -700 | 505 | 510 | 363.14 | Yes
2030-10-20 14:00 | 2030 Initial | -700 | 505 | 510 | 440.48 | Yes
2030-10-20 15:00 | 2030 Initial | -700 | 505 | 510 | 296.14 | Yes
2030-10-20 16:00 | 2030 Initial | -700 | 505 | 510 | 442 | Yes
2030-10-20 17:00 | 2030 Initial | -700 | 505 | 510 | 442 | No
2030-10-20 18:00 | 2030 Initial | -235.84 | 505 | 510 | 442 | No
2030-10-20 19:00 | 2030 Initial | -20.92 | 505 | 510 | 442 | No
2030-10-20 20:00 | 2030 Initial | 128.07 | 505 | 510 | 442 | No
2030-10-20 21:00 | 2030 Initial | 0 | 505 | 510 | 442 | No
2030-10-20 22:00 | 2030 Initial | 590.09 | 505 | 510 | 442 | No
2030-10-20 23:00 | 2030 Initial | 236.4 | 505 | 510 | 404.39 | No
2030-10-21 | 2030 Initial | 700 | 505 | 510 | 442 | No
2030-10-21 01:00 | 2030 Initial | 700 | 505 | 510 | 442 | No
2030-10-21 02:00 | 2030 Initial | 700 | 505 | 510 | 442 | No
2030-10-21 03:00 | 2030 Initial | 700 | 205 | 510 | 442 | No
2030-10-21 04:00 | 2030 Initial | 700 | 186.09 | 510 | 442 | No
2030-10-21 05:00 | 2030 Initial | 700 | 0 | 510 | 442 | No
2030-10-21 06:00 | 2030 Initial | 700 | 164.47 | 510 | 442 | No
2030-10-21 07:00 | 2030 Initial | 700 | 464.47 | 510 | 442 | No
2030-10-21 08:00 | 2030 Initial | 700 | 505 | 510 | 442 | No
2030-10-21 09:00 | 2030 Initial | 700 | 205 | 210 | 442 | No
2030-10-21 10:00 | 2030 Initial | 700 | 0 | 456.54 | 442 | No
2030-10-21 11:00 | 2030 Initial | 700 | 137.16 | 510 | 442 | No
2030-10-21 12:00 | 2030 Initial | 700 | 97.29 | 510 | 442 | No
2030-10-21 13:00 | 2030 Initial | 700 | 19.39 | 510 | 442 | No
2030-10-21 14:00 | 2030 Initial | 700 | 0 | 510 | 145.25 | No
2030-10-21 15:00 | 2030 Initial | 700 | 0 | 510 | 64.1 | No
2030-10-21 16:00 | 2030 Initial | 700 | 0 | 510 | 114.32 | No
2030-10-21 17:00 | 2030 Initial | 700 | 162.72 | 510 | 414.32 | No
2030-10-21 18:00 | 2030 Initial | 700 | 205 | 510 | 369.16 | No
2030-10-21 19:00 | 2030 Initial | 700 | 505 | 510 | 426.19 | No
2030-10-21 20:00 | 2030 Initial | 700 | 505 | 510 | 214.11 | No
2030-10-21 21:00 | 2030 Initial | 700 | 505 | 510 | 92.38 | No
2030-10-21 22:00 | 2030 Initial | 700 | 505 | 510 | 32.09 | No
2030-10-21 23:00 | 2030 Initial | 361.69 | 505 | 510 | -117.65 | No
2030-10-22 | 2030 Initial | 700 | 505 | 510 | -160.88 | No
2030-10-22 01:00 | 2030 Initial | 215.31 | 505 | 510 | 25.52 | No
2030-10-22 02:00 | 2030 Initial | 215.31 | 505 | 510 | 27.51 | No
2030-10-22 03:00 | 2030 Initial | 447.67 | 505 | 510 | 243.63 | No
2030-10-22 04:00 | 2030 Initial | 350.48 | 505 | 510 | 104.7 | No
2030-10-22 05:00 | 2030 Initial | 700 | 205 | 320 | -10.98 | No
2030-10-22 06:00 | 2030 Initial | 700 | 56.38 | 300 | 289.02 | No
2030-10-22 07:00 | 2030 Initial | 700 | 0 | 0 | 252.04 | No
2030-10-22 08:00 | 2030 Initial | 700 | 0 | -8.77 | 313.26 | No
2030-10-22 09:00 | 2030 Initial | 700 | 104.44 | 291.23 | 442 | No
2030-10-22 10:00 | 2030 Initial | 700 | 404.44 | 510 | 442 | No
2030-10-22 11:00 | 2030 Initial | 700 | 344.31 | 510 | 442 | No
2030-10-22 12:00 | 2030 Initial | 700 | 116.27 | 510 | 442 | No
2030-10-22 13:00 | 2030 Initial | 700 | 88.55 | 210 | 442 | No
2030-10-22 14:00 | 2030 Initial | 700 | -211.45 | -90 | 380.13 | No
2030-10-22 15:00 | 2030 Initial | 700 | 0 | -268.66 | 80.13 | No
2030-10-22 16:00 | 2030 Initial | 700 | 0 | -10.31 | 82.97 | No
2030-10-22 17:00 | 2030 Initial | 700 | -133.37 | -310.31 | 0 | No
2030-10-22 18:00 | 2030 Initial | 700 | -129.66 | -314.72 | 16.29 | No
2030-10-22 19:00 | 2030 Initial | 700 | 0 | -14.72 | 132.91 | No
2030-10-22 20:00 | 2030 Initial | 700 | 0 | -99.17 | 113.84 | No
2030-10-22 21:00 | 2030 Initial | 700 | 300 | 200.83 | 413.84 | No
2030-10-22 22:00 | 2030 Initial | 700 | 0 | 483.35 | 353.73 | No
2030-10-22 23:00 | 2030 Initial | 432.1 | 0 | 232.19 | 248.63 | No
2030-10-23 | 2030 Initial | 122.94 | 300 | 510 | 442 | No
2030-10-23 01:00 | 2030 Initial | 0 | 505 | 510 | 442 | No
2030-10-23 02:00 | 2030 Initial | 0 | 505 | 510 | 442 | No
2030-10-23 03:00 | 2030 Initial | 545.89 | 505 | 510 | 442 | No
2030-10-23 04:00 | 2030 Initial | 700 | 505 | 510 | 442 | No
2030-10-23 05:00 | 2030 Initial | 611.46 | 505 | 510 | 442 | No
2030-10-23 06:00 | 2030 Initial | 700 | 441.97 | 510 | 442 | No
2030-10-23 07:00 | 2030 Initial | 700 | 400.82 | 510 | 442 | No
2030-10-23 08:00 | 2030 Initial | 700 | 505 | 510 | 442 | No
2030-10-23 09:00 | 2030 Initial | 700 | 505 | 510 | 442 | No
2030-10-23 10:00 | 2030 Initial | 700 | 232.49 | 510 | 442 | No
2030-10-23 11:00 | 2030 Initial | 700 | 9.33 | 510 | 442 | No
2030-10-23 12:00 | 2030 Initial | 700 | 0 | 210 | 442 | No
2030-10-23 13:00 | 2030 Initial | 700 | 0 | 319.06 | 175.47 | No
2030-10-23 14:00 | 2030 Initial | 700 | 0 | 274.09 | 209.3 | No
2030-10-23 15:00 | 2030 Initial | 700 | 252.04 | 0 | 442 | No
2030-10-23 16:00 | 2030 Initial | 700 | -46.48 | -300 | 434.66 | No
2030-10-23 17:00 | 2030 Initial | 700 | -88.71 | -149.68 | 442 | No
2030-10-23 18:00 | 2030 Initial | 700 | 0 | 150.32 | 442 | No
2030-10-23 19:00 | 2030 Initial | 500 | 300 | 450.32 | 442 | No
2030-10-23 20:00 | 2030 Initial | -100 | 151.47 | 510 | 442 | No
2030-10-23 21:00 | 2030 Initial | -700 | 451.47 | 510 | 442 | Yes
2030-10-23 22:00 | 2030 Initial | -700 | 505 | 510 | 442 | Yes
2030-10-23 23:00 | 2030 Initial | -700 | 505 | 510 | 337.81 | Yes
2030-10-24 | 2030 Initial | -700 | 505 | 510 | 292.27 | Yes
2030-10-24 01:00 | 2030 Initial | -700 | 505 | 510 | 31.25 | Yes
2030-10-24 02:00 | 2030 Initial | -700 | 505 | 510 | 40.79 | Yes
2030-10-24 03:00 | 2030 Initial | -700 | 505 | 510 | -12.65 | Yes
2030-10-24 04:00 | 2030 Initial | -700 | 505 | 510 | 129.09 | Yes
2030-10-24 05:00 | 2030 Initial | -700 | 505 | 510 | 429.09 | Yes
2030-10-24 06:00 | 2030 Initial | -700 | 505 | 510 | 442 | Yes
2030-10-24 07:00 | 2030 Initial | -288.54 | 505 | 510 | 442 | No
2030-10-24 08:00 | 2030 Initial | 311.46 | 505 | 510 | 442 | No
2030-10-24 09:00 | 2030 Initial | 700 | 505 | 510 | 442 | No
2030-10-24 10:00 | 2030 Initial | 700 | 505 | 510 | 442 | No
2030-10-24 11:00 | 2030 Initial | 294.97 | 505 | 510 | 442 | No
2030-10-24 12:00 | 2030 Initial | -79.48 | 505 | 510 | 442 | No
2030-10-24 13:00 | 2030 Initial | -84.48 | 505 | 510 | 442 | No
2030-10-24 14:00 | 2030 Initial | -365.95 | 505 | 510 | 442 | No
2030-10-24 15:00 | 2030 Initial | -107.74 | 505 | 510 | 442 | No
2030-10-24 16:00 | 2030 Initial | 492.26 | 280.98 | 510 | 442 | No
2030-10-24 17:00 | 2030 Initial | 700 | 505 | 510 | 442 | No
2030-10-24 18:00 | 2030 Initial | 700 | 505 | 510 | 442 | No
2030-10-24 19:00 | 2030 Initial | 700 | 505 | 510 | 442 | No
2030-10-24 20:00 | 2030 Initial | 500 | 395.01 | 510 | 442 | No
2030-10-24 21:00 | 2030 Initial | -100 | 473.2 | 510 | 442 | No
2030-10-24 22:00 | 2030 Initial | -700 | 505 | 510 | 337.87 | No
2030-10-24 23:00 | 2030 Initial | -700 | 505 | 510 | 442 | Yes
2030-10-25 | 2030 Initial | -700 | 505 | 510 | 442 | No
2030-10-25 01:00 | 2030 Initial | -549.8 | 505 | 510 | 442 | No
2030-10-25 02:00 | 2030 Initial | -487.22 | 505 | 510 | 442 | No
2030-10-25 03:00 | 2030 Initial | -700 | 505 | 510 | 442 | No
2030-10-25 04:00 | 2030 Initial | -700 | 505 | 510 | 442 | No
2030-10-25 05:00 | 2030 Initial | -700 | 505 | 510 | 442 | No
2030-10-25 06:00 | 2030 Initial | -700 | 505 | 510 | 442 | No
2030-10-25 07:00 | 2030 Initial | -618.92 | 505 | 510 | 442 | No
2030-10-25 08:00 | 2030 Initial | -18.92 | 505 | 510 | 442 | No
2030-10-25 09:00 | 2030 Initial | 0 | 505 | 510 | 442 | No
2030-10-25 10:00 | 2030 Initial | -158.26 | 505 | 510 | 442 | No
2030-10-25 11:00 | 2030 Initial | -700 | 505 | 510 | 442 | No
2030-10-25 12:00 | 2030 Initial | -700 | 505 | 510 | 442 | No
2030-10-25 13:00 | 2030 Initial | -700 | 505 | 510 | 442 | No
2030-10-25 14:00 | 2030 Initial | -700 | 505 | 510 | 442 | No
2030-10-25 15:00 | 2030 Initial | -100 | 273.24 | 510 | 442 | No
2030-10-25 16:00 | 2030 Initial | 375.08 | 300 | 510 | 442 | No
2030-10-25 17:00 | 2030 Initial | 700 | 0 | 510 | 374.9 | No
2030-10-25 18:00 | 2030 Initial | 700 | 200.45 | 510 | 442 | No
2030-10-25 19:00 | 2030 Initial | 700 | 500.45 | 510 | 442 | No
2030-10-25 20:00 | 2030 Initial | 700 | 216.12 | 510 | 442 | No
2030-10-25 21:00 | 2030 Initial | 228.28 | 505 | 510 | 442 | No
2030-10-25 22:00 | 2030 Initial | -80.25 | 505 | 510 | 442 | No
2030-10-25 23:00 | 2030 Initial | -622.18 | 505 | 510 | 442 | No
2030-10-26 | 2030 Initial | -700 | 505 | 510 | 442 | No
2030-10-26 01:00 | 2030 Initial | -700 | 505 | 510 | 442 | Yes
2030-10-26 02:00 | 2030 Initial | -700 | 505 | 510 | 442 | Yes
2030-10-26 03:00 | 2030 Initial | -700 | 505 | 510 | 442 | Yes
2030-10-26 04:00 | 2030 Initial | -700 | 505 | 510 | 289.68 | Yes
2030-10-26 05:00 | 2030 Initial | -700 | 505 | 510 | 86.36 | Yes
2030-10-26 06:00 | 2030 Initial | -700 | 300 | 300 | 300 | Yes
2030-10-26 07:00 | 2030 Initial | -612.41 | 0 | 0 | 0 | No
2030-10-26 08:00 | 2030 Initial | -12.41 | 0 | 0 | 0 | No
2030-10-26 09:00 | 2030 Initial | -263.96 | 0 | 210 | 234.59 | No
2030-10-26 10:00 | 2030 Initial | -700 | 300 | 510 | 442 | No
2030-10-26 11:00 | 2030 Initial | -700 | 505 | 510 | 442 | Yes
2030-10-26 12:00 | 2030 Initial | -700 | 505 | 510 | 357.18 | Yes
2030-10-26 13:00 | 2030 Initial | -700 | 505 | 510 | 442 | No
2030-10-26 14:00 | 2030 Initial | -700 | 505 | 510 | 427.66 | Yes
2030-10-26 15:00 | 2030 Initial | -100 | 256.65 | 510 | 189.71 | No
2030-10-26 16:00 | 2030 Initial | 500 | 146.77 | 510 | 442 | No
2030-10-26 17:00 | 2030 Initial | 700 | 333.31 | 510 | 442 | No
2030-10-26 18:00 | 2030 Initial | 700 | 33.31 | 210 | 442 | No
2030-10-26 19:00 | 2030 Initial | 700 | 333.31 | 510 | 442 | No
2030-10-26 20:00 | 2030 Initial | 700 | 505 | 510 | 442 | No
2030-10-26 21:00 | 2030 Initial | 700 | 382.86 | 510 | 442 | No
2030-10-26 22:00 | 2030 Initial | 700 | 298.09 | 510 | 442 | No
2030-10-26 23:00 | 2030 Initial | 700 | 126.07 | 510 | 442 | No
2030-10-27 | 2030 Initial | 700 | 195.62 | 510 | 442 | No
2030-10-27 01:00 | 2030 Initial | 539.94 | 0 | 210 | 442 | No
2030-10-27 02:00 | 2030 Initial | 346.83 | 0 | 0 | 442 | No
2030-10-27 03:00 | 2030 Initial | 172.44 | 205 | 210 | 442 | No
2030-10-27 04:00 | 2030 Initial | -423.66 | 505 | 510 | 442 | No
2030-10-27 05:00 | 2030 Initial | 0 | 505 | 510 | 442 | No
2030-10-27 06:00 | 2030 Initial | -556.71 | 505 | 510 | 442 | No
2030-10-27 07:00 | 2030 Initial | 2.09 | 505 | 510 | 442 | No
2030-10-27 08:00 | 2030 Initial | 367.8 | 505 | 510 | 442 | No
2030-10-27 09:00 | 2030 Initial | 700 | 205 | 234.76 | 383.34 | No
2030-10-27 10:00 | 2030 Initial | 113 | 505 | 510 | 442 | No
2030-10-27 11:00 | 2030 Initial | -430.87 | 505 | 510 | 442 | No
2030-10-27 12:00 | 2030 Initial | -700 | 505 | 510 | 442 | No
2030-10-27 13:00 | 2030 Initial | -700 | 505 | 510 | 442 | Yes
2030-10-27 14:00 | 2030 Initial | -700 | 505 | 510 | 442 | Yes
2030-10-27 15:00 | 2030 Initial | -700 | 505 | 510 | 442 | No
2030-10-27 16:00 | 2030 Initial | -100 | 230.42 | 510 | 442 | No
2030-10-27 17:00 | 2030 Initial | 0 | 505 | 510 | 442 | No
2030-10-27 18:00 | 2030 Initial | 280.49 | 205 | 210 | 442 | No
2030-10-27 19:00 | 2030 Initial | 252.35 | 505 | 510 | 442 | No
2030-10-27 20:00 | 2030 Initial | 700 | 505 | 510 | 442 | No
2030-10-27 21:00 | 2030 Initial | 487.66 | 505 | 510 | 442 | No
2030-10-27 22:00 | 2030 Initial | -112.34 | 505 | 510 | 442 | No
2030-10-27 23:00 | 2030 Initial | -700 | 505 | 510 | 442 | No
2030-10-28 | 2030 Initial | -142.91 | 505 | 510 | 442 | No
2030-10-28 01:00 | 2030 Initial | -700 | 505 | 510 | 442 | No
2030-10-28 02:00 | 2030 Initial | -632.83 | 505 | 510 | 442 | No
2030-10-28 03:00 | 2030 Initial | -627.32 | 505 | 510 | 442 | No
2030-10-28 04:00 | 2030 Initial | -700 | 505 | 510 | 442 | No
2030-10-28 05:00 | 2030 Initial | -700 | 505 | 510 | 442 | No
2030-10-28 06:00 | 2030 Initial | -700 | 505 | 510 | 442 | No
2030-10-28 07:00 | 2030 Initial | -700 | 505 | 510 | 442 | No
2030-10-28 08:00 | 2030 Initial | -700 | 505 | 510 | 442 | No
2030-10-28 09:00 | 2030 Initial | -700 | 505 | 510 | 442 | No
2030-10-28 10:00 | 2030 Initial | -700 | 505 | 510 | 442 | No
2030-10-28 11:00 | 2030 Initial | -700 | 505 | 510 | 442 | No
2030-10-28 12:00 | 2030 Initial | -700 | 505 | 510 | 442 | No
2030-10-28 13:00 | 2030 Initial | -700 | 505 | 510 | 442 | No
2030-10-28 14:00 | 2030 Initial | -700 | 505 | 510 | 442 | No
2030-10-28 15:00 | 2030 Initial | -421.79 | 505 | 510 | 442 | No
2030-10-28 16:00 | 2030 Initial | -337.43 | 205 | 395.44 | 419.19 | No
2030-10-28 17:00 | 2030 Initial | 262.57 | 205 | 210 | 442 | No
2030-10-28 18:00 | 2030 Initial | 700 | 505 | 510 | 442 | No
2030-10-28 19:00 | 2030 Initial | 548.68 | 505 | 510 | 442 | No
2030-10-28 20:00 | 2030 Initial | 113.65 | 505 | 510 | 442 | No
2030-10-28 21:00 | 2030 Initial | 481.47 | 505 | 510 | 442 | No
2030-10-28 22:00 | 2030 Initial | 517.05 | 505 | 510 | 442 | No
2030-10-28 23:00 | 2030 Initial | 651.59 | 505 | 510 | 442 | No
2030-10-29 | 2030 Initial | 673.46 | 505 | 510 | 442 | No
2030-10-29 01:00 | 2030 Initial | 281.76 | 505 | 510 | 442 | No
2030-10-29 02:00 | 2030 Initial | 585.11 | 205 | 210 | 358.76 | No
2030-10-29 03:00 | 2030 Initial | 0 | 0 | 510 | 405.94 | No
2030-10-29 04:00 | 2030 Initial | -282.35 | 205 | 210 | 442 | No
2030-10-29 05:00 | 2030 Initial | -700 | 505 | 510 | 442 | No
2030-10-29 06:00 | 2030 Initial | -700 | 505 | 510 | 442 | No
2030-10-29 07:00 | 2030 Initial | -610.96 | 505 | 510 | 442 | No
2030-10-29 08:00 | 2030 Initial | -539.63 | 505 | 510 | 442 | No
2030-10-29 09:00 | 2030 Initial | -682.98 | 505 | 510 | 442 | No
2030-10-29 10:00 | 2030 Initial | -700 | 505 | 510 | 442 | No
2030-10-29 11:00 | 2030 Initial | -541.4 | 505 | 510 | 442 | No
2030-10-29 12:00 | 2030 Initial | -700 | 505 | 510 | 442 | No
2030-10-29 13:00 | 2030 Initial | -700 | 505 | 510 | 442 | No
2030-10-29 14:00 | 2030 Initial | -700 | 505 | 510 | 442 | No
2030-10-29 15:00 | 2030 Initial | -700 | 505 | 510 | 442 | No
2030-10-29 16:00 | 2030 Initial | -700 | 505 | 510 | 442 | No
2030-10-29 17:00 | 2030 Initial | -700 | 505 | 510 | 442 | No
2030-10-29 18:00 | 2030 Initial | -700 | 505 | 510 | 442 | No
2030-10-29 19:00 | 2030 Initial | -700 | 505 | 510 | 442 | No
2030-10-29 20:00 | 2030 Initial | -700 | 505 | 510 | 442 | No
2030-10-29 21:00 | 2030 Initial | -700 | 505 | 510 | 389.46 | No
2030-10-29 22:00 | 2030 Initial | -700 | 505 | 510 | 422.69 | No
2030-10-29 23:00 | 2030 Initial | -700 | 505 | 510 | 442 | No
2030-10-30 | 2030 Initial | -100 | 505 | 510 | 332.83 | No
2030-10-30 01:00 | 2030 Initial | 283.75 | 505 | 510 | 442 | No
2030-10-30 02:00 | 2030 Initial | 700 | 505 | 510 | 442 | No
2030-10-30 03:00 | 2030 Initial | 700 | 505 | 510 | 442 | No
2030-10-30 04:00 | 2030 Initial | 700 | 331.4 | 510 | 442 | No
2030-10-30 05:00 | 2030 Initial | 700 | 127.21 | 309 | 442 | No
2030-10-30 06:00 | 2030 Initial | 700 | 0 | 9 | 304.56 | No
2030-10-30 07:00 | 2030 Initial | 700 | 0 | 0 | 119.25 | No
2030-10-30 08:00 | 2030 Initial | 700 | 0 | 300 | 373.12 | No
2030-10-30 09:00 | 2030 Initial | 700 | 0 | 510 | 360.36 | No
2030-10-30 10:00 | 2030 Initial | 700 | 59.78 | 300 | 300 | No
2030-10-30 11:00 | 2030 Initial | 700 | 0 | 0 | 0 | No
2030-10-30 12:00 | 2030 Initial | 700 | 0 | -163.47 | 0 | No
2030-10-30 13:00 | 2030 Initial | 700 | 0 | -60.05 | 0 | No
2030-10-30 14:00 | 2030 Initial | 700 | 0 | 165.39 | 0 | No
2030-10-30 15:00 | 2030 Initial | 700 | 66.32 | 0 | 0 | No
2030-10-30 16:00 | 2030 Initial | 700 | -233.68 | -300 | -300 | No
2030-10-30 17:00 | 2030 Initial | 700 | -526 | -510 | -397.65 | No
2030-10-30 18:00 | 2030 Initial | 700 | -526 | -510 | -97.65 | No
2030-10-30 19:00 | 2030 Initial | 700 | -251.96 | -300 | 202.35 | No
2030-10-30 20:00 | 2030 Initial | 471.6 | 0 | 0 | 442 | No
2030-10-30 21:00 | 2030 Initial | 488.73 | 193.23 | 300 | 442 | No
2030-10-30 22:00 | 2030 Initial | -100 | 205 | 510 | 345.23 | No
2030-10-30 23:00 | 2030 Initial | -700 | 505 | 510 | 442 | No
2030-10-31 | 2030 Initial | -700 | 505 | 0 | 442 | Yes
2030-10-31 01:00 | 2030 Initial | -700 | 505 | 0 | 204.51 | Yes
2030-10-31 02:00 | 2030 Initial | -700 | 505 | 0 | 2.91 | Yes
2030-10-31 03:00 | 2030 Initial | -700 | 505 | 0 | 57.71 | Yes
2030-10-31 04:00 | 2030 Initial | -700 | 505 | 0 | 121.69 | Yes
2030-10-31 05:00 | 2030 Initial | -700 | 505 | 0 | 10.7 | Yes
2030-10-31 06:00 | 2030 Initial | -700 | 505 | 0 | 73.9 | Yes
2030-10-31 07:00 | 2030 Initial | -700 | 505 | 0 | 265.5 | Yes
2030-10-31 08:00 | 2030 Initial | -700 | 505 | 0 | 396.98 | Yes
2030-10-31 09:00 | 2030 Initial | -700 | 505 | 0 | 442 | Yes
2030-10-31 10:00 | 2030 Initial | -700 | 505 | 0 | 442 | No
2030-10-31 11:00 | 2030 Initial | -700 | 505 | 0 | 416.56 | No
2030-10-31 12:00 | 2030 Initial | -700 | 505 | 0 | 442 | No
2030-10-31 13:00 | 2030 Initial | -700 | 505 | 0 | 332.78 | Yes
2030-10-31 14:00 | 2030 Initial | -700 | 505 | 0 | 300.97 | Yes
2030-10-31 15:00 | 2030 Initial | -700 | 505 | 0 | 325.97 | No
2030-10-31 16:00 | 2030 Initial | -117.24 | 505 | 0 | 442 | No
2030-10-31 17:00 | 2030 Initial | 401.86 | 505 | 0 | 442 | No
2030-10-31 18:00 | 2030 Initial | 700 | 308.16 | 0 | 442 | No
2030-10-31 19:00 | 2030 Initial | 700 | 423.87 | 0 | 442 | No
2030-10-31 20:00 | 2030 Initial | 700 | 411.31 | 0 | 442 | No
2030-10-31 21:00 | 2030 Initial | 133.97 | 411.31 | 0 | 442 | No
2030-10-31 22:00 | 2030 Initial | -466.03 | 505 | 0 | 442 | No
2030-10-31 23:00 | 2030 Initial | -700 | 505 | 0 | 442 | Yes
2030-11-01 | 2030 Initial | -700 | 505 | 0 | 442 | No
2030-11-01 01:00 | 2030 Initial | -700 | 505 | 0 | 330.53 | Yes
2030-11-01 02:00 | 2030 Initial | -700 | 505 | 0 | 125.12 | Yes
2030-11-01 03:00 | 2030 Initial | -700 | 505 | 0 | 83.26 | Yes
2030-11-01 04:00 | 2030 Initial | -700 | 505 | 0 | 78.09 | Yes
2030-11-01 05:00 | 2030 Initial | -700 | 505 | 0 | 169.3 | Yes
2030-11-01 06:00 | 2030 Initial | -700 | 505 | 0 | 442 | Yes
2030-11-01 07:00 | 2030 Initial | -700 | 505 | 0 | 442 | Yes
2030-11-01 08:00 | 2030 Initial | -273.68 | 505 | 0 | 442 | No
2030-11-01 09:00 | 2030 Initial | -684.12 | 505 | 0 | 442 | No
2030-11-01 10:00 | 2030 Initial | -700 | 505 | 0 | 442 | No
2030-11-01 11:00 | 2030 Initial | -700 | 505 | 0 | 442 | No
2030-11-01 12:00 | 2030 Initial | -700 | 505 | 0 | 442 | No
2030-11-01 13:00 | 2030 Initial | -618.5 | 505 | 0 | 442 | No
2030-11-01 14:00 | 2030 Initial | -420.96 | 505 | 0 | 442 | No
2030-11-01 15:00 | 2030 Initial | 138.08 | 505 | 0 | 442 | No
2030-11-01 16:00 | 2030 Initial | 700 | 205 | 0 | 390.01 | No
2030-11-01 17:00 | 2030 Initial | 700 | 77.12 | 0 | 442 | No
2030-11-01 18:00 | 2030 Initial | 700 | 0 | 0 | 442 | No
2030-11-01 19:00 | 2030 Initial | 700 | 133.15 | 0 | 442 | No
2030-11-01 20:00 | 2030 Initial | 267.65 | 433.15 | 0 | 442 | No
2030-11-01 21:00 | 2030 Initial | 700 | 434.84 | 0 | 442 | No
2030-11-01 22:00 | 2030 Initial | 700 | 505 | 0 | 442 | No
2030-11-01 23:00 | 2030 Initial | 700 | 505 | 0 | 442 | No
2030-11-02 | 2030 Initial | 700 | 357.22 | 300 | 442 | No
2030-11-02 01:00 | 2030 Initial | 700 | 505 | 510 | 442 | No
2030-11-02 02:00 | 2030 Initial | 700 | 505 | 510 | 442 | No
2030-11-02 03:00 | 2030 Initial | 700 | 205 | 291.81 | 333.19 | No
2030-11-02 04:00 | 2030 Initial | 700 | 0 | 499.41 | 194.66 | No
2030-11-02 05:00 | 2030 Initial | 700 | 0 | 510 | 2.51 | No
2030-11-02 06:00 | 2030 Initial | 700 | 0 | 294.23 | 134.57 | No
2030-11-02 07:00 | 2030 Initial | 700 | 0 | 227.82 | 434.57 | No
2030-11-02 08:00 | 2030 Initial | 700 | 0 | 279.63 | 442 | No
2030-11-02 09:00 | 2030 Initial | 700 | 0 | 510 | 442 | No
2030-11-02 10:00 | 2030 Initial | 700 | 0 | 228.31 | 442 | No
2030-11-02 11:00 | 2030 Initial | 450.99 | 28.47 | 210 | 442 | No
2030-11-02 12:00 | 2030 Initial | 0 | 328.47 | 510 | 442 | No
2030-11-02 13:00 | 2030 Initial | 0 | 28.47 | 510 | 442 | No
2030-11-02 14:00 | 2030 Initial | 0 | 0 | 210 | 442 | No
2030-11-02 15:00 | 2030 Initial | 0 | 0 | 0 | 442 | No
2030-11-02 16:00 | 2030 Initial | 0 | 23.49 | 210 | 417.96 | No
2030-11-02 17:00 | 2030 Initial | 0 | 323.49 | 510 | 442 | No
2030-11-02 18:00 | 2030 Initial | 508.18 | 505 | 510 | 442 | No
2030-11-02 19:00 | 2030 Initial | 700 | 505 | 510 | 442 | No
2030-11-02 20:00 | 2030 Initial | 700 | 505 | 510 | 442 | No
2030-11-02 21:00 | 2030 Initial | 436.24 | 505 | 510 | 387.89 | No
2030-11-02 22:00 | 2030 Initial | 587.04 | 505 | 510 | 442 | No
2030-11-02 23:00 | 2030 Initial | 34.43 | 505 | 510 | 442 | No
2030-11-03 | 2030 Initial | 611.68 | 505 | 510 | 442 | No
2030-11-03 01:00 | 2030 Initial | 700 | 505 | 510 | 442 | No
2030-11-03 02:00 | 2030 Initial | 464.21 | 505 | 510 | 442 | No
2030-11-03 03:00 | 2030 Initial | 0 | 505 | 510 | 442 | No
2030-11-03 04:00 | 2030 Initial | 29.99 | 505 | 510 | 442 | No
2030-11-03 05:00 | 2030 Initial | 189.6 | 505 | 510 | 442 | No
2030-11-03 06:00 | 2030 Initial | 145.42 | 505 | 510 | 442 | No
2030-11-03 07:00 | 2030 Initial | 0 | 505 | 510 | 442 | No
2030-11-03 08:00 | 2030 Initial | 91.23 | 505 | 510 | 442 | No
2030-11-03 09:00 | 2030 Initial | 688.91 | 505 | 510 | 442 | No
2030-11-03 10:00 | 2030 Initial | 700 | 505 | 510 | 442 | No
2030-11-03 11:00 | 2030 Initial | 298.57 | 505 | 510 | 442 | No
2030-11-03 12:00 | 2030 Initial | 78.8 | 300 | 510 | 442 | No
2030-11-03 13:00 | 2030 Initial | 678.8 | 0 | 210 | 252.79 | No
2030-11-03 14:00 | 2030 Initial | 700 | 146.75 | 510 | 442 | No
2030-11-03 15:00 | 2030 Initial | 700 | 40.15 | 510 | 442 | No
2030-11-03 16:00 | 2030 Initial | 700 | 242.88 | 510 | 442 | No
2030-11-03 17:00 | 2030 Initial | 700 | 189.21 | 510 | 442 | No
2030-11-03 18:00 | 2030 Initial | 700 | 227.18 | 510 | 442 | No
2030-11-03 19:00 | 2030 Initial | 700 | 505 | 510 | 442 | No
2030-11-03 20:00 | 2030 Initial | 700 | 505 | 510 | 442 | No
2030-11-03 21:00 | 2030 Initial | 700 | 505 | 510 | 442 | No
2030-11-03 22:00 | 2030 Initial | 700 | 385.19 | 510 | 442 | No
2030-11-03 23:00 | 2030 Initial | 700 | 407.76 | 510 | 442 | No
2030-11-04 | 2030 Initial | 700 | 505 | 510 | 442 | No
2030-11-04 01:00 | 2030 Initial | 700 | 422.58 | 510 | 442 | No
2030-11-04 02:00 | 2030 Initial | 700 | 435.22 | 510 | 442 | No
2030-11-04 03:00 | 2030 Initial | 700 | 275.66 | 510 | 442 | No
2030-11-04 04:00 | 2030 Initial | 700 | 210.99 | 510 | 442 | No
2030-11-04 05:00 | 2030 Initial | 700 | 268.32 | 510 | 442 | No
2030-11-04 06:00 | 2030 Initial | 700 | 15.76 | 510 | 442 | No
2030-11-04 07:00 | 2030 Initial | 700 | 315.76 | 510 | 442 | No
2030-11-04 08:00 | 2030 Initial | 700 | 280.45 | 300 | 442 | No
2030-11-04 09:00 | 2030 Initial | 700 | 202.37 | 0 | 442 | No
2030-11-04 10:00 | 2030 Initial | 700 | 502.37 | 0 | 442 | No
2030-11-04 11:00 | 2030 Initial | 700 | 281.8 | 0 | 442 | No
2030-11-04 12:00 | 2030 Initial | 700 | -18.2 | 0 | 163.28 | No
2030-11-04 13:00 | 2030 Initial | 700 | -61.34 | 0 | -76.93 | No
2030-11-04 14:00 | 2030 Initial | 700 | 0 | 0 | 80.35 | No
2030-11-04 15:00 | 2030 Initial | 700 | 74 | 0 | 90 | No
2030-11-04 16:00 | 2030 Initial | 700 | -226 | 0 | -210 | No
2030-11-04 17:00 | 2030 Initial | 700 | -526 | 0 | -510 | No
2030-11-04 18:00 | 2030 Initial | 700 | -402.01 | 0 | -510 | No
2030-11-04 19:00 | 2030 Initial | 700 | -102.01 | 0 | -210 | No
2030-11-04 20:00 | 2030 Initial | 700 | 197.99 | 0 | 90 | No
2030-11-04 21:00 | 2030 Initial | 700 | 497.99 | 0 | 308.8 | No
2030-11-04 22:00 | 2030 Initial | 700 | 478.98 | 0 | 442 | No
2030-11-04 23:00 | 2030 Initial | 700 | 178.98 | 0 | 142 | No
2030-11-05 | 2030 Initial | 700 | -27.57 | 0 | -22.38 | No
2030-11-05 01:00 | 2030 Initial | 700 | 254.42 | 0 | 277.62 | No
2030-11-05 02:00 | 2030 Initial | 700 | 505 | 0 | 442 | No
2030-11-05 03:00 | 2030 Initial | 700 | 479.01 | 0 | 442 | No
2030-11-05 04:00 | 2030 Initial | 700 | 179.01 | 0 | 442 | No
2030-11-05 05:00 | 2030 Initial | 700 | -61.39 | 0 | 270.24 | No
2030-11-05 06:00 | 2030 Initial | 700 | -361.39 | 0 | -29.76 | No
2030-11-05 07:00 | 2030 Initial | 700 | -70.92 | 0 | -192.38 | No
2030-11-05 08:00 | 2030 Initial | 700 | -300 | 0 | -183.41 | No
2030-11-05 09:00 | 2030 Initial | 700 | 0 | 0 | 116.59 | No
2030-11-05 10:00 | 2030 Initial | 700 | 300 | 0 | 416.59 | No
2030-11-05 11:00 | 2030 Initial | 700 | 478.42 | 0 | 442 | No
2030-11-05 12:00 | 2030 Initial | 700 | 467.89 | 0 | 442 | No
2030-11-05 13:00 | 2030 Initial | 700 | 374 | 0 | 390 | No
2030-11-05 14:00 | 2030 Initial | 700 | 74 | 0 | 90 | No
2030-11-05 15:00 | 2030 Initial | 700 | -226 | 0 | -210 | No
2030-11-05 16:00 | 2030 Initial | 700 | -526 | 0 | -510 | No
2030-11-05 17:00 | 2030 Initial | 700 | -226 | 0 | -481.23 | No
2030-11-05 18:00 | 2030 Initial | 700 | 0 | 0 | -353.96 | No
2030-11-05 19:00 | 2030 Initial | 700 | -249.15 | 0 | -414.11 | No
2030-11-05 20:00 | 2030 Initial | 700 | -314.61 | 0 | -457.96 | No
2030-11-05 21:00 | 2030 Initial | 700 | -314.61 | 0 | -510 | No
2030-11-05 22:00 | 2030 Initial | 700 | -17.84 | 0 | -300 | No
2030-11-05 23:00 | 2030 Initial | 700 | 282.16 | 0 | 0 | No
2030-11-06 | 2030 Initial | 700 | 0 | 0 | 230.11 | No
2030-11-06 01:00 | 2030 Initial | 700 | 0 | 0 | 72.58 | No
2030-11-06 02:00 | 2030 Initial | 700 | 0 | 0 | -192.15 | No
2030-11-06 03:00 | 2030 Initial | 700 | -271.88 | 0 | -236.37 | No
2030-11-06 04:00 | 2030 Initial | 700 | -218.21 | 0 | -225.31 | No
2030-11-06 05:00 | 2030 Initial | 700 | -518.21 | 0 | -267.08 | No
2030-11-06 06:00 | 2030 Initial | 100 | -306.42 | 0 | -374.33 | No
2030-11-06 07:00 | 2030 Initial | 0 | -180.96 | 0 | -161.29 | No
2030-11-06 08:00 | 2030 Initial | 137.8 | 0 | 0 | 50.24 | No
2030-11-06 09:00 | 2030 Initial | 700 | 0 | -322.05 | 140.85 | No
2030-11-06 10:00 | 2030 Initial | 700 | -179.61 | -510 | 76.35 | No
2030-11-06 11:00 | 2030 Initial | 700 | -188.78 | -510 | 58.36 | No
2030-11-06 12:00 | 2030 Initial | 700 | 0 | -210 | 165.24 | No
2030-11-06 13:00 | 2030 Initial | 662.63 | 0 | 0 | 90.72 | No
2030-11-06 14:00 | 2030 Initial | 551.32 | 0 | -143.82 | 22.57 | No
2030-11-06 15:00 | 2030 Initial | 312.13 | 0 | -443.82 | -48.8 | No
2030-11-06 16:00 | 2030 Initial | 100 | 0 | -176.84 | 0 | No
2030-11-06 17:00 | 2030 Initial | 700 | -300 | -411.83 | -158 | No
2030-11-06 18:00 | 2030 Initial | 700 | 0 | -111.83 | 142 | No
2030-11-06 19:00 | 2030 Initial | 700 | 300 | 188.17 | 442 | No
2030-11-06 20:00 | 2030 Initial | 700 | 0 | 488.17 | 324.4 | No
2030-11-06 21:00 | 2030 Initial | 700 | 0 | 510 | 398.63 | No
2030-11-06 22:00 | 2030 Initial | 700 | 0 | 328.38 | 142 | No
2030-11-06 23:00 | 2030 Initial | 700 | 228.31 | 510 | 442 | No
2030-11-07 | 2030 Initial | 700 | 505 | 510 | 442 | No
2030-11-07 01:00 | 2030 Initial | 700 | 505 | 510 | 442 | No
2030-11-07 02:00 | 2030 Initial | 700 | 300 | 398.03 | 375.24 | No
2030-11-07 03:00 | 2030 Initial | 700 | 0 | 98.03 | 75.24 | No
2030-11-07 04:00 | 2030 Initial | 700 | 300 | 342.53 | 342.32 | No
2030-11-07 05:00 | 2030 Initial | 100 | 0 | 42.53 | 42.32 | No
2030-11-07 06:00 | 2030 Initial | -500 | 0 | -69.6 | 0 | No
2030-11-07 07:00 | 2030 Initial | 0 | 0 | -369.6 | -97.63 | No
2030-11-07 08:00 | 2030 Initial | 600 | 0 | -169.83 | 0 | No
2030-11-07 09:00 | 2030 Initial | 700 | 0 | -333 | 106.62 | No
2030-11-07 10:00 | 2030 Initial | 228.79 | 0 | -210 | 34.64 | No
2030-11-07 11:00 | 2030 Initial | 700 | -247.73 | -510 | -24.31 | No
2030-11-07 12:00 | 2030 Initial | 100 | -175.61 | -510 | -51.17 | No
2030-11-07 13:00 | 2030 Initial | -204.25 | 0 | -510 | -207.13 | No
2030-11-07 14:00 | 2030 Initial | -650.48 | 0 | -210 | 0 | No
2030-11-07 15:00 | 2030 Initial | -154.39 | 0 | -510 | -56.59 | No
2030-11-07 16:00 | 2030 Initial | 445.61 | -300 | -510 | -195.66 | No
2030-11-07 17:00 | 2030 Initial | 700 | -193.17 | -510 | -495.66 | No
2030-11-07 18:00 | 2030 Initial | 700 | -176.55 | -510 | -279.18 | No
2030-11-07 19:00 | 2030 Initial | 700 | 0 | -300 | -206.92 | No
2030-11-07 20:00 | 2030 Initial | 700 | 0 | 0 | 88.34 | No
2030-11-07 21:00 | 2030 Initial | 700 | 0 | -33.53 | 0 | No
2030-11-07 22:00 | 2030 Initial | 700 | 300 | 266.47 | 300 | No
2030-11-07 23:00 | 2030 Initial | 700 | 133.86 | 510 | 442 | No
2030-11-08 | 2030 Initial | 700 | 433.86 | 510 | 442 | No
2030-11-08 01:00 | 2030 Initial | 700 | 505 | 510 | 348.59 | No
2030-11-08 02:00 | 2030 Initial | 700 | 505 | 510 | 442 | No
2030-11-08 03:00 | 2030 Initial | 700 | 473.07 | 510 | 410.72 | No
2030-11-08 04:00 | 2030 Initial | 700 | 505 | 510 | 442 | No
2030-11-08 05:00 | 2030 Initial | 700 | 299.77 | 510 | 442 | No
2030-11-08 06:00 | 2030 Initial | 700 | 207.19 | 510 | 442 | No
2030-11-08 07:00 | 2030 Initial | 700 | 0 | 210 | 442 | No
2030-11-08 08:00 | 2030 Initial | 700 | -257.66 | -90 | 159.58 | No
2030-11-08 09:00 | 2030 Initial | 700 | 0 | -185.48 | 347.69 | No
2030-11-08 10:00 | 2030 Initial | 367.53 | 0 | 0 | 442 | No
2030-11-08 11:00 | 2030 Initial | 100 | 0 | 0 | 442 | No
2030-11-08 12:00 | 2030 Initial | 700 | 0 | 0 | 442 | No
2030-11-08 13:00 | 2030 Initial | 100 | 0 | -99.95 | 424.69 | No
2030-11-08 14:00 | 2030 Initial | 126.44 | 0 | -29.63 | 442 | No
2030-11-08 15:00 | 2030 Initial | 700 | 0 | -329.63 | 442 | No
2030-11-08 16:00 | 2030 Initial | 700 | 0 | -452.22 | 442 | No
2030-11-08 17:00 | 2030 Initial | 100 | 0 | -358.09 | 442 | No
2030-11-08 18:00 | 2030 Initial | 700 | 0 | -58.09 | 442 | No
2030-11-08 19:00 | 2030 Initial | 700 | 0 | -215.94 | 442 | No
2030-11-08 20:00 | 2030 Initial | 700 | 0 | -38.17 | 442 | No
2030-11-08 21:00 | 2030 Initial | 700 | 237.86 | 261.83 | 442 | No
2030-11-08 22:00 | 2030 Initial | 700 | 293.82 | 510 | 442 | No
2030-11-08 23:00 | 2030 Initial | 700 | 505 | 510 | 442 | No
2030-11-09 | 2030 Initial | 700 | 205 | 485.35 | 442 | No
2030-11-09 01:00 | 2030 Initial | 700 | 205 | 446.83 | 442 | No
2030-11-09 02:00 | 2030 Initial | 700 | 505 | 510 | 442 | No
2030-11-09 03:00 | 2030 Initial | 700 | 505 | 510 | 442 | No
2030-11-09 04:00 | 2030 Initial | 700 | 505 | 510 | 442 | No
2030-11-09 05:00 | 2030 Initial | 700 | 505 | 510 | 442 | No
2030-11-09 06:00 | 2030 Initial | 700 | 205 | 510 | 352.4 | No
2030-11-09 07:00 | 2030 Initial | 700 | 122.38 | 510 | 142 | No
2030-11-09 08:00 | 2030 Initial | 700 | 422.38 | 510 | 442 | No
2030-11-09 09:00 | 2030 Initial | 700 | 183.55 | 510 | 442 | No
2030-11-09 10:00 | 2030 Initial | 700 | 177.57 | 510 | 442 | No
2030-11-09 11:00 | 2030 Initial | 700 | 429.02 | 510 | 442 | No
2030-11-09 12:00 | 2030 Initial | 700 | 235.7 | 510 | 442 | No
2030-11-09 13:00 | 2030 Initial | 700 | 382.93 | 510 | 442 | No
2030-11-09 14:00 | 2030 Initial | 700 | 469.36 | 510 | 442 | No
2030-11-09 15:00 | 2030 Initial | 700 | 295.35 | 510 | 442 | No
2030-11-09 16:00 | 2030 Initial | 700 | 0 | 492.87 | 442 | No
2030-11-09 17:00 | 2030 Initial | 700 | 214.43 | 510 | 442 | No
2030-11-09 18:00 | 2030 Initial | 700 | 436.55 | 510 | 442 | No
2030-11-09 19:00 | 2030 Initial | 700 | 505 | 510 | 442 | No
2030-11-09 20:00 | 2030 Initial | 700 | 505 | 510 | 442 | No
2030-11-09 21:00 | 2030 Initial | 700 | 502.08 | 510 | 442 | No
2030-11-09 22:00 | 2030 Initial | 700 | 202.08 | 510 | 442 | No
2030-11-09 23:00 | 2030 Initial | 700 | 0 | 510 | 321.8 | No
2030-11-10 | 2030 Initial | 700 | 0 | 456.77 | 82.95 | No
2030-11-10 01:00 | 2030 Initial | 700 | 0 | 407.2 | 0 | No
2030-11-10 02:00 | 2030 Initial | 700 | 0 | 229.28 | 63.85 | No
2030-11-10 03:00 | 2030 Initial | 700 | 0 | 303.09 | 0 | No
2030-11-10 04:00 | 2030 Initial | 700 | 0 | 88.41 | 0 | No
2030-11-10 05:00 | 2030 Initial | 700 | 0 | 69.51 | 0 | No
2030-11-10 06:00 | 2030 Initial | 700 | 0 | -148.42 | 0 | No
2030-11-10 07:00 | 2030 Initial | 700 | 0 | -403.69 | 0 | No
2030-11-10 08:00 | 2030 Initial | 700 | -223.39 | -364.63 | 0 | No
2030-11-10 09:00 | 2030 Initial | 700 | -523.39 | -510 | 36.67 | No
2030-11-10 10:00 | 2030 Initial | 700 | -526 | -510 | 71.75 | No
2030-11-10 11:00 | 2030 Initial | 517.07 | -526 | -510 | 202.43 | No
2030-11-10 12:00 | 2030 Initial | 345.55 | -526 | -510 | 274.68 | No
2030-11-10 13:00 | 2030 Initial | 662.91 | -526 | -510 | 195.25 | No
2030-11-10 14:00 | 2030 Initial | 416.11 | -226 | -210 | 436.11 | No
2030-11-10 15:00 | 2030 Initial | 700 | 0 | 90 | 368.82 | No
2030-11-10 16:00 | 2030 Initial | 659.81 | 0 | 0 | 232.01 | No
2030-11-10 17:00 | 2030 Initial | 416 | 0 | 210 | 142 | No
2030-11-10 18:00 | 2030 Initial | 700 | 93.38 | 510 | 442 | No
2030-11-10 19:00 | 2030 Initial | 700 | 0 | 510 | 442 | No
2030-11-10 20:00 | 2030 Initial | 604.42 | 246.84 | 510 | 442 | No
2030-11-10 21:00 | 2030 Initial | 4.42 | 505 | 510 | 442 | No
2030-11-10 22:00 | 2030 Initial | -479.91 | 505 | 510 | 442 | No
2030-11-10 23:00 | 2030 Initial | -700 | 505 | 510 | 442 | No
2030-11-11 | 2030 Initial | -636.95 | 505 | 510 | 442 | No
2030-11-11 01:00 | 2030 Initial | -700 | 505 | 510 | 442 | Yes
2030-11-11 02:00 | 2030 Initial | -700 | 505 | 510 | 384.39 | Yes
2030-11-11 03:00 | 2030 Initial | -700 | 505 | 510 | 352.16 | Yes
2030-11-11 04:00 | 2030 Initial | -700 | 505 | 510 | 240.49 | Yes
2030-11-11 05:00 | 2030 Initial | -700 | 505 | 510 | 185.33 | Yes
2030-11-11 06:00 | 2030 Initial | -700 | 505 | 510 | 185.33 | Yes
2030-11-11 07:00 | 2030 Initial | -700 | 505 | 510 | 326.04 | Yes
2030-11-11 08:00 | 2030 Initial | -700 | 505 | 510 | 420.69 | Yes
2030-11-11 09:00 | 2030 Initial | -700 | 505 | 510 | 442 | Yes
2030-11-11 10:00 | 2030 Initial | -700 | 505 | 510 | 442 | Yes
2030-11-11 11:00 | 2030 Initial | -700 | 505 | 510 | 442 | No
2030-11-11 12:00 | 2030 Initial | -694.37 | 505 | 510 | 442 | No
2030-11-11 13:00 | 2030 Initial | -178.4 | 505 | 510 | 442 | No
2030-11-11 14:00 | 2030 Initial | -117.16 | 505 | 510 | 442 | No
2030-11-11 15:00 | 2030 Initial | 426.26 | 505 | 510 | 442 | No
2030-11-11 16:00 | 2030 Initial | 370.41 | 505 | 510 | 442 | No
2030-11-11 17:00 | 2030 Initial | 700 | 505 | 510 | 442 | No
2030-11-11 18:00 | 2030 Initial | 700 | 505 | 510 | 442 | No
2030-11-11 19:00 | 2030 Initial | 700 | 205 | 510 | 347.96 | No
2030-11-11 20:00 | 2030 Initial | 700 | 0 | 510 | 442 | No
2030-11-11 21:00 | 2030 Initial | 700 | 205 | 510 | 442 | No
2030-11-11 22:00 | 2030 Initial | 700 | 505 | 510 | 442 | No
2030-11-11 23:00 | 2030 Initial | 421.78 | 505 | 510 | 442 | No
2030-11-12 | 2030 Initial | 700 | 505 | 510 | 442 | No
2030-11-12 01:00 | 2030 Initial | 651.62 | 505 | 510 | 442 | No
2030-11-12 02:00 | 2030 Initial | 691.13 | 505 | 510 | 442 | No
2030-11-12 03:00 | 2030 Initial | 700 | 205 | 485.31 | 142 | No
2030-11-12 04:00 | 2030 Initial | 700 | 97.33 | 510 | 442 | No
2030-11-12 05:00 | 2030 Initial | 700 | 0 | 510 | 207.92 | No
2030-11-12 06:00 | 2030 Initial | 580.49 | 205 | 210 | 278.94 | No
2030-11-12 07:00 | 2030 Initial | 700 | 505 | 510 | 442 | No
2030-11-12 08:00 | 2030 Initial | 700 | 505 | 510 | 442 | No
2030-11-12 09:00 | 2030 Initial | 700 | 277.96 | 510 | 442 | No
2030-11-12 10:00 | 2030 Initial | 600 | 22.76 | 510 | 442 | No
2030-11-12 11:00 | 2030 Initial | 0 | 322.76 | 510 | 442 | No
2030-11-12 12:00 | 2030 Initial | -592.14 | 505 | 510 | 442 | No
2030-11-12 13:00 | 2030 Initial | -700 | 505 | 510 | 442 | No
2030-11-12 14:00 | 2030 Initial | -700 | 505 | 510 | 442 | No
2030-11-12 15:00 | 2030 Initial | -667.38 | 505 | 510 | 442 | No
2030-11-12 16:00 | 2030 Initial | -433.36 | 505 | 510 | 442 | No
2030-11-12 17:00 | 2030 Initial | 0 | 209.95 | 510 | 442 | No
2030-11-12 18:00 | 2030 Initial | 127.8 | 505 | 510 | 442 | No
2030-11-12 19:00 | 2030 Initial | 395.82 | 505 | 510 | 442 | No
2030-11-12 20:00 | 2030 Initial | 531.39 | 505 | 510 | 442 | No
2030-11-12 21:00 | 2030 Initial | 700 | 505 | 510 | 442 | No
2030-11-12 22:00 | 2030 Initial | 700 | 505 | 510 | 436.43 | No
2030-11-12 23:00 | 2030 Initial | 700 | 505 | 510 | 442 | No
2030-11-13 | 2030 Initial | 514.38 | 505 | 510 | 442 | No
2030-11-13 01:00 | 2030 Initial | 342.64 | 505 | 510 | 442 | No
2030-11-13 02:00 | 2030 Initial | 104.35 | 505 | 510 | 442 | No
2030-11-13 03:00 | 2030 Initial | -266.43 | 505 | 510 | 442 | No
2030-11-13 04:00 | 2030 Initial | -428.92 | 505 | 510 | 442 | No
2030-11-13 05:00 | 2030 Initial | -700 | 505 | 510 | 442 | No
2030-11-13 06:00 | 2030 Initial | -485.72 | 505 | 510 | 442 | No
2030-11-13 07:00 | 2030 Initial | 0 | 505 | 510 | 442 | No
2030-11-13 08:00 | 2030 Initial | 595.24 | 505 | 510 | 442 | No
2030-11-13 09:00 | 2030 Initial | 700 | 505 | 510 | 442 | No
2030-11-13 10:00 | 2030 Initial | 658.42 | 505 | 510 | 442 | No
2030-11-13 11:00 | 2030 Initial | 511.81 | 505 | 510 | 442 | No
2030-11-13 12:00 | 2030 Initial | 392.73 | 505 | 510 | 442 | No
2030-11-13 13:00 | 2030 Initial | 684.23 | 205 | 210 | 346.45 | No
2030-11-13 14:00 | 2030 Initial | 700 | 180.1 | 434.76 | 442 | No
2030-11-13 15:00 | 2030 Initial | 700 | 480.1 | 510 | 442 | No
2030-11-13 16:00 | 2030 Initial | 700 | 400.58 | 510 | 442 | No
2030-11-13 17:00 | 2030 Initial | 700 | 505 | 510 | 442 | No
2030-11-13 18:00 | 2030 Initial | 700 | 505 | 510 | 442 | No
2030-11-13 19:00 | 2030 Initial | 700 | 505 | 510 | 442 | No
2030-11-13 20:00 | 2030 Initial | 700 | 381.54 | 510 | 442 | No
2030-11-13 21:00 | 2030 Initial | 700 | 462.6 | 510 | 442 | No
2030-11-13 22:00 | 2030 Initial | 696.3 | 235.5 | 510 | 442 | No
2030-11-13 23:00 | 2030 Initial | 96.3 | 504.41 | 510 | 442 | No
2030-11-14 | 2030 Initial | -52.39 | 505 | 510 | 442 | No
2030-11-14 01:00 | 2030 Initial | -356.79 | 505 | 510 | 442 | No
2030-11-14 02:00 | 2030 Initial | -650.29 | 505 | 510 | 442 | No
2030-11-14 03:00 | 2030 Initial | -681.53 | 505 | 510 | 442 | No
2030-11-14 04:00 | 2030 Initial | -569.65 | 505 | 510 | 442 | No
2030-11-14 05:00 | 2030 Initial | -682.93 | 505 | 510 | 442 | No
2030-11-14 06:00 | 2030 Initial | -700 | 505 | 510 | 442 | No
2030-11-14 07:00 | 2030 Initial | -100 | 205 | 210 | 442 | No
2030-11-14 08:00 | 2030 Initial | -516.57 | 505 | 510 | 442 | No
2030-11-14 09:00 | 2030 Initial | -235.2 | 407.32 | 510 | 442 | No
2030-11-14 10:00 | 2030 Initial | -5.24 | 505 | 510 | 442 | No
2030-11-14 11:00 | 2030 Initial | -24.03 | 505 | 510 | 442 | No
2030-11-14 12:00 | 2030 Initial | -269.19 | 505 | 510 | 442 | No
2030-11-14 13:00 | 2030 Initial | -552.14 | 505 | 510 | 442 | No
2030-11-14 14:00 | 2030 Initial | -364.79 | 505 | 510 | 442 | No
2030-11-14 15:00 | 2030 Initial | -321.41 | 505 | 510 | 442 | No
2030-11-14 16:00 | 2030 Initial | -286.74 | 505 | 510 | 442 | No
2030-11-14 17:00 | 2030 Initial | 175.33 | 505 | 510 | 442 | No
2030-11-14 18:00 | 2030 Initial | 700 | 505 | 510 | 442 | No
2030-11-14 19:00 | 2030 Initial | 696.3 | 505 | 510 | 442 | No
2030-11-14 20:00 | 2030 Initial | 700 | 505 | 510 | 442 | No
2030-11-14 21:00 | 2030 Initial | 680.57 | 505 | 510 | 442 | No
2030-11-14 22:00 | 2030 Initial | 227.4 | 505 | 510 | 442 | No
2030-11-14 23:00 | 2030 Initial | 515.48 | 505 | 510 | 442 | No
2030-11-15 | 2030 Initial | 568.45 | 505 | 510 | 442 | No
2030-11-15 01:00 | 2030 Initial | 700 | 505 | 510 | 442 | No
2030-11-15 02:00 | 2030 Initial | 340.74 | 505 | 510 | 442 | No
2030-11-15 03:00 | 2030 Initial | 418.15 | 505 | 510 | 442 | No
2030-11-15 04:00 | 2030 Initial | 344.36 | 505 | 510 | 442 | No
2030-11-15 05:00 | 2030 Initial | 608.59 | 505 | 510 | 442 | No
2030-11-15 06:00 | 2030 Initial | 700 | 205 | 296.77 | 442 | No
2030-11-15 07:00 | 2030 Initial | 614.61 | 0 | 210 | 442 | No
2030-11-15 08:00 | 2030 Initial | 700 | 108.45 | 510 | 442 | No
2030-11-15 09:00 | 2030 Initial | 700 | 265.91 | 510 | 442 | No
2030-11-15 10:00 | 2030 Initial | 430.68 | 505 | 510 | 442 | No
2030-11-15 11:00 | 2030 Initial | 398.09 | 505 | 510 | 442 | No
2030-11-15 12:00 | 2030 Initial | 700 | 384.45 | 510 | 442 | No
2030-11-15 13:00 | 2030 Initial | 615.27 | 505 | 510 | 442 | No
2030-11-15 14:00 | 2030 Initial | 485.63 | 505 | 510 | 442 | No
2030-11-15 15:00 | 2030 Initial | 77.15 | 505 | 510 | 442 | No
2030-11-15 16:00 | 2030 Initial | 677.15 | 205 | 441.01 | 171.63 | No
2030-11-15 17:00 | 2030 Initial | 700 | 28.7 | 510 | 442 | No
2030-11-15 18:00 | 2030 Initial | 700 | 288.03 | 510 | 442 | No
2030-11-15 19:00 | 2030 Initial | 700 | 431.13 | 510 | 442 | No
2030-11-15 20:00 | 2030 Initial | 500 | 217.96 | 510 | 442 | No
2030-11-15 21:00 | 2030 Initial | -100 | 0 | 510 | 373 | No
2030-11-15 22:00 | 2030 Initial | -700 | 300 | 510 | 442 | Yes
2030-11-15 23:00 | 2030 Initial | -700 | 505 | 510 | 442 | Yes
2030-11-16 | 2030 Initial | -600 | 505 | 510 | 435.68 | No
2030-11-16 01:00 | 2030 Initial | 0 | 505 | 510 | 247.7 | No
2030-11-16 02:00 | 2030 Initial | -114.94 | 505 | 510 | 198.66 | No
2030-11-16 03:00 | 2030 Initial | 200.12 | 505 | 510 | 137.1 | No
2030-11-16 04:00 | 2030 Initial | 0 | 505 | 510 | 39.15 | No
2030-11-16 05:00 | 2030 Initial | 208.09 | 505 | 510 | 76.33 | No
2030-11-16 06:00 | 2030 Initial | 700 | 205 | 342.64 | 142 | No
2030-11-16 07:00 | 2030 Initial | 700 | 256.29 | 510 | 442 | No
2030-11-16 08:00 | 2030 Initial | 700 | 505 | 510 | 442 | No
2030-11-16 09:00 | 2030 Initial | 700 | 205 | 210 | 442 | No
2030-11-16 10:00 | 2030 Initial | 700 | 127.09 | 510 | 442 | No
2030-11-16 11:00 | 2030 Initial | 700 | 127.09 | 510 | 442 | No
2030-11-16 12:00 | 2030 Initial | 603.38 | 0 | 275.99 | 442 | No
2030-11-16 13:00 | 2030 Initial | 3.38 | 300 | 510 | 442 | No
2030-11-16 14:00 | 2030 Initial | 389 | 0 | 210 | 416.41 | No
2030-11-16 15:00 | 2030 Initial | 413.71 | 0 | 0 | 442 | No
2030-11-16 16:00 | 2030 Initial | 428.08 | 0 | 0 | 442 | No
2030-11-16 17:00 | 2030 Initial | 519.77 | 0 | 0 | 442 | No
2030-11-16 18:00 | 2030 Initial | 700 | 0 | 247.48 | 442 | No
2030-11-16 19:00 | 2030 Initial | 462.95 | 205 | 292.76 | 442 | No
2030-11-16 20:00 | 2030 Initial | -137.05 | 505 | 510 | 442 | No
2030-11-16 21:00 | 2030 Initial | -587.62 | 505 | 510 | 442 | No
2030-11-16 22:00 | 2030 Initial | -700 | 505 | 510 | 442 | Yes
2030-11-16 23:00 | 2030 Initial | -700 | 505 | 510 | 442 | Yes
2030-11-17 | 2030 Initial | -700 | 505 | 510 | 442 | Yes
2030-11-17 01:00 | 2030 Initial | -700 | 505 | 510 | 442 | Yes
2030-11-17 02:00 | 2030 Initial | -700 | 505 | 510 | 442 | Yes
2030-11-17 03:00 | 2030 Initial | -700 | 505 | 510 | 442 | Yes
2030-11-17 04:00 | 2030 Initial | -700 | 505 | 510 | 442 | Yes
2030-11-17 05:00 | 2030 Initial | -700 | 505 | 510 | 442 | Yes
2030-11-17 06:00 | 2030 Initial | -700 | 505 | 510 | 383.19 | Yes
2030-11-17 07:00 | 2030 Initial | -700 | 505 | 510 | 319.78 | Yes
2030-11-17 08:00 | 2030 Initial | -700 | 505 | 510 | 442 | Yes
2030-11-17 09:00 | 2030 Initial | -700 | 505 | 510 | 442 | Yes
2030-11-17 10:00 | 2030 Initial | -700 | 505 | 510 | 442 | No
2030-11-17 11:00 | 2030 Initial | -700 | 505 | 510 | 442 | No
2030-11-17 12:00 | 2030 Initial | -699.84 | 505 | 510 | 442 | No
2030-11-17 13:00 | 2030 Initial | -700 | 505 | 510 | 442 | No
2030-11-17 14:00 | 2030 Initial | -700 | 505 | 510 | 442 | No
2030-11-17 15:00 | 2030 Initial | -700 | 505 | 510 | 442 | No
2030-11-17 16:00 | 2030 Initial | -700 | 505 | 510 | 442 | No
2030-11-17 17:00 | 2030 Initial | -700 | 505 | 510 | 442 | No
2030-11-17 18:00 | 2030 Initial | -669.8 | 505 | 510 | 442 | No
2030-11-17 19:00 | 2030 Initial | -700 | 505 | 510 | 442 | No
2030-11-17 20:00 | 2030 Initial | -700 | 505 | 510 | 442 | No
2030-11-17 21:00 | 2030 Initial | -700 | 505 | 510 | 442 | Yes
2030-11-17 22:00 | 2030 Initial | -700 | 505 | 510 | 442 | Yes
2030-11-17 23:00 | 2030 Initial | -700 | 505 | 510 | 442 | Yes
2030-11-18 | 2030 Initial | -700 | 505 | 510 | 442 | Yes
2030-11-18 01:00 | 2030 Initial | -700 | 505 | 510 | 436.97 | Yes
2030-11-18 02:00 | 2030 Initial | -700 | 505 | 510 | 360.88 | Yes
2030-11-18 03:00 | 2030 Initial | -700 | 505 | 510 | 157.16 | Yes
2030-11-18 04:00 | 2030 Initial | -700 | 505 | 510 | 151.26 | Yes
2030-11-18 05:00 | 2030 Initial | -700 | 505 | 510 | 269.96 | Yes
2030-11-18 06:00 | 2030 Initial | -700 | 505 | 510 | 130.48 | Yes
2030-11-18 07:00 | 2030 Initial | -700 | 505 | 510 | 236.15 | No
2030-11-18 08:00 | 2030 Initial | -343.36 | 505 | 510 | 442 | No
2030-11-18 09:00 | 2030 Initial | -343.36 | 505 | 510 | 442 | No
2030-11-18 10:00 | 2030 Initial | -342.13 | 505 | 510 | 442 | No
2030-11-18 11:00 | 2030 Initial | -700 | 505 | 510 | 442 | No
2030-11-18 12:00 | 2030 Initial | -700 | 505 | 510 | 442 | No
2030-11-18 13:00 | 2030 Initial | -700 | 505 | 510 | 442 | No
2030-11-18 14:00 | 2030 Initial | -700 | 505 | 510 | 442 | No
2030-11-18 15:00 | 2030 Initial | -700 | 482.5 | 510 | 442 | No
2030-11-18 16:00 | 2030 Initial | -100 | 182.5 | 510 | 390.36 | No
2030-11-18 17:00 | 2030 Initial | 0 | 0 | 510 | 442 | No
2030-11-18 18:00 | 2030 Initial | 0 | 236.34 | 510 | 442 | No
2030-11-18 19:00 | 2030 Initial | 0 | 200.59 | 510 | 442 | No
2030-11-18 20:00 | 2030 Initial | 0 | 205 | 510 | 442 | No
2030-11-18 21:00 | 2030 Initial | -525.73 | 505 | 510 | 442 | No
2030-11-18 22:00 | 2030 Initial | -700 | 505 | 510 | 442 | Yes
2030-11-18 23:00 | 2030 Initial | -700 | 505 | 510 | 442 | Yes
2030-11-19 | 2030 Initial | -700 | 505 | 510 | 442 | No
2030-11-19 01:00 | 2030 Initial | -700 | 505 | 510 | 402.34 | Yes
2030-11-19 02:00 | 2030 Initial | -700 | 505 | 510 | 442 | Yes
2030-11-19 03:00 | 2030 Initial | -700 | 505 | 510 | 382.59 | Yes
2030-11-19 04:00 | 2030 Initial | -700 | 505 | 510 | 442 | No
2030-11-19 05:00 | 2030 Initial | -700 | 426.1 | 510 | 442 | No
2030-11-19 06:00 | 2030 Initial | -100 | 126.1 | 510 | 442 | No
2030-11-19 07:00 | 2030 Initial | 500 | 331.02 | 510 | 442 | No
2030-11-19 08:00 | 2030 Initial | 579.51 | 505 | 510 | 442 | No
2030-11-19 09:00 | 2030 Initial | 700 | 498.69 | 510 | 442 | No
2030-11-19 10:00 | 2030 Initial | 700 | 330.39 | 510 | 442 | No
2030-11-19 11:00 | 2030 Initial | 700 | 30.39 | 392.39 | 209.16 | No
2030-11-19 12:00 | 2030 Initial | 700 | 0 | 92.39 | 199.17 | No
2030-11-19 13:00 | 2030 Initial | 700 | 0 | 151.34 | 119.14 | No
2030-11-19 14:00 | 2030 Initial | 184.5 | 0 | 0 | -64.73 | No
2030-11-19 15:00 | 2030 Initial | 346.45 | -300 | -300 | -364.73 | No
2030-11-19 16:00 | 2030 Initial | 563.4 | -526 | -510 | -510 | No
2030-11-19 17:00 | 2030 Initial | 531.45 | -526 | -510 | -510 | No
2030-11-19 18:00 | 2030 Initial | 571.88 | -526 | -510 | -493.61 | No
2030-11-19 19:00 | 2030 Initial | 700 | -526 | -510 | -422.98 | No
2030-11-19 20:00 | 2030 Initial | 700 | -226 | -270.99 | -122.98 | No
2030-11-19 21:00 | 2030 Initial | 700 | -349 | -510 | 177.02 | No
2030-11-19 22:00 | 2030 Initial | 700 | -317.66 | -510 | 142 | No
2030-11-19 23:00 | 2030 Initial | 504.02 | -17.66 | -210 | 442 | No
2030-11-20 | 2030 Initial | 700 | 172.67 | 90 | 442 | No
2030-11-20 01:00 | 2030 Initial | 700 | 205 | 390 | 442 | No
2030-11-20 02:00 | 2030 Initial | 278.11 | 505 | 510 | 442 | No
2030-11-20 03:00 | 2030 Initial | 583.35 | 505 | 510 | 442 | No
2030-11-20 04:00 | 2030 Initial | 528.28 | 505 | 510 | 442 | No
2030-11-20 05:00 | 2030 Initial | 139.38 | 505 | 510 | 442 | No
2030-11-20 06:00 | 2030 Initial | 111.89 | 505 | 510 | 442 | No
2030-11-20 07:00 | 2030 Initial | 229.24 | 480.1 | 510 | 442 | No
2030-11-20 08:00 | 2030 Initial | 700 | 505 | 510 | 442 | No
2030-11-20 09:00 | 2030 Initial | 700 | 505 | 510 | 442 | No
2030-11-20 10:00 | 2030 Initial | 587.98 | 505 | 510 | 442 | No
2030-11-20 11:00 | 2030 Initial | 700 | 205 | 460.37 | 442 | No
2030-11-20 12:00 | 2030 Initial | 694.21 | 205 | 210 | 442 | No
2030-11-20 13:00 | 2030 Initial | 94.21 | 505 | 510 | 442 | No
2030-11-20 14:00 | 2030 Initial | 7.5 | 505 | 510 | 442 | No
2030-11-20 15:00 | 2030 Initial | 123.31 | 333.71 | 510 | 442 | No
2030-11-20 16:00 | 2030 Initial | 551.91 | 33.71 | 510 | 442 | No
2030-11-20 17:00 | 2030 Initial | 700 | 160.14 | 401.7 | 356.78 | No
2030-11-20 18:00 | 2030 Initial | 700 | 460.14 | 510 | 442 | No
2030-11-20 19:00 | 2030 Initial | 700 | 505 | 510 | 442 | No
2030-11-20 20:00 | 2030 Initial | 700 | 465.89 | 510 | 442 | No
2030-11-20 21:00 | 2030 Initial | 700 | 505 | 510 | 442 | No
2030-11-20 22:00 | 2030 Initial | 675.6 | 505 | 510 | 442 | No
2030-11-20 23:00 | 2030 Initial | 487.99 | 505 | 510 | 442 | No
2030-11-21 | 2030 Initial | 0 | 505 | 510 | 442 | No
2030-11-21 01:00 | 2030 Initial | 0 | 505 | 510 | 442 | No
2030-11-21 02:00 | 2030 Initial | -467.26 | 505 | 510 | 442 | No
2030-11-21 03:00 | 2030 Initial | -266.53 | 505 | 510 | 442 | No
2030-11-21 04:00 | 2030 Initial | -362.09 | 505 | 510 | 442 | No
2030-11-21 05:00 | 2030 Initial | -447.57 | 505 | 510 | 442 | No
2030-11-21 06:00 | 2030 Initial | 0 | 505 | 510 | 442 | No
2030-11-21 07:00 | 2030 Initial | 600 | 347.45 | 510 | 442 | No
2030-11-21 08:00 | 2030 Initial | 700 | 101.04 | 458.78 | 442 | No
2030-11-21 09:00 | 2030 Initial | 700 | 401.04 | 510 | 442 | No
2030-11-21 10:00 | 2030 Initial | 700 | 396.32 | 510 | 442 | No
2030-11-21 11:00 | 2030 Initial | 277.35 | 300 | 510 | 390.98 | No
2030-11-21 12:00 | 2030 Initial | 700 | 0 | 210 | 90.98 | No
2030-11-21 13:00 | 2030 Initial | 700 | 0 | 381.87 | 31.11 | No
2030-11-21 14:00 | 2030 Initial | 700 | 0 | 384.69 | 331.11 | No
2030-11-21 15:00 | 2030 Initial | 700 | 0 | 84.69 | 442 | No
2030-11-21 16:00 | 2030 Initial | 700 | 0 | 384.69 | 442 | No
2030-11-21 17:00 | 2030 Initial | 700 | 190.06 | 510 | 442 | No
2030-11-21 18:00 | 2030 Initial | 700 | 472.08 | 510 | 442 | No
2030-11-21 19:00 | 2030 Initial | 700 | 505 | 510 | 442 | No
2030-11-21 20:00 | 2030 Initial | 700 | 504.85 | 510 | 442 | No
2030-11-21 21:00 | 2030 Initial | 700 | 204.85 | 510 | 442 | No
2030-11-21 22:00 | 2030 Initial | 700 | 340.91 | 510 | 442 | No
2030-11-21 23:00 | 2030 Initial | 700 | 319.69 | 510 | 442 | No
2030-11-22 | 2030 Initial | 700 | 505 | 510 | 442 | No
2030-11-22 01:00 | 2030 Initial | 700 | 505 | 510 | 442 | No
2030-11-22 02:00 | 2030 Initial | 700 | 505 | 510 | 442 | No
2030-11-22 03:00 | 2030 Initial | 700 | 505 | 510 | 442 | No
2030-11-22 04:00 | 2030 Initial | 700 | 505 | 510 | 442 | No
2030-11-22 05:00 | 2030 Initial | 700 | 505 | 510 | 442 | No
2030-11-22 06:00 | 2030 Initial | 700 | 300 | 499.68 | 300 | No
2030-11-22 07:00 | 2030 Initial | 412.51 | 0 | 199.68 | 0 | No
2030-11-22 08:00 | 2030 Initial | 700 | 0 | 499.68 | 289.66 | No
2030-11-22 09:00 | 2030 Initial | 700 | 148.97 | 510 | 442 | No
2030-11-22 10:00 | 2030 Initial | 700 | 70.43 | 510 | 442 | No
2030-11-22 11:00 | 2030 Initial | 700 | 0 | 210 | 330.09 | No
2030-11-22 12:00 | 2030 Initial | 700 | -78.26 | -90 | 59.03 | No
2030-11-22 13:00 | 2030 Initial | 700 | 0 | -294.27 | -240.97 | No
2030-11-22 14:00 | 2030 Initial | 700 | 0 | 5.73 | 33.97 | No
2030-11-22 15:00 | 2030 Initial | 700 | 0 | 305.73 | 250.52 | No
2030-11-22 16:00 | 2030 Initial | 700 | 0 | 510 | 224.29 | No
2030-11-22 17:00 | 2030 Initial | 700 | 300 | 510 | 442 | No
2030-11-22 18:00 | 2030 Initial | 700 | 432.45 | 510 | 442 | No
2030-11-22 19:00 | 2030 Initial | 700 | 432.45 | 510 | 442 | No
2030-11-22 20:00 | 2030 Initial | 700 | 505 | 510 | 442 | No
2030-11-22 21:00 | 2030 Initial | 700 | 282.05 | 428.81 | 442 | No
2030-11-22 22:00 | 2030 Initial | 700 | 0 | 128.81 | 142 | No
2030-11-22 23:00 | 2030 Initial | 700 | 0 | 158.68 | 442 | No
2030-11-23 | 2030 Initial | 700 | 132.71 | 407.73 | 442 | No
2030-11-23 01:00 | 2030 Initial | 700 | 432.71 | 510 | 442 | No
2030-11-23 02:00 | 2030 Initial | 700 | 132.71 | 443.25 | 442 | No
2030-11-23 03:00 | 2030 Initial | 700 | 319.79 | 510 | 442 | No
2030-11-23 04:00 | 2030 Initial | 700 | 19.79 | 386.52 | 300 | No
2030-11-23 05:00 | 2030 Initial | 189.17 | 0 | 86.52 | 0 | No
2030-11-23 06:00 | 2030 Initial | 224.92 | 0 | 0 | 88.84 | No
2030-11-23 07:00 | 2030 Initial | -56.29 | 0 | 0 | 0 | No
2030-11-23 08:00 | 2030 Initial | 159.17 | 0 | 0 | 45.94 | No
2030-11-23 09:00 | 2030 Initial | -416.32 | 205 | 210 | 345.94 | No
2030-11-23 10:00 | 2030 Initial | -427.59 | 505 | 510 | 442 | No
2030-11-23 11:00 | 2030 Initial | -700 | 505 | 510 | 442 | No
2030-11-23 12:00 | 2030 Initial | -700 | 505 | 510 | 442 | No
2030-11-23 13:00 | 2030 Initial | -270.53 | 505 | 510 | 442 | No
2030-11-23 14:00 | 2030 Initial | -700 | 505 | 510 | 442 | No
2030-11-23 15:00 | 2030 Initial | -700 | 505 | 510 | 442 | No
2030-11-23 16:00 | 2030 Initial | -700 | 505 | 510 | 442 | Yes
2030-11-23 17:00 | 2030 Initial | -700 | 505 | 510 | 442 | No
2030-11-23 18:00 | 2030 Initial | -700 | 505 | 510 | 442 | No
2030-11-23 19:00 | 2030 Initial | -700 | 505 | 510 | 442 | No
2030-11-23 20:00 | 2030 Initial | -700 | 505 | 510 | 442 | No
2030-11-23 21:00 | 2030 Initial | -700 | 505 | 510 | 442 | No
2030-11-23 22:00 | 2030 Initial | -700 | 505 | 510 | 442 | No
2030-11-23 23:00 | 2030 Initial | -700 | 505 | 510 | 442 | Yes
2030-11-24 | 2030 Initial | -278.79 | 505 | 510 | 442 | No
2030-11-24 01:00 | 2030 Initial | -100.55 | 505 | 510 | 442 | No
2030-11-24 02:00 | 2030 Initial | 93.07 | 505 | 510 | 442 | No
2030-11-24 03:00 | 2030 Initial | 364.26 | 505 | 510 | 442 | No
2030-11-24 04:00 | 2030 Initial | 159.7 | 505 | 510 | 442 | No
2030-11-24 05:00 | 2030 Initial | -440.3 | 505 | 510 | 442 | No
2030-11-24 06:00 | 2030 Initial | -528.79 | 505 | 510 | 442 | No
2030-11-24 07:00 | 2030 Initial | -700 | 505 | 510 | 442 | No
2030-11-24 08:00 | 2030 Initial | -630.48 | 505 | 510 | 366.93 | No
2030-11-24 09:00 | 2030 Initial | -700 | 505 | 510 | 416.67 | No
2030-11-24 10:00 | 2030 Initial | -655.8 | 505 | 510 | 442 | No
2030-11-24 11:00 | 2030 Initial | -424.21 | 505 | 510 | 358.33 | No
2030-11-24 12:00 | 2030 Initial | 56.62 | 505 | 510 | 290.35 | No
2030-11-24 13:00 | 2030 Initial | 43.53 | 505 | 510 | 420.19 | No
2030-11-24 14:00 | 2030 Initial | 643.53 | 463.07 | 510 | 442 | No
2030-11-24 15:00 | 2030 Initial | 523.02 | 417.48 | 510 | 442 | No
2030-11-24 16:00 | 2030 Initial | 700 | 117.48 | 510 | 442 | No
2030-11-24 17:00 | 2030 Initial | 700 | 193.24 | 510 | 442 | No
2030-11-24 18:00 | 2030 Initial | 700 | 107.55 | 510 | 442 | No
2030-11-24 19:00 | 2030 Initial | 700 | 0 | 510 | 442 | No
2030-11-24 20:00 | 2030 Initial | 700 | 96.63 | 510 | 442 | No
2030-11-24 21:00 | 2030 Initial | 700 | 0 | 510 | 442 | No
2030-11-24 22:00 | 2030 Initial | 700 | 0 | 331.64 | 276.05 | No
2030-11-24 23:00 | 2030 Initial | 700 | 95.08 | 510 | 442 | No
2030-11-25 | 2030 Initial | 700 | 395.08 | 510 | 442 | No
2030-11-25 01:00 | 2030 Initial | 700 | 276.13 | 510 | 442 | No
2030-11-25 02:00 | 2030 Initial | 700 | 345.01 | 510 | 442 | No
2030-11-25 03:00 | 2030 Initial | 700 | 500.89 | 510 | 442 | No
2030-11-25 04:00 | 2030 Initial | 700 | 419.31 | 510 | 442 | No
2030-11-25 05:00 | 2030 Initial | 700 | 333.26 | 510 | 442 | No
2030-11-25 06:00 | 2030 Initial | 700 | 263.47 | 510 | 442 | No
2030-11-25 07:00 | 2030 Initial | 700 | 98.78 | 494.48 | 442 | No
2030-11-25 08:00 | 2030 Initial | 700 | 0 | 194.48 | 142 | No
2030-11-25 09:00 | 2030 Initial | 700 | 0 | 494.48 | 393.29 | No
2030-11-25 10:00 | 2030 Initial | 700 | 0 | 510 | 442 | No
2030-11-25 11:00 | 2030 Initial | 700 | 0 | 510 | 265.34 | No
2030-11-25 12:00 | 2030 Initial | 700 | 0 | 250.94 | 189.14 | No
2030-11-25 13:00 | 2030 Initial | 700 | 0 | 80.08 | 137.79 | No
2030-11-25 14:00 | 2030 Initial | 700 | 0 | 7.81 | 17.12 | No
2030-11-25 15:00 | 2030 Initial | 700 | 0 | 307.81 | 3.81 | No
2030-11-25 16:00 | 2030 Initial | 700 | 0 | 350.08 | 142 | No
2030-11-25 17:00 | 2030 Initial | 700 | 0 | 510 | 442 | No
2030-11-25 18:00 | 2030 Initial | 700 | 246.31 | 510 | 442 | No
2030-11-25 19:00 | 2030 Initial | 700 | 505 | 510 | 442 | No
2030-11-25 20:00 | 2030 Initial | 700 | 205 | 510 | 442 | No
2030-11-25 21:00 | 2030 Initial | 700 | 175.25 | 510 | 442 | No
2030-11-25 22:00 | 2030 Initial | 700 | 453.58 | 510 | 442 | No
2030-11-25 23:00 | 2030 Initial | 700 | 486.05 | 510 | 442 | No
2030-11-26 | 2030 Initial | 700 | 505 | 510 | 442 | No
2030-11-26 01:00 | 2030 Initial | 700 | 505 | 510 | 442 | No
2030-11-26 02:00 | 2030 Initial | 700 | 505 | 510 | 442 | No
2030-11-26 03:00 | 2030 Initial | 700 | 505 | 510 | 442 | No
2030-11-26 04:00 | 2030 Initial | 700 | 505 | 510 | 442 | No
2030-11-26 05:00 | 2030 Initial | 700 | 326.3 | 510 | 442 | No
2030-11-26 06:00 | 2030 Initial | 390.27 | 26.3 | 210 | 148.66 | No
2030-11-26 07:00 | 2030 Initial | 700 | 0 | 34.44 | 0 | No
2030-11-26 08:00 | 2030 Initial | 691.95 | 0 | 0 | -182.31 | No
2030-11-26 09:00 | 2030 Initial | 700 | -101.55 | -300 | -346.9 | No
2030-11-26 10:00 | 2030 Initial | 700 | 85.06 | 0 | -46.9 | No
2030-11-26 11:00 | 2030 Initial | 700 | 0 | 0 | 0 | No
2030-11-26 12:00 | 2030 Initial | 626.3 | 0 | 0 | 0 | No
2030-11-26 13:00 | 2030 Initial | 89.55 | 0 | -16.83 | -56.7 | No
2030-11-26 14:00 | 2030 Initial | 689.55 | -226 | -210 | -210 | No
2030-11-26 15:00 | 2030 Initial | 299.06 | -526 | -510 | -510 | No
2030-11-26 16:00 | 2030 Initial | 579.89 | -526 | -510 | -510 | No
2030-11-26 17:00 | 2030 Initial | 100 | -265.88 | -510 | -510 | No
2030-11-26 18:00 | 2030 Initial | 700 | -10.55 | -510 | -510 | No
2030-11-26 19:00 | 2030 Initial | 700 | -310.55 | -510 | -510 | No
2030-11-26 20:00 | 2030 Initial | 700 | -206.08 | -510 | -510 | No
2030-11-26 21:00 | 2030 Initial | 700 | 0 | -210 | -358.25 | No
2030-11-26 22:00 | 2030 Initial | 700 | 245.53 | 90 | -181.71 | No
2030-11-26 23:00 | 2030 Initial | 700 | 0 | 390 | 26.37 | No
2030-11-27 | 2030 Initial | 700 | 0 | 172.88 | 0 | No
2030-11-27 01:00 | 2030 Initial | 700 | 0 | 53.62 | 0 | No
2030-11-27 02:00 | 2030 Initial | 700 | 0 | 0 | 0 | No
2030-11-27 03:00 | 2030 Initial | 700 | 0 | 0 | 0 | No
2030-11-27 04:00 | 2030 Initial | 700 | 0 | 0 | 0 | No
2030-11-27 05:00 | 2030 Initial | 513.49 | 0 | 0 | 0 | No
2030-11-27 06:00 | 2030 Initial | 513.49 | -62.73 | -210 | -210 | No
2030-11-27 07:00 | 2030 Initial | 700 | -362.73 | -510 | -510 | No
2030-11-27 08:00 | 2030 Initial | 531.91 | -469.19 | -510 | -510 | No
2030-11-27 09:00 | 2030 Initial | 700 | -526 | -510 | -510 | No
2030-11-27 10:00 | 2030 Initial | 700 | -526 | -510 | -510 | No
2030-11-27 11:00 | 2030 Initial | 700 | -526 | -510 | -510 | No
2030-11-27 12:00 | 2030 Initial | 360.22 | -526 | -510 | -510 | No
2030-11-27 13:00 | 2030 Initial | -239.78 | -526 | -510 | -510 | No
2030-11-27 14:00 | 2030 Initial | -397.6 | -526 | -510 | -510 | No
2030-11-27 15:00 | 2030 Initial | -299.29 | -526 | -510 | -510 | No
2030-11-27 16:00 | 2030 Initial | 100 | -526 | -510 | -510 | No
2030-11-27 17:00 | 2030 Initial | 700 | -526 | -510 | -437.42 | No
2030-11-27 18:00 | 2030 Initial | 700 | -526 | -510 | -390.77 | No
2030-11-27 19:00 | 2030 Initial | 700 | -388.91 | -510 | -408.85 | No
2030-11-27 20:00 | 2030 Initial | 700 | -88.91 | -210 | -108.85 | No
2030-11-27 21:00 | 2030 Initial | 700 | 211.09 | 90 | 191.15 | No
2030-11-27 22:00 | 2030 Initial | 700 | 0 | 390 | 161.57 | No
2030-11-27 23:00 | 2030 Initial | 700 | 0 | 283.24 | 442 | No
2030-11-28 | 2030 Initial | 700 | 287.37 | 510 | 442 | No
2030-11-28 01:00 | 2030 Initial | 700 | 257.25 | 510 | 442 | No
2030-11-28 02:00 | 2030 Initial | 700 | 169.8 | 510 | 442 | No
2030-11-28 03:00 | 2030 Initial | 700 | 469.8 | 510 | 442 | No
2030-11-28 04:00 | 2030 Initial | 700 | 455.15 | 510 | 442 | No
2030-11-28 05:00 | 2030 Initial | 700 | 155.15 | 510 | 442 | No
2030-11-28 06:00 | 2030 Initial | 700 | 451.53 | 510 | 442 | No
2030-11-28 07:00 | 2030 Initial | 700 | 283.1 | 210 | 225.32 | No
2030-11-28 08:00 | 2030 Initial | 659.92 | -16.9 | -90 | -74.68 | No
2030-11-28 09:00 | 2030 Initial | 366.18 | 0 | 0 | 0 | No
2030-11-28 10:00 | 2030 Initial | 700 | 0 | 298.17 | 0 | No
2030-11-28 11:00 | 2030 Initial | 700 | 0 | 198.29 | 0 | No
2030-11-28 12:00 | 2030 Initial | 569.75 | 0 | 0 | 0 | No
2030-11-28 13:00 | 2030 Initial | 633.12 | 0 | 0 | 2.65 | No
2030-11-28 14:00 | 2030 Initial | 700 | 128 | 0 | 0 | No
2030-11-28 15:00 | 2030 Initial | 700 | -5.5 | -300 | -300 | No
2030-11-28 16:00 | 2030 Initial | 700 | -226 | -510 | -310.23 | No
2030-11-28 17:00 | 2030 Initial | 700 | -526 | -510 | -510 | No
2030-11-28 18:00 | 2030 Initial | 700 | -526 | -510 | -510 | No
2030-11-28 19:00 | 2030 Initial | 700 | -526 | -510 | -510 | No
2030-11-28 20:00 | 2030 Initial | 700 | -526 | 0 | -510 | No
2030-11-28 21:00 | 2030 Initial | 700 | -226 | 0 | -210 | No
2030-11-28 22:00 | 2030 Initial | 700 | 74 | 0 | 90 | No
2030-11-28 23:00 | 2030 Initial | 700 | 374 | 0 | 390 | No
2030-11-29 | 2030 Initial | 700 | 505 | 0 | 442 | No
2030-11-29 01:00 | 2030 Initial | 700 | 505 | 0 | 442 | No
2030-11-29 02:00 | 2030 Initial | 700 | 447.82 | 0 | 435.96 | No
2030-11-29 03:00 | 2030 Initial | 700 | 388.62 | 0 | 442 | No
2030-11-29 04:00 | 2030 Initial | 700 | 88.62 | 0 | 401.47 | No
2030-11-29 05:00 | 2030 Initial | 700 | 388.62 | 0 | 256.19 | No
2030-11-29 06:00 | 2030 Initial | 700 | 300 | 0 | -43.81 | No
2030-11-29 07:00 | 2030 Initial | 644.45 | 0 | 0 | -343.81 | No
2030-11-29 08:00 | 2030 Initial | 700 | 104.1 | 0 | -149.48 | No
2030-11-29 09:00 | 2030 Initial | 700 | 404.1 | 0 | -32.72 | No
2030-11-29 10:00 | 2030 Initial | 700 | 225.56 | 0 | -2.41 | No
2030-11-29 11:00 | 2030 Initial | 700 | 154.92 | 0 | 8.54 | No
2030-11-29 12:00 | 2030 Initial | 700 | 12.34 | 0 | -20.46 | No
2030-11-29 13:00 | 2030 Initial | 665.73 | 0 | 0 | -12.38 | No
2030-11-29 14:00 | 2030 Initial | 698.55 | -226 | 0 | -210 | No
2030-11-29 15:00 | 2030 Initial | 409.25 | -526 | 0 | -510 | No
2030-11-29 16:00 | 2030 Initial | 556.47 | -526 | 0 | -510 | No
2030-11-29 17:00 | 2030 Initial | 700 | -526 | 0 | -510 | No
2030-11-29 18:00 | 2030 Initial | 700 | -526 | 0 | -510 | No
2030-11-29 19:00 | 2030 Initial | 700 | -526 | 0 | -510 | No
2030-11-29 20:00 | 2030 Initial | 700 | -523.24 | 0 | -510 | No
2030-11-29 21:00 | 2030 Initial | 700 | -223.24 | 0 | -281.4 | No
2030-11-29 22:00 | 2030 Initial | 700 | 76.76 | 0 | 18.6 | No
2030-11-29 23:00 | 2030 Initial | 700 | 0 | 0 | 269.52 | No
2030-11-30 | 2030 Initial | 700 | -136.85 | 0 | 142 | No
2030-11-30 01:00 | 2030 Initial | 700 | 163.15 | 0 | 442 | No
2030-11-30 02:00 | 2030 Initial | 700 | 200.91 | 0 | 442 | No
2030-11-30 03:00 | 2030 Initial | 700 | 49.98 | 0 | 442 | No
2030-11-30 04:00 | 2030 Initial | 700 | 0 | 0 | 142 | No
2030-11-30 05:00 | 2030 Initial | 194.23 | 0 | 0 | 0 | No
2030-11-30 06:00 | 2030 Initial | 194.23 | 0 | 0 | 0 | No
2030-11-30 07:00 | 2030 Initial | 126.61 | 0 | 0 | 0 | No
2030-11-30 08:00 | 2030 Initial | 208.29 | 0 | 0 | 0 | No
2030-11-30 09:00 | 2030 Initial | 576.14 | 0 | 0 | 0 | No
2030-11-30 10:00 | 2030 Initial | 470.07 | 205 | 0 | 0 | No
2030-11-30 11:00 | 2030 Initial | 0 | 505 | 0 | 232.89 | No
2030-11-30 12:00 | 2030 Initial | 0 | 505 | 0 | 442 | No
2030-11-30 13:00 | 2030 Initial | 132.88 | 505 | 0 | 442 | No
2030-11-30 14:00 | 2030 Initial | 497.58 | 205 | 0 | 383.9 | No
2030-11-30 15:00 | 2030 Initial | 630.83 | 505 | 0 | 442 | No
2030-11-30 16:00 | 2030 Initial | 700 | 308.52 | 0 | 442 | No
2030-11-30 17:00 | 2030 Initial | 700 | 8.52 | 0 | 413.91 | No
2030-11-30 18:00 | 2030 Initial | 700 | 308.52 | 0 | 442 | No
2030-11-30 19:00 | 2030 Initial | 700 | 505 | 0 | 442 | No
2030-11-30 20:00 | 2030 Initial | 700 | 210.57 | 300 | 442 | No
2030-11-30 21:00 | 2030 Initial | 700 | 21.03 | 510 | 282.81 | No
2030-11-30 22:00 | 2030 Initial | 700 | 321.03 | 510 | 442 | No
2030-11-30 23:00 | 2030 Initial | 700 | 306.87 | 510 | 442 | No
2030-12-01 | 2030 Initial | 700 | 505 | 510 | 442 | No
2030-12-01 01:00 | 2030 Initial | 700 | 505 | 510 | 442 | No
2030-12-01 02:00 | 2030 Initial | 700 | 505 | 510 | 442 | No
2030-12-01 03:00 | 2030 Initial | 700 | 505 | 510 | 442 | No
2030-12-01 04:00 | 2030 Initial | 700 | 489.57 | 510 | 442 | No
2030-12-01 05:00 | 2030 Initial | 700 | 189.57 | 210 | 154.77 | No
2030-12-01 06:00 | 2030 Initial | 700 | 0 | -15.81 | 0 | No
2030-12-01 07:00 | 2030 Initial | 269.21 | 0 | 0 | 0 | No
2030-12-01 08:00 | 2030 Initial | 534.62 | 0 | 0 | 0 | No
2030-12-01 09:00 | 2030 Initial | 700 | 0 | 300 | 109.24 | No
2030-12-01 10:00 | 2030 Initial | 700 | 0 | 69.06 | 0 | No
2030-12-01 11:00 | 2030 Initial | 700 | 0 | -128.33 | -213.6 | No
2030-12-01 12:00 | 2030 Initial | 700 | 300 | 171.67 | 86.4 | No
2030-12-01 13:00 | 2030 Initial | 700 | 0 | 471.67 | 281.1 | No
2030-12-01 14:00 | 2030 Initial | 700 | 0 | 441.15 | 83.21 | No
2030-12-01 15:00 | 2030 Initial | 700 | 0 | 366.46 | 76.31 | No
2030-12-01 16:00 | 2030 Initial | 700 | 0 | 152.56 | 101.18 | No
2030-12-01 17:00 | 2030 Initial | 700 | 0 | 255.12 | 249.48 | No
2030-12-01 18:00 | 2030 Initial | 700 | 0 | 510 | 415.23 | No
2030-12-01 19:00 | 2030 Initial | 700 | 0 | 510 | 267.38 | No
2030-12-01 20:00 | 2030 Initial | 700 | 0 | 291.02 | 152.19 | No
2030-12-01 21:00 | 2030 Initial | 700 | 0 | 489.91 | 2.71 | No
2030-12-01 22:00 | 2030 Initial | 700 | 0 | 210 | 119.09 | No
2030-12-01 23:00 | 2030 Initial | 700 | 300 | 510 | 419.09 | No
2030-12-02 | 2030 Initial | 700 | 496.93 | 510 | 442 | No
2030-12-02 01:00 | 2030 Initial | 700 | 196.93 | 510 | 442 | No
2030-12-02 02:00 | 2030 Initial | 700 | 0 | 419.1 | 442 | No
2030-12-02 03:00 | 2030 Initial | 700 | 0 | 510 | 442 | No
2030-12-02 04:00 | 2030 Initial | 121.03 | 64.97 | 510 | 442 | No
2030-12-02 05:00 | 2030 Initial | 121.03 | 0 | 210 | 142 | No
2030-12-02 06:00 | 2030 Initial | 452.7 | 205 | 210 | 142 | No
2030-12-02 07:00 | 2030 Initial | 452.7 | 505 | 510 | 442 | No
2030-12-02 08:00 | 2030 Initial | 700 | 505 | 510 | 442 | No
2030-12-02 09:00 | 2030 Initial | 700 | 505 | 510 | 442 | No
2030-12-02 10:00 | 2030 Initial | 700 | 505 | 510 | 442 | No
2030-12-02 11:00 | 2030 Initial | 700 | 505 | 510 | 442 | No
2030-12-02 12:00 | 2030 Initial | 700 | 505 | 510 | 442 | No
2030-12-02 13:00 | 2030 Initial | 700 | 205 | 510 | 442 | No
2030-12-02 14:00 | 2030 Initial | 700 | 183.05 | 510 | 442 | No
2030-12-02 15:00 | 2030 Initial | 700 | 201.31 | 510 | 442 | No
2030-12-02 16:00 | 2030 Initial | 700 | 492.4 | 510 | 442 | No
2030-12-02 17:00 | 2030 Initial | 700 | 451.51 | 510 | 442 | No
2030-12-02 18:00 | 2030 Initial | 700 | 505 | 510 | 442 | No
2030-12-02 19:00 | 2030 Initial | 700 | 505 | 510 | 442 | No
2030-12-02 20:00 | 2030 Initial | 700 | 505 | 510 | 442 | No
2030-12-02 21:00 | 2030 Initial | 700 | 505 | 510 | 442 | No
2030-12-02 22:00 | 2030 Initial | 700 | 505 | 510 | 442 | No
2030-12-02 23:00 | 2030 Initial | 590.95 | 505 | 510 | 442 | No
2030-12-03 | 2030 Initial | 700 | 505 | 510 | 442 | No
2030-12-03 01:00 | 2030 Initial | 700 | 505 | 510 | 442 | No
2030-12-03 02:00 | 2030 Initial | 700 | 505 | 510 | 442 | No
2030-12-03 03:00 | 2030 Initial | 700 | 505 | 510 | 442 | No
2030-12-03 04:00 | 2030 Initial | 700 | 505 | 510 | 442 | No
2030-12-03 05:00 | 2030 Initial | 700 | 505 | 510 | 442 | No
2030-12-03 06:00 | 2030 Initial | 700 | 473.17 | 510 | 442 | No
2030-12-03 07:00 | 2030 Initial | 700 | 173.17 | 319.88 | 142 | No
2030-12-03 08:00 | 2030 Initial | 700 | 473.17 | 510 | 442 | No
2030-12-03 09:00 | 2030 Initial | 700 | 173.17 | 510 | 219.39 | No
2030-12-03 10:00 | 2030 Initial | 700 | 0 | 510 | 363.57 | No
2030-12-03 11:00 | 2030 Initial | 700 | 0 | 510 | 192.49 | No
2030-12-03 12:00 | 2030 Initial | 700 | 0 | 510 | 142 | No
2030-12-03 13:00 | 2030 Initial | 101.33 | 300 | 510 | 442 | No
2030-12-03 14:00 | 2030 Initial | 580.84 | 505 | 510 | 442 | No
2030-12-03 15:00 | 2030 Initial | 700 | 505 | 510 | 442 | No
2030-12-03 16:00 | 2030 Initial | 700 | 505 | 510 | 442 | No
2030-12-03 17:00 | 2030 Initial | 700 | 505 | 510 | 442 | No
2030-12-03 18:00 | 2030 Initial | 700 | 505 | 510 | 442 | No
2030-12-03 19:00 | 2030 Initial | 700 | 505 | 510 | 442 | No
2030-12-03 20:00 | 2030 Initial | 700 | 505 | 510 | 442 | No
2030-12-03 21:00 | 2030 Initial | 700 | 505 | 510 | 442 | No
2030-12-03 22:00 | 2030 Initial | 700 | 505 | 510 | 442 | No
2030-12-03 23:00 | 2030 Initial | 700 | 505 | 510 | 442 | No
2030-12-04 | 2030 Initial | 700 | 480.91 | 510 | 442 | No
2030-12-04 01:00 | 2030 Initial | 700 | 478.45 | 510 | 442 | No
2030-12-04 02:00 | 2030 Initial | 348.36 | 505 | 510 | 442 | No
2030-12-04 03:00 | 2030 Initial | 143.02 | 505 | 510 | 442 | No
2030-12-04 04:00 | 2030 Initial | -134.3 | 505 | 510 | 442 | No
2030-12-04 05:00 | 2030 Initial | -462.54 | 505 | 510 | 200.51 | No
2030-12-04 06:00 | 2030 Initial | -366.25 | 505 | 510 | -17.27 | No
2030-12-04 07:00 | 2030 Initial | 233.75 | 205 | 299.1 | -65.84 | No
2030-12-04 08:00 | 2030 Initial | 656.98 | 194.13 | 510 | 109.14 | No
2030-12-04 09:00 | 2030 Initial | 56.98 | 346.47 | 510 | 310.08 | No
2030-12-04 10:00 | 2030 Initial | -73.87 | 505 | 510 | 442 | No
2030-12-04 11:00 | 2030 Initial | -633.48 | 505 | 510 | 442 | No
2030-12-04 12:00 | 2030 Initial | -700 | 505 | 510 | 442 | No
2030-12-04 13:00 | 2030 Initial | -700 | 505 | 510 | 442 | Yes
2030-12-04 14:00 | 2030 Initial | -700 | 505 | 510 | 442 | No
2030-12-04 15:00 | 2030 Initial | -700 | 505 | 510 | 442 | Yes
2030-12-04 16:00 | 2030 Initial | -700 | 505 | 510 | 442 | Yes
2030-12-04 17:00 | 2030 Initial | -700 | 363.83 | 510 | 442 | No
2030-12-04 18:00 | 2030 Initial | -100 | 63.83 | 210 | 142 | No
2030-12-04 19:00 | 2030 Initial | -100 | 205 | 210 | 142 | No
2030-12-04 20:00 | 2030 Initial | -700 | 505 | 510 | 442 | No
2030-12-04 21:00 | 2030 Initial | -700 | 505 | 510 | 442 | No
2030-12-04 22:00 | 2030 Initial | -700 | 505 | 510 | 442 | Yes
2030-12-04 23:00 | 2030 Initial | -700 | 505 | 510 | 293.45 | Yes
2030-12-05 | 2030 Initial | -700 | 505 | 510 | 215.27 | Yes
2030-12-05 01:00 | 2030 Initial | -700 | 505 | 510 | 265.18 | Yes
2030-12-05 02:00 | 2030 Initial | -700 | 505 | 510 | 430.92 | Yes
2030-12-05 03:00 | 2030 Initial | -700 | 505 | 510 | 442 | Yes
2030-12-05 04:00 | 2030 Initial | -700 | 505 | 510 | 442 | Yes
2030-12-05 05:00 | 2030 Initial | -700 | 505 | 510 | 320.62 | Yes
2030-12-05 06:00 | 2030 Initial | -700 | 505 | 510 | 442 | Yes
2030-12-05 07:00 | 2030 Initial | -700 | 402.84 | 510 | 442 | Yes
2030-12-05 08:00 | 2030 Initial | -138.46 | 102.84 | 510 | 442 | No
2030-12-05 09:00 | 2030 Initial | 1.08 | 402.84 | 510 | 442 | No
2030-12-05 10:00 | 2030 Initial | 3.58 | 505 | 510 | 442 | No
2030-12-05 11:00 | 2030 Initial | -596.42 | 505 | 510 | 442 | No
2030-12-05 12:00 | 2030 Initial | -100 | 342.6 | 510 | 442 | No
2030-12-05 13:00 | 2030 Initial | -700 | 505 | 510 | 442 | No
2030-12-05 14:00 | 2030 Initial | -146.54 | 205 | 510 | 391.66 | No
2030-12-05 15:00 | 2030 Initial | 453.46 | 0 | 510 | 379.96 | No
2030-12-05 16:00 | 2030 Initial | 585.32 | 0 | 210 | 142 | No
2030-12-05 17:00 | 2030 Initial | 700 | 2.52 | 510 | 442 | No
2030-12-05 18:00 | 2030 Initial | 700 | 0 | 510 | 442 | No
2030-12-05 19:00 | 2030 Initial | 700 | 0 | 510 | 442 | No
2030-12-05 20:00 | 2030 Initial | 700 | 283.15 | 510 | 442 | No
2030-12-05 21:00 | 2030 Initial | 700 | 505 | 510 | 442 | No
2030-12-05 22:00 | 2030 Initial | 700 | 505 | 510 | 442 | No
2030-12-05 23:00 | 2030 Initial | 700 | 222.28 | 510 | 442 | No
2030-12-06 | 2030 Initial | 700 | 505 | 510 | 442 | No
2030-12-06 01:00 | 2030 Initial | 700 | 505 | 510 | 442 | No
2030-12-06 02:00 | 2030 Initial | 700 | 505 | 510 | 442 | No
2030-12-06 03:00 | 2030 Initial | 700 | 505 | 510 | 430.16 | No
2030-12-06 04:00 | 2030 Initial | 700 | 405.31 | 510 | 430.16 | No
2030-12-06 05:00 | 2030 Initial | 700 | 210.25 | 510 | 318.2 | No
2030-12-06 06:00 | 2030 Initial | 336.57 | 470.4 | 510 | 18.2 | No
2030-12-06 07:00 | 2030 Initial | 691.79 | 170.4 | 291.8 | -281.8 | No
2030-12-06 08:00 | 2030 Initial | 91.79 | 0 | -8.2 | -510 | No
2030-12-06 09:00 | 2030 Initial | 0 | 0 | -308.2 | -210 | No
2030-12-06 10:00 | 2030 Initial | 0 | 0 | -300 | 0 | No
2030-12-06 11:00 | 2030 Initial | 527.38 | 0 | 0 | 0 | No
2030-12-06 12:00 | 2030 Initial | 635.15 | 0 | 0 | 0 | No
2030-12-06 13:00 | 2030 Initial | 35.15 | 0 | -300 | -101.65 | No
2030-12-06 14:00 | 2030 Initial | 0 | 0 | -463.8 | 0 | No
2030-12-06 15:00 | 2030 Initial | 0 | 0 | -288.86 | -12.71 | No
2030-12-06 16:00 | 2030 Initial | 0 | 0 | -149.04 | 0 | No
2030-12-06 17:00 | 2030 Initial | 0 | 0 | 0 | 0 | No
2030-12-06 18:00 | 2030 Initial | 100 | 0 | 0 | 0 | No
2030-12-06 19:00 | 2030 Initial | 700 | 0 | -272.49 | 0 | No
2030-12-06 20:00 | 2030 Initial | 700 | 0 | -510 | -61.77 | No
2030-12-06 21:00 | 2030 Initial | 700 | 0 | -510 | -361.77 | No
2030-12-06 22:00 | 2030 Initial | 700 | -227.66 | -510 | -411.26 | No
2030-12-06 23:00 | 2030 Initial | 700 | 0 | -210 | -111.26 | No
2030-12-07 | 2030 Initial | 700 | 202.16 | 90 | 188.74 | No
2030-12-07 01:00 | 2030 Initial | 700 | 0 | 390 | 0 | No
2030-12-07 02:00 | 2030 Initial | 700 | 0 | 510 | 0 | No
2030-12-07 03:00 | 2030 Initial | 700 | 0 | 390.71 | 0 | No
2030-12-07 04:00 | 2030 Initial | 700 | 0 | 213.96 | 0 | No
2030-12-07 05:00 | 2030 Initial | 700 | 0 | 3.46 | 0 | No
2030-12-07 06:00 | 2030 Initial | 700 | 0 | 0 | 0 | No
2030-12-07 07:00 | 2030 Initial | 700 | -209.02 | -294.61 | -210 | No
2030-12-07 08:00 | 2030 Initial | 692.16 | -509.02 | -510 | -510 | No
2030-12-07 09:00 | 2030 Initial | 700 | -526 | -510 | -510 | No
2030-12-07 10:00 | 2030 Initial | 632.06 | -526 | -510 | -453.11 | No
2030-12-07 11:00 | 2030 Initial | 369.85 | -226 | -324.37 | -210 | No
2030-12-07 12:00 | 2030 Initial | -230.15 | -526 | -510 | -510 | No
2030-12-07 13:00 | 2030 Initial | 237.06 | -226 | -210 | -210 | No
2030-12-07 14:00 | 2030 Initial | 700 | 0 | 0 | 54.08 | No
2030-12-07 15:00 | 2030 Initial | 700 | 0 | 0 | 70.68 | No
2030-12-07 16:00 | 2030 Initial | 700 | 249.98 | 0 | 263.5 | No
2030-12-07 17:00 | 2030 Initial | 700 | 170.2 | 0 | 208.9 | No
2030-12-07 18:00 | 2030 Initial | 700 | 470.2 | 0 | 442 | No
2030-12-07 19:00 | 2030 Initial | 700 | 379.88 | 0 | 344.96 | No
2030-12-07 20:00 | 2030 Initial | 700 | 505 | 0 | 442 | No
2030-12-07 21:00 | 2030 Initial | 700 | 505 | 0 | 397.42 | No
2030-12-07 22:00 | 2030 Initial | 700 | 505 | 0 | 442 | No
2030-12-07 23:00 | 2030 Initial | 700 | 505 | 0 | 442 | No
2030-12-08 | 2030 Initial | 700 | 505 | 0 | 442 | No
2030-12-08 01:00 | 2030 Initial | 700 | 505 | 0 | 442 | No
2030-12-08 02:00 | 2030 Initial | 700 | 505 | 0 | 442 | No
2030-12-08 03:00 | 2030 Initial | 700 | 505 | 0 | 442 | No
2030-12-08 04:00 | 2030 Initial | 308.69 | 505 | 0 | 311.95 | No
2030-12-08 05:00 | 2030 Initial | 72.26 | 493.07 | 0 | 11.95 | No
2030-12-08 06:00 | 2030 Initial | 0 | 193.07 | 0 | 129.15 | No
2030-12-08 07:00 | 2030 Initial | 25.56 | 0 | 0 | -52.66 | No
2030-12-08 08:00 | 2030 Initial | 229.26 | 0 | 0 | -145.65 | No
2030-12-08 09:00 | 2030 Initial | 21.24 | 0 | 0 | -23.72 | No
2030-12-08 10:00 | 2030 Initial | 470.24 | 0 | 0 | 0 | No
2030-12-08 11:00 | 2030 Initial | 494.05 | 0 | 0 | 0 | No
2030-12-08 12:00 | 2030 Initial | 591.43 | 0 | 0 | 0 | No
2030-12-08 13:00 | 2030 Initial | 0 | 205 | 0 | 22.14 | No
2030-12-08 14:00 | 2030 Initial | -169.12 | 505 | 0 | 322.14 | No
2030-12-08 15:00 | 2030 Initial | 0 | 205 | 0 | 38.62 | No
2030-12-08 16:00 | 2030 Initial | 0 | 150.11 | 0 | 338.62 | No
2030-12-08 17:00 | 2030 Initial | 600 | 205 | 0 | 289.43 | No
2030-12-08 18:00 | 2030 Initial | 700 | 505 | 0 | 442 | No
2030-12-08 19:00 | 2030 Initial | 700 | 505 | 0 | 442 | No
2030-12-08 20:00 | 2030 Initial | 700 | 505 | 0 | 442 | No
2030-12-08 21:00 | 2030 Initial | 700 | 505 | 0 | 442 | No
2030-12-08 22:00 | 2030 Initial | 700 | 505 | 0 | 442 | No
2030-12-08 23:00 | 2030 Initial | 700 | 505 | 0 | 442 | No
2030-12-09 | 2030 Initial | 700 | 505 | 0 | 175.84 | No
2030-12-09 01:00 | 2030 Initial | 700 | 505 | 0 | -124.16 | No
2030-12-09 02:00 | 2030 Initial | 700 | 505 | 0 | -106.91 | No
2030-12-09 03:00 | 2030 Initial | 700 | 505 | 0 | 193.09 | No
2030-12-09 04:00 | 2030 Initial | 700 | 505 | 0 | 442 | No
2030-12-09 05:00 | 2030 Initial | 700 | 505 | 0 | 442 | No
2030-12-09 06:00 | 2030 Initial | 700 | 379.61 | 0 | 442 | No
2030-12-09 07:00 | 2030 Initial | 700 | 79.61 | 0 | 325.24 | No
2030-12-09 08:00 | 2030 Initial | 700 | -181.42 | 0 | 174.64 | No
2030-12-09 09:00 | 2030 Initial | 700 | -383.55 | 0 | 336.28 | No
2030-12-09 10:00 | 2030 Initial | 700 | -526 | 0 | 375.93 | No
2030-12-09 11:00 | 2030 Initial | 700 | -526 | 0 | 221.25 | No
2030-12-09 12:00 | 2030 Initial | 700 | -226 | 0 | 442 | No
2030-12-09 13:00 | 2030 Initial | 700 | 74 | 0 | 442 | No
2030-12-09 14:00 | 2030 Initial | 700 | 309.26 | 300 | 442 | No
2030-12-09 15:00 | 2030 Initial | 700 | 505 | 510 | 442 | No
2030-12-09 16:00 | 2030 Initial | 700 | 505 | 510 | 442 | No
2030-12-09 17:00 | 2030 Initial | 700 | 505 | 510 | 442 | No
2030-12-09 18:00 | 2030 Initial | 700 | 505 | 510 | 442 | No
2030-12-09 19:00 | 2030 Initial | 623.76 | 505 | 510 | 442 | No
2030-12-09 20:00 | 2030 Initial | 700 | 498.79 | 510 | 442 | No
2030-12-09 21:00 | 2030 Initial | 700 | 505 | 510 | 442 | No
2030-12-09 22:00 | 2030 Initial | 700 | 505 | 510 | 442 | No
2030-12-09 23:00 | 2030 Initial | 369.5 | 505 | 510 | 442 | No
2030-12-10 | 2030 Initial | 700 | 505 | 510 | 442 | No
2030-12-10 01:00 | 2030 Initial | 700 | 505 | 510 | 442 | No
2030-12-10 02:00 | 2030 Initial | 700 | 505 | 510 | 442 | No
2030-12-10 03:00 | 2030 Initial | 700 | 505 | 510 | 442 | No
2030-12-10 04:00 | 2030 Initial | 700 | 300 | 510 | 331.85 | No
2030-12-10 05:00 | 2030 Initial | 700 | 0 | 210 | 31.85 | No
2030-12-10 06:00 | 2030 Initial | 700 | 0 | 137.71 | 0 | No
2030-12-10 07:00 | 2030 Initial | 700 | 0 | -161.15 | 0 | No
2030-12-10 08:00 | 2030 Initial | 700 | -300 | -461.15 | -300 | No
2030-12-10 09:00 | 2030 Initial | 700 | -526 | -510 | -510 | No
2030-12-10 10:00 | 2030 Initial | 700 | -526 | -510 | -510 | No
2030-12-10 11:00 | 2030 Initial | 700 | -526 | -510 | -437.44 | No
2030-12-10 12:00 | 2030 Initial | 700 | -526 | -510 | -137.44 | No
2030-12-10 13:00 | 2030 Initial | 106.25 | -526 | -510 | -210.83 | No
2030-12-10 14:00 | 2030 Initial | 700 | -526 | -510 | -187.23 | No
2030-12-10 15:00 | 2030 Initial | 700 | -393.18 | -390 | -35.69 | No
2030-12-10 16:00 | 2030 Initial | 700 | -93.18 | -90 | 264.31 | No
2030-12-10 17:00 | 2030 Initial | 700 | 206.82 | 210 | 442 | No
2030-12-10 18:00 | 2030 Initial | 700 | 505 | 510 | 442 | No
2030-12-10 19:00 | 2030 Initial | 700 | 505 | 510 | 442 | No
2030-12-10 20:00 | 2030 Initial | 700 | 505 | 510 | 442 | No
2030-12-10 21:00 | 2030 Initial | 700 | 504.45 | 510 | 442 | No
2030-12-10 22:00 | 2030 Initial | 700 | 505 | 510 | 442 | No
2030-12-10 23:00 | 2030 Initial | 700 | 505 | 510 | 442 | No
2030-12-11 | 2030 Initial | 700 | 505 | 510 | 442 | No
2030-12-11 01:00 | 2030 Initial | 700 | 505 | 510 | 442 | No
2030-12-11 02:00 | 2030 Initial | 700 | 505 | 510 | 442 | No
2030-12-11 03:00 | 2030 Initial | 700 | 505 | 510 | 442 | No
2030-12-11 04:00 | 2030 Initial | 700 | 505 | 510 | 442 | No
2030-12-11 05:00 | 2030 Initial | 700 | 471.67 | 510 | 442 | No
2030-12-11 06:00 | 2030 Initial | 100 | 171.67 | 210 | 142 | No
2030-12-11 07:00 | 2030 Initial | 700 | 0 | 99.37 | 78.16 | No
2030-12-11 08:00 | 2030 Initial | 700 | 0 | 399.37 | 74.12 | No
2030-12-11 09:00 | 2030 Initial | 700 | 0 | 386.26 | 0 | No
2030-12-11 10:00 | 2030 Initial | 700 | 0 | 182.36 | 0 | No
2030-12-11 11:00 | 2030 Initial | 700 | 0 | -13.63 | 0 | No
2030-12-11 12:00 | 2030 Initial | 156.08 | 0 | 0 | 0 | No
2030-12-11 13:00 | 2030 Initial | 0 | 0 | -267.9 | 0 | No
2030-12-11 14:00 | 2030 Initial | 100 | 0 | -267.9 | 0 | No
2030-12-11 15:00 | 2030 Initial | 700 | -226 | -510 | -175.25 | No
2030-12-11 16:00 | 2030 Initial | 700 | -526 | -510 | -326.82 | No
2030-12-11 17:00 | 2030 Initial | 700 | -362.27 | -510 | -58.87 | No
2030-12-11 18:00 | 2030 Initial | 700 | -62.27 | -210 | 142 | No
2030-12-11 19:00 | 2030 Initial | 700 | 0 | 37.16 | 442 | No
2030-12-11 20:00 | 2030 Initial | 700 | 300 | 337.16 | 442 | No
2030-12-11 21:00 | 2030 Initial | 700 | 505 | 510 | 442 | No
2030-12-11 22:00 | 2030 Initial | 700 | 205 | 510 | 442 | No
2030-12-11 23:00 | 2030 Initial | 700 | 114.29 | 510 | 442 | No
2030-12-12 | 2030 Initial | 700 | 414.29 | 510 | 442 | No
2030-12-12 01:00 | 2030 Initial | 700 | 219.18 | 510 | 442 | No
2030-12-12 02:00 | 2030 Initial | 700 | 440.85 | 510 | 442 | No
2030-12-12 03:00 | 2030 Initial | 700 | 505 | 510 | 442 | No
2030-12-12 04:00 | 2030 Initial | 700 | 205 | 210 | 262.51 | No
2030-12-12 05:00 | 2030 Initial | 700 | 0 | 354.77 | 0 | No
2030-12-12 06:00 | 2030 Initial | 700 | 0 | 354.77 | 226.81 | No
2030-12-12 07:00 | 2030 Initial | 700 | 48.58 | 510 | 442 | No
2030-12-12 08:00 | 2030 Initial | 700 | 348.58 | 510 | 442 | No
2030-12-12 09:00 | 2030 Initial | 700 | 505 | 510 | 442 | No
2030-12-12 10:00 | 2030 Initial | 700 | 505 | 510 | 442 | No
2030-12-12 11:00 | 2030 Initial | 700 | 505 | 510 | 442 | No
2030-12-12 12:00 | 2030 Initial | 700 | 505 | 510 | 442 | No
2030-12-12 13:00 | 2030 Initial | 700 | 505 | 510 | 442 | No
2030-12-12 14:00 | 2030 Initial | 700 | 390.11 | 390 | 442 | No
2030-12-12 15:00 | 2030 Initial | 700 | 90.11 | 90 | 379.4 | No
2030-12-12 16:00 | 2030 Initial | 700 | -209.89 | -210 | 79.4 | No
2030-12-12 17:00 | 2030 Initial | 700 | -509.89 | -510 | -220.6 | No
2030-12-12 18:00 | 2030 Initial | 700 | -526 | -510 | -231.67 | No
2030-12-12 19:00 | 2030 Initial | 700 | -526 | -510 | -391.02 | No
2030-12-12 20:00 | 2030 Initial | 700 | -526 | -510 | -338.46 | No
2030-12-12 21:00 | 2030 Initial | 700 | -526 | -510 | -45.56 | No
2030-12-12 22:00 | 2030 Initial | 700 | -300 | -335.26 | 254.44 | No
2030-12-12 23:00 | 2030 Initial | 700 | 0 | -35.26 | 442 | No
2030-12-13 | 2030 Initial | 302.03 | 205 | 210 | 416.69 | No
2030-12-13 01:00 | 2030 Initial | -98.84 | 505 | 510 | 442 | No
2030-12-13 02:00 | 2030 Initial | -489.54 | 505 | 510 | 442 | No
2030-12-13 03:00 | 2030 Initial | -520.44 | 505 | 510 | 442 | No
2030-12-13 04:00 | 2030 Initial | -463.87 | 505 | 510 | 442 | No
2030-12-13 05:00 | 2030 Initial | -459.61 | 505 | 510 | 430.86 | No
2030-12-13 06:00 | 2030 Initial | -180.77 | 505 | 510 | 345.03 | No
2030-12-13 07:00 | 2030 Initial | 119.04 | 505 | 510 | 442 | No
2030-12-13 08:00 | 2030 Initial | 415.55 | 505 | 510 | 442 | No
2030-12-13 09:00 | 2030 Initial | 700 | 505 | 510 | 423.61 | No
2030-12-13 10:00 | 2030 Initial | 700 | 505 | 510 | 442 | No
2030-12-13 11:00 | 2030 Initial | 700 | 505 | 510 | 442 | No
2030-12-13 12:00 | 2030 Initial | 494.1 | 505 | 510 | 442 | No
2030-12-13 13:00 | 2030 Initial | 700 | 505 | 510 | 442 | No
2030-12-13 14:00 | 2030 Initial | 359.29 | 505 | 510 | 442 | No
2030-12-13 15:00 | 2030 Initial | 320.35 | 505 | 510 | 442 | No
2030-12-13 16:00 | 2030 Initial | 700 | 205 | 510 | 442 | No
2030-12-13 17:00 | 2030 Initial | 384.66 | 505 | 510 | 442 | No
2030-12-13 18:00 | 2030 Initial | 700 | 424.99 | 510 | 442 | No
2030-12-13 19:00 | 2030 Initial | 700 | 505 | 510 | 442 | No
2030-12-13 20:00 | 2030 Initial | 612.15 | 505 | 510 | 442 | No
2030-12-13 21:00 | 2030 Initial | 377.86 | 505 | 510 | 442 | No
2030-12-13 22:00 | 2030 Initial | 213.7 | 505 | 510 | 442 | No
2030-12-13 23:00 | 2030 Initial | 114.73 | 505 | 510 | 442 | No
2030-12-14 | 2030 Initial | 0 | 505 | 510 | 442 | No
2030-12-14 01:00 | 2030 Initial | -183.3 | 505 | 510 | 442 | No
2030-12-14 02:00 | 2030 Initial | -92.51 | 505 | 510 | 442 | No
2030-12-14 03:00 | 2030 Initial | -619.37 | 505 | 510 | 442 | No
2030-12-14 04:00 | 2030 Initial | -677.78 | 505 | 510 | 442 | No
2030-12-14 05:00 | 2030 Initial | -216.46 | 505 | 510 | 442 | No
2030-12-14 06:00 | 2030 Initial | 0 | 505 | 510 | 442 | No
2030-12-14 07:00 | 2030 Initial | 222.68 | 505 | 510 | 442 | No
2030-12-14 08:00 | 2030 Initial | 700 | 350.64 | 510 | 442 | No
2030-12-14 09:00 | 2030 Initial | 700 | 491.99 | 510 | 442 | No
2030-12-14 10:00 | 2030 Initial | 700 | 505 | 510 | 442 | No
2030-12-14 11:00 | 2030 Initial | 634.89 | 505 | 510 | 442 | No
2030-12-14 12:00 | 2030 Initial | 663.55 | 505 | 510 | 442 | No
2030-12-14 13:00 | 2030 Initial | 63.55 | 215.97 | 510 | 442 | No
2030-12-14 14:00 | 2030 Initial | 0 | 257.33 | 510 | 442 | No
2030-12-14 15:00 | 2030 Initial | 0 | 363.2 | 510 | 442 | No
2030-12-14 16:00 | 2030 Initial | 401.88 | 338.62 | 510 | 442 | No
2030-12-14 17:00 | 2030 Initial | 700 | 38.62 | 285.47 | 442 | No
2030-12-14 18:00 | 2030 Initial | 700 | 338.62 | 510 | 442 | No
2030-12-14 19:00 | 2030 Initial | 700 | 505 | 510 | 442 | No
2030-12-14 20:00 | 2030 Initial | 700 | 505 | 510 | 442 | No
2030-12-14 21:00 | 2030 Initial | 430.08 | 505 | 510 | 442 | No
2030-12-14 22:00 | 2030 Initial | 526.53 | 505 | 510 | 442 | No
2030-12-14 23:00 | 2030 Initial | 691.02 | 505 | 510 | 442 | No
2030-12-15 | 2030 Initial | 565.01 | 505 | 510 | 442 | No
2030-12-15 01:00 | 2030 Initial | 700 | 505 | 510 | 442 | No
2030-12-15 02:00 | 2030 Initial | 296.2 | 505 | 510 | 442 | No
2030-12-15 03:00 | 2030 Initial | 700 | 505 | 510 | 442 | No
2030-12-15 04:00 | 2030 Initial | 242.84 | 505 | 510 | 442 | No
2030-12-15 05:00 | 2030 Initial | 0 | 505 | 510 | 442 | No
2030-12-15 06:00 | 2030 Initial | 0 | 505 | 510 | 442 | No
2030-12-15 07:00 | 2030 Initial | 286.29 | 205 | 277.58 | 142 | No
2030-12-15 08:00 | 2030 Initial | 700 | 5.67 | 510 | 442 | No
2030-12-15 09:00 | 2030 Initial | 700 | 232.72 | 510 | 442 | No
2030-12-15 10:00 | 2030 Initial | 700 | 342.41 | 510 | 442 | No
2030-12-15 11:00 | 2030 Initial | 700 | 505 | 510 | 442 | No
2030-12-15 12:00 | 2030 Initial | 543.77 | 505 | 510 | 442 | No
2030-12-15 13:00 | 2030 Initial | 181.39 | 505 | 510 | 442 | No
2030-12-15 14:00 | 2030 Initial | 427.13 | 329.16 | 510 | 442 | No
2030-12-15 15:00 | 2030 Initial | 700 | 29.16 | 510 | 442 | No
2030-12-15 16:00 | 2030 Initial | 700 | 205 | 510 | 442 | No
2030-12-15 17:00 | 2030 Initial | 700 | 505 | 510 | 442 | No
2030-12-15 18:00 | 2030 Initial | 700 | 401.61 | 510 | 442 | No
2030-12-15 19:00 | 2030 Initial | 700 | 454.09 | 510 | 442 | No
2030-12-15 20:00 | 2030 Initial | 700 | 433.14 | 510 | 442 | No
2030-12-15 21:00 | 2030 Initial | 114.03 | 505 | 510 | 442 | No
2030-12-15 22:00 | 2030 Initial | -301.25 | 505 | 510 | 442 | No
2030-12-15 23:00 | 2030 Initial | -646.92 | 505 | 510 | 442 | No
2030-12-16 | 2030 Initial | -545.11 | 505 | 510 | 442 | No
2030-12-16 01:00 | 2030 Initial | -700 | 505 | 510 | 428.63 | Yes
2030-12-16 02:00 | 2030 Initial | -700 | 505 | 510 | 218.5 | Yes
2030-12-16 03:00 | 2030 Initial | -700 | 505 | 510 | 80.19 | Yes
2030-12-16 04:00 | 2030 Initial | -700 | 505 | 510 | -22.3 | Yes
2030-12-16 05:00 | 2030 Initial | -700 | 505 | 510 | -56.05 | Yes
2030-12-16 06:00 | 2030 Initial | -700 | 505 | 510 | -33.65 | Yes
2030-12-16 07:00 | 2030 Initial | -700 | 505 | 510 | 108.12 | Yes
2030-12-16 08:00 | 2030 Initial | -519.24 | 505 | 510 | 317.86 | No
2030-12-16 09:00 | 2030 Initial | -476.34 | 505 | 510 | 442 | No
2030-12-16 10:00 | 2030 Initial | -229.79 | 505 | 510 | 442 | No
2030-12-16 11:00 | 2030 Initial | 203.71 | 505 | 510 | 442 | No
2030-12-16 12:00 | 2030 Initial | 289.39 | 505 | 510 | 442 | No
2030-12-16 13:00 | 2030 Initial | 386.13 | 505 | 510 | 442 | No
2030-12-16 14:00 | 2030 Initial | 700 | 219.92 | 510 | 442 | No
2030-12-16 15:00 | 2030 Initial | 700 | 95.05 | 510 | 442 | No
2030-12-16 16:00 | 2030 Initial | 700 | 279.56 | 510 | 442 | No
2030-12-16 17:00 | 2030 Initial | 700 | 316.92 | 510 | 442 | No
2030-12-16 18:00 | 2030 Initial | 700 | 395.43 | 510 | 442 | No
2030-12-16 19:00 | 2030 Initial | 700 | 505 | 510 | 442 | No
2030-12-16 20:00 | 2030 Initial | 700 | 330.86 | 510 | 442 | No
2030-12-16 21:00 | 2030 Initial | 700 | 398.45 | 510 | 442 | No
2030-12-16 22:00 | 2030 Initial | 700 | 226.24 | 510 | 442 | No
2030-12-16 23:00 | 2030 Initial | 700 | 226.24 | 510 | 442 | No
2030-12-17 | 2030 Initial | 700 | 341.72 | 510 | 442 | No
2030-12-17 01:00 | 2030 Initial | 700 | 269.07 | 510 | 442 | No
2030-12-17 02:00 | 2030 Initial | 315.39 | 505 | 510 | 442 | No
2030-12-17 03:00 | 2030 Initial | 167.42 | 505 | 510 | 442 | No
2030-12-17 04:00 | 2030 Initial | 412.12 | 505 | 510 | 442 | No
2030-12-17 05:00 | 2030 Initial | 163.38 | 505 | 510 | 442 | No
2030-12-17 06:00 | 2030 Initial | 501.01 | 205 | 210 | 442 | No
2030-12-17 07:00 | 2030 Initial | 700 | 0 | 111.85 | 442 | No
2030-12-17 08:00 | 2030 Initial | 700 | 205 | 369.83 | 442 | No
2030-12-17 09:00 | 2030 Initial | 700 | 505 | 510 | 442 | No
2030-12-17 10:00 | 2030 Initial | 700 | 205 | 388.19 | 442 | No
2030-12-17 11:00 | 2030 Initial | 669.28 | 205 | 497.48 | 442 | No
2030-12-17 12:00 | 2030 Initial | 69.28 | 505 | 510 | 442 | No
2030-12-17 13:00 | 2030 Initial | 0 | 505 | 510 | 442 | No
2030-12-17 14:00 | 2030 Initial | 0 | 505 | 510 | 442 | No
2030-12-17 15:00 | 2030 Initial | 0 | 505 | 510 | 442 | No
2030-12-17 16:00 | 2030 Initial | 70.45 | 505 | 510 | 442 | No
2030-12-17 17:00 | 2030 Initial | 670.45 | 505 | 510 | 442 | No
2030-12-17 18:00 | 2030 Initial | 700 | 205 | 510 | 410.34 | No
2030-12-17 19:00 | 2030 Initial | 700 | 505 | 510 | 442 | No
2030-12-17 20:00 | 2030 Initial | 700 | 281.84 | 510 | 442 | No
2030-12-17 21:00 | 2030 Initial | 700 | 505 | 510 | 442 | No
2030-12-17 22:00 | 2030 Initial | 700 | 505 | 510 | 442 | No
2030-12-17 23:00 | 2030 Initial | 700 | 505 | 510 | 442 | No
2030-12-18 | 2030 Initial | 530.37 | 505 | 510 | 442 | No
2030-12-18 01:00 | 2030 Initial | 695.46 | 505 | 510 | 442 | No
2030-12-18 02:00 | 2030 Initial | 314.93 | 505 | 510 | 442 | No
2030-12-18 03:00 | 2030 Initial | -100.68 | 505 | 510 | 442 | No
2030-12-18 04:00 | 2030 Initial | -700 | 505 | 510 | 442 | No
2030-12-18 05:00 | 2030 Initial | -700 | 505 | 510 | 442 | No
2030-12-18 06:00 | 2030 Initial | -700 | 505 | 510 | 442 | No
2030-12-18 07:00 | 2030 Initial | -700 | 505 | 510 | 442 | No
2030-12-18 08:00 | 2030 Initial | -685.6 | 505 | 510 | 442 | No
2030-12-18 09:00 | 2030 Initial | -253.15 | 505 | 510 | 442 | No
2030-12-18 10:00 | 2030 Initial | 98.46 | 505 | 510 | 442 | No
2030-12-18 11:00 | 2030 Initial | 637.73 | 505 | 510 | 442 | No
2030-12-18 12:00 | 2030 Initial | 698.65 | 505 | 510 | 442 | No
2030-12-18 13:00 | 2030 Initial | 700 | 370.15 | 510 | 442 | No
2030-12-18 14:00 | 2030 Initial | 700 | 291.38 | 510 | 442 | No
2030-12-18 15:00 | 2030 Initial | 700 | 299.96 | 510 | 442 | No
2030-12-18 16:00 | 2030 Initial | 700 | 255.83 | 510 | 442 | No
2030-12-18 17:00 | 2030 Initial | 700 | 313.13 | 510 | 442 | No
2030-12-18 18:00 | 2030 Initial | 700 | 13.13 | 510 | 442 | No
2030-12-18 19:00 | 2030 Initial | 700 | 313.13 | 510 | 442 | No
2030-12-18 20:00 | 2030 Initial | 700 | 442.96 | 510 | 442 | No
2030-12-18 21:00 | 2030 Initial | 700 | 490.6 | 510 | 442 | No
2030-12-18 22:00 | 2030 Initial | 700 | 246.15 | 510 | 442 | No
2030-12-18 23:00 | 2030 Initial | 361.42 | 505 | 510 | 442 | No
2030-12-19 | 2030 Initial | -101.37 | 505 | 510 | 442 | No
2030-12-19 01:00 | 2030 Initial | -518 | 505 | 510 | 442 | No
2030-12-19 02:00 | 2030 Initial | -700 | 505 | 510 | 442 | No
2030-12-19 03:00 | 2030 Initial | -700 | 505 | 510 | 442 | No
2030-12-19 04:00 | 2030 Initial | -700 | 505 | 510 | 442 | No
2030-12-19 05:00 | 2030 Initial | -700 | 505 | 510 | 442 | No
2030-12-19 06:00 | 2030 Initial | -700 | 505 | 510 | 442 | No
2030-12-19 07:00 | 2030 Initial | -397.07 | 505 | 510 | 442 | No
2030-12-19 08:00 | 2030 Initial | 202.93 | 505 | 510 | 442 | No
2030-12-19 09:00 | 2030 Initial | 700 | 505 | 510 | 442 | No
2030-12-19 10:00 | 2030 Initial | 535.65 | 505 | 510 | 442 | No
2030-12-19 11:00 | 2030 Initial | -64.35 | 505 | 510 | 442 | No
2030-12-19 12:00 | 2030 Initial | -443.53 | 505 | 510 | 442 | No
2030-12-19 13:00 | 2030 Initial | 0 | 269.06 | 510 | 442 | No
2030-12-19 14:00 | 2030 Initial | 600 | 284.05 | 510 | 442 | No
2030-12-19 15:00 | 2030 Initial | 700 | 190.2 | 510 | 442 | No
2030-12-19 16:00 | 2030 Initial | 700 | 0 | 215.65 | 442 | No
2030-12-19 17:00 | 2030 Initial | 700 | 62.54 | 501.49 | 442 | No
2030-12-19 18:00 | 2030 Initial | 700 | 362.54 | 510 | 442 | No
2030-12-19 19:00 | 2030 Initial | 700 | 443.23 | 510 | 442 | No
2030-12-19 20:00 | 2030 Initial | 700 | 485.73 | 510 | 442 | No
2030-12-19 21:00 | 2030 Initial | 700 | 505 | 510 | 442 | No
2030-12-19 22:00 | 2030 Initial | 659.62 | 505 | 510 | 442 | No
2030-12-19 23:00 | 2030 Initial | 550.97 | 505 | 510 | 442 | No
2030-12-20 | 2030 Initial | 700 | 505 | 510 | 442 | No
2030-12-20 01:00 | 2030 Initial | 699.76 | 505 | 510 | 442 | No
2030-12-20 02:00 | 2030 Initial | 134.39 | 505 | 510 | 442 | No
2030-12-20 03:00 | 2030 Initial | 0 | 505 | 510 | 442 | No
2030-12-20 04:00 | 2030 Initial | 0 | 505 | 510 | 442 | No
2030-12-20 05:00 | 2030 Initial | 0 | 505 | 510 | 442 | No
2030-12-20 06:00 | 2030 Initial | 482.82 | 205 | 210 | 266.79 | No
2030-12-20 07:00 | 2030 Initial | 700 | 0 | 305.97 | 382.52 | No
2030-12-20 08:00 | 2030 Initial | 700 | 0 | 472.26 | 442 | No
2030-12-20 09:00 | 2030 Initial | 700 | 205 | 356.96 | 442 | No
2030-12-20 10:00 | 2030 Initial | 698.46 | 505 | 510 | 442 | No
2030-12-20 11:00 | 2030 Initial | 453.53 | 505 | 510 | 442 | No
2030-12-20 12:00 | 2030 Initial | 662.45 | 505 | 510 | 442 | No
2030-12-20 13:00 | 2030 Initial | 700 | 325.03 | 510 | 442 | No
2030-12-20 14:00 | 2030 Initial | 700 | 455.11 | 510 | 442 | No
2030-12-20 15:00 | 2030 Initial | 700 | 155.11 | 468.57 | 442 | No
2030-12-20 16:00 | 2030 Initial | 700 | 229.33 | 510 | 442 | No
2030-12-20 17:00 | 2030 Initial | 700 | 334.88 | 510 | 442 | No
2030-12-20 18:00 | 2030 Initial | 700 | 505 | 510 | 442 | No
2030-12-20 19:00 | 2030 Initial | 700 | 505 | 510 | 442 | No
2030-12-20 20:00 | 2030 Initial | 700 | 505 | 510 | 442 | No
2030-12-20 21:00 | 2030 Initial | 700 | 505 | 510 | 442 | No
2030-12-20 22:00 | 2030 Initial | 700 | 505 | 510 | 442 | No
2030-12-20 23:00 | 2030 Initial | 700 | 505 | 510 | 442 | No
2030-12-21 | 2030 Initial | 700 | 505 | 510 | 442 | No
2030-12-21 01:00 | 2030 Initial | 700 | 206.5 | 510 | 442 | No
2030-12-21 02:00 | 2030 Initial | 700 | 173.51 | 510 | 442 | No
2030-12-21 03:00 | 2030 Initial | 700 | 48.11 | 510 | 442 | No
2030-12-21 04:00 | 2030 Initial | 700 | 348.11 | 510 | 442 | No
2030-12-21 05:00 | 2030 Initial | 441.35 | 300 | 510 | 442 | No
2030-12-21 06:00 | 2030 Initial | 700 | 0 | 381.66 | 442 | No
2030-12-21 07:00 | 2030 Initial | 700 | 208.74 | 182.9 | 285.5 | No
2030-12-21 08:00 | 2030 Initial | 700 | 0 | -117.1 | -14.5 | No
2030-12-21 09:00 | 2030 Initial | 700 | 0 | 182.9 | 236.75 | No
2030-12-21 10:00 | 2030 Initial | 700 | 0 | 224.54 | 11.48 | No
2030-12-21 11:00 | 2030 Initial | 700 | 0 | -75.46 | 132.36 | No
2030-12-21 12:00 | 2030 Initial | 700 | 0 | -288.77 | 432.36 | No
2030-12-21 13:00 | 2030 Initial | 700 | 0 | -152.49 | 313.49 | No
2030-12-21 14:00 | 2030 Initial | 700 | 0 | 47.11 | 254.37 | No
2030-12-21 15:00 | 2030 Initial | 700 | 0 | -15.39 | 217.65 | No
2030-12-21 16:00 | 2030 Initial | 700 | 0 | -244.23 | 0 | No
2030-12-21 17:00 | 2030 Initial | 700 | -300 | -116.08 | -300 | No
2030-12-21 18:00 | 2030 Initial | 700 | 0 | 183.92 | 0 | No
2030-12-21 19:00 | 2030 Initial | 700 | 300 | 483.92 | 300 | No
2030-12-21 20:00 | 2030 Initial | 700 | 162.85 | 510 | 341.5 | No
2030-12-21 21:00 | 2030 Initial | 700 | 462.85 | 510 | 442 | No
2030-12-21 22:00 | 2030 Initial | 700 | 505 | 510 | 442 | No
2030-12-21 23:00 | 2030 Initial | 700 | 505 | 510 | 442 | No
2030-12-22 | 2030 Initial | 700 | 505 | 510 | 442 | No
2030-12-22 01:00 | 2030 Initial | 700 | 505 | 510 | 442 | No
2030-12-22 02:00 | 2030 Initial | 700 | 505 | 510 | 442 | No
2030-12-22 03:00 | 2030 Initial | 700 | 505 | 510 | 442 | No
2030-12-22 04:00 | 2030 Initial | 700 | 505 | 510 | 442 | No
2030-12-22 05:00 | 2030 Initial | 700 | 505 | 510 | 442 | No
2030-12-22 06:00 | 2030 Initial | 700 | 233.69 | 510 | 416.64 | No
2030-12-22 07:00 | 2030 Initial | 700 | 0 | 210 | 116.64 | No
2030-12-22 08:00 | 2030 Initial | 700 | 0 | 205.99 | 0 | No
2030-12-22 09:00 | 2030 Initial | 700 | 0 | 491.87 | 0 | No
2030-12-22 10:00 | 2030 Initial | 700 | 0 | 510 | 179.34 | No
2030-12-22 11:00 | 2030 Initial | 700 | 0 | 510 | 393.47 | No
2030-12-22 12:00 | 2030 Initial | 700 | 0 | 510 | 390.94 | No
2030-12-22 13:00 | 2030 Initial | 700 | 0 | 510 | 385.35 | No
2030-12-22 14:00 | 2030 Initial | 700 | 0 | 246.55 | 226.4 | No
2030-12-22 15:00 | 2030 Initial | 700 | 0 | -53.45 | 274.71 | No
2030-12-22 16:00 | 2030 Initial | 700 | -300 | -353.45 | -25.29 | No
2030-12-22 17:00 | 2030 Initial | 700 | -95 | -90 | 11.24 | No
2030-12-22 18:00 | 2030 Initial | 700 | 205 | 210 | 311.24 | No
2030-12-22 19:00 | 2030 Initial | 700 | 505 | 510 | 442 | No
2030-12-22 20:00 | 2030 Initial | 700 | 505 | 510 | 442 | No
2030-12-22 21:00 | 2030 Initial | 700 | 413.14 | 510 | 442 | No
2030-12-22 22:00 | 2030 Initial | 427.95 | 505 | 510 | 442 | No
2030-12-22 23:00 | 2030 Initial | 262.03 | 505 | 510 | 442 | No
2030-12-23 | 2030 Initial | 565.83 | 505 | 510 | 442 | No
2030-12-23 01:00 | 2030 Initial | 683.75 | 505 | 510 | 442 | No
2030-12-23 02:00 | 2030 Initial | 152.06 | 505 | 510 | 442 | No
2030-12-23 03:00 | 2030 Initial | -186.49 | 505 | 510 | 442 | No
2030-12-23 04:00 | 2030 Initial | -130.78 | 505 | 510 | 442 | No
2030-12-23 05:00 | 2030 Initial | -648.5 | 505 | 510 | 442 | No
2030-12-23 06:00 | 2030 Initial | -700 | 505 | 510 | 442 | No
2030-12-23 07:00 | 2030 Initial | -700 | 505 | 510 | 442 | No
2030-12-23 08:00 | 2030 Initial | -700 | 505 | 510 | 442 | No
2030-12-23 09:00 | 2030 Initial | -700 | 505 | 510 | 442 | No
2030-12-23 10:00 | 2030 Initial | -700 | 505 | 510 | 442 | No
2030-12-23 11:00 | 2030 Initial | -700 | 505 | 510 | 442 | No
2030-12-23 12:00 | 2030 Initial | -700 | 505 | 510 | 442 | No
2030-12-23 13:00 | 2030 Initial | -700 | 505 | 510 | 442 | No
2030-12-23 14:00 | 2030 Initial | -700 | 505 | 510 | 442 | No
2030-12-23 15:00 | 2030 Initial | -700 | 505 | 510 | 442 | No
2030-12-23 16:00 | 2030 Initial | -700 | 505 | 510 | 442 | No
2030-12-23 17:00 | 2030 Initial | -700 | 505 | 510 | 442 | No
2030-12-23 18:00 | 2030 Initial | -194.91 | 505 | 510 | 442 | No
2030-12-23 19:00 | 2030 Initial | -194.91 | 505 | 510 | 442 | No
2030-12-23 20:00 | 2030 Initial | 0 | 505 | 510 | 442 | No
2030-12-23 21:00 | 2030 Initial | 0 | 505 | 510 | 442 | No
2030-12-23 22:00 | 2030 Initial | 0 | 505 | 510 | 442 | No
2030-12-23 23:00 | 2030 Initial | -18.29 | 505 | 510 | 442 | No
2030-12-24 | 2030 Initial | 0 | 505 | 510 | 442 | No
2030-12-24 01:00 | 2030 Initial | -69.26 | 505 | 510 | 442 | No
2030-12-24 02:00 | 2030 Initial | -669.26 | 505 | 510 | 442 | No
2030-12-24 03:00 | 2030 Initial | -554.1 | 505 | 510 | 442 | No
2030-12-24 04:00 | 2030 Initial | -676.62 | 505 | 510 | 442 | No
2030-12-24 05:00 | 2030 Initial | -428.37 | 505 | 510 | 384.19 | No
2030-12-24 06:00 | 2030 Initial | -466.18 | 505 | 510 | 208.57 | No
2030-12-24 07:00 | 2030 Initial | 0 | 505 | 510 | 212.25 | No
2030-12-24 08:00 | 2030 Initial | 600 | 205 | 510 | 188.86 | No
2030-12-24 09:00 | 2030 Initial | 700 | 464.76 | 510 | 442 | No
2030-12-24 10:00 | 2030 Initial | 700 | 206.11 | 510 | 442 | No
2030-12-24 11:00 | 2030 Initial | 700 | 193.36 | 510 | 442 | No
2030-12-24 12:00 | 2030 Initial | 266.15 | 493.36 | 510 | 442 | No
2030-12-24 13:00 | 2030 Initial | 442.94 | 505 | 510 | 442 | No
2030-12-24 14:00 | 2030 Initial | 239.79 | 505 | 510 | 442 | No
2030-12-24 15:00 | 2030 Initial | 700 | 461.86 | 510 | 442 | No
2030-12-24 16:00 | 2030 Initial | 700 | 305.1 | 510 | 442 | No
2030-12-24 17:00 | 2030 Initial | 700 | 505 | 510 | 442 | No
2030-12-24 18:00 | 2030 Initial | 700 | 505 | 510 | 442 | No
2030-12-24 19:00 | 2030 Initial | 700 | 505 | 510 | 442 | No
2030-12-24 20:00 | 2030 Initial | 700 | 505 | 510 | 442 | No
2030-12-24 21:00 | 2030 Initial | 700 | 205 | 210 | 142 | No
2030-12-24 22:00 | 2030 Initial | 700 | 505 | 510 | 442 | No
2030-12-24 23:00 | 2030 Initial | 700 | 505 | 510 | 442 | No
2030-12-25 | 2030 Initial | 700 | 205 | 457.53 | 142 | No
2030-12-25 01:00 | 2030 Initial | 700 | 0 | 510 | 241.7 | No
2030-12-25 02:00 | 2030 Initial | 700 | 300 | 510 | 442 | No
2030-12-25 03:00 | 2030 Initial | 700 | 505 | 510 | 442 | No
2030-12-25 04:00 | 2030 Initial | 700 | 505 | 510 | 442 | No
2030-12-25 05:00 | 2030 Initial | 700 | 505 | 510 | 442 | No
2030-12-25 06:00 | 2030 Initial | 700 | 300 | 300 | 442 | No
2030-12-25 07:00 | 2030 Initial | 700 | 0 | 0 | 213.74 | No
2030-12-25 08:00 | 2030 Initial | 700 | 0 | -18.51 | 269.83 | No
2030-12-25 09:00 | 2030 Initial | 700 | 0 | 0 | 347.93 | No
2030-12-25 10:00 | 2030 Initial | 700 | 0 | 0 | 283.43 | No
2030-12-25 11:00 | 2030 Initial | 700 | 0 | 0 | 442 | No
2030-12-25 12:00 | 2030 Initial | 700 | 0 | -300 | 395.12 | No
2030-12-25 13:00 | 2030 Initial | 700 | 0 | -222.89 | 442 | No
2030-12-25 14:00 | 2030 Initial | 700 | 0 | -124.04 | 442 | No
2030-12-25 15:00 | 2030 Initial | 700 | 300 | 175.96 | 442 | No
2030-12-25 16:00 | 2030 Initial | 700 | 0 | 0 | 315.72 | No
2030-12-25 17:00 | 2030 Initial | 700 | 300 | 300 | 442 | No
2030-12-25 18:00 | 2030 Initial | 700 | 378.26 | 510 | 442 | No
2030-12-25 19:00 | 2030 Initial | 700 | 370.56 | 510 | 442 | No
2030-12-25 20:00 | 2030 Initial | 700 | 369.18 | 510 | 442 | No
2030-12-25 21:00 | 2030 Initial | 700 | 358.59 | 510 | 442 | No
2030-12-25 22:00 | 2030 Initial | 219.52 | 505 | 510 | 422.45 | No
2030-12-25 23:00 | 2030 Initial | -173.62 | 505 | 510 | 218.48 | No
2030-12-26 | 2030 Initial | 134.1 | 505 | 510 | 348.49 | No
2030-12-26 01:00 | 2030 Initial | -88.31 | 505 | 510 | 414.39 | No
2030-12-26 02:00 | 2030 Initial | 381.27 | 505 | 510 | 442 | No
2030-12-26 03:00 | 2030 Initial | -100 | 386.3 | 510 | 442 | No
2030-12-26 04:00 | 2030 Initial | -700 | 505 | 510 | 442 | Yes
2030-12-26 05:00 | 2030 Initial | -700 | 505 | 510 | 442 | Yes
2030-12-26 06:00 | 2030 Initial | -700 | 505 | 510 | 442 | Yes
2030-12-26 07:00 | 2030 Initial | -700 | 505 | 510 | 442 | Yes
2030-12-26 08:00 | 2030 Initial | -700 | 505 | 510 | 384.47 | Yes
2030-12-26 09:00 | 2030 Initial | -700 | 505 | 510 | 350.4 | Yes
2030-12-26 10:00 | 2030 Initial | -700 | 505 | 510 | 442 | Yes
2030-12-26 11:00 | 2030 Initial | -700 | 505 | 510 | 442 | Yes
2030-12-26 12:00 | 2030 Initial | -700 | 505 | 510 | 442 | Yes
2030-12-26 13:00 | 2030 Initial | -700 | 505 | 510 | 442 | Yes
2030-12-26 14:00 | 2030 Initial | -700 | 505 | 510 | 442 | Yes
2030-12-26 15:00 | 2030 Initial | -700 | 505 | 510 | 434.23 | Yes
2030-12-26 16:00 | 2030 Initial | -700 | 505 | 510 | 317.68 | Yes
2030-12-26 17:00 | 2030 Initial | -700 | 505 | 510 | 279.51 | Yes
2030-12-26 18:00 | 2030 Initial | -700 | 505 | 510 | 235.26 | Yes
2030-12-26 19:00 | 2030 Initial | -700 | 505 | 510 | 249.36 | Yes
2030-12-26 20:00 | 2030 Initial | -700 | 505 | 510 | 314.17 | Yes
2030-12-26 21:00 | 2030 Initial | -700 | 505 | 510 | 442 | Yes
2030-12-26 22:00 | 2030 Initial | -700 | 505 | 510 | 303.95 | Yes
2030-12-26 23:00 | 2030 Initial | -700 | 505 | 510 | 331.53 | Yes
2030-12-27 | 2030 Initial | -489.26 | 505 | 510 | 442 | No
2030-12-27 01:00 | 2030 Initial | -700 | 505 | 510 | 442 | No
2030-12-27 02:00 | 2030 Initial | -582.81 | 505 | 510 | 442 | No
2030-12-27 03:00 | 2030 Initial | -700 | 505 | 510 | 442 | No
2030-12-27 04:00 | 2030 Initial | -700 | 505 | 510 | 442 | No
2030-12-27 05:00 | 2030 Initial | -700 | 505 | 510 | 442 | No
2030-12-27 06:00 | 2030 Initial | -700 | 505 | 510 | 442 | No
2030-12-27 07:00 | 2030 Initial | -100 | 205 | 210 | 198.27 | No
2030-12-27 08:00 | 2030 Initial | 500 | 0 | 244.54 | 271.36 | No
2030-12-27 09:00 | 2030 Initial | 692.99 | 0 | 210 | 442 | No
2030-12-27 10:00 | 2030 Initial | 700 | 254.55 | 510 | 442 | No
2030-12-27 11:00 | 2030 Initial | 700 | 304.65 | 510 | 442 | No
2030-12-27 12:00 | 2030 Initial | 700 | 304.65 | 510 | 442 | No
2030-12-27 13:00 | 2030 Initial | 700 | 142.73 | 510 | 442 | No
2030-12-27 14:00 | 2030 Initial | 700 | 162.61 | 510 | 442 | No
2030-12-27 15:00 | 2030 Initial | 700 | 25.82 | 510 | 442 | No
2030-12-27 16:00 | 2030 Initial | 700 | 284.59 | 510 | 442 | No
2030-12-27 17:00 | 2030 Initial | 700 | 505 | 510 | 442 | No
2030-12-27 18:00 | 2030 Initial | 700 | 300 | 510 | 442 | No
2030-12-27 19:00 | 2030 Initial | 700 | 0 | 210 | 442 | No
2030-12-27 20:00 | 2030 Initial | 700 | 300 | 510 | 442 | No
2030-12-27 21:00 | 2030 Initial | 700 | 241.18 | 510 | 442 | No
2030-12-27 22:00 | 2030 Initial | 295.75 | 0 | 210 | 442 | No
2030-12-27 23:00 | 2030 Initial | 0 | 0 | 332.39 | 442 | No
2030-12-28 | 2030 Initial | -600 | 300 | 510 | 442 | No
2030-12-28 01:00 | 2030 Initial | -700 | 505 | 510 | 442 | Yes
2030-12-28 02:00 | 2030 Initial | -700 | 505 | 510 | 442 | Yes
2030-12-28 03:00 | 2030 Initial | -700 | 505 | 510 | 442 | Yes
2030-12-28 04:00 | 2030 Initial | -700 | 505 | 510 | 419.09 | Yes
2030-12-28 05:00 | 2030 Initial | -700 | 505 | 510 | 442 | Yes
2030-12-28 06:00 | 2030 Initial | -700 | 505 | 510 | 442 | Yes
2030-12-28 07:00 | 2030 Initial | -700 | 505 | 510 | 442 | Yes
2030-12-28 08:00 | 2030 Initial | -700 | 269.29 | 210 | 442 | Yes
2030-12-28 09:00 | 2030 Initial | -700 | -30.71 | -90 | 442 | Yes
2030-12-28 10:00 | 2030 Initial | -700 | -330.71 | -390 | 442 | No
2030-12-28 11:00 | 2030 Initial | -700 | -30.71 | -90 | 442 | No
2030-12-28 12:00 | 2030 Initial | -700 | 269.29 | 210 | 442 | Yes
2030-12-28 13:00 | 2030 Initial | -700 | 505 | 510 | 442 | Yes
2030-12-28 14:00 | 2030 Initial | -700 | 505 | 510 | 442 | Yes
2030-12-28 15:00 | 2030 Initial | -700 | 300 | 510 | 395.71 | Yes
2030-12-28 16:00 | 2030 Initial | -700 | 0 | 210 | 95.71 | No
2030-12-28 17:00 | 2030 Initial | -419.92 | 0 | 0 | 0 | No
2030-12-28 18:00 | 2030 Initial | 0 | 0 | 0 | 152.72 | No
2030-12-28 19:00 | 2030 Initial | -26.22 | 0 | 0 | 0 | No
2030-12-28 20:00 | 2030 Initial | -483.18 | 0 | 0 | 142 | No
2030-12-28 21:00 | 2030 Initial | -389.82 | 179.3 | 300 | 442 | No
2030-12-28 22:00 | 2030 Initial | -700 | 479.3 | 510 | 442 | Yes
2030-12-28 23:00 | 2030 Initial | -700 | 505 | 510 | 442 | Yes
2030-12-29 | 2030 Initial | -700 | 505 | 510 | 442 | Yes
2030-12-29 01:00 | 2030 Initial | -700 | 505 | 510 | 442 | No
2030-12-29 02:00 | 2030 Initial | -700 | 505 | 510 | 442 | No
2030-12-29 03:00 | 2030 Initial | -700 | 505 | 510 | 442 | Yes
2030-12-29 04:00 | 2030 Initial | -700 | 505 | 510 | 442 | Yes
2030-12-29 05:00 | 2030 Initial | -700 | 505 | 510 | 442 | Yes
2030-12-29 06:00 | 2030 Initial | -700 | 505 | 510 | 442 | Yes
2030-12-29 07:00 | 2030 Initial | -700 | 505 | 510 | 442 | Yes
2030-12-29 08:00 | 2030 Initial | -700 | 300 | 283.12 | 442 | Yes
2030-12-29 09:00 | 2030 Initial | -700 | 0 | -16.88 | 426.81 | No
2030-12-29 10:00 | 2030 Initial | -700 | 300 | 283.12 | 442 | Yes
2030-12-29 11:00 | 2030 Initial | -700 | 485.29 | 510 | 442 | Yes
2030-12-29 12:00 | 2030 Initial | -700 | 505 | 510 | 442 | No
2030-12-29 13:00 | 2030 Initial | -700 | 505 | 510 | 442 | No
2030-12-29 14:00 | 2030 Initial | -483.14 | 505 | 510 | 442 | No
2030-12-29 15:00 | 2030 Initial | -426.85 | 505 | 510 | 442 | No
2030-12-29 16:00 | 2030 Initial | 173.15 | 225.18 | 510 | 442 | No
2030-12-29 17:00 | 2030 Initial | 700 | 31.13 | 510 | 442 | No
2030-12-29 18:00 | 2030 Initial | 700 | 209.93 | 510 | 442 | No
2030-12-29 19:00 | 2030 Initial | 700 | 505 | 510 | 442 | No
2030-12-29 20:00 | 2030 Initial | 700 | 505 | 510 | 442 | No
2030-12-29 21:00 | 2030 Initial | 700 | 505 | 510 | 442 | No
2030-12-29 22:00 | 2030 Initial | 700 | 505 | 510 | 442 | No
2030-12-29 23:00 | 2030 Initial | 700 | 505 | 510 | 442 | No
2030-12-30 | 2030 Initial | 700 | 505 | 510 | 442 | No
2030-12-30 01:00 | 2030 Initial | 700 | 505 | 510 | 442 | No
2030-12-30 02:00 | 2030 Initial | 700 | 505 | 510 | 442 | No
2030-12-30 03:00 | 2030 Initial | 700 | 505 | 510 | 442 | No
2030-12-30 04:00 | 2030 Initial | 700 | 505 | 510 | 442 | No
2030-12-30 05:00 | 2030 Initial | 700 | 505 | 510 | 442 | No
2030-12-30 06:00 | 2030 Initial | 700 | 505 | 510 | 442 | No
2030-12-30 07:00 | 2030 Initial | 700 | 289.54 | 510 | 442 | No
2030-12-30 08:00 | 2030 Initial | 700 | 0 | 510 | 356.85 | No
2030-12-30 09:00 | 2030 Initial | 700 | 0 | 510 | 225.47 | No
2030-12-30 10:00 | 2030 Initial | 700 | 0 | 510 | 442 | No
2030-12-30 11:00 | 2030 Initial | 700 | 9.47 | 510 | 442 | No
2030-12-30 12:00 | 2030 Initial | 700 | 8.2 | 510 | 442 | No
2030-12-30 13:00 | 2030 Initial | 700 | 0 | 510 | 442 | No
2030-12-30 14:00 | 2030 Initial | 700 | 0 | 510 | 442 | No
2030-12-30 15:00 | 2030 Initial | 700 | 0 | 510 | 442 | No
2030-12-30 16:00 | 2030 Initial | 700 | 0 | 510 | 388.19 | No
2030-12-30 17:00 | 2030 Initial | 700 | 191.13 | 510 | 442 | No
2030-12-30 18:00 | 2030 Initial | 700 | 204.64 | 510 | 442 | No
2030-12-30 19:00 | 2030 Initial | 700 | 0 | 510 | 442 | No
2030-12-30 20:00 | 2030 Initial | 700 | 242.93 | 510 | 442 | No
2030-12-30 21:00 | 2030 Initial | 700 | 505 | 510 | 442 | No
2030-12-30 22:00 | 2030 Initial | 700 | 415.39 | 510 | 442 | No
2030-12-30 23:00 | 2030 Initial | 700 | 505 | 510 | 442 | No
2030-12-31 | 2030 Initial | 700 | 505 | 510 | 442 | No
2030-12-31 01:00 | 2030 Initial | 700 | 461.2 | 510 | 442 | No
2030-12-31 02:00 | 2030 Initial | 700 | 161.2 | 510 | 442 | No
2030-12-31 03:00 | 2030 Initial | 700 | 237.49 | 510 | 442 | No
2030-12-31 04:00 | 2030 Initial | 700 | 505 | 510 | 442 | No
2030-12-31 05:00 | 2030 Initial | 453.84 | 505 | 510 | 442 | No
2030-12-31 06:00 | 2030 Initial | 490.59 | 505 | 510 | 442 | No
2030-12-31 07:00 | 2030 Initial | 700 | 205 | 482.48 | 413.52 | No
2030-12-31 08:00 | 2030 Initial | 700 | 0 | 510 | 296.16 | No
2030-12-31 09:00 | 2030 Initial | 700 | 97.61 | 510 | 442 | No
2030-12-31 10:00 | 2030 Initial | 700 | 188.95 | 510 | 442 | No
2030-12-31 11:00 | 2030 Initial | 700 | 96.6 | 510 | 442 | No
2030-12-31 12:00 | 2030 Initial | 700 | 36.67 | 510 | 442 | No
2030-12-31 13:00 | 2030 Initial | 700 | 185.98 | 510 | 442 | No
2030-12-31 14:00 | 2030 Initial | 700 | 0 | 510 | 320.93 | No
2030-12-31 15:00 | 2030 Initial | 700 | 0 | 510 | 143.28 | No
2030-12-31 16:00 | 2030 Initial | 700 | 0 | 222.32 | 219.28 | No
2030-12-31 17:00 | 2030 Initial | 700 | 0 | 382.28 | 442 | No
2030-12-31 18:00 | 2030 Initial | 700 | 0 | 510 | 272.24 | No
2030-12-31 19:00 | 2030 Initial | 700 | 300 | 510 | 442 | No
2030-12-31 20:00 | 2030 Initial | 700 | 427.13 | 510 | 442 | No
2030-12-31 21:00 | 2030 Initial | 700 | 205 | 510 | 286.91 | No
2030-12-31 22:00 | 2030 Initial | 166.97 | 505 | 510 | 442 | No
2030-12-31 23:00 | 2030 Initial | 468.2 | 505 | 510 | 442 | No
2030-01-01 | 2030 50% ECP | -97.92 | 382.95 | 510 | 442 | No
2030-01-01 01:00 | 2030 50% ECP | 502.08 | 82.95 | 510 | 322.86 | No
2030-01-01 02:00 | 2030 50% ECP | 700 | 205 | 346.52 | 442 | No
2030-01-01 03:00 | 2030 50% ECP | 700 | 505 | 510 | 442 | No
2030-01-01 04:00 | 2030 50% ECP | 700 | 505 | 510 | 442 | No
2030-01-01 05:00 | 2030 50% ECP | 700 | 505 | 510 | 442 | No
2030-01-01 06:00 | 2030 50% ECP | 700 | 205 | 510 | 442 | No
2030-01-01 07:00 | 2030 50% ECP | 700 | 2.69 | 300 | 442 | No
2030-01-01 08:00 | 2030 50% ECP | 700 | 0 | 0 | 442 | No
2030-01-01 09:00 | 2030 50% ECP | 700 | 0 | -227.49 | 442 | No
2030-01-01 10:00 | 2030 50% ECP | 700 | 0 | -12.15 | 397.58 | No
2030-01-01 11:00 | 2030 50% ECP | 700 | -12.23 | -312.15 | 97.58 | No
2030-01-01 12:00 | 2030 50% ECP | 700 | -312.23 | -510 | 201.5 | No
2030-01-01 13:00 | 2030 50% ECP | 586.54 | -12.23 | -210 | 442 | No
2030-01-01 14:00 | 2030 50% ECP | 700 | 100.87 | 90 | 442 | No
2030-01-01 15:00 | 2030 50% ECP | 700 | 0 | -28.98 | 400.87 | No
2030-01-01 16:00 | 2030 50% ECP | 449.19 | -195.58 | -328.98 | 326.94 | No
2030-01-01 17:00 | 2030 50% ECP | 168.24 | 0 | -28.98 | 251.57 | No
2030-01-01 18:00 | 2030 50% ECP | 0 | 0 | 6.58 | 0 | No
2030-01-01 19:00 | 2030 50% ECP | -600 | 0 | 306.58 | 300 | No
2030-01-01 20:00 | 2030 50% ECP | -700 | 300 | 510 | 442 | Yes
2030-01-01 21:00 | 2030 50% ECP | -700 | 505 | 510 | 442 | Yes
2030-01-01 22:00 | 2030 50% ECP | -700 | 505 | 510 | 442 | Yes
2030-01-01 23:00 | 2030 50% ECP | -700 | 505 | 510 | 442 | Yes
2030-01-02 | 2030 50% ECP | -700 | 505 | 510 | 442 | Yes
2030-01-02 01:00 | 2030 50% ECP | -700 | 505 | 510 | 442 | Yes
2030-01-02 02:00 | 2030 50% ECP | -700 | 505 | 510 | 442 | Yes
2030-01-02 03:00 | 2030 50% ECP | -700 | 505 | 510 | 442 | Yes
2030-01-02 04:00 | 2030 50% ECP | -700 | 505 | 510 | 442 | Yes
2030-01-02 05:00 | 2030 50% ECP | -700 | 505 | 510 | 442 | Yes
2030-01-02 06:00 | 2030 50% ECP | -700 | 505 | 510 | 442 | Yes
2030-01-02 07:00 | 2030 50% ECP | -700 | 505 | 510 | 442 | Yes
2030-01-02 08:00 | 2030 50% ECP | -700 | 505 | 510 | 442 | Yes
2030-01-02 09:00 | 2030 50% ECP | -700 | 505 | 510 | 442 | Yes
2030-01-02 10:00 | 2030 50% ECP | -700 | 505 | 510 | 442 | Yes
2030-01-02 11:00 | 2030 50% ECP | -700 | 505 | 510 | 442 | Yes
2030-01-02 12:00 | 2030 50% ECP | -700 | 505 | 510 | 442 | Yes
2030-01-02 13:00 | 2030 50% ECP | -700 | 505 | 510 | 442 | Yes
2030-01-02 14:00 | 2030 50% ECP | -700 | 505 | 510 | 442 | Yes
2030-01-02 15:00 | 2030 50% ECP | -700 | 300 | 249.77 | 300 | Yes
2030-01-02 16:00 | 2030 50% ECP | -700 | 0 | -50.23 | 0 | No
2030-01-02 17:00 | 2030 50% ECP | -279.74 | 0 | 79.73 | 256.17 | No
2030-01-02 18:00 | 2030 50% ECP | 0 | 0 | 0 | 270.37 | No
2030-01-02 19:00 | 2030 50% ECP | 0 | 0 | 0 | 245.55 | No
2030-01-02 20:00 | 2030 50% ECP | 0 | 0 | 0 | 0 | No
2030-01-02 21:00 | 2030 50% ECP | -100 | 0 | 210 | 23.82 | No
2030-01-02 22:00 | 2030 50% ECP | -700 | 300 | 510 | 323.82 | No
2030-01-02 23:00 | 2030 50% ECP | -700 | 505 | 510 | 331.11 | Yes
2030-01-03 | 2030 50% ECP | -100 | 205 | 210 | 140.35 | No
2030-01-03 01:00 | 2030 50% ECP | 152.19 | 205 | 510 | 440.35 | No
2030-01-03 02:00 | 2030 50% ECP | 253.4 | 505 | 510 | 442 | No
2030-01-03 03:00 | 2030 50% ECP | 700 | 505 | 510 | 442 | No
2030-01-03 04:00 | 2030 50% ECP | 273.42 | 505 | 510 | 442 | No
2030-01-03 05:00 | 2030 50% ECP | 92 | 505 | 510 | 442 | No
2030-01-03 06:00 | 2030 50% ECP | 519.11 | 205 | 210 | 142 | No
2030-01-03 07:00 | 2030 50% ECP | 0 | 458.6 | 510 | 442 | No
2030-01-03 08:00 | 2030 50% ECP | 114.63 | 505 | 510 | 442 | No
2030-01-03 09:00 | 2030 50% ECP | 700 | 505 | 510 | 442 | No
2030-01-03 10:00 | 2030 50% ECP | 700 | 502.37 | 510 | 442 | No
2030-01-03 11:00 | 2030 50% ECP | 700 | 260.19 | 510 | 442 | No
2030-01-03 12:00 | 2030 50% ECP | 700 | 0 | 239.5 | 442 | No
2030-01-03 13:00 | 2030 50% ECP | 700 | 0 | 276.45 | 442 | No
2030-01-03 14:00 | 2030 50% ECP | 600 | 291.37 | 300 | 442 | No
2030-01-03 15:00 | 2030 50% ECP | 0 | 0 | 0 | 169.13 | No
2030-01-03 16:00 | 2030 50% ECP | -5.11 | 0 | 0 | 174.79 | No
2030-01-03 17:00 | 2030 50% ECP | 100 | 0 | 0 | 309.47 | No
2030-01-03 18:00 | 2030 50% ECP | 700 | 205 | 210 | 431.2 | No
2030-01-03 19:00 | 2030 50% ECP | 700 | 505 | 510 | 442 | No
2030-01-03 20:00 | 2030 50% ECP | 700 | 421.45 | 510 | 442 | No
2030-01-03 21:00 | 2030 50% ECP | 700 | 195.04 | 510 | 385.42 | No
2030-01-03 22:00 | 2030 50% ECP | 700 | 495.04 | 510 | 442 | No
2030-01-03 23:00 | 2030 50% ECP | 700 | 195.04 | 510 | 157.08 | No
2030-01-04 | 2030 50% ECP | 700 | 495.04 | 510 | 442 | No
2030-01-04 01:00 | 2030 50% ECP | 700 | 396.82 | 510 | 416.77 | No
2030-01-04 02:00 | 2030 50% ECP | 700 | 505 | 510 | 442 | No
2030-01-04 03:00 | 2030 50% ECP | 700 | 462.41 | 510 | 442 | No
2030-01-04 04:00 | 2030 50% ECP | 700 | 162.41 | 510 | 426.51 | No
2030-01-04 05:00 | 2030 50% ECP | 700 | 41.82 | 510 | 442 | No
2030-01-04 06:00 | 2030 50% ECP | 600 | 0 | 510 | 442 | No
2030-01-04 07:00 | 2030 50% ECP | 0 | 0 | 210 | 142 | No
2030-01-04 08:00 | 2030 50% ECP | 0 | 176.38 | 510 | 442 | No
2030-01-04 09:00 | 2030 50% ECP | 383.68 | 0 | 210 | 233.73 | No
2030-01-04 10:00 | 2030 50% ECP | 700 | 0 | 0 | 346.9 | No
2030-01-04 11:00 | 2030 50% ECP | 700 | 0 | 0 | 436.42 | No
2030-01-04 12:00 | 2030 50% ECP | 574.03 | 0 | 0 | 143.24 | No
2030-01-04 13:00 | 2030 50% ECP | 666.04 | 0 | 0 | 390.95 | No
2030-01-04 14:00 | 2030 50% ECP | 700 | 0 | 0 | 378.83 | No
2030-01-04 15:00 | 2030 50% ECP | 700 | 0 | 0 | 372.64 | No
2030-01-04 16:00 | 2030 50% ECP | 666.26 | 0 | 0 | 311.91 | No
2030-01-04 17:00 | 2030 50% ECP | 700 | 0 | 0 | 274.94 | No
2030-01-04 18:00 | 2030 50% ECP | 700 | 11.64 | 210 | 442 | No
2030-01-04 19:00 | 2030 50% ECP | 700 | 311.64 | 510 | 442 | No
2030-01-04 20:00 | 2030 50% ECP | 700 | 434.62 | 510 | 442 | No
2030-01-04 21:00 | 2030 50% ECP | 700 | 384.47 | 510 | 442 | No
2030-01-04 22:00 | 2030 50% ECP | 700 | 84.47 | 510 | 281.25 | No
2030-01-04 23:00 | 2030 50% ECP | 700 | 0 | 441.05 | 368.53 | No
2030-01-05 | 2030 50% ECP | 100 | 249.61 | 510 | 442 | No
2030-01-05 01:00 | 2030 50% ECP | 0 | 205 | 389.13 | 220.84 | No
2030-01-05 02:00 | 2030 50% ECP | -543.45 | 505 | 510 | 442 | No
2030-01-05 03:00 | 2030 50% ECP | -668.65 | 505 | 510 | 442 | No
2030-01-05 04:00 | 2030 50% ECP | -402.82 | 505 | 510 | 442 | No
2030-01-05 05:00 | 2030 50% ECP | -575.56 | 505 | 510 | 442 | No
2030-01-05 06:00 | 2030 50% ECP | -700 | 505 | 510 | 442 | No
2030-01-05 07:00 | 2030 50% ECP | -700 | 205 | 210 | 142 | No
2030-01-05 08:00 | 2030 50% ECP | -700 | 127.1 | 300 | 442 | No
2030-01-05 09:00 | 2030 50% ECP | -552.9 | 0 | 0 | 142 | No
2030-01-05 10:00 | 2030 50% ECP | -286.46 | 0 | 0 | 442 | No
2030-01-05 11:00 | 2030 50% ECP | -197.7 | 0 | 0 | 304.4 | No
2030-01-05 12:00 | 2030 50% ECP | -627.59 | 0 | 0 | 442 | No
2030-01-05 13:00 | 2030 50% ECP | -43.85 | 0 | 74.15 | 390.11 | No
2030-01-05 14:00 | 2030 50% ECP | -600 | 0 | 374.15 | 442 | No
2030-01-05 15:00 | 2030 50% ECP | 0 | 0 | 74.15 | 142 | No
2030-01-05 16:00 | 2030 50% ECP | -343.82 | 0 | 0 | 328.87 | No
2030-01-05 17:00 | 2030 50% ECP | -158.08 | 0 | 0 | 442 | No
2030-01-05 18:00 | 2030 50% ECP | -479.24 | 0 | 0 | 442 | No
2030-01-05 19:00 | 2030 50% ECP | -448.5 | 0 | 0 | 442 | No
2030-01-05 20:00 | 2030 50% ECP | -700 | 0 | 243.27 | 437.3 | No
2030-01-05 21:00 | 2030 50% ECP | -700 | 300 | 510 | 442 | Yes
2030-01-05 22:00 | 2030 50% ECP | -700 | 505 | 510 | 442 | Yes
2030-01-05 23:00 | 2030 50% ECP | -700 | 505 | 510 | 442 | Yes
2030-01-06 | 2030 50% ECP | -700 | 505 | 510 | 442 | Yes
2030-01-06 01:00 | 2030 50% ECP | -700 | 505 | 510 | 442 | Yes
2030-01-06 02:00 | 2030 50% ECP | -700 | 505 | 510 | 442 | Yes
2030-01-06 03:00 | 2030 50% ECP | -700 | 505 | 510 | 442 | Yes
2030-01-06 04:00 | 2030 50% ECP | -700 | 505 | 510 | 142 | Yes
2030-01-06 05:00 | 2030 50% ECP | -700 | 505 | 510 | 73.78 | Yes
2030-01-06 06:00 | 2030 50% ECP | -700 | 505 | 510 | 220.96 | Yes
2030-01-06 07:00 | 2030 50% ECP | -700 | 505 | 510 | 76.54 | Yes
2030-01-06 08:00 | 2030 50% ECP | -700 | 505 | 510 | 63 | Yes
2030-01-06 09:00 | 2030 50% ECP | -700 | 505 | 510 | 250.89 | Yes
2030-01-06 10:00 | 2030 50% ECP | -700 | 300 | 347.21 | 300 | Yes
2030-01-06 11:00 | 2030 50% ECP | -700 | 0 | 47.21 | 0 | Yes
2030-01-06 12:00 | 2030 50% ECP | -700 | 300 | 347.21 | 300 | Yes
2030-01-06 13:00 | 2030 50% ECP | -700 | 505 | 510 | 442 | Yes
2030-01-06 14:00 | 2030 50% ECP | -700 | 505 | 510 | 442 | Yes
2030-01-06 15:00 | 2030 50% ECP | -700 | 505 | 510 | 442 | Yes
2030-01-06 16:00 | 2030 50% ECP | -100 | 300 | 510 | 442 | No
2030-01-06 17:00 | 2030 50% ECP | 500 | 0 | 510 | 442 | No
2030-01-06 18:00 | 2030 50% ECP | 700 | 0 | 510 | 442 | No
2030-01-06 19:00 | 2030 50% ECP | 700 | 129.15 | 510 | 442 | No
2030-01-06 20:00 | 2030 50% ECP | 700 | 429.15 | 510 | 442 | No
2030-01-06 21:00 | 2030 50% ECP | 700 | 505 | 510 | 442 | No
2030-01-06 22:00 | 2030 50% ECP | 700 | 300 | 510 | 442 | No
2030-01-06 23:00 | 2030 50% ECP | 195.01 | 0 | 210 | 430.42 | No
2030-01-07 | 2030 50% ECP | -100 | 0 | 12.2 | 409.96 | No
2030-01-07 01:00 | 2030 50% ECP | -700 | 300 | 312.2 | 442 | Yes
2030-01-07 02:00 | 2030 50% ECP | -700 | 505 | 510 | 442 | Yes
2030-01-07 03:00 | 2030 50% ECP | -700 | 505 | 510 | 442 | Yes
2030-01-07 04:00 | 2030 50% ECP | -700 | 505 | 510 | 268.95 | Yes
2030-01-07 05:00 | 2030 50% ECP | -700 | 505 | 510 | 294.84 | Yes
2030-01-07 06:00 | 2030 50% ECP | -700 | 505 | 510 | 442 | Yes
2030-01-07 07:00 | 2030 50% ECP | -700 | 505 | 510 | 322.28 | Yes
2030-01-07 08:00 | 2030 50% ECP | -700 | 505 | 510 | 442 | Yes
2030-01-07 09:00 | 2030 50% ECP | -700 | 505 | 510 | 442 | Yes
2030-01-07 10:00 | 2030 50% ECP | -700 | 505 | 510 | 442 | Yes
2030-01-07 11:00 | 2030 50% ECP | -700 | 505 | 510 | 442 | Yes
2030-01-07 12:00 | 2030 50% ECP | -700 | 505 | 510 | 442 | Yes
2030-01-07 13:00 | 2030 50% ECP | -700 | 505 | 510 | 442 | Yes
2030-01-07 14:00 | 2030 50% ECP | -700 | 505 | 510 | 442 | Yes
2030-01-07 15:00 | 2030 50% ECP | -700 | 505 | 510 | 442 | Yes
2030-01-07 16:00 | 2030 50% ECP | -700 | 505 | 510 | 442 | Yes
2030-01-07 17:00 | 2030 50% ECP | -700 | 505 | 510 | 442 | Yes
2030-01-07 18:00 | 2030 50% ECP | -700 | 505 | 510 | 442 | Yes
2030-01-07 19:00 | 2030 50% ECP | -700 | 505 | 510 | 442 | Yes
2030-01-07 20:00 | 2030 50% ECP | -700 | 505 | 510 | 442 | Yes
2030-01-07 21:00 | 2030 50% ECP | -700 | 505 | 510 | 442 | Yes
2030-01-07 22:00 | 2030 50% ECP | -700 | 505 | 510 | 442 | Yes
2030-01-07 23:00 | 2030 50% ECP | -700 | 505 | 510 | 442 | Yes
2030-01-08 | 2030 50% ECP | -100 | 505 | 510 | 442 | No
2030-01-08 01:00 | 2030 50% ECP | 500 | 505 | 510 | 442 | No
2030-01-08 02:00 | 2030 50% ECP | 700 | 249.11 | 510 | 268.52 | No
2030-01-08 03:00 | 2030 50% ECP | 700 | 505 | 510 | 442 | No
2030-01-08 04:00 | 2030 50% ECP | 700 | 505 | 510 | 442 | No
2030-01-08 05:00 | 2030 50% ECP | 700 | 505 | 510 | 442 | No
2030-01-08 06:00 | 2030 50% ECP | 273.21 | 300 | 300 | 442 | No
2030-01-08 07:00 | 2030 50% ECP | -50.68 | 0 | 0 | 174.76 | No
2030-01-08 08:00 | 2030 50% ECP | 188.86 | 0 | 0 | 0 | No
2030-01-08 09:00 | 2030 50% ECP | 700 | 0 | 298.48 | 79.3 | No
2030-01-08 10:00 | 2030 50% ECP | 700 | 0 | 484.42 | 73.73 | No
2030-01-08 11:00 | 2030 50% ECP | 700 | 0 | 184.42 | 25.62 | No
2030-01-08 12:00 | 2030 50% ECP | 411.28 | 0 | 0 | 157.87 | No
2030-01-08 13:00 | 2030 50% ECP | 265.52 | 0 | -103.63 | 148.25 | No
2030-01-08 14:00 | 2030 50% ECP | 0 | 0 | -403.63 | -151.75 | No
2030-01-08 15:00 | 2030 50% ECP | -100 | -226 | -344.67 | -394.74 | No
2030-01-08 16:00 | 2030 50% ECP | -700 | -526 | -510 | -510 | No
2030-01-08 17:00 | 2030 50% ECP | -700 | -526 | -510 | -510 | No
2030-01-08 18:00 | 2030 50% ECP | -100 | -526 | -510 | -510 | No
2030-01-08 19:00 | 2030 50% ECP | 116.79 | -526 | -510 | -510 | No
2030-01-08 20:00 | 2030 50% ECP | 700 | -407.1 | -510 | -210 | No
2030-01-08 21:00 | 2030 50% ECP | 700 | -245.28 | -210 | 90 | No
2030-01-08 22:00 | 2030 50% ECP | 700 | 54.72 | 90 | 390 | No
2030-01-08 23:00 | 2030 50% ECP | 700 | 64.88 | 390 | 442 | No
2030-01-09 | 2030 50% ECP | 700 | 364.88 | 510 | 442 | No
2030-01-09 01:00 | 2030 50% ECP | 700 | 505 | 510 | 442 | No
2030-01-09 02:00 | 2030 50% ECP | 700 | 505 | 510 | 442 | No
2030-01-09 03:00 | 2030 50% ECP | 700 | 272.65 | 510 | 442 | No
2030-01-09 04:00 | 2030 50% ECP | 700 | 272.65 | 510 | 442 | No
2030-01-09 05:00 | 2030 50% ECP | 691.16 | 120.33 | 210 | 142 | No
2030-01-09 06:00 | 2030 50% ECP | 700 | 420.33 | 510 | 442 | No
2030-01-09 07:00 | 2030 50% ECP | 180.13 | 374 | 390 | 390 | No
2030-01-09 08:00 | 2030 50% ECP | 500 | 74 | 90 | 90 | No
2030-01-09 09:00 | 2030 50% ECP | -100 | -226 | -210 | -210 | No
2030-01-09 10:00 | 2030 50% ECP | -700 | -526 | -510 | -510 | No
2030-01-09 11:00 | 2030 50% ECP | -100 | -300 | -510 | -510 | No
2030-01-09 12:00 | 2030 50% ECP | -426.21 | 0 | -210 | -210 | No
2030-01-09 13:00 | 2030 50% ECP | -451.7 | -4.42 | -210 | -210 | No
2030-01-09 14:00 | 2030 50% ECP | -700 | -304.42 | -510 | -510 | No
2030-01-09 15:00 | 2030 50% ECP | -100 | -53.14 | -510 | -510 | No
2030-01-09 16:00 | 2030 50% ECP | 0 | 0 | -510 | -297.49 | No
2030-01-09 17:00 | 2030 50% ECP | 24.56 | -226 | -210 | -210 | No
2030-01-09 18:00 | 2030 50% ECP | 182.27 | -526 | -510 | -510 | No
2030-01-09 19:00 | 2030 50% ECP | 700 | -226 | -210 | -210 | No
2030-01-09 20:00 | 2030 50% ECP | 100 | 0 | -24.84 | 29.72 | No
2030-01-09 21:00 | 2030 50% ECP | 313.06 | -226.77 | -90 | 294.95 | No
2030-01-09 22:00 | 2030 50% ECP | 700 | 73.23 | 210 | 442 | No
2030-01-09 23:00 | 2030 50% ECP | 700 | 257.31 | 510 | 442 | No
2030-01-10 | 2030 50% ECP | 700 | 505 | 510 | 442 | No
2030-01-10 01:00 | 2030 50% ECP | 700 | 505 | 510 | 442 | No
2030-01-10 02:00 | 2030 50% ECP | 700 | 505 | 510 | 442 | No
2030-01-10 03:00 | 2030 50% ECP | 700 | 505 | 510 | 442 | No
2030-01-10 04:00 | 2030 50% ECP | 700 | 505 | 510 | 442 | No
2030-01-10 05:00 | 2030 50% ECP | 700 | 505 | 510 | 442 | No
2030-01-10 06:00 | 2030 50% ECP | 700 | 438.48 | 510 | 442 | No
2030-01-10 07:00 | 2030 50% ECP | 100 | 138.48 | 210 | 211.51 | No
2030-01-10 08:00 | 2030 50% ECP | 100 | 0 | 0 | 220.2 | No
2030-01-10 09:00 | 2030 50% ECP | 700 | -91.16 | -210 | 210.65 | No
2030-01-10 10:00 | 2030 50% ECP | 500 | -391.16 | -510 | 313.32 | No
2030-01-10 11:00 | 2030 50% ECP | -100 | -526 | -510 | 141.29 | No
2030-01-10 12:00 | 2030 50% ECP | -700 | -526 | -510 | -118.44 | No
2030-01-10 13:00 | 2030 50% ECP | -700 | -526 | -510 | -352.61 | No
2030-01-10 14:00 | 2030 50% ECP | -700 | -226 | -210 | -52.61 | No
2030-01-10 15:00 | 2030 50% ECP | -700 | 74 | 90 | 247.39 | Yes
2030-01-10 16:00 | 2030 50% ECP | -700 | 374 | 390 | 442 | Yes
2030-01-10 17:00 | 2030 50% ECP | -700 | 300 | 210 | 184.24 | Yes
2030-01-10 18:00 | 2030 50% ECP | -700 | 0 | -90 | -115.76 | No
2030-01-10 19:00 | 2030 50% ECP | -700 | 300 | 210 | 184.24 | Yes
2030-01-10 20:00 | 2030 50% ECP | -700 | 505 | 510 | 442 | Yes
2030-01-10 21:00 | 2030 50% ECP | -700 | 505 | 510 | 442 | Yes
2030-01-10 22:00 | 2030 50% ECP | -700 | 505 | 510 | 442 | Yes
2030-01-10 23:00 | 2030 50% ECP | -700 | 505 | 510 | 441.87 | Yes
2030-01-11 | 2030 50% ECP | -700 | 505 | 510 | 442 | Yes
2030-01-11 01:00 | 2030 50% ECP | -700 | 505 | 510 | 442 | Yes
2030-01-11 02:00 | 2030 50% ECP | -700 | 505 | 510 | 442 | Yes
2030-01-11 03:00 | 2030 50% ECP | -700 | 505 | 510 | 304.32 | Yes
2030-01-11 04:00 | 2030 50% ECP | -700 | 505 | 510 | 154.58 | Yes
2030-01-11 05:00 | 2030 50% ECP | -700 | 505 | 510 | 113.72 | Yes
2030-01-11 06:00 | 2030 50% ECP | -700 | 505 | 510 | 279.72 | Yes
2030-01-11 07:00 | 2030 50% ECP | -700 | 505 | 510 | 442 | Yes
2030-01-11 08:00 | 2030 50% ECP | -700 | 505 | 510 | 442 | Yes
2030-01-11 09:00 | 2030 50% ECP | -700 | 505 | 510 | 442 | Yes
2030-01-11 10:00 | 2030 50% ECP | -700 | 505 | 510 | 442 | Yes
2030-01-11 11:00 | 2030 50% ECP | -700 | 505 | 510 | 442 | No
2030-01-11 12:00 | 2030 50% ECP | -100 | 505 | 510 | 442 | No
2030-01-11 13:00 | 2030 50% ECP | 0 | 205 | 406.05 | 442 | No
2030-01-11 14:00 | 2030 50% ECP | 0 | 505 | 510 | 442 | No
2030-01-11 15:00 | 2030 50% ECP | 600 | 205 | 332.03 | 442 | No
2030-01-11 16:00 | 2030 50% ECP | 700 | 300 | 412.18 | 442 | No
2030-01-11 17:00 | 2030 50% ECP | 700 | 0 | 112.18 | 263.19 | No
2030-01-11 18:00 | 2030 50% ECP | 700 | -225.48 | -187.82 | 144.25 | No
2030-01-11 19:00 | 2030 50% ECP | 700 | -525.48 | -487.82 | -155.75 | No
2030-01-11 20:00 | 2030 50% ECP | 700 | -225.48 | -187.82 | 144.25 | No
2030-01-11 21:00 | 2030 50% ECP | 700 | 74.52 | 112.18 | 442 | No
2030-01-11 22:00 | 2030 50% ECP | 700 | 83.97 | 412.18 | 442 | No
2030-01-11 23:00 | 2030 50% ECP | 700 | 0 | 469.45 | 142 | No
2030-01-12 | 2030 50% ECP | 700 | -71.62 | 169.45 | -158 | No
2030-01-12 01:00 | 2030 50% ECP | 700 | -94.82 | -90 | 142 | No
2030-01-12 02:00 | 2030 50% ECP | 700 | 149.74 | 210 | 442 | No
2030-01-12 03:00 | 2030 50% ECP | 700 | 449.74 | 510 | 442 | No
2030-01-12 04:00 | 2030 50% ECP | 700 | 505 | 510 | 442 | No
2030-01-12 05:00 | 2030 50% ECP | 700 | 505 | 510 | 442 | No
2030-01-12 06:00 | 2030 50% ECP | 700 | 505 | 510 | 442 | No
2030-01-12 07:00 | 2030 50% ECP | 700 | 505 | 510 | 442 | No
2030-01-12 08:00 | 2030 50% ECP | 700 | 505 | 510 | 442 | No
2030-01-12 09:00 | 2030 50% ECP | 700 | 446.96 | 510 | 442 | No
2030-01-12 10:00 | 2030 50% ECP | 700 | 505 | 510 | 442 | No
2030-01-12 11:00 | 2030 50% ECP | 700 | 300 | 210 | 442 | No
2030-01-12 12:00 | 2030 50% ECP | 100 | 0 | -90 | 438.99 | No
2030-01-12 13:00 | 2030 50% ECP | -93.67 | 0 | -390 | 366.02 | No
2030-01-12 14:00 | 2030 50% ECP | 506.33 | 0 | -510 | 243.3 | No
2030-01-12 15:00 | 2030 50% ECP | 0 | 0 | -510 | 303.92 | No
2030-01-12 16:00 | 2030 50% ECP | 0 | 0 | -510 | 442 | No
2030-01-12 17:00 | 2030 50% ECP | -500 | 0 | -510 | 442 | No
2030-01-12 18:00 | 2030 50% ECP | 100 | 0 | -463.89 | 442 | No
2030-01-12 19:00 | 2030 50% ECP | 700 | -159.47 | -163.89 | 442 | No
2030-01-12 20:00 | 2030 50% ECP | 700 | 0 | 136.11 | 305.41 | No
2030-01-12 21:00 | 2030 50% ECP | 700 | 300 | 436.11 | 442 | No
2030-01-12 22:00 | 2030 50% ECP | 700 | 0 | 261.34 | 226.24 | No
2030-01-12 23:00 | 2030 50% ECP | 700 | 0 | 11.73 | 355.72 | No
2030-01-13 | 2030 50% ECP | 100 | -28.45 | -90 | 101.93 | Yes
2030-01-13 01:00 | 2030 50% ECP | -500 | 271.55 | 210 | 401.93 | Yes
2030-01-13 02:00 | 2030 50% ECP | -700 | 505 | 510 | 442 | Yes
2030-01-13 03:00 | 2030 50% ECP | -700 | 505 | 510 | 442 | Yes
2030-01-13 04:00 | 2030 50% ECP | -700 | 505 | 510 | 442 | Yes
2030-01-13 05:00 | 2030 50% ECP | -700 | 505 | 510 | 442 | Yes
2030-01-13 06:00 | 2030 50% ECP | -700 | 505 | 510 | 253.06 | Yes
2030-01-13 07:00 | 2030 50% ECP | -700 | 505 | 510 | -22.72 | Yes
2030-01-13 08:00 | 2030 50% ECP | -700 | 505 | 510 | 203.82 | Yes
2030-01-13 09:00 | 2030 50% ECP | -700 | 505 | 510 | 135.49 | Yes
2030-01-13 10:00 | 2030 50% ECP | -700 | 374 | 390 | 287.16 | Yes
2030-01-13 11:00 | 2030 50% ECP | -700 | 74 | 90 | 90 | No
2030-01-13 12:00 | 2030 50% ECP | -700 | -226 | -210 | -210 | No
2030-01-13 13:00 | 2030 50% ECP | -700 | -526 | -510 | -510 | No
2030-01-13 14:00 | 2030 50% ECP | -700 | -226 | -210 | -210 | Yes
2030-01-13 15:00 | 2030 50% ECP | -700 | 74 | 90 | 90 | Yes
2030-01-13 16:00 | 2030 50% ECP | -700 | 374 | 390 | 390 | Yes
2030-01-13 17:00 | 2030 50% ECP | -700 | 505 | 510 | 442 | Yes
2030-01-13 18:00 | 2030 50% ECP | -700 | 505 | 510 | 442 | Yes
2030-01-13 19:00 | 2030 50% ECP | -700 | 505 | 510 | 442 | Yes
2030-01-13 20:00 | 2030 50% ECP | -700 | 505 | 510 | 442 | Yes
2030-01-13 21:00 | 2030 50% ECP | -700 | 505 | 510 | 442 | Yes
2030-01-13 22:00 | 2030 50% ECP | -700 | 505 | 510 | 442 | Yes
2030-01-13 23:00 | 2030 50% ECP | -700 | 505 | 510 | 338.87 | Yes
2030-01-14 | 2030 50% ECP | -700 | 505 | 510 | 442 | No
2030-01-14 01:00 | 2030 50% ECP | -700 | 505 | 510 | 442 | Yes
2030-01-14 02:00 | 2030 50% ECP | -700 | 505 | 510 | 418.22 | Yes
2030-01-14 03:00 | 2030 50% ECP | -700 | 505 | 510 | 354.53 | Yes
2030-01-14 04:00 | 2030 50% ECP | -700 | 505 | 510 | 400.87 | No
2030-01-14 05:00 | 2030 50% ECP | -700 | 505 | 510 | 252.61 | Yes
2030-01-14 06:00 | 2030 50% ECP | -700 | 505 | 510 | 442 | Yes
2030-01-14 07:00 | 2030 50% ECP | -700 | 505 | 510 | 442 | No
2030-01-14 08:00 | 2030 50% ECP | -286.18 | 505 | 510 | 442 | No
2030-01-14 09:00 | 2030 50% ECP | 313.82 | 505 | 510 | 442 | No
2030-01-14 10:00 | 2030 50% ECP | 700 | 505 | 510 | 442 | No
2030-01-14 11:00 | 2030 50% ECP | 700 | 505 | 510 | 442 | No
2030-01-14 12:00 | 2030 50% ECP | 700 | 300 | 407.36 | 442 | No
2030-01-14 13:00 | 2030 50% ECP | 700 | 0 | 107.36 | 154.08 | No
2030-01-14 14:00 | 2030 50% ECP | 700 | 0 | 0 | 142 | No
2030-01-14 15:00 | 2030 50% ECP | 700 | 300 | 300 | 442 | No
2030-01-14 16:00 | 2030 50% ECP | 700 | 391.26 | 510 | 442 | No
2030-01-14 17:00 | 2030 50% ECP | 700 | 236.25 | 510 | 442 | No
2030-01-14 18:00 | 2030 50% ECP | 700 | 0 | 353.86 | 442 | No
2030-01-14 19:00 | 2030 50% ECP | 277.55 | 205 | 510 | 440.63 | No
2030-01-14 20:00 | 2030 50% ECP | -322.45 | 505 | 510 | 442 | No
2030-01-14 21:00 | 2030 50% ECP | -700 | 505 | 510 | 442 | Yes
2030-01-14 22:00 | 2030 50% ECP | -700 | 505 | 510 | 442 | Yes
2030-01-14 23:00 | 2030 50% ECP | -700 | 505 | 510 | 442 | Yes
2030-01-15 | 2030 50% ECP | -700 | 505 | 510 | 442 | Yes
2030-01-15 01:00 | 2030 50% ECP | -700 | 505 | 510 | 442 | Yes
2030-01-15 02:00 | 2030 50% ECP | -700 | 505 | 510 | 442 | Yes
2030-01-15 03:00 | 2030 50% ECP | -700 | 505 | 510 | 442 | Yes
2030-01-15 04:00 | 2030 50% ECP | -700 | 505 | 510 | 442 | Yes
2030-01-15 05:00 | 2030 50% ECP | -700 | 505 | 510 | 442 | Yes
2030-01-15 06:00 | 2030 50% ECP | -700 | 505 | 510 | 442 | Yes
2030-01-15 07:00 | 2030 50% ECP | -700 | 505 | 510 | 442 | Yes
2030-01-15 08:00 | 2030 50% ECP | -700 | 505 | 510 | 442 | Yes
2030-01-15 09:00 | 2030 50% ECP | -700 | 505 | 510 | 442 | Yes
2030-01-15 10:00 | 2030 50% ECP | -700 | 505 | 510 | 442 | Yes
2030-01-15 11:00 | 2030 50% ECP | -700 | 505 | 510 | 442 | Yes
2030-01-15 12:00 | 2030 50% ECP | -700 | 505 | 510 | 442 | Yes
2030-01-15 13:00 | 2030 50% ECP | -700 | 505 | 510 | 442 | Yes
2030-01-15 14:00 | 2030 50% ECP | -700 | 505 | 510 | 442 | Yes
2030-01-15 15:00 | 2030 50% ECP | -700 | 505 | 510 | 442 | Yes
2030-01-15 16:00 | 2030 50% ECP | -700 | 300 | 510 | 442 | Yes
2030-01-15 17:00 | 2030 50% ECP | -100 | 0 | 449.3 | 341.63 | No
2030-01-15 18:00 | 2030 50% ECP | 500 | 0 | 303.02 | 442 | No
2030-01-15 19:00 | 2030 50% ECP | 700 | 0 | 210 | 442 | No
2030-01-15 20:00 | 2030 50% ECP | 700 | 0 | 510 | 442 | No
2030-01-15 21:00 | 2030 50% ECP | 600 | 0 | 510 | 442 | No
2030-01-15 22:00 | 2030 50% ECP | 0 | 0 | 343.7 | 442 | No
2030-01-15 23:00 | 2030 50% ECP | -600 | 0 | 44.46 | 442 | No
2030-01-16 | 2030 50% ECP | -700 | 300 | 344.46 | 442 | Yes
2030-01-16 01:00 | 2030 50% ECP | -700 | 505 | 510 | 442 | Yes
2030-01-16 02:00 | 2030 50% ECP | -700 | 505 | 510 | 442 | Yes
2030-01-16 03:00 | 2030 50% ECP | -700 | 505 | 510 | 442 | Yes
2030-01-16 04:00 | 2030 50% ECP | -700 | 505 | 510 | 442 | Yes
2030-01-16 05:00 | 2030 50% ECP | -700 | 505 | 510 | 442 | Yes
2030-01-16 06:00 | 2030 50% ECP | -700 | 505 | 510 | 442 | Yes
2030-01-16 07:00 | 2030 50% ECP | -700 | 505 | 510 | 442 | Yes
2030-01-16 08:00 | 2030 50% ECP | -700 | 505 | 510 | 442 | Yes
2030-01-16 09:00 | 2030 50% ECP | -700 | 505 | 510 | 442 | Yes
2030-01-16 10:00 | 2030 50% ECP | -700 | 505 | 510 | 442 | Yes
2030-01-16 11:00 | 2030 50% ECP | -700 | 505 | 510 | 442 | Yes
2030-01-16 12:00 | 2030 50% ECP | -700 | 505 | 510 | 442 | Yes
2030-01-16 13:00 | 2030 50% ECP | -700 | 505 | 510 | 442 | Yes
2030-01-16 14:00 | 2030 50% ECP | -700 | 505 | 510 | 442 | Yes
2030-01-16 15:00 | 2030 50% ECP | -700 | 300 | 510 | 442 | Yes
2030-01-16 16:00 | 2030 50% ECP | -100 | 0 | 510 | 405.53 | No
2030-01-16 17:00 | 2030 50% ECP | 500 | 0 | 510 | 442 | No
2030-01-16 18:00 | 2030 50% ECP | 700 | 92.36 | 510 | 442 | No
2030-01-16 19:00 | 2030 50% ECP | 700 | 279.62 | 510 | 442 | No
2030-01-16 20:00 | 2030 50% ECP | 700 | 505 | 510 | 442 | No
2030-01-16 21:00 | 2030 50% ECP | 700 | 505 | 510 | 442 | No
2030-01-16 22:00 | 2030 50% ECP | 700 | 300 | 510 | 442 | No
2030-01-16 23:00 | 2030 50% ECP | 700 | 0 | 510 | 442 | No
2030-01-17 | 2030 50% ECP | 700 | 300 | 510 | 442 | No
2030-01-17 01:00 | 2030 50% ECP | 700 | 296.74 | 510 | 442 | No
2030-01-17 02:00 | 2030 50% ECP | 700 | 0 | 465.76 | 292.27 | No
2030-01-17 03:00 | 2030 50% ECP | 700 | 300 | 510 | 442 | No
2030-01-17 04:00 | 2030 50% ECP | 700 | 372.91 | 510 | 442 | No
2030-01-17 05:00 | 2030 50% ECP | 700 | 505 | 510 | 442 | No
2030-01-17 06:00 | 2030 50% ECP | 700 | 205 | 510 | 442 | No
2030-01-17 07:00 | 2030 50% ECP | 700 | 159.23 | 510 | 442 | No
2030-01-17 08:00 | 2030 50% ECP | 700 | 459.23 | 510 | 442 | No
2030-01-17 09:00 | 2030 50% ECP | 700 | 505 | 510 | 442 | No
2030-01-17 10:00 | 2030 50% ECP | 700 | 505 | 510 | 442 | No
2030-01-17 11:00 | 2030 50% ECP | 700 | 505 | 510 | 442 | No
2030-01-17 12:00 | 2030 50% ECP | 700 | 205 | 510 | 442 | No
2030-01-17 13:00 | 2030 50% ECP | 700 | 0 | 210 | 442 | No
2030-01-17 14:00 | 2030 50% ECP | 700 | 0 | 0 | 218.09 | No
2030-01-17 15:00 | 2030 50% ECP | 700 | 0 | 182.44 | 360.54 | No
2030-01-17 16:00 | 2030 50% ECP | 700 | 0 | 278.18 | 184.42 | No
2030-01-17 17:00 | 2030 50% ECP | 700 | 0 | 197.12 | 0 | No
2030-01-17 18:00 | 2030 50% ECP | 700 | 205 | 210 | 142 | No
2030-01-17 19:00 | 2030 50% ECP | 700 | 505 | 510 | 442 | No
2030-01-17 20:00 | 2030 50% ECP | 700 | 505 | 510 | 442 | No
2030-01-17 21:00 | 2030 50% ECP | 700 | 505 | 510 | 442 | No
2030-01-17 22:00 | 2030 50% ECP | 700 | 505 | 510 | 442 | No
2030-01-17 23:00 | 2030 50% ECP | 700 | 505 | 510 | 442 | No
2030-01-18 | 2030 50% ECP | 700 | 505 | 510 | 442 | No
2030-01-18 01:00 | 2030 50% ECP | 700 | 505 | 510 | 442 | No
2030-01-18 02:00 | 2030 50% ECP | 700 | 505 | 510 | 442 | No
2030-01-18 03:00 | 2030 50% ECP | 700 | 505 | 510 | 442 | No
2030-01-18 04:00 | 2030 50% ECP | 700 | 505 | 510 | 442 | No
2030-01-18 05:00 | 2030 50% ECP | 700 | 505 | 510 | 442 | No
2030-01-18 06:00 | 2030 50% ECP | 700 | 205 | 416.44 | 347.63 | No
2030-01-18 07:00 | 2030 50% ECP | 700 | 0 | 116.44 | 47.63 | No
2030-01-18 08:00 | 2030 50% ECP | 700 | -65.51 | -183.56 | -252.37 | No
2030-01-18 09:00 | 2030 50% ECP | 700 | -300 | -390 | -458 | No
2030-01-18 10:00 | 2030 50% ECP | 700 | 0 | -90 | -158 | No
2030-01-18 11:00 | 2030 50% ECP | 700 | 98.55 | 210 | 142 | No
2030-01-18 12:00 | 2030 50% ECP | 700 | 105.05 | 510 | 442 | No
2030-01-18 13:00 | 2030 50% ECP | 700 | 201.12 | 390 | 390 | No
2030-01-18 14:00 | 2030 50% ECP | 700 | 74 | 90 | 90 | No
2030-01-18 15:00 | 2030 50% ECP | 700 | -226 | -210 | -210 | No
2030-01-18 16:00 | 2030 50% ECP | 700 | -526 | -510 | -510 | No
2030-01-18 17:00 | 2030 50% ECP | 700 | -526 | -510 | -510 | No
2030-01-18 18:00 | 2030 50% ECP | 700 | -526 | -510 | -510 | No
2030-01-18 19:00 | 2030 50% ECP | 700 | -526 | -510 | -510 | No
2030-01-18 20:00 | 2030 50% ECP | 700 | -526 | -510 | -510 | No
2030-01-18 21:00 | 2030 50% ECP | 700 | -226 | -210 | -210 | No
2030-01-18 22:00 | 2030 50% ECP | 700 | 74 | 90 | 90 | No
2030-01-18 23:00 | 2030 50% ECP | 700 | 0 | 390 | 390 | No
2030-01-19 | 2030 50% ECP | 700 | 0 | 510 | 306.39 | No
2030-01-19 01:00 | 2030 50% ECP | 700 | 0 | 448.05 | 21.35 | No
2030-01-19 02:00 | 2030 50% ECP | 700 | 0 | 148.05 | 0 | No
2030-01-19 03:00 | 2030 50% ECP | 700 | 0 | -63.48 | 0 | No
2030-01-19 04:00 | 2030 50% ECP | 700 | 0 | -67.67 | 0 | No
2030-01-19 05:00 | 2030 50% ECP | 700 | 0 | -367.67 | 0 | No
2030-01-19 06:00 | 2030 50% ECP | 700 | 0 | -510 | -135.44 | No
2030-01-19 07:00 | 2030 50% ECP | 700 | 0 | -308.39 | -65.68 | No
2030-01-19 08:00 | 2030 50% ECP | 700 | -115.92 | -510 | -365.68 | No
2030-01-19 09:00 | 2030 50% ECP | 700 | -83.06 | -466.04 | -65.68 | No
2030-01-19 10:00 | 2030 50% ECP | 700 | -383.06 | -510 | -174.51 | No
2030-01-19 11:00 | 2030 50% ECP | 700 | -526 | -510 | -171.46 | No
2030-01-19 12:00 | 2030 50% ECP | 700 | -526 | -510 | -317.16 | No
2030-01-19 13:00 | 2030 50% ECP | 700 | -526 | -510 | -367.97 | No
2030-01-19 14:00 | 2030 50% ECP | 700 | -526 | -510 | -225.45 | No
2030-01-19 15:00 | 2030 50% ECP | 700 | -526 | -510 | -198.33 | No
2030-01-19 16:00 | 2030 50% ECP | 700 | -341.84 | -510 | -156.34 | No
2030-01-19 17:00 | 2030 50% ECP | 700 | -138.09 | -510 | 14.53 | No
2030-01-19 18:00 | 2030 50% ECP | 700 | 0 | -510 | 187.12 | No
2030-01-19 19:00 | 2030 50% ECP | 700 | 0 | -510 | 186.31 | No
2030-01-19 20:00 | 2030 50% ECP | 700 | 0 | -210 | 118.07 | No
2030-01-19 21:00 | 2030 50% ECP | 700 | 295.98 | 90 | 418.07 | No
2030-01-19 22:00 | 2030 50% ECP | 700 | 54.41 | 390 | 442 | No
2030-01-19 23:00 | 2030 50% ECP | 623.95 | 0 | 90 | 442 | No
2030-01-20 | 2030 50% ECP | 700 | 0 | 390 | 442 | No
2030-01-20 01:00 | 2030 50% ECP | 700 | 0 | 209 | 442 | No
2030-01-20 02:00 | 2030 50% ECP | 700 | 0 | 155.73 | 442 | No
2030-01-20 03:00 | 2030 50% ECP | 700 | 0 | 0 | 442 | No
2030-01-20 04:00 | 2030 50% ECP | 700 | 0 | 40.08 | 442 | No
2030-01-20 05:00 | 2030 50% ECP | 700 | 0 | 0 | 442 | No
2030-01-20 06:00 | 2030 50% ECP | 700 | 0 | 0 | 442 | No
2030-01-20 07:00 | 2030 50% ECP | 700 | 0 | 0 | 442 | No
2030-01-20 08:00 | 2030 50% ECP | 700 | 0 | 0 | 442 | No
2030-01-20 09:00 | 2030 50% ECP | 700 | 0 | 88.54 | 442 | No
2030-01-20 10:00 | 2030 50% ECP | 700 | 0 | 0 | 442 | No
2030-01-20 11:00 | 2030 50% ECP | 700 | 0 | 0 | 442 | No
2030-01-20 12:00 | 2030 50% ECP | 700 | 0 | 0 | 442 | No
2030-01-20 13:00 | 2030 50% ECP | 700 | 0 | 98.33 | 442 | No
2030-01-20 14:00 | 2030 50% ECP | 700 | 0 | 346.49 | 442 | No
2030-01-20 15:00 | 2030 50% ECP | 700 | 0 | 168.93 | 442 | No
2030-01-20 16:00 | 2030 50% ECP | 700 | 0 | -131.07 | 297.5 | No
2030-01-20 17:00 | 2030 50% ECP | 700 | 0 | 0 | 442 | No
2030-01-20 18:00 | 2030 50% ECP | 700 | 0 | 0 | 442 | No
2030-01-20 19:00 | 2030 50% ECP | 700 | 0 | -154.29 | 442 | No
2030-01-20 20:00 | 2030 50% ECP | 700 | 0 | 0 | 442 | No
2030-01-20 21:00 | 2030 50% ECP | 700 | 126.77 | 210 | 257.12 | No
2030-01-20 22:00 | 2030 50% ECP | 700 | 426.77 | 510 | 442 | No
2030-01-20 23:00 | 2030 50% ECP | 700 | 348.35 | 510 | 442 | No
2030-01-21 | 2030 50% ECP | 700 | 505 | 510 | 442 | No
2030-01-21 01:00 | 2030 50% ECP | 700 | 505 | 510 | 442 | No
2030-01-21 02:00 | 2030 50% ECP | 700 | 505 | 510 | 442 | No
2030-01-21 03:00 | 2030 50% ECP | 700 | 505 | 510 | 442 | No
2030-01-21 04:00 | 2030 50% ECP | 700 | 505 | 510 | 442 | No
2030-01-21 05:00 | 2030 50% ECP | 700 | 505 | 510 | 442 | No
2030-01-21 06:00 | 2030 50% ECP | 700 | 300 | 510 | 352.57 | No
2030-01-21 07:00 | 2030 50% ECP | 700 | 0 | 210 | 52.57 | No
2030-01-21 08:00 | 2030 50% ECP | 700 | 114.86 | 510 | 352.57 | No
2030-01-21 09:00 | 2030 50% ECP | 700 | 385.84 | 510 | 442 | No
2030-01-21 10:00 | 2030 50% ECP | 700 | 505 | 510 | 442 | No
2030-01-21 11:00 | 2030 50% ECP | 700 | 388.33 | 510 | 442 | No
2030-01-21 12:00 | 2030 50% ECP | 700 | 151.34 | 510 | 442 | No
2030-01-21 13:00 | 2030 50% ECP | 700 | 72.48 | 510 | 442 | No
2030-01-21 14:00 | 2030 50% ECP | 700 | 0 | 399.38 | 353.9 | No
2030-01-21 15:00 | 2030 50% ECP | 700 | 0 | 99.38 | 158.99 | No
2030-01-21 16:00 | 2030 50% ECP | 700 | 0 | -200.62 | 9.49 | No
2030-01-21 17:00 | 2030 50% ECP | 700 | 0 | -390 | 5.89 | No
2030-01-21 18:00 | 2030 50% ECP | 700 | 0 | -90 | 0 | No
2030-01-21 19:00 | 2030 50% ECP | 700 | 205 | 210 | 142 | No
2030-01-21 20:00 | 2030 50% ECP | 700 | 505 | 510 | 442 | No
2030-01-21 21:00 | 2030 50% ECP | 700 | 505 | 510 | 442 | No
2030-01-21 22:00 | 2030 50% ECP | 700 | 505 | 510 | 442 | No
2030-01-21 23:00 | 2030 50% ECP | 700 | 392.32 | 510 | 442 | No
2030-01-22 | 2030 50% ECP | 700 | 505 | 510 | 442 | No
2030-01-22 01:00 | 2030 50% ECP | 700 | 505 | 510 | 442 | No
2030-01-22 02:00 | 2030 50% ECP | 700 | 505 | 510 | 442 | No
2030-01-22 03:00 | 2030 50% ECP | 700 | 505 | 510 | 442 | No
2030-01-22 04:00 | 2030 50% ECP | 700 | 505 | 510 | 442 | No
2030-01-22 05:00 | 2030 50% ECP | 700 | 505 | 510 | 442 | No
2030-01-22 06:00 | 2030 50% ECP | 700 | 505 | 510 | 442 | No
2030-01-22 07:00 | 2030 50% ECP | 700 | 205 | 425.41 | 142 | No
2030-01-22 08:00 | 2030 50% ECP | 700 | 0 | 129.32 | 0 | No
2030-01-22 09:00 | 2030 50% ECP | 700 | 135.61 | 429.32 | 65.67 | No
2030-01-22 10:00 | 2030 50% ECP | 700 | 0 | 510 | 94.8 | No
2030-01-22 11:00 | 2030 50% ECP | 700 | 0 | 383.07 | 0 | No
2030-01-22 12:00 | 2030 50% ECP | 700 | 0 | 269.42 | 0 | No
2030-01-22 13:00 | 2030 50% ECP | 700 | 0 | 30.31 | 0 | No
2030-01-22 14:00 | 2030 50% ECP | 584.47 | 0 | 0 | 0 | No
2030-01-22 15:00 | 2030 50% ECP | 700 | -172.75 | -247.91 | -210 | No
2030-01-22 16:00 | 2030 50% ECP | 700 | -472.75 | -510 | -510 | No
2030-01-22 17:00 | 2030 50% ECP | 700 | -526 | -510 | -510 | No
2030-01-22 18:00 | 2030 50% ECP | 700 | -526 | -510 | -510 | No
2030-01-22 19:00 | 2030 50% ECP | 700 | -526 | -510 | -510 | No
2030-01-22 20:00 | 2030 50% ECP | 700 | -246.4 | -300 | -445.7 | No
2030-01-22 21:00 | 2030 50% ECP | 700 | 53.6 | 0 | -145.7 | No
2030-01-22 22:00 | 2030 50% ECP | 700 | 353.6 | 300 | 36.06 | No
2030-01-22 23:00 | 2030 50% ECP | 700 | 505 | 510 | 336.06 | No
2030-01-23 | 2030 50% ECP | 700 | 505 | 510 | 442 | No
2030-01-23 01:00 | 2030 50% ECP | 700 | 505 | 510 | 442 | No
2030-01-23 02:00 | 2030 50% ECP | 700 | 505 | 510 | 442 | No
2030-01-23 03:00 | 2030 50% ECP | 700 | 505 | 510 | 442 | No
2030-01-23 04:00 | 2030 50% ECP | 700 | 505 | 510 | 431.1 | No
2030-01-23 05:00 | 2030 50% ECP | 700 | 374 | 390 | 131.1 | No
2030-01-23 06:00 | 2030 50% ECP | 700 | 74 | 90 | -168.9 | No
2030-01-23 07:00 | 2030 50% ECP | 700 | -226 | -210 | -468.9 | No
2030-01-23 08:00 | 2030 50% ECP | 700 | -526 | -510 | -510 | No
2030-01-23 09:00 | 2030 50% ECP | 700 | -526 | -510 | -510 | No
2030-01-23 10:00 | 2030 50% ECP | 700 | -226 | -210 | -210 | No
2030-01-23 11:00 | 2030 50% ECP | 700 | 0 | -510 | -32.97 | No
2030-01-23 12:00 | 2030 50% ECP | 427.09 | 0 | -510 | -73.92 | No
2030-01-23 13:00 | 2030 50% ECP | 488.58 | -226 | -210 | -210 | No
2030-01-23 14:00 | 2030 50% ECP | 635.52 | -526 | -510 | -510 | No
2030-01-23 15:00 | 2030 50% ECP | 700 | -526 | -510 | -510 | No
2030-01-23 16:00 | 2030 50% ECP | 700 | -526 | -510 | -510 | No
2030-01-23 17:00 | 2030 50% ECP | 700 | -526 | -510 | -510 | No
2030-01-23 18:00 | 2030 50% ECP | 700 | -526 | -510 | -510 | No
2030-01-23 19:00 | 2030 50% ECP | 700 | -526 | -510 | -510 | No
2030-01-23 20:00 | 2030 50% ECP | 700 | -526 | -510 | -510 | No
2030-01-23 21:00 | 2030 50% ECP | 700 | -526 | -510 | -510 | No
2030-01-23 22:00 | 2030 50% ECP | 700 | -226 | -210 | -210 | No
2030-01-23 23:00 | 2030 50% ECP | 700 | 74 | 90 | 90 | No
2030-01-24 | 2030 50% ECP | 700 | 374 | 390 | 390 | No
2030-01-24 01:00 | 2030 50% ECP | 700 | 505 | 510 | 442 | No
2030-01-24 02:00 | 2030 50% ECP | 700 | 454.58 | 510 | 289.54 | No
2030-01-24 03:00 | 2030 50% ECP | 700 | 369.08 | 510 | 194.44 | No
2030-01-24 04:00 | 2030 50% ECP | 700 | 188.37 | 510 | 140.99 | No
2030-01-24 05:00 | 2030 50% ECP | 700 | 51.75 | 510 | 143.94 | No
2030-01-24 06:00 | 2030 50% ECP | 700 | 218.42 | 258.17 | -118.97 | No
2030-01-24 07:00 | 2030 50% ECP | 251.8 | 0 | -41.83 | -418.97 | No
2030-01-24 08:00 | 2030 50% ECP | 690.59 | -226 | -341.83 | -510 | No
2030-01-24 09:00 | 2030 50% ECP | 700 | -526 | -510 | -510 | No
2030-01-24 10:00 | 2030 50% ECP | 430.26 | -226 | -210 | -210 | No
2030-01-24 11:00 | 2030 50% ECP | 62.5 | 0 | -510 | -121.89 | No
2030-01-24 12:00 | 2030 50% ECP | 24.32 | 0 | -510 | -263.85 | No
2030-01-24 13:00 | 2030 50% ECP | 138.56 | -101.95 | -510 | -279.45 | No
2030-01-24 14:00 | 2030 50% ECP | 607.55 | -401.95 | -510 | -510 | No
2030-01-24 15:00 | 2030 50% ECP | 700 | -526 | -510 | -510 | No
2030-01-24 16:00 | 2030 50% ECP | 700 | -526 | -510 | -510 | No
2030-01-24 17:00 | 2030 50% ECP | 700 | -526 | -510 | -510 | No
2030-01-24 18:00 | 2030 50% ECP | 700 | -526 | -510 | -510 | No
2030-01-24 19:00 | 2030 50% ECP | 700 | -526 | -510 | -510 | No
2030-01-24 20:00 | 2030 50% ECP | 700 | -226 | -295.47 | -213.56 | No
2030-01-24 21:00 | 2030 50% ECP | 700 | 0 | 4.53 | -120.84 | No
2030-01-24 22:00 | 2030 50% ECP | 700 | 300 | 304.53 | 179.16 | No
2030-01-24 23:00 | 2030 50% ECP | 700 | 0 | 4.53 | -71.88 | No
2030-01-25 | 2030 50% ECP | 700 | 0 | -139.03 | 199.78 | No
2030-01-25 01:00 | 2030 50% ECP | 700 | 0 | 0 | 442 | No
2030-01-25 02:00 | 2030 50% ECP | 700 | 0 | 210 | 263.26 | No
2030-01-25 03:00 | 2030 50% ECP | 700 | 0 | 510 | 67.95 | No
2030-01-25 04:00 | 2030 50% ECP | 700 | 0 | 346.15 | 27.36 | No
2030-01-25 05:00 | 2030 50% ECP | 700 | 0 | 342.64 | 0 | No
2030-01-25 06:00 | 2030 50% ECP | 700 | 0 | 42.64 | 0 | No
2030-01-25 07:00 | 2030 50% ECP | 700 | 0 | 342.64 | 142 | No
2030-01-25 08:00 | 2030 50% ECP | 700 | 60.68 | 510 | 442 | No
2030-01-25 09:00 | 2030 50% ECP | 700 | 301.43 | 510 | 442 | No
2030-01-25 10:00 | 2030 50% ECP | 700 | 430.46 | 510 | 442 | No
2030-01-25 11:00 | 2030 50% ECP | 700 | 161.46 | 510 | 442 | No
2030-01-25 12:00 | 2030 50% ECP | 700 | 0 | 510 | 427.61 | No
2030-01-25 13:00 | 2030 50% ECP | 700 | 0 | 332.21 | 336.1 | No
2030-01-25 14:00 | 2030 50% ECP | 700 | 0 | 456.9 | 442 | No
2030-01-25 15:00 | 2030 50% ECP | 700 | 205 | 510 | 442 | No
2030-01-25 16:00 | 2030 50% ECP | 700 | 505 | 510 | 442 | No
2030-01-25 17:00 | 2030 50% ECP | 700 | 205 | 488.57 | 146.72 | No
2030-01-25 18:00 | 2030 50% ECP | 700 | 378.79 | 510 | 442 | No
2030-01-25 19:00 | 2030 50% ECP | 700 | 413.43 | 510 | 442 | No
2030-01-25 20:00 | 2030 50% ECP | 500 | 342.86 | 510 | 442 | No
2030-01-25 21:00 | 2030 50% ECP | -100 | 42.86 | 428.91 | 408.92 | No
2030-01-25 22:00 | 2030 50% ECP | -700 | 342.86 | 510 | 442 | No
2030-01-25 23:00 | 2030 50% ECP | -700 | 505 | 510 | 442 | Yes
2030-01-26 | 2030 50% ECP | -700 | 505 | 510 | 442 | No
2030-01-26 01:00 | 2030 50% ECP | -700 | 505 | 510 | 442 | No
2030-01-26 02:00 | 2030 50% ECP | -700 | 505 | 510 | 442 | No
2030-01-26 03:00 | 2030 50% ECP | -700 | 505 | 510 | 442 | No
2030-01-26 04:00 | 2030 50% ECP | -700 | 505 | 510 | 442 | No
2030-01-26 05:00 | 2030 50% ECP | -700 | 505 | 510 | 442 | No
2030-01-26 06:00 | 2030 50% ECP | -700 | 505 | 510 | 442 | No
2030-01-26 07:00 | 2030 50% ECP | -100 | 205 | 339.81 | 142 | No
2030-01-26 08:00 | 2030 50% ECP | -700 | 300 | 352.28 | 442 | No
2030-01-26 09:00 | 2030 50% ECP | -650.48 | 0 | 52.28 | 442 | No
2030-01-26 10:00 | 2030 50% ECP | -50.48 | 0 | 0 | 442 | No
2030-01-26 11:00 | 2030 50% ECP | 549.52 | 300 | 300 | 442 | No
2030-01-26 12:00 | 2030 50% ECP | -50.48 | 0 | 0 | 142 | No
2030-01-26 13:00 | 2030 50% ECP | -650.48 | 0 | -35.08 | 0 | No
2030-01-26 14:00 | 2030 50% ECP | -700 | -226 | -335.08 | -37.73 | No
2030-01-26 15:00 | 2030 50% ECP | -700 | -526 | -510 | -337.73 | No
2030-01-26 16:00 | 2030 50% ECP | -700 | -526 | -510 | -510 | No
2030-01-26 17:00 | 2030 50% ECP | -700 | -526 | -510 | -510 | No
2030-01-26 18:00 | 2030 50% ECP | -700 | -526 | -510 | -210 | No
2030-01-26 19:00 | 2030 50% ECP | -100 | -226 | -210 | 90 | No
2030-01-26 20:00 | 2030 50% ECP | -210.24 | 74 | 90 | 390 | No
2030-01-26 21:00 | 2030 50% ECP | -215.86 | 374 | 390 | 442 | No
2030-01-26 22:00 | 2030 50% ECP | -700 | 505 | 510 | 442 | No
2030-01-26 23:00 | 2030 50% ECP | -700 | 505 | 510 | 442 | Yes
2030-01-27 | 2030 50% ECP | -700 | 505 | 510 | 442 | No
2030-01-27 01:00 | 2030 50% ECP | -700 | 505 | 510 | 442 | No
2030-01-27 02:00 | 2030 50% ECP | -700 | 505 | 510 | 442 | No
2030-01-27 03:00 | 2030 50% ECP | -700 | 505 | 510 | 442 | No
2030-01-27 04:00 | 2030 50% ECP | -700 | 505 | 510 | 442 | No
2030-01-27 05:00 | 2030 50% ECP | -700 | 505 | 510 | 442 | No
2030-01-27 06:00 | 2030 50% ECP | -690.97 | 505 | 510 | 442 | No
2030-01-27 07:00 | 2030 50% ECP | -380.91 | 205 | 210 | 142 | No
2030-01-27 08:00 | 2030 50% ECP | 219.09 | 0 | 446.76 | 135.55 | No
2030-01-27 09:00 | 2030 50% ECP | -380.91 | 300 | 510 | 435.55 | No
2030-01-27 10:00 | 2030 50% ECP | -700 | 0 | 373.3 | 442 | No
2030-01-27 11:00 | 2030 50% ECP | -700 | 0 | 73.3 | 191.8 | No
2030-01-27 12:00 | 2030 50% ECP | -700 | -82.02 | -226.7 | 433.4 | No
2030-01-27 13:00 | 2030 50% ECP | -700 | -2.63 | -300 | 133.4 | No
2030-01-27 14:00 | 2030 50% ECP | -100 | 0 | 0 | 171.3 | No
2030-01-27 15:00 | 2030 50% ECP | 60.48 | 0 | 0 | 202.69 | No
2030-01-27 16:00 | 2030 50% ECP | 0 | 0 | -164.77 | 442 | No
2030-01-27 17:00 | 2030 50% ECP | -600 | -300 | -464.77 | 212.52 | No
2030-01-27 18:00 | 2030 50% ECP | 0 | 0 | -164.77 | 442 | No
2030-01-27 19:00 | 2030 50% ECP | 395.09 | 0 | 135.23 | 442 | No
2030-01-27 20:00 | 2030 50% ECP | 700 | 270.72 | 435.23 | 442 | No
2030-01-27 21:00 | 2030 50% ECP | 700 | 340.2 | 510 | 442 | No
2030-01-27 22:00 | 2030 50% ECP | 700 | 310.83 | 510 | 442 | No
2030-01-27 23:00 | 2030 50% ECP | 700 | 414.96 | 510 | 442 | No
2030-01-28 | 2030 50% ECP | 700 | 205 | 510 | 442 | No
2030-01-28 01:00 | 2030 50% ECP | 274.59 | 505 | 510 | 442 | No
2030-01-28 02:00 | 2030 50% ECP | 0 | 328.48 | 510 | 442 | No
2030-01-28 03:00 | 2030 50% ECP | -398.22 | 205 | 219.75 | 179.72 | No
2030-01-28 04:00 | 2030 50% ECP | -545.73 | 505 | 510 | 442 | No
2030-01-28 05:00 | 2030 50% ECP | -700 | 505 | 510 | 442 | No
2030-01-28 06:00 | 2030 50% ECP | -700 | 505 | 510 | 442 | No
2030-01-28 07:00 | 2030 50% ECP | -700 | 505 | 510 | 442 | No
2030-01-28 08:00 | 2030 50% ECP | -571.94 | 505 | 510 | 442 | No
2030-01-28 09:00 | 2030 50% ECP | -31.7 | 205 | 510 | 218.16 | No
2030-01-28 10:00 | 2030 50% ECP | -405.01 | 505 | 510 | 442 | No
2030-01-28 11:00 | 2030 50% ECP | -696.57 | 505 | 510 | 442 | No
2030-01-28 12:00 | 2030 50% ECP | -700 | 267.64 | 510 | 442 | No
2030-01-28 13:00 | 2030 50% ECP | -700 | 505 | 510 | 442 | No
2030-01-28 14:00 | 2030 50% ECP | -700 | 505 | 510 | 442 | No
2030-01-28 15:00 | 2030 50% ECP | -488.98 | 205 | 210 | 335.78 | No
2030-01-28 16:00 | 2030 50% ECP | 111.02 | 0 | 480.8 | 374.43 | No
2030-01-28 17:00 | 2030 50% ECP | 700 | 0 | 263.68 | 442 | No
2030-01-28 18:00 | 2030 50% ECP | 700 | 0 | 510 | 442 | No
2030-01-28 19:00 | 2030 50% ECP | 700 | 0 | 510 | 232.77 | No
2030-01-28 20:00 | 2030 50% ECP | 700 | 0 | 411.28 | 442 | No
2030-01-28 21:00 | 2030 50% ECP | 505.68 | 205 | 223.13 | 442 | No
2030-01-28 22:00 | 2030 50% ECP | -94.32 | 505 | 510 | 442 | No
2030-01-28 23:00 | 2030 50% ECP | -487.15 | 505 | 510 | 442 | No
2030-01-29 | 2030 50% ECP | 72.22 | 505 | 510 | 442 | No
2030-01-29 01:00 | 2030 50% ECP | 0 | 505 | 510 | 442 | No
2030-01-29 02:00 | 2030 50% ECP | 0 | 505 | 510 | 442 | No
2030-01-29 03:00 | 2030 50% ECP | 0 | 505 | 510 | 442 | No
2030-01-29 04:00 | 2030 50% ECP | 0 | 505 | 510 | 442 | No
2030-01-29 05:00 | 2030 50% ECP | -38.48 | 505 | 510 | 442 | No
2030-01-29 06:00 | 2030 50% ECP | -100 | 505 | 510 | 442 | No
2030-01-29 07:00 | 2030 50% ECP | -700 | 437.12 | 510 | 442 | No
2030-01-29 08:00 | 2030 50% ECP | -700 | 137.12 | 210 | 442 | No
2030-01-29 09:00 | 2030 50% ECP | -700 | 437.12 | 510 | 442 | No
2030-01-29 10:00 | 2030 50% ECP | -100 | 137.12 | 504.66 | 442 | No
2030-01-29 11:00 | 2030 50% ECP | 0 | 205 | 210 | 442 | No
2030-01-29 12:00 | 2030 50% ECP | -507.93 | 505 | 510 | 442 | No
2030-01-29 13:00 | 2030 50% ECP | -206.97 | 205 | 210 | 142 | No
2030-01-29 14:00 | 2030 50% ECP | -466.29 | 505 | 510 | 442 | No
2030-01-29 15:00 | 2030 50% ECP | 0 | 205 | 210 | 142 | No
2030-01-29 16:00 | 2030 50% ECP | -100 | 87.89 | 510 | 104.45 | No
2030-01-29 17:00 | 2030 50% ECP | -700 | 0 | 373.72 | 0 | No
2030-01-29 18:00 | 2030 50% ECP | -100 | 205 | 210 | 142 | No
2030-01-29 19:00 | 2030 50% ECP | 500 | 505 | 510 | 442 | No
2030-01-29 20:00 | 2030 50% ECP | 700 | 221.44 | 510 | 442 | No
2030-01-29 21:00 | 2030 50% ECP | 700 | 505 | 510 | 442 | No
2030-01-29 22:00 | 2030 50% ECP | 418.65 | 505 | 510 | 442 | No
2030-01-29 23:00 | 2030 50% ECP | 700 | 205 | 288.85 | 352.51 | No
2030-01-30 | 2030 50% ECP | 100 | 288.68 | 510 | 442 | No
2030-01-30 01:00 | 2030 50% ECP | 5 | 49.28 | 424.01 | 442 | No
2030-01-30 02:00 | 2030 50% ECP | 0 | 0 | 124.01 | 236.09 | No
2030-01-30 03:00 | 2030 50% ECP | -109.03 | 205 | 210 | 142 | No
2030-01-30 04:00 | 2030 50% ECP | -700 | 505 | 510 | 442 | No
2030-01-30 05:00 | 2030 50% ECP | -700 | 505 | 510 | 442 | No
2030-01-30 06:00 | 2030 50% ECP | -700 | 505 | 510 | 442 | No
2030-01-30 07:00 | 2030 50% ECP | -100 | 505 | 510 | 442 | No
2030-01-30 08:00 | 2030 50% ECP | 500 | 505 | 510 | 442 | No
2030-01-30 09:00 | 2030 50% ECP | 48.52 | 505 | 510 | 442 | No
2030-01-30 10:00 | 2030 50% ECP | 577.74 | 505 | 510 | 442 | No
2030-01-30 11:00 | 2030 50% ECP | -22.26 | 205 | 449.21 | 143.15 | No
2030-01-30 12:00 | 2030 50% ECP | -622.26 | 505 | 510 | 442 | No
2030-01-30 13:00 | 2030 50% ECP | -700 | 505 | 510 | 442 | No
2030-01-30 14:00 | 2030 50% ECP | -700 | 205 | 210 | 142 | No
2030-01-30 15:00 | 2030 50% ECP | -700 | 505 | 510 | 442 | No
2030-01-30 16:00 | 2030 50% ECP | -202.07 | 205 | 210 | 142 | No
2030-01-30 17:00 | 2030 50% ECP | 397.93 | 0 | 510 | 422.51 | No
2030-01-30 18:00 | 2030 50% ECP | 700 | 199.21 | 510 | 442 | No
2030-01-30 19:00 | 2030 50% ECP | 700 | 173.21 | 300 | 442 | No
2030-01-30 20:00 | 2030 50% ECP | 700 | -126.79 | 0 | 442 | No
2030-01-30 21:00 | 2030 50% ECP | 700 | 173.21 | 300 | 442 | No
2030-01-30 22:00 | 2030 50% ECP | 700 | 110.85 | 510 | 442 | No
2030-01-30 23:00 | 2030 50% ECP | 262.16 | 0 | 210 | 244.5 | No
2030-01-31 | 2030 50% ECP | -337.84 | 300 | 510 | 442 | No
2030-01-31 01:00 | 2030 50% ECP | -700 | 505 | 510 | 442 | Yes
2030-01-31 02:00 | 2030 50% ECP | -700 | 505 | 510 | 442 | Yes
2030-01-31 03:00 | 2030 50% ECP | -700 | 505 | 510 | 442 | Yes
2030-01-31 04:00 | 2030 50% ECP | -700 | 505 | 510 | 442 | Yes
2030-01-31 05:00 | 2030 50% ECP | -700 | 505 | 510 | 442 | Yes
2030-01-31 06:00 | 2030 50% ECP | -700 | 505 | 510 | 442 | Yes
2030-01-31 07:00 | 2030 50% ECP | -700 | 505 | 510 | 442 | Yes
2030-01-31 08:00 | 2030 50% ECP | -700 | 505 | 510 | 442 | Yes
2030-01-31 09:00 | 2030 50% ECP | -700 | 505 | 510 | 442 | Yes
2030-01-31 10:00 | 2030 50% ECP | -700 | 505 | 510 | 442 | No
2030-01-31 11:00 | 2030 50% ECP | -700 | 505 | 510 | 442 | No
2030-01-31 12:00 | 2030 50% ECP | -700 | 505 | 510 | 442 | Yes
2030-01-31 13:00 | 2030 50% ECP | -700 | 505 | 510 | 442 | Yes
2030-01-31 14:00 | 2030 50% ECP | -700 | 505 | 510 | 442 | Yes
2030-01-31 15:00 | 2030 50% ECP | -700 | 505 | 510 | 442 | Yes
2030-01-31 16:00 | 2030 50% ECP | -700 | 487.87 | 300 | 442 | Yes
2030-01-31 17:00 | 2030 50% ECP | -700 | 187.87 | 0 | 405.43 | Yes
2030-01-31 18:00 | 2030 50% ECP | -700 | -112.13 | -300 | 105.43 | No
2030-01-31 19:00 | 2030 50% ECP | -700 | 187.87 | 0 | 405.43 | No
2030-01-31 20:00 | 2030 50% ECP | -700 | 487.87 | 300 | 442 | Yes
2030-01-31 21:00 | 2030 50% ECP | -700 | 505 | 510 | 442 | Yes
2030-01-31 22:00 | 2030 50% ECP | -700 | 505 | 510 | 442 | Yes
2030-01-31 23:00 | 2030 50% ECP | -700 | 505 | 510 | 442 | Yes
2030-02-01 | 2030 50% ECP | -700 | 505 | 510 | 442 | Yes
2030-02-01 01:00 | 2030 50% ECP | -700 | 505 | 510 | 442 | Yes
2030-02-01 02:00 | 2030 50% ECP | -700 | 505 | 510 | 442 | Yes
2030-02-01 03:00 | 2030 50% ECP | -700 | 505 | 510 | 442 | Yes
2030-02-01 04:00 | 2030 50% ECP | -700 | 505 | 510 | 442 | Yes
2030-02-01 05:00 | 2030 50% ECP | -700 | 505 | 510 | 442 | Yes
2030-02-01 06:00 | 2030 50% ECP | -700 | 505 | 510 | 442 | Yes
2030-02-01 07:00 | 2030 50% ECP | -700 | 505 | 510 | 442 | Yes
2030-02-01 08:00 | 2030 50% ECP | -700 | 505 | 510 | 442 | Yes
2030-02-01 09:00 | 2030 50% ECP | -700 | 505 | 510 | 442 | Yes
2030-02-01 10:00 | 2030 50% ECP | -700 | 505 | 510 | 442 | Yes
2030-02-01 11:00 | 2030 50% ECP | -700 | 505 | 510 | 442 | Yes
2030-02-01 12:00 | 2030 50% ECP | -700 | 505 | 510 | 442 | Yes
2030-02-01 13:00 | 2030 50% ECP | -700 | 505 | 510 | 442 | Yes
2030-02-01 14:00 | 2030 50% ECP | -700 | 505 | 510 | 442 | Yes
2030-02-01 15:00 | 2030 50% ECP | -609.64 | 505 | 510 | 442 | No
2030-02-01 16:00 | 2030 50% ECP | -9.64 | 263.14 | 510 | 442 | No
2030-02-01 17:00 | 2030 50% ECP | 390.13 | 505 | 510 | 442 | No
2030-02-01 18:00 | 2030 50% ECP | 700 | 505 | 510 | 442 | No
2030-02-01 19:00 | 2030 50% ECP | 700 | 205 | 210 | 279.02 | No
2030-02-01 20:00 | 2030 50% ECP | 700 | -95 | -90 | -20.98 | No
2030-02-01 21:00 | 2030 50% ECP | 700 | -300 | -120.22 | 142 | No
2030-02-01 22:00 | 2030 50% ECP | 700 | 0 | 179.78 | 442 | No
2030-02-01 23:00 | 2030 50% ECP | 700 | 163.9 | 479.78 | 442 | No
2030-02-02 | 2030 50% ECP | 700 | 0 | 286.7 | 442 | No
2030-02-02 01:00 | 2030 50% ECP | 410.07 | 110.85 | 210 | 442 | No
2030-02-02 02:00 | 2030 50% ECP | 700 | 410.85 | 510 | 442 | No
2030-02-02 03:00 | 2030 50% ECP | 700 | 205 | 428.93 | 442 | No
2030-02-02 04:00 | 2030 50% ECP | 100 | 505 | 510 | 442 | No
2030-02-02 05:00 | 2030 50% ECP | -153.78 | 300 | 510 | 442 | No
2030-02-02 06:00 | 2030 50% ECP | 116.38 | 0 | 210 | 442 | No
2030-02-02 07:00 | 2030 50% ECP | 487.32 | 0 | 0 | 442 | No
2030-02-02 08:00 | 2030 50% ECP | 416.52 | 0 | 273.59 | 442 | No
2030-02-02 09:00 | 2030 50% ECP | -183.48 | 0 | 0 | 442 | No
2030-02-02 10:00 | 2030 50% ECP | -700 | 133.39 | 300 | 442 | No
2030-02-02 11:00 | 2030 50% ECP | -700 | 433.39 | 510 | 442 | Yes
2030-02-02 12:00 | 2030 50% ECP | -700 | 505 | 510 | 442 | Yes
2030-02-02 13:00 | 2030 50% ECP | -700 | 374 | 390 | 442 | Yes
2030-02-02 14:00 | 2030 50% ECP | -700 | 74 | 90 | 442 | Yes
2030-02-02 15:00 | 2030 50% ECP | -700 | -226 | -210 | 442 | Yes
2030-02-02 16:00 | 2030 50% ECP | -700 | -526 | -510 | 442 | No
2030-02-02 17:00 | 2030 50% ECP | -700 | -526 | -510 | 442 | No
2030-02-02 18:00 | 2030 50% ECP | -700 | -526 | -510 | 442 | No
2030-02-02 19:00 | 2030 50% ECP | -700 | -226 | -210 | 442 | No
2030-02-02 20:00 | 2030 50% ECP | -700 | 74 | 90 | 442 | No
2030-02-02 21:00 | 2030 50% ECP | -700 | 374 | 390 | 442 | Yes
2030-02-02 22:00 | 2030 50% ECP | -700 | 505 | 510 | 442 | Yes
2030-02-02 23:00 | 2030 50% ECP | -700 | 505 | 510 | 442 | Yes
2030-02-03 | 2030 50% ECP | -700 | 505 | 510 | 442 | Yes
2030-02-03 01:00 | 2030 50% ECP | -700 | 505 | 510 | 321.56 | Yes
2030-02-03 02:00 | 2030 50% ECP | -700 | 505 | 510 | 411.1 | Yes
2030-02-03 03:00 | 2030 50% ECP | -700 | 505 | 510 | 285.46 | Yes
2030-02-03 04:00 | 2030 50% ECP | -700 | 505 | 510 | 184.86 | Yes
2030-02-03 05:00 | 2030 50% ECP | -700 | 505 | 510 | 233 | Yes
2030-02-03 06:00 | 2030 50% ECP | -700 | 505 | 510 | 442 | Yes
2030-02-03 07:00 | 2030 50% ECP | -700 | 374 | 390 | 169.76 | Yes
2030-02-03 08:00 | 2030 50% ECP | -700 | 74 | 90 | -130.24 | No
2030-02-03 09:00 | 2030 50% ECP | -700 | -226 | -210 | -430.24 | No
2030-02-03 10:00 | 2030 50% ECP | -700 | -526 | -510 | -351.6 | No
2030-02-03 11:00 | 2030 50% ECP | -700 | -226 | -210 | -158 | No
2030-02-03 12:00 | 2030 50% ECP | -700 | 74 | 90 | 142 | No
2030-02-03 13:00 | 2030 50% ECP | -700 | 374 | 390 | 442 | No
2030-02-03 14:00 | 2030 50% ECP | -700 | 74 | 90 | 142 | No
2030-02-03 15:00 | 2030 50% ECP | -700 | -226 | -210 | -158 | No
2030-02-03 16:00 | 2030 50% ECP | -700 | 74 | -210 | -52.33 | No
2030-02-03 17:00 | 2030 50% ECP | -700 | -226 | -510 | -352.33 | No
2030-02-03 18:00 | 2030 50% ECP | -700 | 0 | -210 | -158 | No
2030-02-03 19:00 | 2030 50% ECP | -700 | 300 | 90 | 142 | No
2030-02-03 20:00 | 2030 50% ECP | -700 | 505 | 390 | 442 | Yes
2030-02-03 21:00 | 2030 50% ECP | -700 | 505 | 510 | 442 | Yes
2030-02-03 22:00 | 2030 50% ECP | -700 | 505 | 510 | 442 | Yes
2030-02-03 23:00 | 2030 50% ECP | -700 | 505 | 510 | 442 | Yes
2030-02-04 | 2030 50% ECP | -700 | 505 | 510 | 442 | Yes
2030-02-04 01:00 | 2030 50% ECP | -700 | 505 | 510 | 341.69 | Yes
2030-02-04 02:00 | 2030 50% ECP | -700 | 505 | 510 | 278.14 | Yes
2030-02-04 03:00 | 2030 50% ECP | -700 | 505 | 510 | 223.61 | Yes
2030-02-04 04:00 | 2030 50% ECP | -700 | 505 | 510 | 107.34 | Yes
2030-02-04 05:00 | 2030 50% ECP | -700 | 505 | 510 | 15.09 | Yes
2030-02-04 06:00 | 2030 50% ECP | -700 | 505 | 510 | 167.74 | Yes
2030-02-04 07:00 | 2030 50% ECP | -700 | 505 | 510 | 106.7 | Yes
2030-02-04 08:00 | 2030 50% ECP | -700 | 505 | 510 | 315.65 | Yes
2030-02-04 09:00 | 2030 50% ECP | -700 | 505 | 510 | 442 | No
2030-02-04 10:00 | 2030 50% ECP | -700 | 505 | 510 | 442 | No
2030-02-04 11:00 | 2030 50% ECP | -700 | 505 | 510 | 442 | Yes
2030-02-04 12:00 | 2030 50% ECP | -700 | 505 | 510 | 442 | Yes
2030-02-04 13:00 | 2030 50% ECP | -700 | 505 | 510 | 442 | Yes
2030-02-04 14:00 | 2030 50% ECP | -700 | 505 | 510 | 442 | No
2030-02-04 15:00 | 2030 50% ECP | -100 | 244.4 | 510 | 442 | No
2030-02-04 16:00 | 2030 50% ECP | 500 | 505 | 510 | 442 | No
2030-02-04 17:00 | 2030 50% ECP | 700 | 505 | 510 | 442 | No
2030-02-04 18:00 | 2030 50% ECP | 700 | 505 | 510 | 442 | No
2030-02-04 19:00 | 2030 50% ECP | 700 | 505 | 510 | 442 | No
2030-02-04 20:00 | 2030 50% ECP | 700 | 505 | 510 | 442 | No
2030-02-04 21:00 | 2030 50% ECP | 700 | 505 | 510 | 442 | No
2030-02-04 22:00 | 2030 50% ECP | 700 | 505 | 510 | 442 | No
2030-02-04 23:00 | 2030 50% ECP | 700 | 505 | 510 | 442 | No
2030-02-05 | 2030 50% ECP | 700 | 505 | 510 | 442 | No
2030-02-05 01:00 | 2030 50% ECP | 700 | 445.71 | 510 | 442 | No
2030-02-05 02:00 | 2030 50% ECP | 700 | 505 | 510 | 442 | No
2030-02-05 03:00 | 2030 50% ECP | 700 | 393.55 | 510 | 442 | No
2030-02-05 04:00 | 2030 50% ECP | 700 | 93.55 | 510 | 312.28 | No
2030-02-05 05:00 | 2030 50% ECP | 700 | 0 | 510 | 12.28 | No
2030-02-05 06:00 | 2030 50% ECP | 700 | 0 | 510 | 41.82 | No
2030-02-05 07:00 | 2030 50% ECP | 700 | 0 | 510 | 111.34 | No
2030-02-05 08:00 | 2030 50% ECP | 700 | 0 | 510 | 202.82 | No
2030-02-05 09:00 | 2030 50% ECP | 700 | 0 | 510 | 343.36 | No
2030-02-05 10:00 | 2030 50% ECP | 700 | 0 | 510 | 442 | No
2030-02-05 11:00 | 2030 50% ECP | 700 | 0 | 283.39 | 412.19 | No
2030-02-05 12:00 | 2030 50% ECP | 700 | 0 | 0 | 353.28 | No
2030-02-05 13:00 | 2030 50% ECP | 700 | 0 | 87.13 | 353.28 | No
2030-02-05 14:00 | 2030 50% ECP | 700 | 0 | 183.2 | 353.04 | No
2030-02-05 15:00 | 2030 50% ECP | 700 | 0 | 483.2 | 442 | No
2030-02-05 16:00 | 2030 50% ECP | 700 | 79.03 | 322.24 | 442 | No
2030-02-05 17:00 | 2030 50% ECP | 100 | 0 | 22.24 | 423.62 | No
2030-02-05 18:00 | 2030 50% ECP | 700 | 0 | 0 | 365.7 | No
2030-02-05 19:00 | 2030 50% ECP | 700 | 0 | -63.49 | 65.7 | No
2030-02-05 20:00 | 2030 50% ECP | 700 | 52.06 | 210 | 365.7 | No
2030-02-05 21:00 | 2030 50% ECP | 700 | 352.06 | 510 | 442 | No
2030-02-05 22:00 | 2030 50% ECP | 700 | 202.75 | 510 | 442 | No
2030-02-05 23:00 | 2030 50% ECP | 700 | 203.12 | 510 | 442 | No
2030-02-06 | 2030 50% ECP | 700 | 503.12 | 510 | 442 | No
2030-02-06 01:00 | 2030 50% ECP | 700 | 505 | 510 | 442 | No
2030-02-06 02:00 | 2030 50% ECP | 700 | 505 | 510 | 442 | No
2030-02-06 03:00 | 2030 50% ECP | 700 | 505 | 510 | 442 | No
2030-02-06 04:00 | 2030 50% ECP | 700 | 505 | 510 | 442 | No
2030-02-06 05:00 | 2030 50% ECP | 700 | 505 | 510 | 442 | No
2030-02-06 06:00 | 2030 50% ECP | 700 | 300 | 423.49 | 442 | No
2030-02-06 07:00 | 2030 50% ECP | 600 | 0 | 123.49 | 436.41 | No
2030-02-06 08:00 | 2030 50% ECP | 0 | 0 | -176.51 | 136.41 | No
2030-02-06 09:00 | 2030 50% ECP | 165.73 | 0 | -145.43 | 0 | No
2030-02-06 10:00 | 2030 50% ECP | 700 | 113.5 | 154.57 | 300 | No
2030-02-06 11:00 | 2030 50% ECP | 700 | 0 | 0 | 442 | No
2030-02-06 12:00 | 2030 50% ECP | 600 | 0 | 0 | 417.05 | No
2030-02-06 13:00 | 2030 50% ECP | 0 | -40.07 | -300 | 117.05 | No
2030-02-06 14:00 | 2030 50% ECP | 0 | 0 | -510 | 0 | No
2030-02-06 15:00 | 2030 50% ECP | 0 | 0 | -510 | 0 | No
2030-02-06 16:00 | 2030 50% ECP | 0 | 0 | -390 | 0 | No
2030-02-06 17:00 | 2030 50% ECP | -185.15 | 0 | -90 | 94.79 | No
2030-02-06 18:00 | 2030 50% ECP | 285.43 | 170.6 | 210 | 394.79 | No
2030-02-06 19:00 | 2030 50% ECP | 700 | 470.6 | 510 | 442 | No
2030-02-06 20:00 | 2030 50% ECP | 700 | 170.6 | 431.09 | 442 | No
2030-02-06 21:00 | 2030 50% ECP | 500 | 0 | 434.74 | 158.17 | No
2030-02-06 22:00 | 2030 50% ECP | -100 | 0 | 510 | 293.64 | No
2030-02-06 23:00 | 2030 50% ECP | -700 | 300 | 510 | 442 | Yes
2030-02-07 | 2030 50% ECP | -700 | 505 | 510 | 442 | No
2030-02-07 01:00 | 2030 50% ECP | -700 | 505 | 510 | 442 | Yes
2030-02-07 02:00 | 2030 50% ECP | -700 | 505 | 510 | 442 | Yes
2030-02-07 03:00 | 2030 50% ECP | -700 | 505 | 510 | 442 | Yes
2030-02-07 04:00 | 2030 50% ECP | -700 | 505 | 510 | 442 | Yes
2030-02-07 05:00 | 2030 50% ECP | -700 | 505 | 510 | 442 | Yes
2030-02-07 06:00 | 2030 50% ECP | -700 | 505 | 510 | 442 | Yes
2030-02-07 07:00 | 2030 50% ECP | -700 | 505 | 510 | 442 | Yes
2030-02-07 08:00 | 2030 50% ECP | -700 | 505 | 510 | 442 | Yes
2030-02-07 09:00 | 2030 50% ECP | -700 | 505 | 510 | 442 | Yes
2030-02-07 10:00 | 2030 50% ECP | -700 | 505 | 510 | 442 | Yes
2030-02-07 11:00 | 2030 50% ECP | -700 | 505 | 510 | 442 | Yes
2030-02-07 12:00 | 2030 50% ECP | -700 | 505 | 510 | 442 | Yes
2030-02-07 13:00 | 2030 50% ECP | -700 | 505 | 510 | 442 | Yes
2030-02-07 14:00 | 2030 50% ECP | -700 | 505 | 510 | 442 | Yes
2030-02-07 15:00 | 2030 50% ECP | -700 | 505 | 396.03 | 442 | Yes
2030-02-07 16:00 | 2030 50% ECP | -700 | 205 | 96.03 | 142 | Yes
2030-02-07 17:00 | 2030 50% ECP | -700 | -95 | -203.97 | -158 | No
2030-02-07 18:00 | 2030 50% ECP | -700 | 205 | 96.03 | 142 | No
2030-02-07 19:00 | 2030 50% ECP | -700 | 505 | 396.03 | 442 | No
2030-02-07 20:00 | 2030 50% ECP | -700 | 505 | 510 | 442 | Yes
2030-02-07 21:00 | 2030 50% ECP | -700 | 505 | 510 | 442 | Yes
2030-02-07 22:00 | 2030 50% ECP | -700 | 505 | 510 | 442 | Yes
2030-02-07 23:00 | 2030 50% ECP | -700 | 505 | 510 | 442 | Yes
2030-02-08 | 2030 50% ECP | -700 | 505 | 510 | 442 | Yes
2030-02-08 01:00 | 2030 50% ECP | -700 | 505 | 510 | 442 | Yes
2030-02-08 02:00 | 2030 50% ECP | -700 | 505 | 510 | 442 | Yes
2030-02-08 03:00 | 2030 50% ECP | -700 | 505 | 510 | 442 | Yes
2030-02-08 04:00 | 2030 50% ECP | -700 | 505 | 510 | 442 | Yes
2030-02-08 05:00 | 2030 50% ECP | -700 | 505 | 510 | 442 | Yes
2030-02-08 06:00 | 2030 50% ECP | -700 | 505 | 510 | 442 | Yes
2030-02-08 07:00 | 2030 50% ECP | -700 | 205 | 510 | 270.22 | Yes
2030-02-08 08:00 | 2030 50% ECP | -700 | 279.32 | 510 | 442 | Yes
2030-02-08 09:00 | 2030 50% ECP | -700 | 505 | 510 | 442 | Yes
2030-02-08 10:00 | 2030 50% ECP | -700 | 505 | 510 | 442 | Yes
2030-02-08 11:00 | 2030 50% ECP | -700 | 505 | 510 | 442 | Yes
2030-02-08 12:00 | 2030 50% ECP | -700 | 505 | 510 | 442 | Yes
2030-02-08 13:00 | 2030 50% ECP | -700 | 505 | 510 | 442 | Yes
2030-02-08 14:00 | 2030 50% ECP | -700 | 505 | 510 | 442 | Yes
2030-02-08 15:00 | 2030 50% ECP | -700 | 505 | 510 | 442 | Yes
2030-02-08 16:00 | 2030 50% ECP | -700 | 505 | 510 | 442 | Yes
2030-02-08 17:00 | 2030 50% ECP | -700 | 505 | 510 | 442 | Yes
2030-02-08 18:00 | 2030 50% ECP | -700 | 505 | 510 | 442 | Yes
2030-02-08 19:00 | 2030 50% ECP | -700 | 505 | 510 | 442 | No
2030-02-08 20:00 | 2030 50% ECP | -700 | 505 | 510 | 442 | No
2030-02-08 21:00 | 2030 50% ECP | -700 | 505 | 510 | 442 | No
2030-02-08 22:00 | 2030 50% ECP | -700 | 505 | 510 | 442 | No
2030-02-08 23:00 | 2030 50% ECP | -700 | 505 | 510 | 442 | Yes
2030-02-09 | 2030 50% ECP | -700 | 505 | 510 | 442 | Yes
2030-02-09 01:00 | 2030 50% ECP | -700 | 505 | 510 | 442 | Yes
2030-02-09 02:00 | 2030 50% ECP | -700 | 505 | 510 | 442 | Yes
2030-02-09 03:00 | 2030 50% ECP | -700 | 505 | 510 | 442 | Yes
2030-02-09 04:00 | 2030 50% ECP | -700 | 505 | 510 | 442 | Yes
2030-02-09 05:00 | 2030 50% ECP | -700 | 505 | 510 | 410.9 | Yes
2030-02-09 06:00 | 2030 50% ECP | -700 | 505 | 510 | 424.32 | Yes
2030-02-09 07:00 | 2030 50% ECP | -700 | 505 | 510 | 300 | Yes
2030-02-09 08:00 | 2030 50% ECP | -700 | 205 | 470.15 | 0 | Yes
2030-02-09 09:00 | 2030 50% ECP | -700 | 505 | 510 | 258.98 | Yes
2030-02-09 10:00 | 2030 50% ECP | -700 | 505 | 510 | 291.23 | Yes
2030-02-09 11:00 | 2030 50% ECP | -700 | 505 | 510 | 361.43 | Yes
2030-02-09 12:00 | 2030 50% ECP | -700 | 505 | 510 | 442 | Yes
2030-02-09 13:00 | 2030 50% ECP | -700 | 505 | 510 | 442 | Yes
2030-02-09 14:00 | 2030 50% ECP | -700 | 505 | 502.66 | 409.13 | Yes
2030-02-09 15:00 | 2030 50% ECP | -700 | 205 | 202.66 | 109.13 | Yes
2030-02-09 16:00 | 2030 50% ECP | -700 | -95 | -97.34 | -190.87 | Yes
2030-02-09 17:00 | 2030 50% ECP | -700 | -395 | -397.34 | -490.87 | No
2030-02-09 18:00 | 2030 50% ECP | -700 | -95 | -97.34 | -190.87 | No
2030-02-09 19:00 | 2030 50% ECP | -700 | 205 | 202.66 | 109.13 | Yes
2030-02-09 20:00 | 2030 50% ECP | -700 | 505 | 502.66 | 409.13 | Yes
2030-02-09 21:00 | 2030 50% ECP | -700 | 505 | 510 | 442 | Yes
2030-02-09 22:00 | 2030 50% ECP | -700 | 505 | 510 | 442 | Yes
2030-02-09 23:00 | 2030 50% ECP | -700 | 505 | 510 | 442 | Yes
2030-02-10 | 2030 50% ECP | -700 | 505 | 510 | 442 | Yes
2030-02-10 01:00 | 2030 50% ECP | -700 | 505 | 510 | 234.7 | Yes
2030-02-10 02:00 | 2030 50% ECP | -700 | 505 | 510 | 241.71 | Yes
2030-02-10 03:00 | 2030 50% ECP | -700 | 505 | 510 | 395.84 | Yes
2030-02-10 04:00 | 2030 50% ECP | -700 | 505 | 510 | 379.39 | Yes
2030-02-10 05:00 | 2030 50% ECP | -700 | 505 | 510 | 118.02 | Yes
2030-02-10 06:00 | 2030 50% ECP | -700 | 505 | 510 | 85.47 | Yes
2030-02-10 07:00 | 2030 50% ECP | -700 | 505 | 510 | 260.88 | Yes
2030-02-10 08:00 | 2030 50% ECP | -700 | 505 | 510 | 403.89 | Yes
2030-02-10 09:00 | 2030 50% ECP | -700 | 505 | 510 | 218.53 | Yes
2030-02-10 10:00 | 2030 50% ECP | -700 | 505 | 510 | 374.96 | Yes
2030-02-10 11:00 | 2030 50% ECP | -700 | 505 | 510 | 442 | Yes
2030-02-10 12:00 | 2030 50% ECP | -700 | 205 | 308.28 | 142 | Yes
2030-02-10 13:00 | 2030 50% ECP | -700 | 505 | 510 | 442 | Yes
2030-02-10 14:00 | 2030 50% ECP | -700 | 505 | 510 | 442 | Yes
2030-02-10 15:00 | 2030 50% ECP | -700 | 505 | 510 | 281.7 | Yes
2030-02-10 16:00 | 2030 50% ECP | -700 | 505 | 510 | 442 | Yes
2030-02-10 17:00 | 2030 50% ECP | -700 | 505 | 510 | 362.02 | Yes
2030-02-10 18:00 | 2030 50% ECP | -700 | 505 | 510 | 442 | Yes
2030-02-10 19:00 | 2030 50% ECP | -700 | 505 | 510 | 442 | Yes
2030-02-10 20:00 | 2030 50% ECP | -700 | 505 | 510 | 442 | Yes
2030-02-10 21:00 | 2030 50% ECP | -700 | 505 | 510 | 442 | Yes
2030-02-10 22:00 | 2030 50% ECP | -700 | 505 | 510 | 442 | Yes
2030-02-10 23:00 | 2030 50% ECP | -700 | 505 | 510 | 329.34 | Yes
2030-02-11 | 2030 50% ECP | -700 | 505 | 510 | 283.64 | Yes
2030-02-11 01:00 | 2030 50% ECP | -700 | 505 | 510 | 344.31 | Yes
2030-02-11 02:00 | 2030 50% ECP | -700 | 505 | 510 | 394.04 | Yes
2030-02-11 03:00 | 2030 50% ECP | -700 | 505 | 510 | 244.74 | Yes
2030-02-11 04:00 | 2030 50% ECP | -700 | 505 | 510 | 409.01 | Yes
2030-02-11 05:00 | 2030 50% ECP | -700 | 505 | 510 | 227.39 | Yes
2030-02-11 06:00 | 2030 50% ECP | -700 | 505 | 510 | 442 | Yes
2030-02-11 07:00 | 2030 50% ECP | -700 | 505 | 510 | 442 | Yes
2030-02-11 08:00 | 2030 50% ECP | -700 | 505 | 510 | 442 | Yes
2030-02-11 09:00 | 2030 50% ECP | -700 | 505 | 510 | 442 | Yes
2030-02-11 10:00 | 2030 50% ECP | -700 | 505 | 510 | 442 | Yes
2030-02-11 11:00 | 2030 50% ECP | -700 | 505 | 510 | 442 | Yes
2030-02-11 12:00 | 2030 50% ECP | -700 | 505 | 510 | 442 | Yes
2030-02-11 13:00 | 2030 50% ECP | -700 | 505 | 510 | 442 | Yes
2030-02-11 14:00 | 2030 50% ECP | -700 | 505 | 510 | 442 | Yes
2030-02-11 15:00 | 2030 50% ECP | -700 | 505 | 510 | 442 | Yes
2030-02-11 16:00 | 2030 50% ECP | -700 | 505 | 510 | 442 | Yes
2030-02-11 17:00 | 2030 50% ECP | -700 | 505 | 510 | 442 | Yes
2030-02-11 18:00 | 2030 50% ECP | -700 | 505 | 510 | 442 | No
2030-02-11 19:00 | 2030 50% ECP | -700 | 505 | 510 | 442 | No
2030-02-11 20:00 | 2030 50% ECP | -700 | 505 | 510 | 442 | No
2030-02-11 21:00 | 2030 50% ECP | -700 | 505 | 510 | 442 | No
2030-02-11 22:00 | 2030 50% ECP | -700 | 505 | 510 | 442 | No
2030-02-11 23:00 | 2030 50% ECP | -700 | 505 | 510 | 442 | No
2030-02-12 | 2030 50% ECP | -100 | 505 | 510 | 442 | No
2030-02-12 01:00 | 2030 50% ECP | 0 | 505 | 510 | 442 | No
2030-02-12 02:00 | 2030 50% ECP | 0 | 505 | 510 | 442 | No
2030-02-12 03:00 | 2030 50% ECP | -240.18 | 505 | 510 | 442 | No
2030-02-12 04:00 | 2030 50% ECP | -595.87 | 505 | 510 | 442 | No
2030-02-12 05:00 | 2030 50% ECP | -595.87 | 505 | 510 | 442 | No
2030-02-12 06:00 | 2030 50% ECP | 0 | 505 | 510 | 442 | No
2030-02-12 07:00 | 2030 50% ECP | 397.56 | 505 | 510 | 442 | No
2030-02-12 08:00 | 2030 50% ECP | 700 | 349.7 | 510 | 442 | No
2030-02-12 09:00 | 2030 50% ECP | 700 | 505 | 510 | 442 | No
2030-02-12 10:00 | 2030 50% ECP | 700 | 205 | 220.02 | 442 | No
2030-02-12 11:00 | 2030 50% ECP | 700 | 0 | 160.72 | 442 | No
2030-02-12 12:00 | 2030 50% ECP | 633.75 | 0 | 210 | 442 | No
2030-02-12 13:00 | 2030 50% ECP | 700 | 209.42 | 510 | 442 | No
2030-02-12 14:00 | 2030 50% ECP | 700 | 0 | 210 | 142 | No
2030-02-12 15:00 | 2030 50% ECP | 700 | 0 | 0 | 2.91 | No
2030-02-12 16:00 | 2030 50% ECP | 700 | 0 | 0 | 181.71 | No
2030-02-12 17:00 | 2030 50% ECP | 347.33 | 0 | 0 | 268.49 | No
2030-02-12 18:00 | 2030 50% ECP | 700 | 0 | 62.46 | 442 | No
2030-02-12 19:00 | 2030 50% ECP | 500 | 76.7 | 362.46 | 442 | No
2030-02-12 20:00 | 2030 50% ECP | -100 | 0 | 321.55 | 442 | No
2030-02-12 21:00 | 2030 50% ECP | -700 | 300 | 510 | 442 | Yes
2030-02-12 22:00 | 2030 50% ECP | -700 | 505 | 510 | 442 | Yes
2030-02-12 23:00 | 2030 50% ECP | -700 | 505 | 510 | 442 | Yes
2030-02-13 | 2030 50% ECP | -100 | 505 | 510 | 442 | No
2030-02-13 01:00 | 2030 50% ECP | 500 | 505 | 510 | 442 | No
2030-02-13 02:00 | 2030 50% ECP | 700 | 505 | 510 | 442 | No
2030-02-13 03:00 | 2030 50% ECP | 700 | 505 | 510 | 442 | No
2030-02-13 04:00 | 2030 50% ECP | 700 | 505 | 510 | 250.18 | No
2030-02-13 05:00 | 2030 50% ECP | 700 | 505 | 510 | -49.82 | No
2030-02-13 06:00 | 2030 50% ECP | 600 | 300 | 255.11 | -155.46 | No
2030-02-13 07:00 | 2030 50% ECP | 0 | 0 | -44.89 | -455.46 | No
2030-02-13 08:00 | 2030 50% ECP | -121.16 | -152.36 | -344.89 | -158 | No
2030-02-13 09:00 | 2030 50% ECP | 478.84 | 0 | -118.94 | 142 | No
2030-02-13 10:00 | 2030 50% ECP | 700 | 0 | 0 | 442 | No
2030-02-13 11:00 | 2030 50% ECP | 637.69 | 0 | 0 | 442 | No
2030-02-13 12:00 | 2030 50% ECP | 154.76 | 205 | 210 | 142 | No
2030-02-13 13:00 | 2030 50% ECP | 154.76 | 505 | 510 | 442 | No
2030-02-13 14:00 | 2030 50% ECP | 700 | 205 | 210 | 370.47 | No
2030-02-13 15:00 | 2030 50% ECP | 700 | 392.1 | 510 | 442 | No
2030-02-13 16:00 | 2030 50% ECP | 700 | 220.8 | 390 | 442 | No
2030-02-13 17:00 | 2030 50% ECP | 700 | 74 | 90 | 176.34 | No
2030-02-13 18:00 | 2030 50% ECP | 700 | -226 | -210 | -123.66 | No
2030-02-13 19:00 | 2030 50% ECP | 700 | -526 | -510 | -423.66 | No
2030-02-13 20:00 | 2030 50% ECP | 700 | -226 | -274.04 | -123.66 | No
2030-02-13 21:00 | 2030 50% ECP | 700 | 0 | -106.12 | 0 | No
2030-02-13 22:00 | 2030 50% ECP | 700 | -227.01 | -393.43 | 142 | No
2030-02-13 23:00 | 2030 50% ECP | 700 | 0 | -93.43 | 442 | No
2030-02-14 | 2030 50% ECP | 252.37 | 0 | 71.05 | 386.08 | No
2030-02-14 01:00 | 2030 50% ECP | -347.63 | 0 | 0 | 157.84 | No
2030-02-14 02:00 | 2030 50% ECP | -700 | 300 | 300 | 442 | Yes
2030-02-14 03:00 | 2030 50% ECP | -700 | 505 | 510 | 442 | Yes
2030-02-14 04:00 | 2030 50% ECP | -700 | 505 | 510 | 442 | Yes
2030-02-14 05:00 | 2030 50% ECP | -700 | 505 | 510 | 442 | Yes
2030-02-14 06:00 | 2030 50% ECP | -700 | 505 | 510 | 442 | Yes
2030-02-14 07:00 | 2030 50% ECP | -700 | 505 | 510 | 442 | Yes
2030-02-14 08:00 | 2030 50% ECP | -700 | 505 | 510 | 442 | Yes
2030-02-14 09:00 | 2030 50% ECP | -700 | 505 | 510 | 442 | Yes
2030-02-14 10:00 | 2030 50% ECP | -700 | 505 | 510 | 442 | Yes
2030-02-14 11:00 | 2030 50% ECP | -700 | 505 | 510 | 442 | Yes
2030-02-14 12:00 | 2030 50% ECP | -700 | 505 | 510 | 442 | Yes
2030-02-14 13:00 | 2030 50% ECP | -700 | 505 | 510 | 442 | Yes
2030-02-14 14:00 | 2030 50% ECP | -700 | 505 | 510 | 442 | Yes
2030-02-14 15:00 | 2030 50% ECP | -700 | 300 | 510 | 442 | Yes
2030-02-14 16:00 | 2030 50% ECP | -100 | 0 | 239.78 | 142 | No
2030-02-14 17:00 | 2030 50% ECP | 500 | 0 | 0 | 300.44 | No
2030-02-14 18:00 | 2030 50% ECP | 700 | -300 | -241.38 | 136.43 | No
2030-02-14 19:00 | 2030 50% ECP | 700 | 0 | 58.62 | 436.43 | No
2030-02-14 20:00 | 2030 50% ECP | 700 | 300 | 358.62 | 442 | No
2030-02-14 21:00 | 2030 50% ECP | 500 | 505 | 510 | 442 | No
2030-02-14 22:00 | 2030 50% ECP | -100 | 205 | 390.52 | 282.76 | No
2030-02-14 23:00 | 2030 50% ECP | -700 | 403.27 | 510 | 442 | No
2030-02-15 | 2030 50% ECP | -700 | 505 | 510 | 442 | Yes
2030-02-15 01:00 | 2030 50% ECP | -700 | 505 | 510 | 442 | Yes
2030-02-15 02:00 | 2030 50% ECP | -700 | 505 | 510 | 442 | Yes
2030-02-15 03:00 | 2030 50% ECP | -700 | 505 | 510 | 442 | Yes
2030-02-15 04:00 | 2030 50% ECP | -700 | 505 | 510 | 442 | Yes
2030-02-15 05:00 | 2030 50% ECP | -700 | 505 | 510 | 442 | Yes
2030-02-15 06:00 | 2030 50% ECP | -700 | 505 | 510 | 442 | Yes
2030-02-15 07:00 | 2030 50% ECP | -700 | 505 | 510 | 442 | Yes
2030-02-15 08:00 | 2030 50% ECP | -700 | 505 | 510 | 442 | Yes
2030-02-15 09:00 | 2030 50% ECP | -700 | 505 | 510 | 442 | Yes
2030-02-15 10:00 | 2030 50% ECP | -700 | 505 | 510 | 442 | Yes
2030-02-15 11:00 | 2030 50% ECP | -700 | 267.79 | 210 | 442 | Yes
2030-02-15 12:00 | 2030 50% ECP | -700 | -32.21 | -90 | 239.15 | Yes
2030-02-15 13:00 | 2030 50% ECP | -700 | -332.21 | -390 | -60.85 | No
2030-02-15 14:00 | 2030 50% ECP | -700 | -32.21 | -90 | 239.15 | No
2030-02-15 15:00 | 2030 50% ECP | -700 | -226 | -210 | 142 | Yes
2030-02-15 16:00 | 2030 50% ECP | -700 | -526 | -510 | -158 | No
2030-02-15 17:00 | 2030 50% ECP | -700 | -280.77 | -360.05 | 142 | No
2030-02-15 18:00 | 2030 50% ECP | -700 | 19.23 | -60.05 | 442 | No
2030-02-15 19:00 | 2030 50% ECP | -700 | -280.77 | -360.05 | 295.86 | No
2030-02-15 20:00 | 2030 50% ECP | -700 | 0 | -60.05 | 439.79 | No
2030-02-15 21:00 | 2030 50% ECP | -700 | 300 | 239.95 | 442 | Yes
2030-02-15 22:00 | 2030 50% ECP | -700 | 505 | 510 | 442 | Yes
2030-02-15 23:00 | 2030 50% ECP | -700 | 505 | 510 | 442 | Yes
2030-02-16 | 2030 50% ECP | -700 | 505 | 510 | 358.5 | Yes
2030-02-16 01:00 | 2030 50% ECP | -700 | 505 | 510 | 118.28 | Yes
2030-02-16 02:00 | 2030 50% ECP | -700 | 505 | 510 | 418.28 | Yes
2030-02-16 03:00 | 2030 50% ECP | -700 | 505 | 510 | 353.4 | Yes
2030-02-16 04:00 | 2030 50% ECP | -700 | 505 | 510 | 111.33 | Yes
2030-02-16 05:00 | 2030 50% ECP | -700 | 505 | 510 | 306.67 | Yes
2030-02-16 06:00 | 2030 50% ECP | -700 | 505 | 510 | 442 | Yes
2030-02-16 07:00 | 2030 50% ECP | -700 | 505 | 510 | 442 | Yes
2030-02-16 08:00 | 2030 50% ECP | -700 | 505 | 510 | 442 | Yes
2030-02-16 09:00 | 2030 50% ECP | -700 | 505 | 510 | 442 | Yes
2030-02-16 10:00 | 2030 50% ECP | -700 | 505 | 510 | 433.15 | Yes
2030-02-16 11:00 | 2030 50% ECP | -700 | 505 | 510 | 430.54 | Yes
2030-02-16 12:00 | 2030 50% ECP | -700 | 505 | 510 | 409.68 | Yes
2030-02-16 13:00 | 2030 50% ECP | -700 | 505 | 510 | 418.51 | Yes
2030-02-16 14:00 | 2030 50% ECP | -700 | 505 | 510 | 422.83 | Yes
2030-02-16 15:00 | 2030 50% ECP | -700 | 505 | 510 | 323.66 | Yes
2030-02-16 16:00 | 2030 50% ECP | -700 | 505 | 510 | 337.11 | Yes
2030-02-16 17:00 | 2030 50% ECP | -700 | 505 | 510 | 442 | Yes
2030-02-16 18:00 | 2030 50% ECP | -700 | 505 | 510 | 442 | Yes
2030-02-16 19:00 | 2030 50% ECP | -700 | 505 | 510 | 442 | Yes
2030-02-16 20:00 | 2030 50% ECP | -700 | 505 | 510 | 442 | Yes
2030-02-16 21:00 | 2030 50% ECP | -700 | 505 | 510 | 442 | Yes
2030-02-16 22:00 | 2030 50% ECP | -700 | 505 | 510 | 337.64 | Yes
2030-02-16 23:00 | 2030 50% ECP | -700 | 505 | 510 | 249.33 | Yes
2030-02-17 | 2030 50% ECP | -700 | 505 | 510 | 387.75 | Yes
2030-02-17 01:00 | 2030 50% ECP | -700 | 505 | 510 | 185.36 | Yes
2030-02-17 02:00 | 2030 50% ECP | -700 | 505 | 510 | 214.33 | Yes
2030-02-17 03:00 | 2030 50% ECP | -700 | 505 | 510 | 442 | Yes
2030-02-17 04:00 | 2030 50% ECP | -700 | 505 | 510 | 276.67 | Yes
2030-02-17 05:00 | 2030 50% ECP | -700 | 505 | 510 | 442 | Yes
2030-02-17 06:00 | 2030 50% ECP | -700 | 505 | 510 | 442 | Yes
2030-02-17 07:00 | 2030 50% ECP | -700 | 505 | 510 | 442 | Yes
2030-02-17 08:00 | 2030 50% ECP | -700 | 505 | 510 | 442 | Yes
2030-02-17 09:00 | 2030 50% ECP | -700 | 505 | 510 | 442 | Yes
2030-02-17 10:00 | 2030 50% ECP | -700 | 505 | 510 | 442 | Yes
2030-02-17 11:00 | 2030 50% ECP | -700 | 505 | 510 | 442 | Yes
2030-02-17 12:00 | 2030 50% ECP | -700 | 505 | 510 | 442 | Yes
2030-02-17 13:00 | 2030 50% ECP | -700 | 505 | 510 | 442 | Yes
2030-02-17 14:00 | 2030 50% ECP | -700 | 505 | 510 | 442 | Yes
2030-02-17 15:00 | 2030 50% ECP | -700 | 505 | 510 | 442 | Yes
2030-02-17 16:00 | 2030 50% ECP | -700 | 505 | 510 | 442 | Yes
2030-02-17 17:00 | 2030 50% ECP | -700 | 505 | 510 | 442 | Yes
2030-02-17 18:00 | 2030 50% ECP | -700 | 344.59 | 510 | 442 | Yes
2030-02-17 19:00 | 2030 50% ECP | -700 | 505 | 510 | 442 | No
2030-02-17 20:00 | 2030 50% ECP | -700 | 505 | 510 | 442 | No
2030-02-17 21:00 | 2030 50% ECP | -700 | 505 | 510 | 442 | No
2030-02-17 22:00 | 2030 50% ECP | -700 | 505 | 510 | 442 | No
2030-02-17 23:00 | 2030 50% ECP | -700 | 505 | 510 | 370.75 | Yes
2030-02-18 | 2030 50% ECP | -700 | 505 | 510 | 442 | No
2030-02-18 01:00 | 2030 50% ECP | -700 | 505 | 510 | 442 | No
2030-02-18 02:00 | 2030 50% ECP | -700 | 505 | 510 | 442 | Yes
2030-02-18 03:00 | 2030 50% ECP | -700 | 505 | 510 | 442 | Yes
2030-02-18 04:00 | 2030 50% ECP | -700 | 505 | 510 | 442 | Yes
2030-02-18 05:00 | 2030 50% ECP | -700 | 505 | 510 | 442 | Yes
2030-02-18 06:00 | 2030 50% ECP | -700 | 505 | 510 | 442 | Yes
2030-02-18 07:00 | 2030 50% ECP | -700 | 505 | 510 | 442 | Yes
2030-02-18 08:00 | 2030 50% ECP | -700 | 505 | 510 | 442 | Yes
2030-02-18 09:00 | 2030 50% ECP | -700 | 505 | 510 | 442 | Yes
2030-02-18 10:00 | 2030 50% ECP | -700 | 505 | 510 | 442 | Yes
2030-02-18 11:00 | 2030 50% ECP | -700 | 505 | 510 | 442 | Yes
2030-02-18 12:00 | 2030 50% ECP | -700 | 505 | 510 | 442 | Yes
2030-02-18 13:00 | 2030 50% ECP | -700 | 505 | 510 | 442 | Yes
2030-02-18 14:00 | 2030 50% ECP | -700 | 505 | 510 | 442 | Yes
2030-02-18 15:00 | 2030 50% ECP | -700 | 505 | 510 | 442 | Yes
2030-02-18 16:00 | 2030 50% ECP | -700 | 505 | 510 | 442 | Yes
2030-02-18 17:00 | 2030 50% ECP | -700 | 505 | 510 | 442 | No
2030-02-18 18:00 | 2030 50% ECP | -576.99 | 505 | 510 | 442 | No
2030-02-18 19:00 | 2030 50% ECP | 0 | 205 | 210 | 142 | No
2030-02-18 20:00 | 2030 50% ECP | -202.96 | 505 | 510 | 442 | No
2030-02-18 21:00 | 2030 50% ECP | 0 | 505 | 510 | 442 | No
2030-02-18 22:00 | 2030 50% ECP | 0 | 505 | 510 | 442 | No
2030-02-18 23:00 | 2030 50% ECP | 0 | 505 | 510 | 442 | No
2030-02-19 | 2030 50% ECP | 544.27 | 505 | 510 | 442 | No
2030-02-19 01:00 | 2030 50% ECP | 700 | 505 | 510 | 442 | No
2030-02-19 02:00 | 2030 50% ECP | 527.01 | 505 | 510 | 442 | No
2030-02-19 03:00 | 2030 50% ECP | 700 | 485.44 | 510 | 442 | No
2030-02-19 04:00 | 2030 50% ECP | 684.01 | 300 | 510 | 442 | No
2030-02-19 05:00 | 2030 50% ECP | 700 | 0 | 274.8 | 442 | No
2030-02-19 06:00 | 2030 50% ECP | 635.89 | 0 | 0 | 442 | No
2030-02-19 07:00 | 2030 50% ECP | 35.89 | 0 | 0 | 442 | No
2030-02-19 08:00 | 2030 50% ECP | -89 | 0 | 0 | 442 | No
2030-02-19 09:00 | 2030 50% ECP | -449.64 | 0 | 0 | 442 | No
2030-02-19 10:00 | 2030 50% ECP | -700 | 300 | 300 | 442 | No
2030-02-19 11:00 | 2030 50% ECP | -700 | 505 | 510 | 442 | Yes
2030-02-19 12:00 | 2030 50% ECP | -700 | 505 | 510 | 442 | Yes
2030-02-19 13:00 | 2030 50% ECP | -700 | 505 | 510 | 442 | Yes
2030-02-19 14:00 | 2030 50% ECP | -700 | 505 | 510 | 442 | Yes
2030-02-19 15:00 | 2030 50% ECP | -700 | 505 | 510 | 442 | Yes
2030-02-19 16:00 | 2030 50% ECP | -700 | 505 | 510 | 442 | Yes
2030-02-19 17:00 | 2030 50% ECP | -700 | 505 | 510 | 442 | Yes
2030-02-19 18:00 | 2030 50% ECP | -700 | 380.4 | 510 | 442 | No
2030-02-19 19:00 | 2030 50% ECP | -700 | 505 | 510 | 442 | No
2030-02-19 20:00 | 2030 50% ECP | -700 | 505 | 510 | 442 | No
2030-02-19 21:00 | 2030 50% ECP | -700 | 505 | 510 | 442 | No
2030-02-19 22:00 | 2030 50% ECP | -700 | 505 | 510 | 442 | No
2030-02-19 23:00 | 2030 50% ECP | -700 | 505 | 510 | 442 | No
2030-02-20 | 2030 50% ECP | -700 | 505 | 510 | 442 | No
2030-02-20 01:00 | 2030 50% ECP | -700 | 505 | 510 | 442 | No
2030-02-20 02:00 | 2030 50% ECP | -224.91 | 505 | 510 | 442 | No
2030-02-20 03:00 | 2030 50% ECP | 210.23 | 505 | 510 | 442 | No
2030-02-20 04:00 | 2030 50% ECP | -389.77 | 505 | 510 | 442 | No
2030-02-20 05:00 | 2030 50% ECP | -700 | 505 | 510 | 442 | No
2030-02-20 06:00 | 2030 50% ECP | -700 | 505 | 510 | 442 | No
2030-02-20 07:00 | 2030 50% ECP | -410.13 | 205 | 210 | 142 | No
2030-02-20 08:00 | 2030 50% ECP | 0 | 0 | 380.37 | 277.07 | No
2030-02-20 09:00 | 2030 50% ECP | -100 | 0 | 236.21 | 193.6 | No
2030-02-20 10:00 | 2030 50% ECP | -700 | 300 | 510 | 442 | Yes
2030-02-20 11:00 | 2030 50% ECP | -700 | 505 | 510 | 442 | Yes
2030-02-20 12:00 | 2030 50% ECP | -700 | 505 | 510 | 442 | Yes
2030-02-20 13:00 | 2030 50% ECP | -700 | 505 | 510 | 442 | Yes
2030-02-20 14:00 | 2030 50% ECP | -700 | 505 | 510 | 442 | Yes
2030-02-20 15:00 | 2030 50% ECP | -700 | 505 | 510 | 442 | Yes
2030-02-20 16:00 | 2030 50% ECP | -700 | 300 | 300 | 300 | Yes
2030-02-20 17:00 | 2030 50% ECP | -259.52 | 0 | 0 | 0 | No
2030-02-20 18:00 | 2030 50% ECP | 0 | 0 | 0 | 300 | No
2030-02-20 19:00 | 2030 50% ECP | -313.29 | 0 | 0 | 53.99 | No
2030-02-20 20:00 | 2030 50% ECP | -561.18 | 205 | 210 | 291.88 | No
2030-02-20 21:00 | 2030 50% ECP | -700 | 505 | 510 | 442 | No
2030-02-20 22:00 | 2030 50% ECP | -700 | 505 | 510 | 442 | No
2030-02-20 23:00 | 2030 50% ECP | -700 | 505 | 510 | 442 | Yes
2030-02-21 | 2030 50% ECP | -700 | 505 | 510 | 442 | Yes
2030-02-21 01:00 | 2030 50% ECP | -700 | 505 | 510 | 442 | Yes
2030-02-21 02:00 | 2030 50% ECP | -700 | 505 | 510 | 442 | Yes
2030-02-21 03:00 | 2030 50% ECP | -700 | 505 | 510 | 442 | Yes
2030-02-21 04:00 | 2030 50% ECP | -700 | 505 | 510 | 415.39 | Yes
2030-02-21 05:00 | 2030 50% ECP | -700 | 505 | 510 | 442 | Yes
2030-02-21 06:00 | 2030 50% ECP | -700 | 505 | 510 | 442 | Yes
2030-02-21 07:00 | 2030 50% ECP | -700 | 505 | 510 | 442 | Yes
2030-02-21 08:00 | 2030 50% ECP | -700 | 505 | 510 | 442 | Yes
2030-02-21 09:00 | 2030 50% ECP | -700 | 505 | 510 | 442 | Yes
2030-02-21 10:00 | 2030 50% ECP | -700 | 505 | 510 | 442 | Yes
2030-02-21 11:00 | 2030 50% ECP | -700 | 505 | 510 | 442 | Yes
2030-02-21 12:00 | 2030 50% ECP | -700 | 505 | 510 | 442 | Yes
2030-02-21 13:00 | 2030 50% ECP | -700 | 505 | 510 | 442 | Yes
2030-02-21 14:00 | 2030 50% ECP | -700 | 505 | 510 | 442 | Yes
2030-02-21 15:00 | 2030 50% ECP | -700 | 505 | 510 | 442 | Yes
2030-02-21 16:00 | 2030 50% ECP | -700 | 505 | 510 | 442 | Yes
2030-02-21 17:00 | 2030 50% ECP | -700 | 505 | 510 | 442 | Yes
2030-02-21 18:00 | 2030 50% ECP | -700 | 505 | 510 | 442 | Yes
2030-02-21 19:00 | 2030 50% ECP | -700 | 505 | 510 | 442 | Yes
2030-02-21 20:00 | 2030 50% ECP | -700 | 505 | 510 | 442 | Yes
2030-02-21 21:00 | 2030 50% ECP | -700 | 505 | 510 | 442 | Yes
2030-02-21 22:00 | 2030 50% ECP | -700 | 505 | 510 | 442 | Yes
2030-02-21 23:00 | 2030 50% ECP | -700 | 505 | 510 | 386.49 | Yes
2030-02-22 | 2030 50% ECP | -700 | 505 | 510 | 442 | Yes
2030-02-22 01:00 | 2030 50% ECP | -700 | 505 | 510 | 426.17 | Yes
2030-02-22 02:00 | 2030 50% ECP | -700 | 505 | 510 | 442 | Yes
2030-02-22 03:00 | 2030 50% ECP | -700 | 505 | 510 | 197.99 | Yes
2030-02-22 04:00 | 2030 50% ECP | -700 | 505 | 510 | 198.93 | Yes
2030-02-22 05:00 | 2030 50% ECP | -700 | 505 | 510 | 210.94 | Yes
2030-02-22 06:00 | 2030 50% ECP | -700 | 505 | 510 | 210.94 | Yes
2030-02-22 07:00 | 2030 50% ECP | -700 | 505 | 510 | 442 | Yes
2030-02-22 08:00 | 2030 50% ECP | -700 | 505 | 510 | 442 | Yes
2030-02-22 09:00 | 2030 50% ECP | -700 | 505 | 510 | 442 | Yes
2030-02-22 10:00 | 2030 50% ECP | -700 | 505 | 510 | 442 | Yes
2030-02-22 11:00 | 2030 50% ECP | -700 | 505 | 510 | 442 | Yes
2030-02-22 12:00 | 2030 50% ECP | -700 | 505 | 510 | 442 | Yes
2030-02-22 13:00 | 2030 50% ECP | -700 | 505 | 510 | 442 | Yes
2030-02-22 14:00 | 2030 50% ECP | -700 | 300 | 210 | 245.75 | Yes
2030-02-22 15:00 | 2030 50% ECP | -700 | 0 | -90 | -54.25 | No
2030-02-22 16:00 | 2030 50% ECP | -295.73 | 0 | 0 | 0 | No
2030-02-22 17:00 | 2030 50% ECP | -398.2 | 0 | 0 | 0 | No
2030-02-22 18:00 | 2030 50% ECP | 201.8 | 0 | 0 | 0 | No
2030-02-22 19:00 | 2030 50% ECP | 700 | 0 | 0 | 97.33 | No
2030-02-22 20:00 | 2030 50% ECP | 700 | 0 | 0 | 383.46 | No
2030-02-22 21:00 | 2030 50% ECP | 616.69 | 205 | 210 | 442 | No
2030-02-22 22:00 | 2030 50% ECP | 700 | 505 | 510 | 442 | No
2030-02-22 23:00 | 2030 50% ECP | 696.19 | 205 | 210 | 430.36 | No
2030-02-23 | 2030 50% ECP | 700 | 96.88 | 510 | 442 | No
2030-02-23 01:00 | 2030 50% ECP | 700 | 29.7 | 510 | 442 | No
2030-02-23 02:00 | 2030 50% ECP | 700 | 0 | 371.08 | 442 | No
2030-02-23 03:00 | 2030 50% ECP | 589.05 | 0 | 71.08 | 442 | No
2030-02-23 04:00 | 2030 50% ECP | 700 | 0 | 335.1 | 442 | No
2030-02-23 05:00 | 2030 50% ECP | 386.61 | 300 | 510 | 442 | No
2030-02-23 06:00 | 2030 50% ECP | 302.11 | 300 | 510 | 442 | No
2030-02-23 07:00 | 2030 50% ECP | 593.3 | 0 | 210 | 402.23 | No
2030-02-23 08:00 | 2030 50% ECP | 663.45 | 0 | 0 | 102.23 | No
2030-02-23 09:00 | 2030 50% ECP | 670.08 | 0 | 0 | 0 | No
2030-02-23 10:00 | 2030 50% ECP | 616.13 | 0 | 0 | 220.31 | No
2030-02-23 11:00 | 2030 50% ECP | 16.13 | 0 | 0 | 0 | No
2030-02-23 12:00 | 2030 50% ECP | 0 | 0 | 0 | 0 | No
2030-02-23 13:00 | 2030 50% ECP | 0 | 0 | 0 | 0 | No
2030-02-23 14:00 | 2030 50% ECP | 314.53 | 0 | 0 | 0 | No
2030-02-23 15:00 | 2030 50% ECP | 700 | 0 | -300 | -231.61 | No
2030-02-23 16:00 | 2030 50% ECP | 700 | -226 | -439.09 | -502.95 | No
2030-02-23 17:00 | 2030 50% ECP | 700 | -526 | -510 | -510 | No
2030-02-23 18:00 | 2030 50% ECP | 700 | -526 | -510 | -510 | No
2030-02-23 19:00 | 2030 50% ECP | 700 | -526 | -510 | -510 | No
2030-02-23 20:00 | 2030 50% ECP | 700 | -526 | -510 | -510 | No
2030-02-23 21:00 | 2030 50% ECP | 635.18 | -526 | -510 | -510 | No
2030-02-23 22:00 | 2030 50% ECP | 700 | -300 | -313.8 | -210 | No
2030-02-23 23:00 | 2030 50% ECP | 700 | 0 | -13.8 | 90 | No
2030-02-24 | 2030 50% ECP | 100 | 0 | -28.17 | 390 | No
2030-02-24 01:00 | 2030 50% ECP | -500 | 300 | 271.83 | 442 | Yes
2030-02-24 02:00 | 2030 50% ECP | -700 | 505 | 510 | 442 | Yes
2030-02-24 03:00 | 2030 50% ECP | -700 | 505 | 510 | 394.19 | Yes
2030-02-24 04:00 | 2030 50% ECP | -700 | 505 | 510 | 262.79 | Yes
2030-02-24 05:00 | 2030 50% ECP | -700 | 505 | 510 | 120.47 | Yes
2030-02-24 06:00 | 2030 50% ECP | -700 | 505 | 510 | 174.43 | Yes
2030-02-24 07:00 | 2030 50% ECP | -700 | 505 | 510 | 174.43 | Yes
2030-02-24 08:00 | 2030 50% ECP | -700 | 505 | 510 | 246.72 | Yes
2030-02-24 09:00 | 2030 50% ECP | -700 | 505 | 510 | 442 | Yes
2030-02-24 10:00 | 2030 50% ECP | -700 | 505 | 510 | 442 | Yes
2030-02-24 11:00 | 2030 50% ECP | -700 | 505 | 510 | 442 | Yes
2030-02-24 12:00 | 2030 50% ECP | -700 | 505 | 510 | 442 | Yes
2030-02-24 13:00 | 2030 50% ECP | -700 | 505 | 510 | 442 | Yes
2030-02-24 14:00 | 2030 50% ECP | -700 | 505 | 510 | 442 | Yes
2030-02-24 15:00 | 2030 50% ECP | -700 | 300 | 221.47 | 300 | Yes
2030-02-24 16:00 | 2030 50% ECP | -700 | 0 | -78.53 | 0 | Yes
2030-02-24 17:00 | 2030 50% ECP | -600 | -243.01 | -300 | -300 | No
2030-02-24 18:00 | 2030 50% ECP | 0 | 0 | 0 | 0 | No
2030-02-24 19:00 | 2030 50% ECP | 600 | 0 | 262.26 | 203.5 | No
2030-02-24 20:00 | 2030 50% ECP | 700 | 0 | 466.7 | 20.37 | No
2030-02-24 21:00 | 2030 50% ECP | 700 | 0 | 466.7 | 157.74 | No
2030-02-24 22:00 | 2030 50% ECP | 700 | 0 | 210 | 256.07 | No
2030-02-24 23:00 | 2030 50% ECP | 377.95 | 300 | 510 | 442 | No
2030-02-25 | 2030 50% ECP | 700 | 0 | 331.24 | 391.9 | No
2030-02-25 01:00 | 2030 50% ECP | 700 | 0 | 31.24 | 344.38 | No
2030-02-25 02:00 | 2030 50% ECP | 178.18 | 205 | 210 | 142 | No
2030-02-25 03:00 | 2030 50% ECP | -235.89 | 505 | 510 | 442 | No
2030-02-25 04:00 | 2030 50% ECP | -58.85 | 505 | 510 | 442 | No
2030-02-25 05:00 | 2030 50% ECP | -658.85 | 505 | 510 | 442 | No
2030-02-25 06:00 | 2030 50% ECP | -243.86 | 505 | 510 | 442 | No
2030-02-25 07:00 | 2030 50% ECP | 100 | 505 | 510 | 442 | No
2030-02-25 08:00 | 2030 50% ECP | 700 | 505 | 510 | 442 | No
2030-02-25 09:00 | 2030 50% ECP | 590.01 | 292.19 | 300 | 442 | No
2030-02-25 10:00 | 2030 50% ECP | -9.99 | 0 | 0 | 442 | No
2030-02-25 11:00 | 2030 50% ECP | -609.99 | -300 | -300 | 442 | No
2030-02-25 12:00 | 2030 50% ECP | -700 | 0 | -259.88 | 442 | No
2030-02-25 13:00 | 2030 50% ECP | -700 | 0 | 0 | 356.41 | No
2030-02-25 14:00 | 2030 50% ECP | -700 | 205 | 210 | 299.94 | No
2030-02-25 15:00 | 2030 50% ECP | -700 | 505 | 510 | 442 | No
2030-02-25 16:00 | 2030 50% ECP | -700 | 205 | 210 | 442 | No
2030-02-25 17:00 | 2030 50% ECP | -100 | 0 | 376.02 | 442 | No
2030-02-25 18:00 | 2030 50% ECP | 500 | 0 | 379.6 | 442 | No
2030-02-25 19:00 | 2030 50% ECP | 700 | 0 | 191.56 | 442 | No
2030-02-25 20:00 | 2030 50% ECP | 700 | 0 | 300 | 442 | No
2030-02-25 21:00 | 2030 50% ECP | 402.33 | 0 | 0 | 442 | No
2030-02-25 22:00 | 2030 50% ECP | -197.67 | 0 | 0 | 442 | No
2030-02-25 23:00 | 2030 50% ECP | -583.45 | 0 | 0 | 442 | No
2030-02-26 | 2030 50% ECP | -118.72 | 300 | 300 | 442 | No
2030-02-26 01:00 | 2030 50% ECP | -700 | 505 | 510 | 442 | No
2030-02-26 02:00 | 2030 50% ECP | -458.4 | 505 | 510 | 442 | No
2030-02-26 03:00 | 2030 50% ECP | -700 | 505 | 510 | 442 | No
2030-02-26 04:00 | 2030 50% ECP | -700 | 505 | 510 | 442 | No
2030-02-26 05:00 | 2030 50% ECP | -440.54 | 505 | 510 | 442 | No
2030-02-26 06:00 | 2030 50% ECP | -700 | 205 | 210 | 142 | No
2030-02-26 07:00 | 2030 50% ECP | -343.58 | 505 | 510 | 142 | No
2030-02-26 08:00 | 2030 50% ECP | 256.42 | 505 | 510 | 442 | No
2030-02-26 09:00 | 2030 50% ECP | 700 | 241.2 | 510 | 442 | No
2030-02-26 10:00 | 2030 50% ECP | 134.59 | 0 | 210 | 394.38 | No
2030-02-26 11:00 | 2030 50% ECP | 6.24 | 0 | 0 | 345.52 | No
2030-02-26 12:00 | 2030 50% ECP | 57.85 | 0 | 0 | 262.47 | No
2030-02-26 13:00 | 2030 50% ECP | 57.85 | 0 | 0 | 179.1 | No
2030-02-26 14:00 | 2030 50% ECP | 566.07 | 0 | 0 | 299.31 | No
2030-02-26 15:00 | 2030 50% ECP | 293.86 | 0 | 0 | 0 | No
2030-02-26 16:00 | 2030 50% ECP | 700 | 0 | 300 | 140.21 | No
2030-02-26 17:00 | 2030 50% ECP | 700 | 101.88 | 90 | 184.83 | No
2030-02-26 18:00 | 2030 50% ECP | 700 | -198.12 | -210 | -115.17 | No
2030-02-26 19:00 | 2030 50% ECP | 700 | -498.12 | -510 | -415.17 | No
2030-02-26 20:00 | 2030 50% ECP | 700 | -198.12 | -210 | -115.17 | No
2030-02-26 21:00 | 2030 50% ECP | 700 | 101.88 | 90 | 184.83 | No
2030-02-26 22:00 | 2030 50% ECP | 700 | 401.88 | 390 | 442 | No
2030-02-26 23:00 | 2030 50% ECP | 700 | 279.41 | 510 | 442 | No
2030-02-27 | 2030 50% ECP | 700 | 301.91 | 510 | 412.66 | No
2030-02-27 01:00 | 2030 50% ECP | 700 | 316.34 | 510 | 381.67 | No
2030-02-27 02:00 | 2030 50% ECP | 700 | 102.45 | 510 | 316.89 | No
2030-02-27 03:00 | 2030 50% ECP | 700 | 0 | 510 | 215.66 | No
2030-02-27 04:00 | 2030 50% ECP | 700 | 0 | 223.48 | -4.78 | No
2030-02-27 05:00 | 2030 50% ECP | 240.72 | 205 | 210 | 142 | No
2030-02-27 06:00 | 2030 50% ECP | -337.63 | 505 | 510 | 442 | No
2030-02-27 07:00 | 2030 50% ECP | 262.37 | 505 | 510 | 197.21 | No
2030-02-27 08:00 | 2030 50% ECP | 700 | 465.48 | 510 | 442 | No
2030-02-27 09:00 | 2030 50% ECP | 700 | 165.48 | 510 | 442 | No
2030-02-27 10:00 | 2030 50% ECP | 700 | 0 | 210 | 348.24 | No
2030-02-27 11:00 | 2030 50% ECP | 105.73 | 0 | 0 | 442 | No
2030-02-27 12:00 | 2030 50% ECP | 0 | 0 | 0 | 142 | No
2030-02-27 13:00 | 2030 50% ECP | 200.39 | 0 | 0 | 0 | No
2030-02-27 14:00 | 2030 50% ECP | 312.71 | 0 | 0 | 0 | No
2030-02-27 15:00 | 2030 50% ECP | 700 | 0 | 69.62 | 0 | No
2030-02-27 16:00 | 2030 50% ECP | 700 | 4.16 | 0 | 0 | No
2030-02-27 17:00 | 2030 50% ECP | 700 | -295.84 | -300 | -300 | No
2030-02-27 18:00 | 2030 50% ECP | 700 | -526 | -510 | -510 | No
2030-02-27 19:00 | 2030 50% ECP | 700 | -526 | -510 | -510 | No
2030-02-27 20:00 | 2030 50% ECP | 700 | -526 | -510 | -510 | No
2030-02-27 21:00 | 2030 50% ECP | 700 | -226 | -210 | -210 | No
2030-02-27 22:00 | 2030 50% ECP | 700 | 0 | -30.27 | 90 | No
2030-02-27 23:00 | 2030 50% ECP | 700 | 0 | -330.27 | -63.02 | No
2030-02-28 | 2030 50% ECP | 544.12 | 0 | -30.27 | 236.98 | No
2030-02-28 01:00 | 2030 50% ECP | 600 | 249.1 | 269.73 | 442 | No
2030-02-28 02:00 | 2030 50% ECP | 0 | 0 | 195.49 | 442 | No
2030-02-28 03:00 | 2030 50% ECP | -169.62 | 300 | 495.49 | 442 | No
2030-02-28 04:00 | 2030 50% ECP | -700 | 505 | 510 | 442 | No
2030-02-28 05:00 | 2030 50% ECP | -700 | 505 | 510 | 442 | No
2030-02-28 06:00 | 2030 50% ECP | -700 | 505 | 510 | 442 | No
2030-02-28 07:00 | 2030 50% ECP | -700 | 505 | 510 | 442 | No
2030-02-28 08:00 | 2030 50% ECP | -700 | 505 | 510 | 442 | No
2030-02-28 09:00 | 2030 50% ECP | -700 | 505 | 510 | 442 | No
2030-02-28 10:00 | 2030 50% ECP | -700 | 373.6 | 510 | 442 | No
2030-02-28 11:00 | 2030 50% ECP | -700 | 73.6 | 210 | 142 | No
2030-02-28 12:00 | 2030 50% ECP | -700 | 205 | 210 | 346.73 | No
2030-02-28 13:00 | 2030 50% ECP | -700 | 505 | 510 | 442 | No
2030-02-28 14:00 | 2030 50% ECP | -700 | 505 | 510 | 442 | No
2030-02-28 15:00 | 2030 50% ECP | -100 | 205 | 274.01 | 442 | No
2030-02-28 16:00 | 2030 50% ECP | 500 | 0 | 0 | 442 | No
2030-02-28 17:00 | 2030 50% ECP | 700 | 0 | 164.74 | 442 | No
2030-02-28 18:00 | 2030 50% ECP | 700 | 0 | 164.74 | 442 | No
2030-02-28 19:00 | 2030 50% ECP | 700 | 0 | 0 | 442 | No
2030-02-28 20:00 | 2030 50% ECP | 500 | 0 | 49.07 | 442 | No
2030-02-28 21:00 | 2030 50% ECP | -100 | 205 | 349.07 | 442 | No
2030-02-28 22:00 | 2030 50% ECP | -700 | 505 | 510 | 442 | No
2030-02-28 23:00 | 2030 50% ECP | -700 | 505 | 510 | 442 | Yes
2030-03-01 | 2030 50% ECP | -700 | 505 | 510 | 142 | Yes
2030-03-01 01:00 | 2030 50% ECP | -700 | 505 | 510 | 182.04 | Yes
2030-03-01 02:00 | 2030 50% ECP | -700 | 505 | 510 | 107.11 | Yes
2030-03-01 03:00 | 2030 50% ECP | -700 | 505 | 510 | 236.32 | Yes
2030-03-01 04:00 | 2030 50% ECP | -700 | 505 | 510 | 42.95 | Yes
2030-03-01 05:00 | 2030 50% ECP | -700 | 505 | 510 | 194.61 | Yes
2030-03-01 06:00 | 2030 50% ECP | -700 | 505 | 510 | 281.02 | Yes
2030-03-01 07:00 | 2030 50% ECP | -700 | 505 | 510 | 442 | Yes
2030-03-01 08:00 | 2030 50% ECP | -700 | 505 | 510 | 442 | Yes
2030-03-01 09:00 | 2030 50% ECP | -700 | 505 | 510 | 442 | Yes
2030-03-01 10:00 | 2030 50% ECP | -700 | 505 | 510 | 442 | Yes
2030-03-01 11:00 | 2030 50% ECP | -700 | 505 | 510 | 442 | Yes
2030-03-01 12:00 | 2030 50% ECP | -700 | 505 | 510 | 442 | Yes
2030-03-01 13:00 | 2030 50% ECP | -700 | 505 | 510 | 442 | Yes
2030-03-01 14:00 | 2030 50% ECP | -700 | 300 | 277.31 | 313.4 | Yes
2030-03-01 15:00 | 2030 50% ECP | -500 | 0 | -22.69 | 13.4 | No
2030-03-01 16:00 | 2030 50% ECP | 100 | 152.37 | 210 | 142 | No
2030-03-01 17:00 | 2030 50% ECP | 700 | 452.37 | 510 | 442 | No
2030-03-01 18:00 | 2030 50% ECP | 700 | 152.37 | 255.47 | 171.02 | No
2030-03-01 19:00 | 2030 50% ECP | 700 | -147.63 | -44.53 | -128.98 | No
2030-03-01 20:00 | 2030 50% ECP | 700 | 148.8 | 255.47 | 171.02 | No
2030-03-01 21:00 | 2030 50% ECP | 700 | 448.8 | 510 | 258.43 | No
2030-03-01 22:00 | 2030 50% ECP | 700 | 305.79 | 510 | 87.1 | No
2030-03-01 23:00 | 2030 50% ECP | 700 | 123.59 | 510 | 387.1 | No
2030-03-02 | 2030 50% ECP | 700 | 255.19 | 510 | 442 | No
2030-03-02 01:00 | 2030 50% ECP | 700 | 72.13 | 510 | 442 | No
2030-03-02 02:00 | 2030 50% ECP | 700 | 316.91 | 510 | 442 | No
2030-03-02 03:00 | 2030 50% ECP | 700 | 316.91 | 510 | 442 | No
2030-03-02 04:00 | 2030 50% ECP | 700 | 302.89 | 510 | 442 | No
2030-03-02 05:00 | 2030 50% ECP | 700 | 2.89 | 510 | 442 | No
2030-03-02 06:00 | 2030 50% ECP | 700 | 0 | 300 | 265.43 | No
2030-03-02 07:00 | 2030 50% ECP | 700 | 0 | 0 | 142 | No
2030-03-02 08:00 | 2030 50% ECP | 700 | 0 | 136.03 | 442 | No
2030-03-02 09:00 | 2030 50% ECP | 100 | -51.12 | -163.97 | 442 | No
2030-03-02 10:00 | 2030 50% ECP | -500 | -226 | -236.5 | 437.58 | No
2030-03-02 11:00 | 2030 50% ECP | -700 | -526 | -510 | 160.34 | No
2030-03-02 12:00 | 2030 50% ECP | -700 | -526 | -510 | -95.38 | No
2030-03-02 13:00 | 2030 50% ECP | -700 | -526 | -510 | 20.87 | No
2030-03-02 14:00 | 2030 50% ECP | -700 | -526 | -510 | 295.05 | No
2030-03-02 15:00 | 2030 50% ECP | -700 | -477.92 | -510 | 207.57 | No
2030-03-02 16:00 | 2030 50% ECP | -100 | -177.92 | -221.63 | 202.81 | No
2030-03-02 17:00 | 2030 50% ECP | 500 | 0 | 77.41 | 442 | No
2030-03-02 18:00 | 2030 50% ECP | 700 | 0 | 39.85 | 417.84 | No
2030-03-02 19:00 | 2030 50% ECP | 700 | 0 | 210 | 442 | No
2030-03-02 20:00 | 2030 50% ECP | 700 | 0 | 510 | 442 | No
2030-03-02 21:00 | 2030 50% ECP | 700 | 0 | 350.02 | 442 | No
2030-03-02 22:00 | 2030 50% ECP | 700 | 0 | 50.02 | 442 | No
2030-03-02 23:00 | 2030 50% ECP | 236 | 0 | 350.02 | 442 | No
2030-03-03 | 2030 50% ECP | 0 | 0 | 510 | 438.52 | No
2030-03-03 01:00 | 2030 50% ECP | 0 | 241.84 | 510 | 442 | No
2030-03-03 02:00 | 2030 50% ECP | 0 | 505 | 510 | 442 | No
2030-03-03 03:00 | 2030 50% ECP | 257.32 | 505 | 510 | 442 | No
2030-03-03 04:00 | 2030 50% ECP | 373.47 | 505 | 510 | 442 | No
2030-03-03 05:00 | 2030 50% ECP | 0 | 505 | 510 | 442 | No
2030-03-03 06:00 | 2030 50% ECP | 3.47 | 205 | 210 | 142 | No
2030-03-03 07:00 | 2030 50% ECP | 87.22 | 300 | 510 | 362.11 | No
2030-03-03 08:00 | 2030 50% ECP | 687.22 | 0 | 403.18 | 62.11 | No
2030-03-03 09:00 | 2030 50% ECP | 382.07 | 0 | 103.18 | 362.11 | No
2030-03-03 10:00 | 2030 50% ECP | 0 | 0 | 0 | 62.11 | No
2030-03-03 11:00 | 2030 50% ECP | -459.92 | 0 | 0 | 0 | No
2030-03-03 12:00 | 2030 50% ECP | -161.14 | 0 | 0 | 0 | No
2030-03-03 13:00 | 2030 50% ECP | 0 | 0 | 0 | 0 | No
2030-03-03 14:00 | 2030 50% ECP | -4.15 | 0 | 0 | 0 | No
2030-03-03 15:00 | 2030 50% ECP | 281.55 | 0 | 0 | 74.28 | No
2030-03-03 16:00 | 2030 50% ECP | 700 | 0 | 98.58 | -225.72 | No
2030-03-03 17:00 | 2030 50% ECP | 700 | 0 | 162.6 | 74.28 | No
2030-03-03 18:00 | 2030 50% ECP | 700 | 0 | -137.4 | -138.42 | No
2030-03-03 19:00 | 2030 50% ECP | 700 | -297.17 | -437.4 | -438.42 | No
2030-03-03 20:00 | 2030 50% ECP | 700 | 0 | -137.4 | -138.42 | No
2030-03-03 21:00 | 2030 50% ECP | 700 | 0 | 162.6 | 127.07 | No
2030-03-03 22:00 | 2030 50% ECP | 700 | 300 | 462.6 | 427.07 | No
2030-03-03 23:00 | 2030 50% ECP | 700 | 156.11 | 510 | 442 | No
2030-03-04 | 2030 50% ECP | 700 | 456.11 | 510 | 442 | No
2030-03-04 01:00 | 2030 50% ECP | 700 | 505 | 510 | 442 | No
2030-03-04 02:00 | 2030 50% ECP | 700 | 505 | 510 | 442 | No
2030-03-04 03:00 | 2030 50% ECP | 700 | 389.35 | 510 | 442 | No
2030-03-04 04:00 | 2030 50% ECP | 700 | 132.9 | 510 | 442 | No
2030-03-04 05:00 | 2030 50% ECP | 700 | 125.44 | 510 | 442 | No
2030-03-04 06:00 | 2030 50% ECP | 700 | 139.95 | 510 | 442 | No
2030-03-04 07:00 | 2030 50% ECP | 700 | 263.65 | 510 | 442 | No
2030-03-04 08:00 | 2030 50% ECP | 700 | 505 | 510 | 442 | No
2030-03-04 09:00 | 2030 50% ECP | 700 | 205 | 510 | 206.91 | No
2030-03-04 10:00 | 2030 50% ECP | 700 | 505 | 510 | 442 | No
2030-03-04 11:00 | 2030 50% ECP | 700 | 478.66 | 510 | 442 | No
2030-03-04 12:00 | 2030 50% ECP | 700 | 178.66 | 510 | 442 | No
2030-03-04 13:00 | 2030 50% ECP | 700 | 17.16 | 510 | 442 | No
2030-03-04 14:00 | 2030 50% ECP | 700 | 0 | 353.93 | 390 | No
2030-03-04 15:00 | 2030 50% ECP | 700 | 0 | 53.93 | 90 | No
2030-03-04 16:00 | 2030 50% ECP | 700 | -300 | -246.07 | -210 | No
2030-03-04 17:00 | 2030 50% ECP | 700 | -526 | -510 | -510 | No
2030-03-04 18:00 | 2030 50% ECP | 700 | -526 | -510 | -510 | No
2030-03-04 19:00 | 2030 50% ECP | 700 | -526 | -510 | -510 | No
2030-03-04 20:00 | 2030 50% ECP | 700 | -315.21 | -408.07 | -458 | No
2030-03-04 21:00 | 2030 50% ECP | 700 | -15.21 | -108.07 | -158 | No
2030-03-04 22:00 | 2030 50% ECP | 700 | 284.79 | 191.93 | 142 | No
2030-03-04 23:00 | 2030 50% ECP | 700 | 505 | 491.93 | 442 | No
2030-03-05 | 2030 50% ECP | 700 | 505 | 510 | 442 | No
2030-03-05 01:00 | 2030 50% ECP | 700 | 505 | 510 | 442 | No
2030-03-05 02:00 | 2030 50% ECP | 700 | 505 | 510 | 442 | No
2030-03-05 03:00 | 2030 50% ECP | 700 | 505 | 510 | 442 | No
2030-03-05 04:00 | 2030 50% ECP | 700 | 505 | 510 | 442 | No
2030-03-05 05:00 | 2030 50% ECP | 700 | 505 | 510 | 442 | No
2030-03-05 06:00 | 2030 50% ECP | 700 | 300 | 428.17 | 142 | No
2030-03-05 07:00 | 2030 50% ECP | 100 | 0 | 128.17 | -158 | No
2030-03-05 08:00 | 2030 50% ECP | 700 | -300 | -171.83 | -458 | No
2030-03-05 09:00 | 2030 50% ECP | 700 | 0 | 78.9 | -158 | No
2030-03-05 10:00 | 2030 50% ECP | 700 | 300 | 378.9 | 142 | No
2030-03-05 11:00 | 2030 50% ECP | 700 | 505 | 510 | 442 | No
2030-03-05 12:00 | 2030 50% ECP | 700 | 505 | 510 | 442 | No
2030-03-05 13:00 | 2030 50% ECP | 700 | 300 | 210 | 239.65 | No
2030-03-05 14:00 | 2030 50% ECP | 700 | 0 | -90 | -60.35 | No
2030-03-05 15:00 | 2030 50% ECP | 700 | -226 | -229.81 | -210 | No
2030-03-05 16:00 | 2030 50% ECP | 700 | -526 | -510 | -510 | No
2030-03-05 17:00 | 2030 50% ECP | 683.58 | -526 | -510 | -510 | No
2030-03-05 18:00 | 2030 50% ECP | 645.72 | -526 | -510 | -510 | No
2030-03-05 19:00 | 2030 50% ECP | 700 | -526 | -510 | -510 | No
2030-03-05 20:00 | 2030 50% ECP | 700 | -526 | -510 | -510 | No
2030-03-05 21:00 | 2030 50% ECP | 700 | -300 | -432.2 | -300 | No
2030-03-05 22:00 | 2030 50% ECP | 700 | 0 | -132.2 | 0 | No
2030-03-05 23:00 | 2030 50% ECP | 700 | 141.38 | 167.8 | 300 | No
2030-03-06 | 2030 50% ECP | 700 | 0 | 467.8 | 173.64 | No
2030-03-06 01:00 | 2030 50% ECP | 700 | 0 | 463.18 | 0 | No
2030-03-06 02:00 | 2030 50% ECP | 700 | 0 | 174.92 | 0 | No
2030-03-06 03:00 | 2030 50% ECP | 700 | 0 | 474.92 | 300 | No
2030-03-06 04:00 | 2030 50% ECP | 700 | 36.67 | 390 | 390 | No
2030-03-06 05:00 | 2030 50% ECP | 349.34 | 0 | 90 | 90 | No
2030-03-06 06:00 | 2030 50% ECP | -100 | -226 | -210 | -210 | No
2030-03-06 07:00 | 2030 50% ECP | -700 | -526 | -510 | -510 | No
2030-03-06 08:00 | 2030 50% ECP | -345.01 | -526 | -510 | -510 | No
2030-03-06 09:00 | 2030 50% ECP | -235.2 | -526 | -510 | -395.64 | No
2030-03-06 10:00 | 2030 50% ECP | -527.97 | -526 | -510 | -95.64 | No
2030-03-06 11:00 | 2030 50% ECP | -700 | -526 | -510 | -45.58 | No
2030-03-06 12:00 | 2030 50% ECP | -700 | -526 | -510 | 63.45 | No
2030-03-06 13:00 | 2030 50% ECP | -700 | -526 | -510 | 363.45 | No
2030-03-06 14:00 | 2030 50% ECP | -700 | -412.56 | -510 | 436.53 | No
2030-03-06 15:00 | 2030 50% ECP | -500 | -112.56 | -509.66 | 442 | No
2030-03-06 16:00 | 2030 50% ECP | 100 | 0 | -209.66 | 348.35 | No
2030-03-06 17:00 | 2030 50% ECP | 700 | 74 | 0 | 48.35 | No
2030-03-06 18:00 | 2030 50% ECP | 700 | -226 | -300 | -251.65 | No
2030-03-06 19:00 | 2030 50% ECP | 700 | -526 | -510 | -510 | No
2030-03-06 20:00 | 2030 50% ECP | 700 | -301.79 | -510 | -510 | No
2030-03-06 21:00 | 2030 50% ECP | 700 | -1.79 | -210 | -210 | No
2030-03-06 22:00 | 2030 50% ECP | 700 | 298.21 | 90 | 90 | No
2030-03-06 23:00 | 2030 50% ECP | 700 | 0 | 390 | 7.05 | No
2030-03-07 | 2030 50% ECP | 700 | 0 | 243.21 | 307.05 | No
2030-03-07 01:00 | 2030 50% ECP | 700 | 0 | 300 | 412.57 | No
2030-03-07 02:00 | 2030 50% ECP | 553.15 | 0 | 0 | 263.18 | No
2030-03-07 03:00 | 2030 50% ECP | 100.46 | 0 | 0 | 224.84 | No
2030-03-07 04:00 | 2030 50% ECP | 0 | 0 | 0 | 0 | No
2030-03-07 05:00 | 2030 50% ECP | -183.34 | 0 | 0 | 244.57 | No
2030-03-07 06:00 | 2030 50% ECP | -235.71 | 0 | 0 | 83.31 | No
2030-03-07 07:00 | 2030 50% ECP | -189.37 | 0 | 0 | 50.21 | No
2030-03-07 08:00 | 2030 50% ECP | -468.63 | 0 | 0 | 65.4 | No
2030-03-07 09:00 | 2030 50% ECP | -700 | -169.34 | -245.36 | 104.82 | No
2030-03-07 10:00 | 2030 50% ECP | -700 | -469.34 | -510 | -195.18 | No
2030-03-07 11:00 | 2030 50% ECP | -700 | -169.34 | -292.9 | -158 | No
2030-03-07 12:00 | 2030 50% ECP | -700 | 130.66 | 7.1 | 142 | Yes
2030-03-07 13:00 | 2030 50% ECP | -700 | 430.66 | 307.1 | 442 | Yes
2030-03-07 14:00 | 2030 50% ECP | -700 | 505 | 390 | 390 | Yes
2030-03-07 15:00 | 2030 50% ECP | -700 | 205 | 90 | 90 | Yes
2030-03-07 16:00 | 2030 50% ECP | -700 | -95 | -210 | -210 | Yes
2030-03-07 17:00 | 2030 50% ECP | -700 | -395 | -510 | -510 | No
2030-03-07 18:00 | 2030 50% ECP | -700 | -526 | -510 | -510 | No
2030-03-07 19:00 | 2030 50% ECP | -700 | -526 | -510 | -510 | No
2030-03-07 20:00 | 2030 50% ECP | -700 | -496.34 | -510 | -510 | No
2030-03-07 21:00 | 2030 50% ECP | -700 | -196.34 | -210 | -210 | No
2030-03-07 22:00 | 2030 50% ECP | -700 | 103.66 | 90 | 90 | Yes
2030-03-07 23:00 | 2030 50% ECP | -700 | 403.66 | 390 | 390 | Yes
2030-03-08 | 2030 50% ECP | -700 | 505 | 510 | 442 | No
2030-03-08 01:00 | 2030 50% ECP | -700 | 505 | 510 | 442 | No
2030-03-08 02:00 | 2030 50% ECP | -700 | 505 | 510 | 442 | No
2030-03-08 03:00 | 2030 50% ECP | -700 | 505 | 510 | 442 | No
2030-03-08 04:00 | 2030 50% ECP | -700 | 505 | 510 | 442 | No
2030-03-08 05:00 | 2030 50% ECP | -700 | 205 | 210 | 142 | No
2030-03-08 06:00 | 2030 50% ECP | -600 | 0 | 0 | 0 | No
2030-03-08 07:00 | 2030 50% ECP | 0 | 0 | 0 | 172.9 | No
2030-03-08 08:00 | 2030 50% ECP | -99.24 | 0 | 0 | 442 | No
2030-03-08 09:00 | 2030 50% ECP | -699.24 | -226 | -210 | 442 | No
2030-03-08 10:00 | 2030 50% ECP | -700 | -526 | -510 | 229.98 | No
2030-03-08 11:00 | 2030 50% ECP | -700 | -526 | -510 | -70.02 | No
2030-03-08 12:00 | 2030 50% ECP | -700 | -526 | -510 | -137.14 | No
2030-03-08 13:00 | 2030 50% ECP | -700 | -526 | -510 | -54.51 | No
2030-03-08 14:00 | 2030 50% ECP | -700 | -526 | -510 | -152.43 | No
2030-03-08 15:00 | 2030 50% ECP | -700 | -526 | -510 | 147.57 | No
2030-03-08 16:00 | 2030 50% ECP | -700 | -526 | -510 | 197.61 | No
2030-03-08 17:00 | 2030 50% ECP | -700 | -226 | -510 | 442 | No
2030-03-08 18:00 | 2030 50% ECP | -700 | 0 | -510 | 442 | No
2030-03-08 19:00 | 2030 50% ECP | -700 | 0 | -510 | 442 | No
2030-03-08 20:00 | 2030 50% ECP | -700 | 0 | -407.67 | 442 | No
2030-03-08 21:00 | 2030 50% ECP | -700 | 0 | -107.67 | 442 | No
2030-03-08 22:00 | 2030 50% ECP | -700 | 300 | 192.33 | 442 | Yes
2030-03-08 23:00 | 2030 50% ECP | -700 | 505 | 492.33 | 442 | Yes
2030-03-09 | 2030 50% ECP | -700 | 505 | 510 | 442 | No
2030-03-09 01:00 | 2030 50% ECP | -700 | 505 | 510 | 442 | No
2030-03-09 02:00 | 2030 50% ECP | -700 | 505 | 510 | 442 | No
2030-03-09 03:00 | 2030 50% ECP | -700 | 505 | 510 | 442 | No
2030-03-09 04:00 | 2030 50% ECP | -700 | 505 | 510 | 442 | No
2030-03-09 05:00 | 2030 50% ECP | -700 | 505 | 510 | 442 | No
2030-03-09 06:00 | 2030 50% ECP | -100 | 205 | 210 | 142 | No
2030-03-09 07:00 | 2030 50% ECP | 335.46 | 0 | 0 | 167.35 | No
2030-03-09 08:00 | 2030 50% ECP | 652.17 | 0 | 0 | 288.65 | No
2030-03-09 09:00 | 2030 50% ECP | 52.17 | 0 | -210 | 442 | No
2030-03-09 10:00 | 2030 50% ECP | -100 | -296.51 | -510 | 203.72 | No
2030-03-09 11:00 | 2030 50% ECP | -700 | -442.02 | -510 | -96.28 | No
2030-03-09 12:00 | 2030 50% ECP | -700 | -526 | -510 | -396.28 | No
2030-03-09 13:00 | 2030 50% ECP | -700 | -487.28 | -510 | -324.35 | No
2030-03-09 14:00 | 2030 50% ECP | -700 | -187.28 | -510 | -469.64 | No
2030-03-09 15:00 | 2030 50% ECP | -700 | -258.81 | -510 | -185.02 | No
2030-03-09 16:00 | 2030 50% ECP | -700 | -416.59 | -510 | 114.98 | No
2030-03-09 17:00 | 2030 50% ECP | -700 | -365.17 | -510 | 414.98 | No
2030-03-09 18:00 | 2030 50% ECP | -700 | -65.17 | -510 | 442 | No
2030-03-09 19:00 | 2030 50% ECP | -700 | 0 | -246.62 | 300 | No
2030-03-09 20:00 | 2030 50% ECP | -700 | 0 | -191.01 | 0 | No
2030-03-09 21:00 | 2030 50% ECP | -700 | 205 | 108.99 | 237.01 | Yes
2030-03-09 22:00 | 2030 50% ECP | -700 | 505 | 408.99 | 321.9 | Yes
2030-03-09 23:00 | 2030 50% ECP | -700 | 505 | 510 | 404.8 | Yes
2030-03-10 | 2030 50% ECP | -700 | 505 | 510 | 442 | Yes
2030-03-10 01:00 | 2030 50% ECP | -700 | 505 | 510 | 442 | Yes
2030-03-10 02:00 | 2030 50% ECP | -700 | 505 | 510 | 442 | Yes
2030-03-10 03:00 | 2030 50% ECP | -700 | 505 | 510 | 442 | Yes
2030-03-10 04:00 | 2030 50% ECP | -700 | 505 | 510 | 442 | Yes
2030-03-10 05:00 | 2030 50% ECP | -700 | 505 | 510 | 442 | Yes
2030-03-10 06:00 | 2030 50% ECP | -700 | 505 | 510 | 442 | Yes
2030-03-10 07:00 | 2030 50% ECP | -700 | 505 | 510 | 415.12 | Yes
2030-03-10 08:00 | 2030 50% ECP | -700 | 505 | 510 | 249.3 | Yes
2030-03-10 09:00 | 2030 50% ECP | -700 | 505 | 510 | 442 | Yes
2030-03-10 10:00 | 2030 50% ECP | -700 | 505 | 510 | 274.96 | Yes
2030-03-10 11:00 | 2030 50% ECP | -700 | 505 | 510 | 92.47 | Yes
2030-03-10 12:00 | 2030 50% ECP | -700 | 505 | 510 | 140.74 | Yes
2030-03-10 13:00 | 2030 50% ECP | -700 | 505 | 510 | 261.73 | Yes
2030-03-10 14:00 | 2030 50% ECP | -700 | 349.2 | 510 | 163.53 | Yes
2030-03-10 15:00 | 2030 50% ECP | -700 | 49.2 | 300 | 270.24 | Yes
2030-03-10 16:00 | 2030 50% ECP | -600 | -250.8 | 0 | -29.76 | No
2030-03-10 17:00 | 2030 50% ECP | 0 | 49.2 | 300 | 270.24 | No
2030-03-10 18:00 | 2030 50% ECP | 600 | 0 | 510 | 299.77 | No
2030-03-10 19:00 | 2030 50% ECP | 700 | 0 | 510 | 281.6 | No
2030-03-10 20:00 | 2030 50% ECP | 700 | 0 | 510 | 281.6 | No
2030-03-10 21:00 | 2030 50% ECP | 700 | 15.79 | 510 | 327.49 | No
2030-03-10 22:00 | 2030 50% ECP | 700 | 315.79 | 510 | 442 | No
2030-03-10 23:00 | 2030 50% ECP | 363.89 | 15.79 | 210 | 390.4 | No
2030-03-11 | 2030 50% ECP | 500 | 0 | 47.29 | 277.15 | No
2030-03-11 01:00 | 2030 50% ECP | -100 | 0 | 0 | 13.97 | No
2030-03-11 02:00 | 2030 50% ECP | -700 | 0 | -90 | -125.99 | No
2030-03-11 03:00 | 2030 50% ECP | -700 | 300 | 210 | 174.01 | Yes
2030-03-11 04:00 | 2030 50% ECP | -700 | 505 | 510 | 442 | Yes
2030-03-11 05:00 | 2030 50% ECP | -700 | 505 | 510 | 442 | Yes
2030-03-11 06:00 | 2030 50% ECP | -700 | 505 | 510 | 442 | Yes
2030-03-11 07:00 | 2030 50% ECP | -700 | 505 | 510 | 442 | Yes
2030-03-11 08:00 | 2030 50% ECP | -700 | 388.16 | 510 | 442 | Yes
2030-03-11 09:00 | 2030 50% ECP | -700 | 88.16 | 210 | 142 | Yes
2030-03-11 10:00 | 2030 50% ECP | -700 | 188.36 | 0 | 442 | Yes
2030-03-11 11:00 | 2030 50% ECP | -700 | -111.64 | -300 | 261.04 | Yes
2030-03-11 12:00 | 2030 50% ECP | -700 | 188.36 | 0 | 442 | Yes
2030-03-11 13:00 | 2030 50% ECP | -700 | 110.62 | 300 | 442 | Yes
2030-03-11 14:00 | 2030 50% ECP | -700 | 300 | 101.34 | 442 | Yes
2030-03-11 15:00 | 2030 50% ECP | -700 | 0 | -198.66 | 370.38 | Yes
2030-03-11 16:00 | 2030 50% ECP | -700 | 300 | 101.34 | 442 | No
2030-03-11 17:00 | 2030 50% ECP | -177.34 | 0 | 0 | 442 | No
2030-03-11 18:00 | 2030 50% ECP | -177.34 | 0 | 0 | 442 | No
2030-03-11 19:00 | 2030 50% ECP | -177.34 | 0 | 0 | 442 | No
2030-03-11 20:00 | 2030 50% ECP | 0 | 0 | 0 | 442 | No
2030-03-11 21:00 | 2030 50% ECP | -197.24 | 0 | 186.64 | 442 | No
2030-03-11 22:00 | 2030 50% ECP | -700 | 0 | 486.64 | 442 | No
2030-03-11 23:00 | 2030 50% ECP | -700 | 300 | 510 | 442 | Yes
2030-03-12 | 2030 50% ECP | -700 | 505 | 510 | 442 | Yes
2030-03-12 01:00 | 2030 50% ECP | -700 | 505 | 510 | 442 | Yes
2030-03-12 02:00 | 2030 50% ECP | -700 | 505 | 510 | 442 | Yes
2030-03-12 03:00 | 2030 50% ECP | -700 | 505 | 510 | 442 | Yes
2030-03-12 04:00 | 2030 50% ECP | -700 | 505 | 510 | 442 | Yes
2030-03-12 05:00 | 2030 50% ECP | -700 | 505 | 510 | 442 | Yes
2030-03-12 06:00 | 2030 50% ECP | -700 | 505 | 510 | 442 | Yes
2030-03-12 07:00 | 2030 50% ECP | -700 | 505 | 510 | 442 | Yes
2030-03-12 08:00 | 2030 50% ECP | -700 | 505 | 510 | 442 | Yes
2030-03-12 09:00 | 2030 50% ECP | -700 | 505 | 510 | 442 | Yes
2030-03-12 10:00 | 2030 50% ECP | -700 | 505 | 510 | 442 | Yes
2030-03-12 11:00 | 2030 50% ECP | -700 | 505 | 510 | 442 | Yes
2030-03-12 12:00 | 2030 50% ECP | -700 | 505 | 510 | 442 | Yes
2030-03-12 13:00 | 2030 50% ECP | -700 | 505 | 510 | 442 | Yes
2030-03-12 14:00 | 2030 50% ECP | -700 | 505 | 510 | 442 | Yes
2030-03-12 15:00 | 2030 50% ECP | -700 | 505 | 510 | 442 | Yes
2030-03-12 16:00 | 2030 50% ECP | -700 | 505 | 448.4 | 442 | Yes
2030-03-12 17:00 | 2030 50% ECP | -700 | 300 | 148.4 | 142 | Yes
2030-03-12 18:00 | 2030 50% ECP | -700 | 0 | -151.6 | -158 | No
2030-03-12 19:00 | 2030 50% ECP | -700 | 0 | -451.6 | -458 | No
2030-03-12 20:00 | 2030 50% ECP | -700 | 0 | -151.6 | -158 | No
2030-03-12 21:00 | 2030 50% ECP | -700 | 205 | 148.4 | 142 | No
2030-03-12 22:00 | 2030 50% ECP | -700 | 505 | 448.4 | 442 | No
2030-03-12 23:00 | 2030 50% ECP | -700 | 505 | 510 | 419.63 | Yes
2030-03-13 | 2030 50% ECP | -100 | 505 | 510 | 442 | No
2030-03-13 01:00 | 2030 50% ECP | 500 | 505 | 510 | 442 | No
2030-03-13 02:00 | 2030 50% ECP | 700 | 505 | 510 | 442 | No
2030-03-13 03:00 | 2030 50% ECP | 700 | 505 | 510 | 442 | No
2030-03-13 04:00 | 2030 50% ECP | 700 | 505 | 510 | 442 | No
2030-03-13 05:00 | 2030 50% ECP | 700 | 505 | 510 | 442 | No
2030-03-13 06:00 | 2030 50% ECP | 700 | 375.17 | 510 | 442 | No
2030-03-13 07:00 | 2030 50% ECP | 100 | 75.17 | 210 | 442 | No
2030-03-13 08:00 | 2030 50% ECP | 351.53 | 0 | 0 | 442 | No
2030-03-13 09:00 | 2030 50% ECP | 700 | 0 | 0 | 442 | No
2030-03-13 10:00 | 2030 50% ECP | 700 | -226 | -210 | 429.45 | No
2030-03-13 11:00 | 2030 50% ECP | 700 | -526 | -510 | 129.45 | No
2030-03-13 12:00 | 2030 50% ECP | 700 | -526 | -510 | -115.85 | No
2030-03-13 13:00 | 2030 50% ECP | 700 | -526 | -510 | -158.79 | No
2030-03-13 14:00 | 2030 50% ECP | 700 | -526 | -510 | -175.09 | No
2030-03-13 15:00 | 2030 50% ECP | 700 | -226 | -210 | 124.91 | No
2030-03-13 16:00 | 2030 50% ECP | 700 | 74 | 90 | 424.91 | No
2030-03-13 17:00 | 2030 50% ECP | 700 | 374 | 390 | 442 | No
2030-03-13 18:00 | 2030 50% ECP | 700 | 351.86 | 510 | 442 | No
2030-03-13 19:00 | 2030 50% ECP | 700 | 505 | 510 | 442 | No
2030-03-13 20:00 | 2030 50% ECP | 700 | 505 | 510 | 442 | No
2030-03-13 21:00 | 2030 50% ECP | 700 | 505 | 510 | 442 | No
2030-03-13 22:00 | 2030 50% ECP | 700 | 505 | 510 | 442 | No
2030-03-13 23:00 | 2030 50% ECP | 700 | 505 | 510 | 442 | No
2030-03-14 | 2030 50% ECP | 700 | 418.71 | 510 | 442 | No
2030-03-14 01:00 | 2030 50% ECP | 700 | 118.71 | 510 | 442 | No
2030-03-14 02:00 | 2030 50% ECP | 700 | 0 | 510 | 442 | No
2030-03-14 03:00 | 2030 50% ECP | 700 | 0 | 510 | 442 | No
2030-03-14 04:00 | 2030 50% ECP | 700 | 0 | 420.59 | 442 | No
2030-03-14 05:00 | 2030 50% ECP | 700 | 0 | 120.59 | 305.32 | No
2030-03-14 06:00 | 2030 50% ECP | 700 | 0 | -179.41 | 5.32 | No
2030-03-14 07:00 | 2030 50% ECP | 700 | 0 | -113.86 | 128.98 | No
2030-03-14 08:00 | 2030 50% ECP | 700 | 0 | 63.73 | 428.98 | No
2030-03-14 09:00 | 2030 50% ECP | 100 | 0 | -231.75 | 442 | No
2030-03-14 10:00 | 2030 50% ECP | -500 | -226 | -231.75 | 442 | No
2030-03-14 11:00 | 2030 50% ECP | -700 | -526 | -510 | 326.72 | No
2030-03-14 12:00 | 2030 50% ECP | -700 | -226 | -210 | 336.04 | No
2030-03-14 13:00 | 2030 50% ECP | -700 | 74 | 90 | 442 | Yes
2030-03-14 14:00 | 2030 50% ECP | -700 | 374 | 390 | 442 | Yes
2030-03-14 15:00 | 2030 50% ECP | -700 | 505 | 510 | 442 | Yes
2030-03-14 16:00 | 2030 50% ECP | -700 | 505 | 510 | 442 | Yes
2030-03-14 17:00 | 2030 50% ECP | -700 | 505 | 510 | 442 | Yes
2030-03-14 18:00 | 2030 50% ECP | -700 | 300 | 413.65 | 442 | No
2030-03-14 19:00 | 2030 50% ECP | -700 | 0 | 113.65 | 333.93 | No
2030-03-14 20:00 | 2030 50% ECP | -700 | 0 | 64.55 | 151.22 | No
2030-03-14 21:00 | 2030 50% ECP | -700 | 300 | 364.55 | 442 | No
2030-03-14 22:00 | 2030 50% ECP | -700 | 505 | 510 | 442 | Yes
2030-03-14 23:00 | 2030 50% ECP | -700 | 505 | 510 | 442 | Yes
2030-03-15 | 2030 50% ECP | -700 | 505 | 510 | 442 | No
2030-03-15 01:00 | 2030 50% ECP | -700 | 505 | 510 | 442 | No
2030-03-15 02:00 | 2030 50% ECP | -700 | 505 | 510 | 442 | No
2030-03-15 03:00 | 2030 50% ECP | -700 | 505 | 510 | 442 | No
2030-03-15 04:00 | 2030 50% ECP | -700 | 505 | 510 | 442 | No
2030-03-15 05:00 | 2030 50% ECP | -700 | 505 | 510 | 442 | No
2030-03-15 06:00 | 2030 50% ECP | -700 | 505 | 510 | 232.67 | No
2030-03-15 07:00 | 2030 50% ECP | -700 | 205 | 210 | -67.33 | No
2030-03-15 08:00 | 2030 50% ECP | -393.14 | 0 | 0 | -89.92 | No
2030-03-15 09:00 | 2030 50% ECP | -700 | 0 | -4.95 | -25.79 | No
2030-03-15 10:00 | 2030 50% ECP | -700 | -226 | -210 | -210 | No
2030-03-15 11:00 | 2030 50% ECP | -700 | -526 | -510 | -510 | No
2030-03-15 12:00 | 2030 50% ECP | -700 | -491.83 | -510 | -510 | No
2030-03-15 13:00 | 2030 50% ECP | -700 | -526 | -510 | -510 | No
2030-03-15 14:00 | 2030 50% ECP | -700 | -526 | -510 | -510 | No
2030-03-15 15:00 | 2030 50% ECP | -572.65 | -526 | -510 | -510 | No
2030-03-15 16:00 | 2030 50% ECP | 27.35 | -226 | -265.77 | -210 | No
2030-03-15 17:00 | 2030 50% ECP | 627.35 | -300 | -35.41 | -153.11 | No
2030-03-15 18:00 | 2030 50% ECP | 700 | 0 | 264.59 | 146.89 | No
2030-03-15 19:00 | 2030 50% ECP | 700 | 300 | 510 | 442 | No
2030-03-15 20:00 | 2030 50% ECP | 700 | 505 | 510 | 442 | No
2030-03-15 21:00 | 2030 50% ECP | 700 | 505 | 510 | 442 | No
2030-03-15 22:00 | 2030 50% ECP | 700 | 505 | 510 | 442 | No
2030-03-15 23:00 | 2030 50% ECP | 700 | 433.93 | 510 | 442 | No
2030-03-16 | 2030 50% ECP | 700 | 505 | 510 | 442 | No
2030-03-16 01:00 | 2030 50% ECP | 700 | 505 | 510 | 442 | No
2030-03-16 02:00 | 2030 50% ECP | 700 | 381.33 | 510 | 442 | No
2030-03-16 03:00 | 2030 50% ECP | 700 | 280.46 | 390 | 442 | No
2030-03-16 04:00 | 2030 50% ECP | 700 | 74 | 90 | 442 | No
2030-03-16 05:00 | 2030 50% ECP | 700 | -226 | -210 | 442 | No
2030-03-16 06:00 | 2030 50% ECP | 648.01 | -526 | -510 | 300.61 | No
2030-03-16 07:00 | 2030 50% ECP | 48.01 | -526 | -510 | 255 | No
2030-03-16 08:00 | 2030 50% ECP | -489.79 | -526 | -510 | 233.47 | No
2030-03-16 09:00 | 2030 50% ECP | -700 | -526 | -510 | -65.44 | Yes
2030-03-16 10:00 | 2030 50% ECP | -700 | -526 | -510 | -365.44 | Yes
2030-03-16 11:00 | 2030 50% ECP | -700 | -226 | -210 | -65.44 | Yes
2030-03-16 12:00 | 2030 50% ECP | -700 | 74 | 90 | 234.56 | Yes
2030-03-16 13:00 | 2030 50% ECP | -700 | 374 | 390 | 442 | Yes
2030-03-16 14:00 | 2030 50% ECP | -700 | 505 | 510 | 442 | Yes
2030-03-16 15:00 | 2030 50% ECP | -700 | 505 | 510 | 442 | Yes
2030-03-16 16:00 | 2030 50% ECP | -700 | 505 | 510 | 442 | Yes
2030-03-16 17:00 | 2030 50% ECP | -700 | 505 | 510 | 442 | Yes
2030-03-16 18:00 | 2030 50% ECP | -700 | 505 | 510 | 442 | Yes
2030-03-16 19:00 | 2030 50% ECP | -700 | 505 | 510 | 442 | Yes
2030-03-16 20:00 | 2030 50% ECP | -700 | 505 | 510 | 442 | Yes
2030-03-16 21:00 | 2030 50% ECP | -700 | 505 | 510 | 442 | No
2030-03-16 22:00 | 2030 50% ECP | -700 | 505 | 510 | 442 | No
2030-03-16 23:00 | 2030 50% ECP | -700 | 505 | 510 | 442 | No
2030-03-17 | 2030 50% ECP | -100 | 505 | 510 | 442 | No
2030-03-17 01:00 | 2030 50% ECP | 500 | 505 | 510 | 442 | No
2030-03-17 02:00 | 2030 50% ECP | 700 | 505 | 510 | 442 | No
2030-03-17 03:00 | 2030 50% ECP | 700 | 205 | 456.31 | 142 | No
2030-03-17 04:00 | 2030 50% ECP | 577.39 | 505 | 510 | 442 | No
2030-03-17 05:00 | 2030 50% ECP | 700 | 205 | 257.16 | 142 | No
2030-03-17 06:00 | 2030 50% ECP | 700 | 0 | 510 | 391.14 | No
2030-03-17 07:00 | 2030 50% ECP | 559.97 | 0 | 286.02 | 154.72 | No
2030-03-17 08:00 | 2030 50% ECP | -40.03 | 0 | 0 | 136.73 | No
2030-03-17 09:00 | 2030 50% ECP | -640.03 | 0 | -277.58 | 135.9 | No
2030-03-17 10:00 | 2030 50% ECP | -700 | -72.2 | -510 | 206.68 | No
2030-03-17 11:00 | 2030 50% ECP | -672.99 | 0 | -210 | 254.89 | No
2030-03-17 12:00 | 2030 50% ECP | -700 | -224.66 | -116.13 | 348.98 | No
2030-03-17 13:00 | 2030 50% ECP | -700 | 0 | 183.87 | 377.65 | No
2030-03-17 14:00 | 2030 50% ECP | -700 | 300 | 483.87 | 442 | No
2030-03-17 15:00 | 2030 50% ECP | -700 | 505 | 510 | 442 | No
2030-03-17 16:00 | 2030 50% ECP | -700 | 505 | 510 | 442 | No
2030-03-17 17:00 | 2030 50% ECP | -700 | 505 | 510 | 442 | No
2030-03-17 18:00 | 2030 50% ECP | -622.57 | 505 | 510 | 442 | No
2030-03-17 19:00 | 2030 50% ECP | -22.57 | 505 | 510 | 442 | No
2030-03-17 20:00 | 2030 50% ECP | 577.43 | 505 | 510 | 442 | No
2030-03-17 21:00 | 2030 50% ECP | 700 | 505 | 510 | 442 | No
2030-03-17 22:00 | 2030 50% ECP | 700 | 477.44 | 510 | 442 | No
2030-03-17 23:00 | 2030 50% ECP | 700 | 177.44 | 510 | 442 | No
2030-03-18 | 2030 50% ECP | 700 | 477.44 | 510 | 442 | No
2030-03-18 01:00 | 2030 50% ECP | 700 | 505 | 510 | 442 | No
2030-03-18 02:00 | 2030 50% ECP | 700 | 505 | 510 | 442 | No
2030-03-18 03:00 | 2030 50% ECP | 700 | 505 | 510 | 442 | No
2030-03-18 04:00 | 2030 50% ECP | 700 | 505 | 510 | 442 | No
2030-03-18 05:00 | 2030 50% ECP | 700 | 505 | 510 | 442 | No
2030-03-18 06:00 | 2030 50% ECP | 700 | 505 | 510 | 442 | No
2030-03-18 07:00 | 2030 50% ECP | 700 | 505 | 510 | 442 | No
2030-03-18 08:00 | 2030 50% ECP | 700 | 505 | 510 | 364.53 | No
2030-03-18 09:00 | 2030 50% ECP | 700 | 505 | 510 | 442 | No
2030-03-18 10:00 | 2030 50% ECP | 700 | 250.55 | 510 | 442 | No
2030-03-18 11:00 | 2030 50% ECP | 700 | 0 | 350.57 | 142 | No
2030-03-18 12:00 | 2030 50% ECP | 700 | 0 | 249.25 | 0 | No
2030-03-18 13:00 | 2030 50% ECP | 700 | 0 | 7.76 | 0 | No
2030-03-18 14:00 | 2030 50% ECP | 700 | 0 | 306.79 | 0 | No
2030-03-18 15:00 | 2030 50% ECP | 700 | 0 | 204.57 | -35.2 | No
2030-03-18 16:00 | 2030 50% ECP | 700 | 0 | 0 | 158.22 | No
2030-03-18 17:00 | 2030 50% ECP | 700 | 0 | -300 | -124.04 | No
2030-03-18 18:00 | 2030 50% ECP | 700 | -300 | -390 | -387.24 | No
2030-03-18 19:00 | 2030 50% ECP | 700 | 0 | -90 | -87.24 | No
2030-03-18 20:00 | 2030 50% ECP | 700 | 300 | 210 | 212.76 | No
2030-03-18 21:00 | 2030 50% ECP | 700 | 371.82 | 510 | 442 | No
2030-03-18 22:00 | 2030 50% ECP | 700 | 160.85 | 510 | 442 | No
2030-03-18 23:00 | 2030 50% ECP | 700 | 119.3 | 510 | 442 | No
2030-03-19 | 2030 50% ECP | 700 | 348.17 | 510 | 426.73 | No
2030-03-19 01:00 | 2030 50% ECP | 700 | 505 | 510 | 442 | No
2030-03-19 02:00 | 2030 50% ECP | 700 | 419.76 | 510 | 442 | No
2030-03-19 03:00 | 2030 50% ECP | 700 | 505 | 510 | 442 | No
2030-03-19 04:00 | 2030 50% ECP | 700 | 505 | 510 | 442 | No
2030-03-19 05:00 | 2030 50% ECP | 700 | 505 | 510 | 442 | No
2030-03-19 06:00 | 2030 50% ECP | 700 | 205 | 298.58 | 142 | No
2030-03-19 07:00 | 2030 50% ECP | 700 | 0 | 128.59 | 442 | No
2030-03-19 08:00 | 2030 50% ECP | 700 | 0 | -171.41 | 274.18 | No
2030-03-19 09:00 | 2030 50% ECP | 700 | -300 | -471.41 | -25.82 | No
2030-03-19 10:00 | 2030 50% ECP | 700 | -526 | -510 | -22.4 | No
2030-03-19 11:00 | 2030 50% ECP | 700 | -526 | -510 | -118.23 | No
2030-03-19 12:00 | 2030 50% ECP | 700 | -526 | -510 | -108.7 | No
2030-03-19 13:00 | 2030 50% ECP | 700 | -526 | -510 | -342.74 | No
2030-03-19 14:00 | 2030 50% ECP | 700 | -526 | -510 | -356.81 | No
2030-03-19 15:00 | 2030 50% ECP | 700 | -470.42 | -510 | -510 | No
2030-03-19 16:00 | 2030 50% ECP | 700 | -179.6 | -300 | -300 | No
2030-03-19 17:00 | 2030 50% ECP | 700 | 0 | 0 | 0 | No
2030-03-19 18:00 | 2030 50% ECP | 700 | 0 | 210 | 43.28 | No
2030-03-19 19:00 | 2030 50% ECP | 700 | 0 | 510 | 34.05 | No
2030-03-19 20:00 | 2030 50% ECP | 700 | 205 | 396.77 | 142 | No
2030-03-19 21:00 | 2030 50% ECP | 700 | 505 | 510 | 442 | No
2030-03-19 22:00 | 2030 50% ECP | 700 | 499.99 | 510 | 442 | No
2030-03-19 23:00 | 2030 50% ECP | 550.42 | 505 | 510 | 442 | No
2030-03-20 | 2030 50% ECP | 353.1 | 505 | 510 | 442 | No
2030-03-20 01:00 | 2030 50% ECP | 588.61 | 505 | 510 | 442 | No
2030-03-20 02:00 | 2030 50% ECP | 700 | 505 | 510 | 442 | No
2030-03-20 03:00 | 2030 50% ECP | 700 | 505 | 510 | 442 | No
2030-03-20 04:00 | 2030 50% ECP | 488.56 | 505 | 510 | 442 | No
2030-03-20 05:00 | 2030 50% ECP | 610.27 | 205 | 210 | 442 | No
2030-03-20 06:00 | 2030 50% ECP | 700 | 0 | 435.31 | 442 | No
2030-03-20 07:00 | 2030 50% ECP | 700 | 0 | 493.91 | 442 | No
2030-03-20 08:00 | 2030 50% ECP | 445.53 | 0 | 193.91 | 442 | No
2030-03-20 09:00 | 2030 50% ECP | -40.92 | 0 | 0 | 442 | No
2030-03-20 10:00 | 2030 50% ECP | -640.92 | -280.46 | -300 | 442 | No
2030-03-20 11:00 | 2030 50% ECP | -700 | -526 | -510 | 442 | No
2030-03-20 12:00 | 2030 50% ECP | -700 | -526 | -510 | 442 | No
2030-03-20 13:00 | 2030 50% ECP | -700 | -526 | -510 | 442 | No
2030-03-20 14:00 | 2030 50% ECP | -700 | -226 | -240.01 | 442 | No
2030-03-20 15:00 | 2030 50% ECP | -600 | -300 | -279.86 | 442 | No
2030-03-20 16:00 | 2030 50% ECP | 0 | 0 | 20.14 | 442 | No
2030-03-20 17:00 | 2030 50% ECP | 600 | 300 | 320.14 | 442 | No
2030-03-20 18:00 | 2030 50% ECP | 700 | 505 | 510 | 442 | No
2030-03-20 19:00 | 2030 50% ECP | 700 | 505 | 510 | 442 | No
2030-03-20 20:00 | 2030 50% ECP | 700 | 505 | 510 | 442 | No
2030-03-20 21:00 | 2030 50% ECP | 500 | 505 | 510 | 442 | No
2030-03-20 22:00 | 2030 50% ECP | -100 | 505 | 510 | 442 | No
2030-03-20 23:00 | 2030 50% ECP | -700 | 505 | 510 | 442 | Yes
2030-03-21 | 2030 50% ECP | -700 | 505 | 510 | 442 | No
2030-03-21 01:00 | 2030 50% ECP | -700 | 505 | 510 | 442 | No
2030-03-21 02:00 | 2030 50% ECP | -700 | 505 | 510 | 442 | Yes
2030-03-21 03:00 | 2030 50% ECP | -700 | 505 | 510 | 442 | No
2030-03-21 04:00 | 2030 50% ECP | -700 | 505 | 510 | 442 | No
2030-03-21 05:00 | 2030 50% ECP | -700 | 505 | 510 | 442 | No
2030-03-21 06:00 | 2030 50% ECP | -700 | 505 | 510 | 442 | No
2030-03-21 07:00 | 2030 50% ECP | -700 | 505 | 510 | 442 | No
2030-03-21 08:00 | 2030 50% ECP | -700 | 505 | 510 | 442 | No
2030-03-21 09:00 | 2030 50% ECP | -700 | 505 | 510 | 442 | No
2030-03-21 10:00 | 2030 50% ECP | -700 | 505 | 510 | 283.87 | Yes
2030-03-21 11:00 | 2030 50% ECP | -700 | 300 | 272.74 | -16.13 | No
2030-03-21 12:00 | 2030 50% ECP | -700 | 0 | -27.26 | -316.13 | No
2030-03-21 13:00 | 2030 50% ECP | -700 | 300 | 272.74 | -16.13 | No
2030-03-21 14:00 | 2030 50% ECP | -100 | 0 | 319.74 | 0 | No
2030-03-21 15:00 | 2030 50% ECP | 500 | 63.29 | 510 | 221.46 | No
2030-03-21 16:00 | 2030 50% ECP | 700 | 148.04 | 510 | 276.07 | No
2030-03-21 17:00 | 2030 50% ECP | 700 | 320.44 | 510 | 442 | No
2030-03-21 18:00 | 2030 50% ECP | 700 | 422.83 | 510 | 442 | No
2030-03-21 19:00 | 2030 50% ECP | 700 | 505 | 510 | 442 | No
2030-03-21 20:00 | 2030 50% ECP | 700 | 505 | 510 | 442 | No
2030-03-21 21:00 | 2030 50% ECP | 700 | 505 | 510 | 442 | No
2030-03-21 22:00 | 2030 50% ECP | 700 | 505 | 510 | 442 | No
2030-03-21 23:00 | 2030 50% ECP | 700 | 505 | 510 | 442 | No
2030-03-22 | 2030 50% ECP | 700 | 283.77 | 510 | 442 | No
2030-03-22 01:00 | 2030 50% ECP | 700 | 505 | 510 | 442 | No
2030-03-22 02:00 | 2030 50% ECP | 700 | 433.18 | 510 | 442 | No
2030-03-22 03:00 | 2030 50% ECP | 700 | 133.18 | 510 | 442 | No
2030-03-22 04:00 | 2030 50% ECP | 700 | 0 | 510 | 442 | No
2030-03-22 05:00 | 2030 50% ECP | 700 | 0 | 506.31 | 442 | No
2030-03-22 06:00 | 2030 50% ECP | 700 | 0 | 380.15 | 442 | No
2030-03-22 07:00 | 2030 50% ECP | 700 | 71.83 | 390 | 442 | No
2030-03-22 08:00 | 2030 50% ECP | 659.4 | 19.17 | 90 | 442 | No
2030-03-22 09:00 | 2030 50% ECP | 59.4 | -280.83 | -210 | 442 | No
2030-03-22 10:00 | 2030 50% ECP | -540.6 | -526 | -510 | 442 | No
2030-03-22 11:00 | 2030 50% ECP | -700 | -526 | -510 | 442 | No
2030-03-22 12:00 | 2030 50% ECP | -700 | -526 | -510 | 262.03 | No
2030-03-22 13:00 | 2030 50% ECP | -700 | -526 | -510 | 442 | No
2030-03-22 14:00 | 2030 50% ECP | -700 | -526 | -510 | 353.39 | No
2030-03-22 15:00 | 2030 50% ECP | -500 | -526 | -510 | 220.8 | No
2030-03-22 16:00 | 2030 50% ECP | 100 | -526 | -510 | 0 | No
2030-03-22 17:00 | 2030 50% ECP | 700 | -427.6 | -510 | 30.2 | No
2030-03-22 18:00 | 2030 50% ECP | 700 | -127.6 | -508.71 | 327.67 | No
2030-03-22 19:00 | 2030 50% ECP | 700 | 0 | -208.71 | 442 | No
2030-03-22 20:00 | 2030 50% ECP | 700 | 56.88 | 91.29 | 336.16 | No
2030-03-22 21:00 | 2030 50% ECP | 700 | 356.88 | 391.29 | 442 | No
2030-03-22 22:00 | 2030 50% ECP | 700 | 56.88 | 510 | 422.71 | No
2030-03-22 23:00 | 2030 50% ECP | 700 | 356.88 | 510 | 442 | No
2030-03-23 | 2030 50% ECP | 226.4 | 505 | 510 | 442 | No
2030-03-23 01:00 | 2030 50% ECP | 521.24 | 505 | 510 | 442 | No
2030-03-23 02:00 | 2030 50% ECP | 439.18 | 505 | 510 | 442 | No
2030-03-23 03:00 | 2030 50% ECP | 527.27 | 205 | 389.48 | 343.2 | No
2030-03-23 04:00 | 2030 50% ECP | -72.73 | 505 | 510 | 442 | No
2030-03-23 05:00 | 2030 50% ECP | -140.83 | 505 | 510 | 442 | No
2030-03-23 06:00 | 2030 50% ECP | 0 | 299.58 | 510 | 442 | No
2030-03-23 07:00 | 2030 50% ECP | 384.94 | 0 | 210 | 142 | No
2030-03-23 08:00 | 2030 50% ECP | 0 | 0 | 0 | 0 | No
2030-03-23 09:00 | 2030 50% ECP | -395.73 | 0 | 0 | 0 | No
2030-03-23 10:00 | 2030 50% ECP | -626.16 | 0 | -210 | 11.96 | No
2030-03-23 11:00 | 2030 50% ECP | -700 | -150.43 | -510 | 106.49 | No
2030-03-23 12:00 | 2030 50% ECP | -663.39 | 0 | -210 | 0 | No
2030-03-23 13:00 | 2030 50% ECP | -659.84 | 0 | 0 | 0 | No
2030-03-23 14:00 | 2030 50% ECP | -540.13 | 0 | 0 | 0 | No
2030-03-23 15:00 | 2030 50% ECP | -700 | 0 | -274.67 | 0 | No
2030-03-23 16:00 | 2030 50% ECP | -500 | -121.3 | -102.78 | -84.04 | No
2030-03-23 17:00 | 2030 50% ECP | 100 | 0 | 197.22 | 215.96 | No
2030-03-23 18:00 | 2030 50% ECP | 700 | 0 | 497.22 | 442 | No
2030-03-23 19:00 | 2030 50% ECP | 700 | 187.49 | 510 | 442 | No
2030-03-23 20:00 | 2030 50% ECP | 700 | 487.49 | 510 | 442 | No
2030-03-23 21:00 | 2030 50% ECP | 500 | 187.49 | 510 | 442 | No
2030-03-23 22:00 | 2030 50% ECP | -100 | 0 | 510 | 368.76 | No
2030-03-23 23:00 | 2030 50% ECP | -700 | 300 | 510 | 442 | Yes
2030-03-24 | 2030 50% ECP | -700 | 505 | 510 | 442 | Yes
2030-03-24 01:00 | 2030 50% ECP | -700 | 505 | 510 | 412.16 | Yes
2030-03-24 02:00 | 2030 50% ECP | -700 | 505 | 510 | 315.23 | Yes
2030-03-24 03:00 | 2030 50% ECP | -700 | 505 | 510 | 414.55 | Yes
2030-03-24 04:00 | 2030 50% ECP | -700 | 505 | 510 | 442 | Yes
2030-03-24 05:00 | 2030 50% ECP | -700 | 505 | 510 | 442 | Yes
2030-03-24 06:00 | 2030 50% ECP | -700 | 505 | 510 | 436.93 | Yes
2030-03-24 07:00 | 2030 50% ECP | -700 | 505 | 510 | 203.34 | Yes
2030-03-24 08:00 | 2030 50% ECP | -700 | 505 | 510 | 431.47 | Yes
2030-03-24 09:00 | 2030 50% ECP | -700 | 505 | 510 | 442 | Yes
2030-03-24 10:00 | 2030 50% ECP | -700 | 504.14 | 510 | 442 | Yes
2030-03-24 11:00 | 2030 50% ECP | -700 | 505 | 485.07 | 442 | Yes
2030-03-24 12:00 | 2030 50% ECP | -700 | 505 | 510 | 266.94 | Yes
2030-03-24 13:00 | 2030 50% ECP | -700 | 472.84 | 510 | 442 | Yes
2030-03-24 14:00 | 2030 50% ECP | -700 | 505 | 510 | 442 | Yes
2030-03-24 15:00 | 2030 50% ECP | -700 | 505 | 510 | 442 | Yes
2030-03-24 16:00 | 2030 50% ECP | -700 | 505 | 510 | 362.84 | Yes
2030-03-24 17:00 | 2030 50% ECP | -700 | 505 | 510 | 286.53 | Yes
2030-03-24 18:00 | 2030 50% ECP | -700 | 505 | 510 | 442 | Yes
2030-03-24 19:00 | 2030 50% ECP | -700 | 505 | 510 | 442 | Yes
2030-03-24 20:00 | 2030 50% ECP | -700 | 505 | 510 | 442 | No
2030-03-24 21:00 | 2030 50% ECP | -700 | 505 | 510 | 442 | No
2030-03-24 22:00 | 2030 50% ECP | -700 | 505 | 510 | 442 | No
2030-03-24 23:00 | 2030 50% ECP | -700 | 505 | 510 | 442 | Yes
2030-03-25 | 2030 50% ECP | -100 | 505 | 510 | 442 | No
2030-03-25 01:00 | 2030 50% ECP | 286.89 | 505 | 510 | 442 | No
2030-03-25 02:00 | 2030 50% ECP | 155.6 | 505 | 510 | 442 | No
2030-03-25 03:00 | 2030 50% ECP | 0 | 505 | 510 | 442 | No
2030-03-25 04:00 | 2030 50% ECP | 196.36 | 505 | 510 | 442 | No
2030-03-25 05:00 | 2030 50% ECP | 700 | 205 | 378.87 | 442 | No
2030-03-25 06:00 | 2030 50% ECP | 700 | 205 | 510 | 442 | No
2030-03-25 07:00 | 2030 50% ECP | 700 | 505 | 510 | 442 | No
2030-03-25 08:00 | 2030 50% ECP | 700 | 466.9 | 510 | 442 | No
2030-03-25 09:00 | 2030 50% ECP | 100 | 166.9 | 210 | 442 | No
2030-03-25 10:00 | 2030 50% ECP | 0 | 0 | 0 | 442 | No
2030-03-25 11:00 | 2030 50% ECP | 0 | 0 | 0 | 442 | No
2030-03-25 12:00 | 2030 50% ECP | 0 | 0 | 0 | 442 | No
2030-03-25 13:00 | 2030 50% ECP | 115.65 | 0 | 0 | 442 | No
2030-03-25 14:00 | 2030 50% ECP | 600.95 | 0 | 0 | 442 | No
2030-03-25 15:00 | 2030 50% ECP | 700 | -222.72 | -90 | 442 | No
2030-03-25 16:00 | 2030 50% ECP | 700 | 0 | 210 | 292.9 | No
2030-03-25 17:00 | 2030 50% ECP | 700 | 0 | 510 | 442 | No
2030-03-25 18:00 | 2030 50% ECP | 700 | 271.46 | 510 | 442 | No
2030-03-25 19:00 | 2030 50% ECP | 700 | 320.84 | 510 | 442 | No
2030-03-25 20:00 | 2030 50% ECP | 700 | 505 | 510 | 442 | No
2030-03-25 21:00 | 2030 50% ECP | 700 | 352.45 | 510 | 442 | No
2030-03-25 22:00 | 2030 50% ECP | 700 | 151.38 | 510 | 442 | No
2030-03-25 23:00 | 2030 50% ECP | 700 | 9.64 | 510 | 435.18 | No
2030-03-26 | 2030 50% ECP | 700 | 177.18 | 510 | 344.48 | No
2030-03-26 01:00 | 2030 50% ECP | 700 | 207.19 | 510 | 286.73 | No
2030-03-26 02:00 | 2030 50% ECP | 700 | 457.08 | 510 | 417.91 | No
2030-03-26 03:00 | 2030 50% ECP | 700 | 505 | 510 | 442 | No
2030-03-26 04:00 | 2030 50% ECP | 700 | 505 | 510 | 442 | No
2030-03-26 05:00 | 2030 50% ECP | 700 | 205 | 210 | 142 | No
2030-03-26 06:00 | 2030 50% ECP | 700 | 0 | 11.56 | 142 | No
2030-03-26 07:00 | 2030 50% ECP | 700 | 0 | 154 | 442 | No
2030-03-26 08:00 | 2030 50% ECP | 700 | 0 | -146 | 390.07 | No
2030-03-26 09:00 | 2030 50% ECP | 700 | -300 | -446 | 154.53 | No
2030-03-26 10:00 | 2030 50% ECP | 100 | -453.38 | -510 | 442 | No
2030-03-26 11:00 | 2030 50% ECP | 0 | -153.38 | -213.56 | 442 | No
2030-03-26 12:00 | 2030 50% ECP | 0 | -300 | -510 | 442 | No
2030-03-26 13:00 | 2030 50% ECP | 0 | 0 | -510 | 442 | No
2030-03-26 14:00 | 2030 50% ECP | 0 | -226 | -510 | 249 | No
2030-03-26 15:00 | 2030 50% ECP | 569.28 | -526 | -510 | -51 | No
2030-03-26 16:00 | 2030 50% ECP | 700 | -405.27 | -510 | 54.49 | No
2030-03-26 17:00 | 2030 50% ECP | 700 | -226 | -210 | -210 | No
2030-03-26 18:00 | 2030 50% ECP | 700 | -526 | -510 | -510 | No
2030-03-26 19:00 | 2030 50% ECP | 700 | -493.72 | -510 | -329.55 | No
2030-03-26 20:00 | 2030 50% ECP | 700 | -193.72 | -210 | -29.55 | No
2030-03-26 21:00 | 2030 50% ECP | 700 | 106.28 | 90 | 270.45 | No
2030-03-26 22:00 | 2030 50% ECP | 700 | 406.28 | 390 | 442 | No
2030-03-26 23:00 | 2030 50% ECP | 700 | 505 | 510 | 442 | No
2030-03-27 | 2030 50% ECP | 700 | 505 | 510 | 442 | No
2030-03-27 01:00 | 2030 50% ECP | 700 | 505 | 510 | 442 | No
2030-03-27 02:00 | 2030 50% ECP | 700 | 505 | 510 | 442 | No
2030-03-27 03:00 | 2030 50% ECP | 700 | 505 | 510 | 442 | No
2030-03-27 04:00 | 2030 50% ECP | 700 | 505 | 510 | 442 | No
2030-03-27 05:00 | 2030 50% ECP | 700 | 505 | 390 | 442 | No
2030-03-27 06:00 | 2030 50% ECP | 700 | 212.84 | 90 | 300 | No
2030-03-27 07:00 | 2030 50% ECP | 700 | -87.16 | -210 | 0 | No
2030-03-27 08:00 | 2030 50% ECP | 700 | -300 | -510 | 300 | No
2030-03-27 09:00 | 2030 50% ECP | 497.97 | 0 | -210 | 442 | No
2030-03-27 10:00 | 2030 50% ECP | -102.03 | 0 | -510 | 442 | No
2030-03-27 11:00 | 2030 50% ECP | -700 | -10.03 | -510 | 442 | No
2030-03-27 12:00 | 2030 50% ECP | -700 | -137.52 | -510 | 442 | No
2030-03-27 13:00 | 2030 50% ECP | -700 | -14.43 | -510 | 442 | No
2030-03-27 14:00 | 2030 50% ECP | -700 | -14.43 | -510 | 442 | No
2030-03-27 15:00 | 2030 50% ECP | -600 | 0 | -425.22 | 442 | No
2030-03-27 16:00 | 2030 50% ECP | 0 | 0 | -125.22 | 442 | No
2030-03-27 17:00 | 2030 50% ECP | 600 | 88.51 | 0 | 442 | No
2030-03-27 18:00 | 2030 50% ECP | 700 | -132.71 | -300 | 413.78 | No
2030-03-27 19:00 | 2030 50% ECP | 700 | -132.71 | -90 | 413.78 | No
2030-03-27 20:00 | 2030 50% ECP | 700 | 18.35 | 210 | 170.83 | No
2030-03-27 21:00 | 2030 50% ECP | 700 | 318.35 | 510 | -69.43 | No
2030-03-27 22:00 | 2030 50% ECP | 700 | 505 | 510 | -219.24 | No
2030-03-27 23:00 | 2030 50% ECP | 700 | 355.49 | 510 | -305.49 | No
2030-03-28 | 2030 50% ECP | 700 | 467.82 | 510 | -96.5 | No
2030-03-28 01:00 | 2030 50% ECP | 700 | 280.91 | 510 | 0 | No
2030-03-28 02:00 | 2030 50% ECP | 270.55 | 505 | 510 | 249.96 | No
2030-03-28 03:00 | 2030 50% ECP | 679.17 | 505 | 510 | 442 | No
2030-03-28 04:00 | 2030 50% ECP | 79.17 | 505 | 510 | 442 | No
2030-03-28 05:00 | 2030 50% ECP | 0 | 505 | 510 | 442 | No
2030-03-28 06:00 | 2030 50% ECP | 89.51 | 300 | 510 | 442 | No
2030-03-28 07:00 | 2030 50% ECP | -100 | 0 | 510 | 420.4 | No
2030-03-28 08:00 | 2030 50% ECP | -700 | 300 | 510 | 442 | No
2030-03-28 09:00 | 2030 50% ECP | -700 | 505 | 510 | 442 | Yes
2030-03-28 10:00 | 2030 50% ECP | -700 | 505 | 510 | 442 | Yes
2030-03-28 11:00 | 2030 50% ECP | -700 | 505 | 510 | 442 | Yes
2030-03-28 12:00 | 2030 50% ECP | -700 | 505 | 510 | 442 | Yes
2030-03-28 13:00 | 2030 50% ECP | -700 | 505 | 510 | 442 | Yes
2030-03-28 14:00 | 2030 50% ECP | -700 | 505 | 510 | 442 | Yes
2030-03-28 15:00 | 2030 50% ECP | -700 | 505 | 510 | 442 | Yes
2030-03-28 16:00 | 2030 50% ECP | -700 | 505 | 510 | 442 | Yes
2030-03-28 17:00 | 2030 50% ECP | -700 | 300 | 329.94 | 442 | Yes
2030-03-28 18:00 | 2030 50% ECP | -100 | 0 | 29.94 | 142 | No
2030-03-28 19:00 | 2030 50% ECP | 500 | 0 | 0 | 0 | No
2030-03-28 20:00 | 2030 50% ECP | 700 | 0 | 69.67 | 0 | No
2030-03-28 21:00 | 2030 50% ECP | 239.7 | 205 | 369.67 | 300 | No
2030-03-28 22:00 | 2030 50% ECP | -92.79 | 505 | 510 | 442 | No
2030-03-28 23:00 | 2030 50% ECP | -692.79 | 505 | 510 | 442 | No
2030-03-29 | 2030 50% ECP | -203.26 | 505 | 510 | 442 | No
2030-03-29 01:00 | 2030 50% ECP | 0 | 505 | 510 | 442 | No
2030-03-29 02:00 | 2030 50% ECP | 7.19 | 505 | 510 | 442 | No
2030-03-29 03:00 | 2030 50% ECP | 34.36 | 505 | 510 | 442 | No
2030-03-29 04:00 | 2030 50% ECP | 117.96 | 505 | 510 | 442 | No
2030-03-29 05:00 | 2030 50% ECP | 61.95 | 505 | 510 | 442 | No
2030-03-29 06:00 | 2030 50% ECP | 253.63 | 505 | 510 | 442 | No
2030-03-29 07:00 | 2030 50% ECP | 314.36 | 410.66 | 510 | 442 | No
2030-03-29 08:00 | 2030 50% ECP | -100 | 110.66 | 510 | 442 | No
2030-03-29 09:00 | 2030 50% ECP | -700 | 410.66 | 510 | 442 | Yes
2030-03-29 10:00 | 2030 50% ECP | -700 | 505 | 510 | 442 | Yes
2030-03-29 11:00 | 2030 50% ECP | -700 | 505 | 510 | 442 | Yes
2030-03-29 12:00 | 2030 50% ECP | -700 | 505 | 510 | 442 | Yes
2030-03-29 13:00 | 2030 50% ECP | -700 | 505 | 510 | 442 | Yes
2030-03-29 14:00 | 2030 50% ECP | -700 | 329.49 | 210 | 442 | Yes
2030-03-29 15:00 | 2030 50% ECP | -700 | 29.49 | -90 | 442 | Yes
2030-03-29 16:00 | 2030 50% ECP | -700 | -270.51 | -390 | 353.68 | No
2030-03-29 17:00 | 2030 50% ECP | -100 | -246.16 | -90 | 427.21 | No
2030-03-29 18:00 | 2030 50% ECP | 500 | 0 | 210 | 442 | No
2030-03-29 19:00 | 2030 50% ECP | 700 | 288.93 | 510 | 442 | No
2030-03-29 20:00 | 2030 50% ECP | 700 | 450.11 | 510 | 442 | No
2030-03-29 21:00 | 2030 50% ECP | 700 | 183.25 | 510 | 442 | No
2030-03-29 22:00 | 2030 50% ECP | 700 | 300 | 510 | 442 | No
2030-03-29 23:00 | 2030 50% ECP | 700 | 0 | 510 | 442 | No
2030-03-30 | 2030 50% ECP | 700 | 277.38 | 510 | 442 | No
2030-03-30 01:00 | 2030 50% ECP | 700 | 505 | 510 | 442 | No
2030-03-30 02:00 | 2030 50% ECP | 700 | 476.71 | 510 | 390.88 | No
2030-03-30 03:00 | 2030 50% ECP | 700 | 475.92 | 510 | 90.88 | No
2030-03-30 04:00 | 2030 50% ECP | 700 | 282.81 | 510 | -28.7 | No
2030-03-30 05:00 | 2030 50% ECP | 700 | 162.75 | 510 | 45.3 | No
2030-03-30 06:00 | 2030 50% ECP | 500 | 345.84 | 510 | -69.96 | No
2030-03-30 07:00 | 2030 50% ECP | -100 | 505 | 510 | -37.3 | No
2030-03-30 08:00 | 2030 50% ECP | -700 | 505 | 510 | 262.7 | No
2030-03-30 09:00 | 2030 50% ECP | -700 | 505 | 510 | 442 | Yes
2030-03-30 10:00 | 2030 50% ECP | -700 | 505 | 510 | 442 | Yes
2030-03-30 11:00 | 2030 50% ECP | -700 | 505 | 510 | 442 | Yes
2030-03-30 12:00 | 2030 50% ECP | -700 | 374 | 390 | 442 | Yes
2030-03-30 13:00 | 2030 50% ECP | -700 | 74 | 90 | 358.12 | Yes
2030-03-30 14:00 | 2030 50% ECP | -700 | -226 | -210 | 58.12 | Yes
2030-03-30 15:00 | 2030 50% ECP | -700 | -526 | -510 | -241.88 | Yes
2030-03-30 16:00 | 2030 50% ECP | -700 | -226 | -321.27 | 0 | No
2030-03-30 17:00 | 2030 50% ECP | -100 | -100.95 | -21.27 | 246.5 | No
2030-03-30 18:00 | 2030 50% ECP | 500 | 0 | 278.73 | 442 | No
2030-03-30 19:00 | 2030 50% ECP | 700 | 0 | 510 | 442 | No
2030-03-30 20:00 | 2030 50% ECP | 700 | 300 | 510 | 442 | No
2030-03-30 21:00 | 2030 50% ECP | 700 | 143.66 | 510 | 442 | No
2030-03-30 22:00 | 2030 50% ECP | 700 | 0 | 510 | 442 | No
2030-03-30 23:00 | 2030 50% ECP | 700 | 0 | 510 | 442 | No
2030-03-31 | 2030 50% ECP | 700 | 0 | 510 | 442 | No
2030-03-31 01:00 | 2030 50% ECP | 700 | 146.53 | 510 | 442 | No
2030-03-31 02:00 | 2030 50% ECP | 700 | 16.63 | 510 | 442 | No
2030-03-31 03:00 | 2030 50% ECP | 700 | 316.63 | 510 | 442 | No
2030-03-31 04:00 | 2030 50% ECP | 700 | 323.31 | 510 | 442 | No
2030-03-31 05:00 | 2030 50% ECP | 700 | 156.84 | 510 | 442 | No
2030-03-31 06:00 | 2030 50% ECP | 700 | 0 | 510 | 442 | No
2030-03-31 07:00 | 2030 50% ECP | 700 | 260.17 | 510 | 442 | No
2030-03-31 08:00 | 2030 50% ECP | 600 | 230.92 | 300 | 442 | No
2030-03-31 09:00 | 2030 50% ECP | 0 | 0 | 0 | 442 | No
2030-03-31 10:00 | 2030 50% ECP | -74.96 | 0 | 0 | 442 | No
2030-03-31 11:00 | 2030 50% ECP | -231.01 | 0 | 0 | 442 | No
2030-03-31 12:00 | 2030 50% ECP | -487.32 | 0 | 0 | 442 | No
2030-03-31 13:00 | 2030 50% ECP | -134.99 | 0 | 0 | 442 | No
2030-03-31 14:00 | 2030 50% ECP | -170.29 | 0 | 0 | 442 | No
2030-03-31 15:00 | 2030 50% ECP | 100 | -58.49 | -210 | 442 | No
2030-03-31 16:00 | 2030 50% ECP | 700 | -358.49 | -510 | 225.72 | No
2030-03-31 17:00 | 2030 50% ECP | 700 | -58.49 | -210 | 165.99 | No
2030-03-31 18:00 | 2030 50% ECP | 700 | 241.51 | 90 | 442 | No
2030-03-31 19:00 | 2030 50% ECP | 700 | 386.39 | 390 | 442 | No
2030-03-31 20:00 | 2030 50% ECP | 700 | 505 | 510 | 442 | No
2030-03-31 21:00 | 2030 50% ECP | 700 | 311.79 | 510 | 442 | No
2030-03-31 22:00 | 2030 50% ECP | 700 | 505 | 510 | 442 | No
2030-03-31 23:00 | 2030 50% ECP | 700 | 277.1 | 510 | 442 | No
2030-04-01 | 2030 50% ECP | 700 | 485.37 | 510 | 442 | No
2030-04-01 01:00 | 2030 50% ECP | 700 | 505 | 510 | 442 | No
2030-04-01 02:00 | 2030 50% ECP | 700 | 505 | 510 | 442 | No
2030-04-01 03:00 | 2030 50% ECP | 700 | 505 | 510 | 442 | No
2030-04-01 04:00 | 2030 50% ECP | 700 | 505 | 510 | 442 | No
2030-04-01 05:00 | 2030 50% ECP | 700 | 505 | 510 | 442 | No
2030-04-01 06:00 | 2030 50% ECP | 700 | 505 | 510 | 442 | No
2030-04-01 07:00 | 2030 50% ECP | 700 | 505 | 510 | 442 | No
2030-04-01 08:00 | 2030 50% ECP | 700 | 300 | 510 | 442 | No
2030-04-01 09:00 | 2030 50% ECP | 221.9 | 0 | 210 | 442 | No
2030-04-01 10:00 | 2030 50% ECP | -142.07 | 0 | 0 | 442 | No
2030-04-01 11:00 | 2030 50% ECP | -494.12 | 0 | 0 | 300 | No
2030-04-01 12:00 | 2030 50% ECP | -585.93 | 0 | 0 | 0 | No
2030-04-01 13:00 | 2030 50% ECP | -700 | 0 | 0 | 30.07 | No
2030-04-01 14:00 | 2030 50% ECP | -329.82 | 0 | 0 | 0 | No
2030-04-01 15:00 | 2030 50% ECP | 36.08 | 0 | 0 | 134.92 | No
2030-04-01 16:00 | 2030 50% ECP | 636.08 | 0 | 0 | 170.57 | No
2030-04-01 17:00 | 2030 50% ECP | 700 | 0 | 86.35 | 370.73 | No
2030-04-01 18:00 | 2030 50% ECP | 700 | 0 | 86.35 | 109.21 | No
2030-04-01 19:00 | 2030 50% ECP | 700 | 0 | 386.35 | 294.7 | No
2030-04-01 20:00 | 2030 50% ECP | 700 | 205 | 386.35 | 142 | No
2030-04-01 21:00 | 2030 50% ECP | 700 | 505 | 510 | 442 | No
2030-04-01 22:00 | 2030 50% ECP | 700 | 505 | 510 | 442 | No
2030-04-01 23:00 | 2030 50% ECP | 700 | 205 | 510 | 306.76 | No
2030-04-02 | 2030 50% ECP | 700 | 287.31 | 510 | 442 | No
2030-04-02 01:00 | 2030 50% ECP | 700 | 0 | 510 | 396.82 | No
2030-04-02 02:00 | 2030 50% ECP | 700 | 0 | 510 | 323.14 | No
2030-04-02 03:00 | 2030 50% ECP | 616.53 | 59 | 510 | 244.99 | No
2030-04-02 04:00 | 2030 50% ECP | 16.53 | 359 | 510 | 442 | No
2030-04-02 05:00 | 2030 50% ECP | -583.47 | 505 | 510 | 442 | No
2030-04-02 06:00 | 2030 50% ECP | -146.31 | 205 | 210 | 142 | No
2030-04-02 07:00 | 2030 50% ECP | 0 | 0 | 424.34 | 0 | No
2030-04-02 08:00 | 2030 50% ECP | -600 | 206.33 | 510 | 33.02 | No
2030-04-02 09:00 | 2030 50% ECP | -700 | 505 | 510 | 333.02 | Yes
2030-04-02 10:00 | 2030 50% ECP | -700 | 505 | 510 | 442 | Yes
2030-04-02 11:00 | 2030 50% ECP | -700 | 505 | 510 | 442 | Yes
2030-04-02 12:00 | 2030 50% ECP | -700 | 505 | 510 | 442 | Yes
2030-04-02 13:00 | 2030 50% ECP | -700 | 505 | 510 | 442 | Yes
2030-04-02 14:00 | 2030 50% ECP | -700 | 505 | 510 | 442 | Yes
2030-04-02 15:00 | 2030 50% ECP | -700 | 300 | 300 | 324.9 | Yes
2030-04-02 16:00 | 2030 50% ECP | -482.62 | 0 | 0 | 24.9 | No
2030-04-02 17:00 | 2030 50% ECP | 117.38 | 16.58 | 300 | 324.9 | No
2030-04-02 18:00 | 2030 50% ECP | 700 | 0 | 510 | 413.66 | No
2030-04-02 19:00 | 2030 50% ECP | 700 | 0 | 327.2 | 442 | No
2030-04-02 20:00 | 2030 50% ECP | 700 | 0 | 510 | 442 | No
2030-04-02 21:00 | 2030 50% ECP | 700 | 205 | 510 | 442 | No
2030-04-02 22:00 | 2030 50% ECP | 700 | 505 | 510 | 442 | No
2030-04-02 23:00 | 2030 50% ECP | 700 | 505 | 510 | 442 | No
2030-04-03 | 2030 50% ECP | 700 | 505 | 510 | 442 | No
2030-04-03 01:00 | 2030 50% ECP | 700 | 505 | 510 | 442 | No
2030-04-03 02:00 | 2030 50% ECP | 700 | 505 | 510 | 442 | No
2030-04-03 03:00 | 2030 50% ECP | 700 | 505 | 510 | 442 | No
2030-04-03 04:00 | 2030 50% ECP | 700 | 505 | 510 | 442 | No
2030-04-03 05:00 | 2030 50% ECP | 700 | 205 | 457.6 | 247.7 | No
2030-04-03 06:00 | 2030 50% ECP | 700 | 0 | 510 | 442 | No
2030-04-03 07:00 | 2030 50% ECP | 700 | 259.07 | 510 | 442 | No
2030-04-03 08:00 | 2030 50% ECP | 700 | 47.63 | 300 | 442 | No
2030-04-03 09:00 | 2030 50% ECP | 700 | -136.11 | 0 | 313.1 | No
2030-04-03 10:00 | 2030 50% ECP | 700 | 0 | 0 | 299.25 | No
2030-04-03 11:00 | 2030 50% ECP | 700 | 0 | 0 | 442 | No
2030-04-03 12:00 | 2030 50% ECP | 700 | 0 | 300 | 442 | No
2030-04-03 13:00 | 2030 50% ECP | 700 | 0 | 77.51 | 382.07 | No
2030-04-03 14:00 | 2030 50% ECP | 700 | 0 | 377.51 | 382.07 | No
2030-04-03 15:00 | 2030 50% ECP | 700 | 0 | 252.01 | 427.46 | No
2030-04-03 16:00 | 2030 50% ECP | 700 | -192.04 | -47.99 | 151.21 | No
2030-04-03 17:00 | 2030 50% ECP | 700 | 107.96 | 252.01 | 442 | No
2030-04-03 18:00 | 2030 50% ECP | 700 | 407.96 | 510 | 442 | No
2030-04-03 19:00 | 2030 50% ECP | 700 | 505 | 510 | 442 | No
2030-04-03 20:00 | 2030 50% ECP | 700 | 505 | 510 | 442 | No
2030-04-03 21:00 | 2030 50% ECP | 700 | 505 | 510 | 442 | No
2030-04-03 22:00 | 2030 50% ECP | 700 | 505 | 510 | 442 | No
2030-04-03 23:00 | 2030 50% ECP | 700 | 505 | 510 | 442 | No
2030-04-04 | 2030 50% ECP | 700 | 505 | 510 | 442 | No
2030-04-04 01:00 | 2030 50% ECP | 700 | 505 | 510 | 442 | No
2030-04-04 02:00 | 2030 50% ECP | 700 | 505 | 510 | 442 | No
2030-04-04 03:00 | 2030 50% ECP | 700 | 505 | 510 | 442 | No
2030-04-04 04:00 | 2030 50% ECP | 700 | 505 | 510 | 442 | No
2030-04-04 05:00 | 2030 50% ECP | 700 | 300 | 510 | 442 | No
2030-04-04 06:00 | 2030 50% ECP | 700 | 0 | 221.98 | 364.76 | No
2030-04-04 07:00 | 2030 50% ECP | 600 | 279.45 | 242.29 | 442 | No
2030-04-04 08:00 | 2030 50% ECP | 0 | 0 | -57.71 | 442 | No
2030-04-04 09:00 | 2030 50% ECP | -600 | -300 | -357.71 | 442 | No
2030-04-04 10:00 | 2030 50% ECP | -700 | 0 | -57.71 | 442 | Yes
2030-04-04 11:00 | 2030 50% ECP | -700 | 0 | 62.72 | 142 | Yes
2030-04-04 12:00 | 2030 50% ECP | -700 | 300 | 362.72 | 442 | Yes
2030-04-04 13:00 | 2030 50% ECP | -700 | 505 | 510 | 442 | Yes
2030-04-04 14:00 | 2030 50% ECP | -700 | 505 | 510 | 442 | Yes
2030-04-04 15:00 | 2030 50% ECP | -700 | 505 | 510 | 442 | Yes
2030-04-04 16:00 | 2030 50% ECP | -700 | 505 | 510 | 442 | Yes
2030-04-04 17:00 | 2030 50% ECP | -700 | 505 | 510 | 442 | Yes
2030-04-04 18:00 | 2030 50% ECP | -700 | 505 | 510 | 442 | Yes
2030-04-04 19:00 | 2030 50% ECP | -700 | 505 | 510 | 442 | No
2030-04-04 20:00 | 2030 50% ECP | -700 | 505 | 510 | 442 | No
2030-04-04 21:00 | 2030 50% ECP | -700 | 505 | 510 | 442 | No
2030-04-04 22:00 | 2030 50% ECP | -700 | 505 | 510 | 442 | Yes
2030-04-04 23:00 | 2030 50% ECP | -700 | 505 | 510 | 442 | Yes
2030-04-05 | 2030 50% ECP | -700 | 505 | 510 | 442 | Yes
2030-04-05 01:00 | 2030 50% ECP | -700 | 505 | 510 | 442 | Yes
2030-04-05 02:00 | 2030 50% ECP | -700 | 505 | 510 | 442 | Yes
2030-04-05 03:00 | 2030 50% ECP | -700 | 505 | 510 | 442 | Yes
2030-04-05 04:00 | 2030 50% ECP | -700 | 505 | 510 | 195.55 | Yes
2030-04-05 05:00 | 2030 50% ECP | -700 | 505 | 510 | 180.59 | Yes
2030-04-05 06:00 | 2030 50% ECP | -700 | 505 | 510 | 253.37 | Yes
2030-04-05 07:00 | 2030 50% ECP | -700 | 505 | 510 | 442 | Yes
2030-04-05 08:00 | 2030 50% ECP | -700 | 505 | 510 | 442 | Yes
2030-04-05 09:00 | 2030 50% ECP | -700 | 505 | 510 | 442 | Yes
2030-04-05 10:00 | 2030 50% ECP | -700 | 505 | 510 | 442 | Yes
2030-04-05 11:00 | 2030 50% ECP | -700 | 505 | 510 | 442 | Yes
2030-04-05 12:00 | 2030 50% ECP | -700 | 505 | 510 | 442 | Yes
2030-04-05 13:00 | 2030 50% ECP | -700 | 505 | 510 | 281.98 | Yes
2030-04-05 14:00 | 2030 50% ECP | -700 | 505 | 510 | 228.38 | Yes
2030-04-05 15:00 | 2030 50% ECP | -700 | 505 | 510 | 239.61 | Yes
2030-04-05 16:00 | 2030 50% ECP | -700 | 505 | 510 | 330.3 | Yes
2030-04-05 17:00 | 2030 50% ECP | -700 | 505 | 510 | 377.42 | Yes
2030-04-05 18:00 | 2030 50% ECP | -700 | 505 | 510 | 352.7 | Yes
2030-04-05 19:00 | 2030 50% ECP | -700 | 505 | 510 | 316.9 | Yes
2030-04-05 20:00 | 2030 50% ECP | -700 | 505 | 510 | 328.21 | Yes
2030-04-05 21:00 | 2030 50% ECP | -700 | 505 | 510 | 316.7 | Yes
2030-04-05 22:00 | 2030 50% ECP | -700 | 505 | 510 | 240.6 | Yes
2030-04-05 23:00 | 2030 50% ECP | -700 | 505 | 510 | 177.74 | Yes
2030-04-06 | 2030 50% ECP | -700 | 505 | 510 | 442 | No
2030-04-06 01:00 | 2030 50% ECP | -700 | 505 | 510 | 442 | No
2030-04-06 02:00 | 2030 50% ECP | -700 | 505 | 510 | 442 | No
2030-04-06 03:00 | 2030 50% ECP | -700 | 505 | 510 | 442 | No
2030-04-06 04:00 | 2030 50% ECP | -700 | 505 | 510 | 442 | No
2030-04-06 05:00 | 2030 50% ECP | -700 | 451.31 | 390 | 224.37 | No
2030-04-06 06:00 | 2030 50% ECP | -700 | 151.31 | 90 | -75.63 | No
2030-04-06 07:00 | 2030 50% ECP | -700 | -148.69 | -210 | -310.03 | No
2030-04-06 08:00 | 2030 50% ECP | -700 | -448.69 | -510 | -299.59 | No
2030-04-06 09:00 | 2030 50% ECP | -700 | -526 | -510 | -109.1 | Yes
2030-04-06 10:00 | 2030 50% ECP | -700 | -526 | -510 | -372.1 | Yes
2030-04-06 11:00 | 2030 50% ECP | -700 | -526 | -510 | -390.44 | Yes
2030-04-06 12:00 | 2030 50% ECP | -700 | -526 | -510 | -500.48 | Yes
2030-04-06 13:00 | 2030 50% ECP | -700 | -526 | -510 | -288.25 | Yes
2030-04-06 14:00 | 2030 50% ECP | -700 | -526 | -510 | -58.66 | Yes
2030-04-06 15:00 | 2030 50% ECP | -700 | -526 | -510 | 57.18 | No
2030-04-06 16:00 | 2030 50% ECP | -230.52 | -226 | -210 | 204.89 | No
2030-04-06 17:00 | 2030 50% ECP | 258.58 | 0 | 0 | 336.53 | No
2030-04-06 18:00 | 2030 50% ECP | 700 | 0 | 25.2 | 182.26 | No
2030-04-06 19:00 | 2030 50% ECP | 700 | -300 | -274.8 | -117.74 | No
2030-04-06 20:00 | 2030 50% ECP | 700 | 0 | 25.2 | 182.26 | No
2030-04-06 21:00 | 2030 50% ECP | 700 | 300 | 325.2 | 442 | No
2030-04-06 22:00 | 2030 50% ECP | 700 | 505 | 510 | 442 | No
2030-04-06 23:00 | 2030 50% ECP | 700 | 431.44 | 510 | 442 | No
2030-04-07 | 2030 50% ECP | 700 | 131.44 | 510 | 381.38 | No
2030-04-07 01:00 | 2030 50% ECP | 700 | 205 | 510 | 349.36 | No
2030-04-07 02:00 | 2030 50% ECP | 700 | 505 | 510 | 442 | No
2030-04-07 03:00 | 2030 50% ECP | 700 | 338.34 | 510 | 442 | No
2030-04-07 04:00 | 2030 50% ECP | 700 | 240.56 | 510 | 442 | No
2030-04-07 05:00 | 2030 50% ECP | 700 | 240.56 | 510 | 442 | No
2030-04-07 06:00 | 2030 50% ECP | 700 | 374 | 390 | 442 | No
2030-04-07 07:00 | 2030 50% ECP | 414.04 | 74 | 90 | 442 | No
2030-04-07 08:00 | 2030 50% ECP | -103.11 | -226 | -210 | 400.33 | No
2030-04-07 09:00 | 2030 50% ECP | -700 | -526 | -510 | 250.18 | Yes
2030-04-07 10:00 | 2030 50% ECP | -700 | -526 | -510 | 0 | Yes
2030-04-07 11:00 | 2030 50% ECP | -700 | -526 | -510 | -172.08 | Yes
2030-04-07 12:00 | 2030 50% ECP | -700 | -526 | -510 | 127.92 | Yes
2030-04-07 13:00 | 2030 50% ECP | -700 | -526 | -510 | -172.08 | Yes
2030-04-07 14:00 | 2030 50% ECP | -700 | -526 | -510 | -222.08 | Yes
2030-04-07 15:00 | 2030 50% ECP | -700 | -526 | -510 | -239.15 | Yes
2030-04-07 16:00 | 2030 50% ECP | -700 | -300 | -492.35 | -16.34 | No
2030-04-07 17:00 | 2030 50% ECP | -100 | 0 | -192.35 | 283.66 | No
2030-04-07 18:00 | 2030 50% ECP | 500 | 300 | 107.65 | 442 | No
2030-04-07 19:00 | 2030 50% ECP | 700 | 0 | 172.33 | 442 | No
2030-04-07 20:00 | 2030 50% ECP | 700 | 0 | 162.54 | 442 | No
2030-04-07 21:00 | 2030 50% ECP | 700 | 181.95 | 286.58 | 442 | No
2030-04-07 22:00 | 2030 50% ECP | 700 | 481.95 | 510 | 442 | No
2030-04-07 23:00 | 2030 50% ECP | 700 | 428.96 | 510 | 442 | No
2030-04-08 | 2030 50% ECP | 700 | 291.09 | 510 | 442 | No
2030-04-08 01:00 | 2030 50% ECP | 700 | 505 | 510 | 442 | No
2030-04-08 02:00 | 2030 50% ECP | 700 | 505 | 510 | 442 | No
2030-04-08 03:00 | 2030 50% ECP | 700 | 505 | 510 | 442 | No
2030-04-08 04:00 | 2030 50% ECP | 700 | 505 | 510 | 442 | No
2030-04-08 05:00 | 2030 50% ECP | 700 | 505 | 510 | 442 | No
2030-04-08 06:00 | 2030 50% ECP | 700 | 205 | 382.64 | 344.54 | No
2030-04-08 07:00 | 2030 50% ECP | 700 | 0 | 82.64 | 419.46 | No
2030-04-08 08:00 | 2030 50% ECP | 700 | 0 | -217.36 | 442 | No
2030-04-08 09:00 | 2030 50% ECP | 100 | -1.31 | -510 | 442 | No
2030-04-08 10:00 | 2030 50% ECP | -500 | 0 | -331.74 | 442 | No
2030-04-08 11:00 | 2030 50% ECP | -700 | 0 | -510 | 442 | No
2030-04-08 12:00 | 2030 50% ECP | -700 | 0 | -510 | 442 | No
2030-04-08 13:00 | 2030 50% ECP | -700 | 0 | -295.26 | 442 | No
2030-04-08 14:00 | 2030 50% ECP | -232.24 | -226 | -510 | 442 | No
2030-04-08 15:00 | 2030 50% ECP | 367.76 | -526 | -510 | 397.95 | No
2030-04-08 16:00 | 2030 50% ECP | 700 | -321.88 | -510 | 442 | No
2030-04-08 17:00 | 2030 50% ECP | 700 | -21.88 | -210 | 442 | No
2030-04-08 18:00 | 2030 50% ECP | 700 | 0 | -337.22 | 142 | No
2030-04-08 19:00 | 2030 50% ECP | 700 | -300 | -291.32 | -158 | No
2030-04-08 20:00 | 2030 50% ECP | 700 | 0 | 8.68 | 142 | No
2030-04-08 21:00 | 2030 50% ECP | 700 | 300 | 308.68 | 442 | No
2030-04-08 22:00 | 2030 50% ECP | 700 | 204.14 | 510 | 442 | No
2030-04-08 23:00 | 2030 50% ECP | 700 | 496.04 | 510 | 442 | No
2030-04-09 | 2030 50% ECP | 700 | 365.14 | 510 | 442 | No
2030-04-09 01:00 | 2030 50% ECP | 700 | 79.43 | 510 | 442 | No
2030-04-09 02:00 | 2030 50% ECP | 700 | 0 | 510 | 442 | No
2030-04-09 03:00 | 2030 50% ECP | 700 | 26.81 | 510 | 416.11 | No
2030-04-09 04:00 | 2030 50% ECP | 700 | 326.81 | 510 | 442 | No
2030-04-09 05:00 | 2030 50% ECP | 700 | 26.81 | 510 | 376.91 | No
2030-04-09 06:00 | 2030 50% ECP | 700 | 107.95 | 354.42 | 431.9 | No
2030-04-09 07:00 | 2030 50% ECP | 700 | 0 | 54.42 | 432.6 | No
2030-04-09 08:00 | 2030 50% ECP | 700 | -300 | -245.58 | 132.6 | No
2030-04-09 09:00 | 2030 50% ECP | 332.93 | -300 | -510 | 432.6 | No
2030-04-09 10:00 | 2030 50% ECP | -267.07 | 0 | -223.21 | 442 | No
2030-04-09 11:00 | 2030 50% ECP | -677.73 | 0 | 0 | 442 | No
2030-04-09 12:00 | 2030 50% ECP | -700 | 0 | -210 | 442 | No
2030-04-09 13:00 | 2030 50% ECP | -234.1 | -300 | -510 | 406.21 | No
2030-04-09 14:00 | 2030 50% ECP | -111.89 | -192.25 | -210 | 442 | No
2030-04-09 15:00 | 2030 50% ECP | 454.28 | -492.25 | -510 | 179.64 | No
2030-04-09 16:00 | 2030 50% ECP | 700 | -300 | -262.87 | 252.44 | No
2030-04-09 17:00 | 2030 50% ECP | 700 | 0 | 37.13 | 442 | No
2030-04-09 18:00 | 2030 50% ECP | 700 | 300 | 337.13 | 442 | No
2030-04-09 19:00 | 2030 50% ECP | 700 | 0 | 203.27 | 142 | No
2030-04-09 20:00 | 2030 50% ECP | 700 | 300 | 503.27 | 442 | No
2030-04-09 21:00 | 2030 50% ECP | 700 | 460.87 | 510 | 442 | No
2030-04-09 22:00 | 2030 50% ECP | 700 | 351.97 | 510 | 442 | No
2030-04-09 23:00 | 2030 50% ECP | 700 | 240.19 | 510 | 431.29 | No
2030-04-10 | 2030 50% ECP | 700 | 299.22 | 510 | 131.29 | No
2030-04-10 01:00 | 2030 50% ECP | 700 | 436.76 | 510 | 0 | No
2030-04-10 02:00 | 2030 50% ECP | 700 | 505 | 510 | 300 | No
2030-04-10 03:00 | 2030 50% ECP | 700 | 505 | 510 | 442 | No
2030-04-10 04:00 | 2030 50% ECP | 700 | 505 | 510 | 442 | No
2030-04-10 05:00 | 2030 50% ECP | 700 | 505 | 510 | 442 | No
2030-04-10 06:00 | 2030 50% ECP | 700 | 205 | 466.71 | 142 | No
2030-04-10 07:00 | 2030 50% ECP | 700 | 0 | 510 | 282.02 | No
2030-04-10 08:00 | 2030 50% ECP | 700 | 0 | 300 | 319.15 | No
2030-04-10 09:00 | 2030 50% ECP | 700 | 0 | 0 | 60 | No
2030-04-10 10:00 | 2030 50% ECP | 700 | 0 | -295.45 | 0 | No
2030-04-10 11:00 | 2030 50% ECP | 700 | 0 | -324.48 | 0 | No
2030-04-10 12:00 | 2030 50% ECP | 700 | 0 | -280.04 | 0 | No
2030-04-10 13:00 | 2030 50% ECP | 700 | 0 | -218.16 | 0 | No
2030-04-10 14:00 | 2030 50% ECP | 700 | 0 | -85.49 | 0 | No
2030-04-10 15:00 | 2030 50% ECP | 700 | 0 | -210 | 0 | No
2030-04-10 16:00 | 2030 50% ECP | 700 | -203.12 | -510 | -294.44 | No
2030-04-10 17:00 | 2030 50% ECP | 700 | -226 | -396.37 | -210 | No
2030-04-10 18:00 | 2030 50% ECP | 700 | -526 | -510 | -510 | No
2030-04-10 19:00 | 2030 50% ECP | 700 | -526 | -510 | -510 | No
2030-04-10 20:00 | 2030 50% ECP | 700 | -226 | -210 | -210 | No
2030-04-10 21:00 | 2030 50% ECP | 700 | 5.45 | 90 | 90 | No
2030-04-10 22:00 | 2030 50% ECP | 700 | 305.45 | 390 | 390 | No
2030-04-10 23:00 | 2030 50% ECP | 700 | 453.66 | 510 | 426.05 | No
2030-04-11 | 2030 50% ECP | 700 | 319.53 | 510 | 219.62 | No
2030-04-11 01:00 | 2030 50% ECP | 700 | 32.87 | 510 | 249.2 | No
2030-04-11 02:00 | 2030 50% ECP | 700 | 0 | 510 | 315.06 | No
2030-04-11 03:00 | 2030 50% ECP | 700 | 0 | 510 | 206.71 | No
2030-04-11 04:00 | 2030 50% ECP | 700 | 0 | 510 | 40.33 | No
2030-04-11 05:00 | 2030 50% ECP | 700 | 0 | 510 | 13.43 | No
2030-04-11 06:00 | 2030 50% ECP | 700 | 0 | 390 | 37.96 | No
2030-04-11 07:00 | 2030 50% ECP | 700 | 51.14 | 90 | 337.96 | No
2030-04-11 08:00 | 2030 50% ECP | 700 | -226 | -210 | 216.24 | No
2030-04-11 09:00 | 2030 50% ECP | 486.1 | -526 | -510 | -42.03 | No
2030-04-11 10:00 | 2030 50% ECP | -113.9 | -526 | -510 | 257.97 | No
2030-04-11 11:00 | 2030 50% ECP | -63.42 | -526 | -510 | 442 | No
2030-04-11 12:00 | 2030 50% ECP | -663.42 | -300 | -510 | 442 | No
2030-04-11 13:00 | 2030 50% ECP | -700 | 0 | -210 | 442 | No
2030-04-11 14:00 | 2030 50% ECP | -631.12 | -226 | -328.34 | 442 | No
2030-04-11 15:00 | 2030 50% ECP | -31.12 | -526 | -510 | 273.61 | No
2030-04-11 16:00 | 2030 50% ECP | 214.07 | -526 | -510 | -26.39 | No
2030-04-11 17:00 | 2030 50% ECP | 700 | -226 | -221.14 | 0 | No
2030-04-11 18:00 | 2030 50% ECP | 700 | -149.56 | -210 | -210 | No
2030-04-11 19:00 | 2030 50% ECP | 700 | -449.56 | -510 | -510 | No
2030-04-11 20:00 | 2030 50% ECP | 700 | -300 | -210 | -260.91 | No
2030-04-11 21:00 | 2030 50% ECP | 700 | 0 | 90 | 39.09 | No
2030-04-11 22:00 | 2030 50% ECP | 700 | 300 | 390 | 339.09 | No
2030-04-11 23:00 | 2030 50% ECP | 700 | 496.32 | 510 | 369.58 | No
2030-04-12 | 2030 50% ECP | 700 | 505 | 510 | 442 | No
2030-04-12 01:00 | 2030 50% ECP | 700 | 505 | 510 | 442 | No
2030-04-12 02:00 | 2030 50% ECP | 700 | 505 | 510 | 442 | No
2030-04-12 03:00 | 2030 50% ECP | 700 | 505 | 510 | 392.2 | No
2030-04-12 04:00 | 2030 50% ECP | 700 | 505 | 510 | 385.48 | No
2030-04-12 05:00 | 2030 50% ECP | 700 | 300 | 300 | 207.83 | No
2030-04-12 06:00 | 2030 50% ECP | 700 | 0 | 0 | -92.17 | No
2030-04-12 07:00 | 2030 50% ECP | 700 | -300 | -300 | -392.17 | No
2030-04-12 08:00 | 2030 50% ECP | 700 | -488.09 | -510 | -434.86 | No
2030-04-12 09:00 | 2030 50% ECP | 700 | -188.09 | -210 | -134.86 | No
2030-04-12 10:00 | 2030 50% ECP | 700 | 0 | -26.88 | -7.99 | No
2030-04-12 11:00 | 2030 50% ECP | 700 | -24.79 | -300 | -205.21 | No
2030-04-12 12:00 | 2030 50% ECP | 700 | 275.21 | 0 | 94.79 | No
2030-04-12 13:00 | 2030 50% ECP | 144.7 | 0 | 0 | 192.56 | No
2030-04-12 14:00 | 2030 50% ECP | 246.5 | 0 | 0 | 2.43 | No
2030-04-12 15:00 | 2030 50% ECP | -261.54 | 0 | 0 | 146 | No
2030-04-12 16:00 | 2030 50% ECP | -700 | 205 | 210 | 297.47 | No
2030-04-12 17:00 | 2030 50% ECP | -700 | 505 | 510 | 442 | No
2030-04-12 18:00 | 2030 50% ECP | -700 | 505 | 510 | 442 | No
2030-04-12 19:00 | 2030 50% ECP | -495.67 | 205 | 210 | 442 | No
2030-04-12 20:00 | 2030 50% ECP | -100 | 174.45 | 210 | 374.16 | No
2030-04-12 21:00 | 2030 50% ECP | -700 | 474.45 | 510 | 270.59 | No
2030-04-12 22:00 | 2030 50% ECP | -700 | 505 | 510 | 150.49 | Yes
2030-04-12 23:00 | 2030 50% ECP | -700 | 505 | 510 | 48.15 | Yes
2030-04-13 | 2030 50% ECP | -700 | 505 | 510 | 348.15 | No
2030-04-13 01:00 | 2030 50% ECP | -700 | 505 | 510 | 442 | Yes
2030-04-13 02:00 | 2030 50% ECP | -700 | 505 | 510 | 442 | No
2030-04-13 03:00 | 2030 50% ECP | -700 | 505 | 510 | 442 | Yes
2030-04-13 04:00 | 2030 50% ECP | -700 | 505 | 510 | 442 | Yes
2030-04-13 05:00 | 2030 50% ECP | -700 | 505 | 510 | 442 | No
2030-04-13 06:00 | 2030 50% ECP | -700 | 505 | 510 | 442 | No
2030-04-13 07:00 | 2030 50% ECP | -700 | 205 | 510 | 234.41 | No
2030-04-13 08:00 | 2030 50% ECP | -700 | 505 | 510 | 442 | Yes
2030-04-13 09:00 | 2030 50% ECP | -700 | 505 | 510 | 442 | Yes
2030-04-13 10:00 | 2030 50% ECP | -700 | 505 | 510 | 442 | Yes
2030-04-13 11:00 | 2030 50% ECP | -700 | 374 | 390 | 442 | Yes
2030-04-13 12:00 | 2030 50% ECP | -700 | 74 | 90 | 442 | Yes
2030-04-13 13:00 | 2030 50% ECP | -700 | -226 | -210 | 442 | Yes
2030-04-13 14:00 | 2030 50% ECP | -700 | -526 | -510 | 424.44 | Yes
2030-04-13 15:00 | 2030 50% ECP | -700 | -526 | -510 | 442 | Yes
2030-04-13 16:00 | 2030 50% ECP | -500 | -226 | -363.8 | 442 | No
2030-04-13 17:00 | 2030 50% ECP | 100 | 0 | -264.58 | 442 | No
2030-04-13 18:00 | 2030 50% ECP | 700 | 0 | 0 | 442 | No
2030-04-13 19:00 | 2030 50% ECP | 700 | 0 | 283.19 | 442 | No
2030-04-13 20:00 | 2030 50% ECP | 700 | 0 | 510 | 442 | No
2030-04-13 21:00 | 2030 50% ECP | 700 | 0 | 510 | 442 | No
2030-04-13 22:00 | 2030 50% ECP | 700 | 0 | 510 | 442 | No
2030-04-13 23:00 | 2030 50% ECP | 700 | 0 | 460.55 | 442 | No
2030-04-14 | 2030 50% ECP | 700 | 0 | 510 | 433.52 | No
2030-04-14 01:00 | 2030 50% ECP | 700 | 90.27 | 510 | 442 | No
2030-04-14 02:00 | 2030 50% ECP | 700 | 205 | 510 | 302.04 | No
2030-04-14 03:00 | 2030 50% ECP | 700 | 505 | 510 | 442 | No
2030-04-14 04:00 | 2030 50% ECP | 700 | 505 | 510 | 442 | No
2030-04-14 05:00 | 2030 50% ECP | 700 | 505 | 510 | 442 | No
2030-04-14 06:00 | 2030 50% ECP | 700 | 374 | 390 | 442 | No
2030-04-14 07:00 | 2030 50% ECP | 500 | 74 | 90 | 419.95 | No
2030-04-14 08:00 | 2030 50% ECP | -100 | -226 | -210 | 442 | No
2030-04-14 09:00 | 2030 50% ECP | -700 | -526 | -510 | 442 | No
2030-04-14 10:00 | 2030 50% ECP | -700 | -526 | -510 | 442 | No
2030-04-14 11:00 | 2030 50% ECP | -700 | -526 | -510 | 442 | No
2030-04-14 12:00 | 2030 50% ECP | -700 | -526 | -510 | 442 | No
2030-04-14 13:00 | 2030 50% ECP | -700 | -526 | -510 | 442 | No
2030-04-14 14:00 | 2030 50% ECP | -700 | -526 | -510 | 442 | No
2030-04-14 15:00 | 2030 50% ECP | -620.73 | -526 | -510 | 442 | No
2030-04-14 16:00 | 2030 50% ECP | -20.73 | -526 | -510 | 161.87 | No
2030-04-14 17:00 | 2030 50% ECP | 579.27 | -226 | -210 | 259.86 | No
2030-04-14 18:00 | 2030 50% ECP | 700 | 74 | 90 | 442 | No
2030-04-14 19:00 | 2030 50% ECP | 700 | 0 | 91.9 | 142 | No
2030-04-14 20:00 | 2030 50% ECP | 700 | 300 | 391.9 | 442 | No
2030-04-14 21:00 | 2030 50% ECP | 700 | 499.97 | 510 | 442 | No
2030-04-14 22:00 | 2030 50% ECP | 700 | 499.97 | 510 | 442 | No
2030-04-14 23:00 | 2030 50% ECP | 700 | 199.97 | 510 | 442 | No
2030-04-15 | 2030 50% ECP | 700 | 440.75 | 510 | 442 | No
2030-04-15 01:00 | 2030 50% ECP | 700 | 396.25 | 510 | 442 | No
2030-04-15 02:00 | 2030 50% ECP | 700 | 182.43 | 510 | 442 | No
2030-04-15 03:00 | 2030 50% ECP | 700 | 117.41 | 510 | 442 | No
2030-04-15 04:00 | 2030 50% ECP | 700 | 198.19 | 510 | 442 | No
2030-04-15 05:00 | 2030 50% ECP | 700 | 372 | 510 | 442 | No
2030-04-15 06:00 | 2030 50% ECP | 700 | 502.52 | 510 | 442 | No
2030-04-15 07:00 | 2030 50% ECP | 700 | 202.52 | 300 | 442 | No
2030-04-15 08:00 | 2030 50% ECP | 313.64 | 0 | 0 | 442 | No
2030-04-15 09:00 | 2030 50% ECP | -286.36 | -300 | -300 | 442 | No
2030-04-15 10:00 | 2030 50% ECP | -700 | -526 | -510 | 442 | No
2030-04-15 11:00 | 2030 50% ECP | -700 | -526 | -510 | 442 | No
2030-04-15 12:00 | 2030 50% ECP | -700 | -526 | -510 | 442 | No
2030-04-15 13:00 | 2030 50% ECP | -700 | -526 | -510 | 442 | No
2030-04-15 14:00 | 2030 50% ECP | -700 | -526 | -510 | 442 | No
2030-04-15 15:00 | 2030 50% ECP | -269.52 | -526 | -510 | 415.12 | No
2030-04-15 16:00 | 2030 50% ECP | 330.48 | -526 | -510 | 438.83 | No
2030-04-15 17:00 | 2030 50% ECP | 700 | -303.12 | -390 | 442 | No
2030-04-15 18:00 | 2030 50% ECP | 700 | -3.12 | -90 | 442 | No
2030-04-15 19:00 | 2030 50% ECP | 700 | 0 | 210 | 442 | No
2030-04-15 20:00 | 2030 50% ECP | 700 | 222.94 | 510 | 442 | No
2030-04-15 21:00 | 2030 50% ECP | 700 | 505 | 510 | 442 | No
2030-04-15 22:00 | 2030 50% ECP | 700 | 505 | 510 | 442 | No
2030-04-15 23:00 | 2030 50% ECP | 700 | 505 | 510 | 442 | No
2030-04-16 | 2030 50% ECP | 700 | 505 | 510 | 442 | No
2030-04-16 01:00 | 2030 50% ECP | 700 | 505 | 510 | 442 | No
2030-04-16 02:00 | 2030 50% ECP | 700 | 505 | 510 | 442 | No
2030-04-16 03:00 | 2030 50% ECP | 700 | 379.87 | 510 | 442 | No
2030-04-16 04:00 | 2030 50% ECP | 700 | 178.52 | 510 | 442 | No
2030-04-16 05:00 | 2030 50% ECP | 700 | 45.71 | 510 | 442 | No
2030-04-16 06:00 | 2030 50% ECP | 700 | 226.68 | 390 | 442 | No
2030-04-16 07:00 | 2030 50% ECP | 700 | 67.79 | 90 | 442 | No
2030-04-16 08:00 | 2030 50% ECP | 100 | -226.04 | -210 | 442 | No
2030-04-16 09:00 | 2030 50% ECP | -500 | -526 | -510 | 442 | No
2030-04-16 10:00 | 2030 50% ECP | -700 | -526 | -510 | 442 | No
2030-04-16 11:00 | 2030 50% ECP | -700 | -526 | -510 | 442 | No
2030-04-16 12:00 | 2030 50% ECP | -700 | -526 | -510 | 442 | No
2030-04-16 13:00 | 2030 50% ECP | -700 | -526 | -510 | 401.97 | No
2030-04-16 14:00 | 2030 50% ECP | -700 | -526 | -510 | 101.97 | No
2030-04-16 15:00 | 2030 50% ECP | -446.9 | -526 | -510 | 53.27 | No
2030-04-16 16:00 | 2030 50% ECP | 153.1 | -526 | -510 | 353.27 | No
2030-04-16 17:00 | 2030 50% ECP | 700 | -226 | -210 | 442 | No
2030-04-16 18:00 | 2030 50% ECP | 700 | -95 | -122.47 | 442 | No
2030-04-16 19:00 | 2030 50% ECP | 700 | -395 | -422.47 | 415.05 | No
2030-04-16 20:00 | 2030 50% ECP | 700 | -95 | -122.47 | 177.83 | No
2030-04-16 21:00 | 2030 50% ECP | 700 | 205 | 177.53 | 65.68 | No
2030-04-16 22:00 | 2030 50% ECP | 700 | 505 | 477.53 | -13.14 | No
2030-04-16 23:00 | 2030 50% ECP | 700 | 448.92 | 510 | -265.53 | No
2030-04-17 | 2030 50% ECP | 700 | 375.56 | 510 | 34.47 | No
2030-04-17 01:00 | 2030 50% ECP | 700 | 359.11 | 510 | 30.94 | No
2030-04-17 02:00 | 2030 50% ECP | 700 | 505 | 510 | 330.94 | No
2030-04-17 03:00 | 2030 50% ECP | 700 | 374.06 | 510 | 300 | No
2030-04-17 04:00 | 2030 50% ECP | 700 | 387.56 | 510 | 0 | No
2030-04-17 05:00 | 2030 50% ECP | 700 | 331.56 | 510 | -44.54 | No
2030-04-17 06:00 | 2030 50% ECP | 700 | 31.56 | 510 | 255.46 | No
2030-04-17 07:00 | 2030 50% ECP | 700 | 155.25 | 390 | 237.78 | No
2030-04-17 08:00 | 2030 50% ECP | 100 | 0 | 90 | 110.76 | No
2030-04-17 09:00 | 2030 50% ECP | -500 | -37.53 | -210 | -13.42 | No
2030-04-17 10:00 | 2030 50% ECP | -700 | -323.78 | -510 | 108.32 | No
2030-04-17 11:00 | 2030 50% ECP | -700 | -491.53 | -510 | -191.68 | No
2030-04-17 12:00 | 2030 50% ECP | -700 | -526 | -510 | -227 | No
2030-04-17 13:00 | 2030 50% ECP | -700 | -526 | -510 | -357.59 | No
2030-04-17 14:00 | 2030 50% ECP | -700 | -374.83 | -510 | -165.52 | No
2030-04-17 15:00 | 2030 50% ECP | -500 | -74.83 | -325.24 | 65.26 | No
2030-04-17 16:00 | 2030 50% ECP | 100 | 0 | -25.24 | 124.79 | No
2030-04-17 17:00 | 2030 50% ECP | 700 | 205 | 223.46 | 363.97 | No
2030-04-17 18:00 | 2030 50% ECP | 700 | -95 | -76.54 | 63.97 | Yes
2030-04-17 19:00 | 2030 50% ECP | 700 | 205 | 223.46 | 363.97 | No
2030-04-17 20:00 | 2030 50% ECP | 700 | 505 | 510 | 442 | No
2030-04-17 21:00 | 2030 50% ECP | 700 | 505 | 510 | 442 | No
2030-04-17 22:00 | 2030 50% ECP | 700 | 348.03 | 510 | 307.12 | No
2030-04-17 23:00 | 2030 50% ECP | 524.64 | 505 | 510 | 435.14 | No
2030-04-18 | 2030 50% ECP | 700 | 362.74 | 510 | 379.49 | No
2030-04-18 01:00 | 2030 50% ECP | 700 | 390.62 | 510 | 315.44 | No
2030-04-18 02:00 | 2030 50% ECP | 700 | 249.12 | 510 | 442 | No
2030-04-18 03:00 | 2030 50% ECP | 700 | 115.17 | 510 | 442 | No
2030-04-18 04:00 | 2030 50% ECP | 700 | 0 | 510 | 442 | No
2030-04-18 05:00 | 2030 50% ECP | 700 | 17.59 | 510 | 442 | No
2030-04-18 06:00 | 2030 50% ECP | 700 | 234.25 | 510 | 442 | No
2030-04-18 07:00 | 2030 50% ECP | 700 | 300 | 210 | 278.84 | No
2030-04-18 08:00 | 2030 50% ECP | 700 | 0 | -90 | -21.16 | No
2030-04-18 09:00 | 2030 50% ECP | 700 | 0 | 73.88 | 278.84 | No
2030-04-18 10:00 | 2030 50% ECP | 700 | 0 | 0 | 83.49 | No
2030-04-18 11:00 | 2030 50% ECP | 700 | 0 | 0 | 130.37 | No
2030-04-18 12:00 | 2030 50% ECP | 700 | 0 | 0 | 0 | No
2030-04-18 13:00 | 2030 50% ECP | 700 | 0 | 0 | 0 | No
2030-04-18 14:00 | 2030 50% ECP | 700 | 0 | 0 | 287.34 | No
2030-04-18 15:00 | 2030 50% ECP | 700 | -136.49 | -300 | 428.88 | No
2030-04-18 16:00 | 2030 50% ECP | 700 | -268.89 | -510 | 128.88 | No
2030-04-18 17:00 | 2030 50% ECP | 700 | -226 | -444.15 | -142.8 | No
2030-04-18 18:00 | 2030 50% ECP | 700 | -526 | -510 | -442.8 | No
2030-04-18 19:00 | 2030 50% ECP | 700 | -526 | -510 | -510 | No
2030-04-18 20:00 | 2030 50% ECP | 700 | -423.71 | -510 | -220.85 | No
2030-04-18 21:00 | 2030 50% ECP | 700 | -123.71 | -210 | 79.15 | No
2030-04-18 22:00 | 2030 50% ECP | 700 | 176.29 | 90 | 379.15 | No
2030-04-18 23:00 | 2030 50% ECP | 700 | 476.29 | 390 | 442 | No
2030-04-19 | 2030 50% ECP | 700 | 176.29 | 510 | 215.76 | No
2030-04-19 01:00 | 2030 50% ECP | 700 | 0 | 510 | 299.83 | No
2030-04-19 02:00 | 2030 50% ECP | 700 | 300 | 510 | 442 | No
2030-04-19 03:00 | 2030 50% ECP | 700 | 505 | 510 | 442 | No
2030-04-19 04:00 | 2030 50% ECP | 700 | 505 | 510 | 442 | No
2030-04-19 05:00 | 2030 50% ECP | 700 | 300 | 250.18 | 300 | No
2030-04-19 06:00 | 2030 50% ECP | 700 | 0 | -49.82 | 0 | Yes
2030-04-19 07:00 | 2030 50% ECP | 700 | 0 | -111.84 | 192.74 | No
2030-04-19 08:00 | 2030 50% ECP | 500 | -300 | -411.84 | -107.26 | No
2030-04-19 09:00 | 2030 50% ECP | -100 | -526 | -510 | 0 | No
2030-04-19 10:00 | 2030 50% ECP | -700 | -526 | -510 | -275.32 | No
2030-04-19 11:00 | 2030 50% ECP | -700 | -526 | -510 | -26.47 | No
2030-04-19 12:00 | 2030 50% ECP | -700 | -526 | -510 | 11.96 | No
2030-04-19 13:00 | 2030 50% ECP | -700 | -526 | -510 | 0 | No
2030-04-19 14:00 | 2030 50% ECP | -700 | -526 | -510 | 0 | No
2030-04-19 15:00 | 2030 50% ECP | -700 | -526 | -510 | 110.65 | No
2030-04-19 16:00 | 2030 50% ECP | -606.99 | -526 | -510 | -9.46 | No
2030-04-19 17:00 | 2030 50% ECP | -6.99 | -526 | -510 | 117.16 | No
2030-04-19 18:00 | 2030 50% ECP | 593.01 | -526 | -510 | -129.54 | No
2030-04-19 19:00 | 2030 50% ECP | 700 | -526 | -510 | -429.54 | No
2030-04-19 20:00 | 2030 50% ECP | 700 | -395 | -390 | -229.04 | No
2030-04-19 21:00 | 2030 50% ECP | 700 | -95 | -90 | -113.33 | No
2030-04-19 22:00 | 2030 50% ECP | 700 | 205 | 210 | 186.67 | No
2030-04-19 23:00 | 2030 50% ECP | 524.26 | 505 | 510 | 442 | No
2030-04-20 | 2030 50% ECP | 700 | 505 | 510 | 442 | No
2030-04-20 01:00 | 2030 50% ECP | 657.95 | 505 | 510 | 442 | No
2030-04-20 02:00 | 2030 50% ECP | 700 | 505 | 510 | 442 | No
2030-04-20 03:00 | 2030 50% ECP | 700 | 505 | 510 | 442 | No
2030-04-20 04:00 | 2030 50% ECP | 287.49 | 205 | 210 | 142 | No
2030-04-20 05:00 | 2030 50% ECP | 700 | 0 | 390 | 94.73 | No
2030-04-20 06:00 | 2030 50% ECP | 500 | 43.62 | 90 | 376.92 | No
2030-04-20 07:00 | 2030 50% ECP | -100 | -75.22 | -210 | 76.92 | No
2030-04-20 08:00 | 2030 50% ECP | -700 | -375.22 | -510 | -223.08 | No
2030-04-20 09:00 | 2030 50% ECP | -700 | -526 | -510 | -385.57 | Yes
2030-04-20 10:00 | 2030 50% ECP | -700 | -526 | -510 | -419.12 | Yes
2030-04-20 11:00 | 2030 50% ECP | -700 | -526 | -510 | -242.36 | Yes
2030-04-20 12:00 | 2030 50% ECP | -700 | -526 | -510 | -25.27 | Yes
2030-04-20 13:00 | 2030 50% ECP | -700 | -526 | -510 | 142 | Yes
2030-04-20 14:00 | 2030 50% ECP | -700 | -226 | -210 | 442 | Yes
2030-04-20 15:00 | 2030 50% ECP | -700 | -226 | -210 | 442 | Yes
2030-04-20 16:00 | 2030 50% ECP | -700 | -526 | -510 | 396.14 | Yes
2030-04-20 17:00 | 2030 50% ECP | -355.01 | -226 | -210 | 442 | No
2030-04-20 18:00 | 2030 50% ECP | 244.99 | 0 | 78.55 | 386.35 | No
2030-04-20 19:00 | 2030 50% ECP | 700 | 0 | 378.55 | 381.19 | No
2030-04-20 20:00 | 2030 50% ECP | 700 | 0 | 510 | 200.84 | No
2030-04-20 21:00 | 2030 50% ECP | 700 | 0 | 252.3 | 0 | No
2030-04-20 22:00 | 2030 50% ECP | 700 | 205 | 510 | 196.58 | No
2030-04-20 23:00 | 2030 50% ECP | 700 | 505 | 510 | 442 | No
2030-04-21 | 2030 50% ECP | 662.23 | 505 | 510 | 442 | No
2030-04-21 01:00 | 2030 50% ECP | 698.29 | 505 | 510 | 442 | No
2030-04-21 02:00 | 2030 50% ECP | 697.7 | 505 | 510 | 442 | No
2030-04-21 03:00 | 2030 50% ECP | 658.23 | 505 | 510 | 186.93 | No
2030-04-21 04:00 | 2030 50% ECP | 557.69 | 505 | 510 | -113.07 | No
2030-04-21 05:00 | 2030 50% ECP | 178.73 | 505 | 510 | -413.07 | No
2030-04-21 06:00 | 2030 50% ECP | -100 | 505 | 510 | -113.07 | No
2030-04-21 07:00 | 2030 50% ECP | -700 | 205 | 210 | 90 | No
2030-04-21 08:00 | 2030 50% ECP | -700 | -95 | -90 | -210 | Yes
2030-04-21 09:00 | 2030 50% ECP | -700 | -395 | -390 | -510 | Yes
2030-04-21 10:00 | 2030 50% ECP | -700 | -526 | -510 | -510 | Yes
2030-04-21 11:00 | 2030 50% ECP | -700 | -526 | -510 | -477.44 | Yes
2030-04-21 12:00 | 2030 50% ECP | -700 | -226 | -210 | -177.44 | Yes
2030-04-21 13:00 | 2030 50% ECP | -700 | 74 | 90 | 122.56 | Yes
2030-04-21 14:00 | 2030 50% ECP | -700 | -226 | -210 | 422.56 | Yes
2030-04-21 15:00 | 2030 50% ECP | -700 | -526 | -510 | 153.66 | Yes
2030-04-21 16:00 | 2030 50% ECP | -421.44 | -226 | -210 | 246.48 | No
2030-04-21 17:00 | 2030 50% ECP | 178.56 | 0 | 90 | 397.65 | No
2030-04-21 18:00 | 2030 50% ECP | 700 | 0 | 390 | 442 | No
2030-04-21 19:00 | 2030 50% ECP | 700 | 0 | 510 | 442 | No
2030-04-21 20:00 | 2030 50% ECP | 700 | 0 | 510 | 254.68 | No
2030-04-21 21:00 | 2030 50% ECP | 700 | 0 | 510 | 0 | No
2030-04-21 22:00 | 2030 50% ECP | 700 | 300 | 510 | -276.68 | No
2030-04-21 23:00 | 2030 50% ECP | 700 | 505 | 510 | -83.76 | No
2030-04-22 | 2030 50% ECP | 700 | 454.88 | 510 | 0 | No
2030-04-22 01:00 | 2030 50% ECP | 700 | 225.45 | 510 | -0.14 | No
2030-04-22 02:00 | 2030 50% ECP | 700 | 155.86 | 510 | -300.14 | No
2030-04-22 03:00 | 2030 50% ECP | 700 | 426.1 | 510 | -300.14 | No
2030-04-22 04:00 | 2030 50% ECP | 700 | 504.18 | 510 | -30.23 | No
2030-04-22 05:00 | 2030 50% ECP | 700 | 505 | 510 | 61.12 | No
2030-04-22 06:00 | 2030 50% ECP | 700 | 374.15 | 510 | 361.12 | No
2030-04-22 07:00 | 2030 50% ECP | 500 | 74.15 | 213.21 | 293 | No
2030-04-22 08:00 | 2030 50% ECP | -100 | 0 | -86.79 | 0 | No
2030-04-22 09:00 | 2030 50% ECP | -700 | 0 | -386.79 | 0 | No
2030-04-22 10:00 | 2030 50% ECP | -700 | 0 | -510 | -180.51 | No
2030-04-22 11:00 | 2030 50% ECP | -700 | 0 | -510 | -96.16 | No
2030-04-22 12:00 | 2030 50% ECP | -700 | 0 | -510 | 0 | No
2030-04-22 13:00 | 2030 50% ECP | -700 | 0 | -510 | 0 | No
2030-04-22 14:00 | 2030 50% ECP | -625.13 | 0 | -300 | 114.73 | No
2030-04-22 15:00 | 2030 50% ECP | -25.13 | 0 | 0 | 162.1 | No
2030-04-22 16:00 | 2030 50% ECP | 574.87 | 0 | 300 | 442 | No
2030-04-22 17:00 | 2030 50% ECP | 700 | 0 | 510 | 255.18 | No
2030-04-22 18:00 | 2030 50% ECP | 700 | 0 | 510 | 261.75 | No
2030-04-22 19:00 | 2030 50% ECP | 700 | 0 | 210 | 1.78 | No
2030-04-22 20:00 | 2030 50% ECP | 700 | 300 | 510 | 301.78 | No
2030-04-22 21:00 | 2030 50% ECP | 700 | 505 | 510 | 442 | No
2030-04-22 22:00 | 2030 50% ECP | 700 | 505 | 510 | 442 | No
2030-04-22 23:00 | 2030 50% ECP | 700 | 505 | 510 | 442 | No
2030-04-23 | 2030 50% ECP | 700 | 505 | 510 | 442 | No
2030-04-23 01:00 | 2030 50% ECP | 700 | 505 | 510 | 442 | No
2030-04-23 02:00 | 2030 50% ECP | 700 | 505 | 510 | 442 | No
2030-04-23 03:00 | 2030 50% ECP | 700 | 505 | 510 | 442 | No
2030-04-23 04:00 | 2030 50% ECP | 700 | 500.79 | 510 | 442 | No
2030-04-23 05:00 | 2030 50% ECP | 700 | 200.79 | 210 | 142 | No
2030-04-23 06:00 | 2030 50% ECP | 700 | 0 | 300 | 11.99 | No
2030-04-23 07:00 | 2030 50% ECP | 700 | 0 | 0 | 232.61 | No
2030-04-23 08:00 | 2030 50% ECP | 700 | -260.4 | -300 | 205.5 | No
2030-04-23 09:00 | 2030 50% ECP | 577.39 | -526 | -510 | -35.11 | No
2030-04-23 10:00 | 2030 50% ECP | 0 | -226 | -210 | 264.89 | No
2030-04-23 11:00 | 2030 50% ECP | 0 | -186.7 | -510 | 442 | No
2030-04-23 12:00 | 2030 50% ECP | 0 | -186.7 | -510 | 442 | No
2030-04-23 13:00 | 2030 50% ECP | 0 | -270.53 | -510 | 385.84 | No
2030-04-23 14:00 | 2030 50% ECP | 21.29 | -226 | -210 | 195.84 | No
2030-04-23 15:00 | 2030 50% ECP | 621.29 | -526 | -510 | -104.16 | No
2030-04-23 16:00 | 2030 50% ECP | 700 | -300 | -495.12 | -73.23 | No
2030-04-23 17:00 | 2030 50% ECP | 700 | 0 | -195.12 | 226.77 | No
2030-04-23 18:00 | 2030 50% ECP | 700 | 0 | -266.31 | -73.23 | No
2030-04-23 19:00 | 2030 50% ECP | 700 | -212.07 | -510 | -373.23 | No
2030-04-23 20:00 | 2030 50% ECP | 700 | -233.78 | -210 | -300 | No
2030-04-23 21:00 | 2030 50% ECP | 700 | 66.22 | 90 | 0 | No
2030-04-23 22:00 | 2030 50% ECP | 700 | 236.81 | 390 | 204.65 | No
2030-04-23 23:00 | 2030 50% ECP | 700 | 0 | 510 | -2.04 | No
2030-04-24 | 2030 50% ECP | 700 | 0 | 510 | 258.92 | No
2030-04-24 01:00 | 2030 50% ECP | 700 | 5.17 | 510 | 442 | No
2030-04-24 02:00 | 2030 50% ECP | 700 | 0 | 510 | 312.92 | No
2030-04-24 03:00 | 2030 50% ECP | 700 | 0 | 510 | 303.17 | No
2030-04-24 04:00 | 2030 50% ECP | 700 | 0 | 510 | 442 | No
2030-04-24 05:00 | 2030 50% ECP | 700 | 0 | 390 | 265.87 | No
2030-04-24 06:00 | 2030 50% ECP | 700 | 273.02 | 90 | 442 | No
2030-04-24 07:00 | 2030 50% ECP | 700 | -26.98 | -210 | 262.49 | No
2030-04-24 08:00 | 2030 50% ECP | 700 | -326.98 | -510 | 333.54 | No
2030-04-24 09:00 | 2030 50% ECP | 565.6 | -526 | -510 | 278.25 | No
2030-04-24 10:00 | 2030 50% ECP | 0 | -526 | -510 | 211.68 | No
2030-04-24 11:00 | 2030 50% ECP | 0 | -526 | -510 | 139.56 | No
2030-04-24 12:00 | 2030 50% ECP | 0 | -526 | -510 | 87.55 | No
2030-04-24 13:00 | 2030 50% ECP | 191.95 | -526 | -510 | 50.48 | No
2030-04-24 14:00 | 2030 50% ECP | 581.75 | -526 | -510 | 60.62 | No
2030-04-24 15:00 | 2030 50% ECP | 700 | -526 | -510 | 285.09 | No
2030-04-24 16:00 | 2030 50% ECP | 700 | -226 | -326.84 | 427.31 | No
2030-04-24 17:00 | 2030 50% ECP | 700 | -100.81 | -210 | 300 | No
2030-04-24 18:00 | 2030 50% ECP | 700 | -400.81 | -510 | 0 | No
2030-04-24 19:00 | 2030 50% ECP | 700 | -300 | -302.6 | -255.12 | No
2030-04-24 20:00 | 2030 50% ECP | 700 | 0 | -2.6 | 44.88 | No
2030-04-24 21:00 | 2030 50% ECP | 700 | 300 | 297.4 | 344.88 | No
2030-04-24 22:00 | 2030 50% ECP | 700 | 505 | 510 | 442 | No
2030-04-24 23:00 | 2030 50% ECP | 700 | 205 | 510 | 442 | No
2030-04-25 | 2030 50% ECP | 700 | 444.49 | 510 | 442 | No
2030-04-25 01:00 | 2030 50% ECP | 700 | 330.99 | 510 | 442 | No
2030-04-25 02:00 | 2030 50% ECP | 700 | 446.07 | 510 | 442 | No
2030-04-25 03:00 | 2030 50% ECP | 700 | 439.58 | 510 | 442 | No
2030-04-25 04:00 | 2030 50% ECP | 700 | 476.77 | 510 | 442 | No
2030-04-25 05:00 | 2030 50% ECP | 700 | 218.27 | 510 | 442 | No
2030-04-25 06:00 | 2030 50% ECP | 700 | 292.32 | 210 | 442 | No
2030-04-25 07:00 | 2030 50% ECP | 700 | -7.68 | -90 | 442 | No
2030-04-25 08:00 | 2030 50% ECP | 700 | -307.68 | -390 | 274.77 | No
2030-04-25 09:00 | 2030 50% ECP | 100 | -526 | -510 | 442 | No
2030-04-25 10:00 | 2030 50% ECP | -353.95 | -526 | -510 | 167.57 | No
2030-04-25 11:00 | 2030 50% ECP | -700 | -526 | -510 | 237.33 | No
2030-04-25 12:00 | 2030 50% ECP | -100 | -526 | -510 | 302.5 | No
2030-04-25 13:00 | 2030 50% ECP | 0 | -526 | -510 | 182.12 | No
2030-04-25 14:00 | 2030 50% ECP | 0 | -526 | -510 | 146.86 | No
2030-04-25 15:00 | 2030 50% ECP | 240.83 | -526 | -510 | 136.95 | No
2030-04-25 16:00 | 2030 50% ECP | 700 | -370.07 | -510 | 436.95 | No
2030-04-25 17:00 | 2030 50% ECP | 700 | -70.07 | -298.84 | 190.68 | No
2030-04-25 18:00 | 2030 50% ECP | 700 | -226 | -210 | -109.32 | No
2030-04-25 19:00 | 2030 50% ECP | 700 | -526 | -510 | -409.32 | No
2030-04-25 20:00 | 2030 50% ECP | 700 | -226 | -210 | -109.32 | No
2030-04-25 21:00 | 2030 50% ECP | 700 | 74 | 90 | 190.68 | No
2030-04-25 22:00 | 2030 50% ECP | 700 | 194.64 | 390 | 442 | No
2030-04-25 23:00 | 2030 50% ECP | 700 | 281.14 | 510 | 313.77 | No
2030-04-26 | 2030 50% ECP | 700 | 505 | 510 | 442 | No
2030-04-26 01:00 | 2030 50% ECP | 700 | 505 | 510 | 442 | No
2030-04-26 02:00 | 2030 50% ECP | 700 | 505 | 510 | 442 | No
2030-04-26 03:00 | 2030 50% ECP | 700 | 505 | 510 | 442 | No
2030-04-26 04:00 | 2030 50% ECP | 700 | 310.84 | 510 | 442 | No
2030-04-26 05:00 | 2030 50% ECP | 700 | 10.84 | 510 | 291.28 | No
2030-04-26 06:00 | 2030 50% ECP | 700 | 64.15 | 510 | 442 | No
2030-04-26 07:00 | 2030 50% ECP | 700 | 0 | 510 | 439.31 | No
2030-04-26 08:00 | 2030 50% ECP | 700 | 0 | 312.5 | 219.62 | No
2030-04-26 09:00 | 2030 50% ECP | 700 | 0 | 12.5 | 39.08 | No
2030-04-26 10:00 | 2030 50% ECP | 700 | 0 | 0 | 0 | No
2030-04-26 11:00 | 2030 50% ECP | 700 | 0 | 0 | 0 | No
2030-04-26 12:00 | 2030 50% ECP | 700 | 0 | 258.99 | 0 | No
2030-04-26 13:00 | 2030 50% ECP | 700 | 0 | 333.24 | 0 | No
2030-04-26 14:00 | 2030 50% ECP | 700 | 0 | 223.08 | 0 | No
2030-04-26 15:00 | 2030 50% ECP | 700 | 0 | 67.19 | 0 | No
2030-04-26 16:00 | 2030 50% ECP | 700 | 0 | 90 | 61.24 | No
2030-04-26 17:00 | 2030 50% ECP | 700 | -39.83 | -210 | -154.87 | No
2030-04-26 18:00 | 2030 50% ECP | 700 | -339.83 | -510 | -454.87 | No
2030-04-26 19:00 | 2030 50% ECP | 700 | -300 | -323.06 | -282.06 | Yes
2030-04-26 20:00 | 2030 50% ECP | 700 | 0 | -23.06 | 17.94 | No
2030-04-26 21:00 | 2030 50% ECP | 700 | 300 | 276.94 | 317.94 | No
2030-04-26 22:00 | 2030 50% ECP | 700 | 286.29 | 510 | 442 | No
2030-04-26 23:00 | 2030 50% ECP | 700 | 475.33 | 510 | 442 | No
2030-04-27 | 2030 50% ECP | 700 | 175.33 | 510 | 285.69 | No
2030-04-27 01:00 | 2030 50% ECP | 700 | 0 | 510 | 334.83 | No
2030-04-27 02:00 | 2030 50% ECP | 700 | 0 | 510 | 442 | No
2030-04-27 03:00 | 2030 50% ECP | 700 | 0 | 510 | 413.59 | No
2030-04-27 04:00 | 2030 50% ECP | 700 | 0 | 510 | 113.59 | No
2030-04-27 05:00 | 2030 50% ECP | 700 | 0 | 390 | 340.36 | No
2030-04-27 06:00 | 2030 50% ECP | 700 | 0 | 90 | 442 | No
2030-04-27 07:00 | 2030 50% ECP | 700 | -135.66 | -210 | 230.29 | No
2030-04-27 08:00 | 2030 50% ECP | 700 | -435.66 | -510 | 42.57 | No
2030-04-27 09:00 | 2030 50% ECP | 100 | -526 | -510 | 38.56 | No
2030-04-27 10:00 | 2030 50% ECP | -172.06 | -526 | -510 | -88.92 | No
2030-04-27 11:00 | 2030 50% ECP | 0 | -526 | -510 | 107.91 | No
2030-04-27 12:00 | 2030 50% ECP | -415.1 | -226 | -210 | 407.91 | No
2030-04-27 13:00 | 2030 50% ECP | -1.49 | -526 | -510 | 373.89 | No
2030-04-27 14:00 | 2030 50% ECP | 0 | -526 | -510 | 106.74 | No
2030-04-27 15:00 | 2030 50% ECP | 23.33 | -526 | -510 | 1.68 | No
2030-04-27 16:00 | 2030 50% ECP | 623.33 | -526 | -510 | 97.34 | No
2030-04-27 17:00 | 2030 50% ECP | 700 | -226 | -338.71 | -22.61 | No
2030-04-27 18:00 | 2030 50% ECP | 700 | -526 | -510 | -322.61 | No
2030-04-27 19:00 | 2030 50% ECP | 700 | -300 | -297.31 | -158 | No
2030-04-27 20:00 | 2030 50% ECP | 700 | 0 | 2.69 | 142 | No
2030-04-27 21:00 | 2030 50% ECP | 700 | 300 | 302.69 | 442 | No
2030-04-27 22:00 | 2030 50% ECP | 700 | 345.27 | 510 | 442 | No
2030-04-27 23:00 | 2030 50% ECP | 700 | 97.12 | 510 | 442 | No
2030-04-28 | 2030 50% ECP | 700 | 0 | 510 | 333.12 | No
2030-04-28 01:00 | 2030 50% ECP | 700 | 80.93 | 510 | 442 | No
2030-04-28 02:00 | 2030 50% ECP | 700 | 205 | 510 | 329.1 | No
2030-04-28 03:00 | 2030 50% ECP | 700 | 505 | 510 | 442 | No
2030-04-28 04:00 | 2030 50% ECP | 700 | 505 | 510 | 442 | No
2030-04-28 05:00 | 2030 50% ECP | 700 | 205 | 508.24 | 142 | No
2030-04-28 06:00 | 2030 50% ECP | 700 | 0 | 382.08 | 316.78 | No
2030-04-28 07:00 | 2030 50% ECP | 700 | 0 | 82.08 | 55.31 | No
2030-04-28 08:00 | 2030 50% ECP | 144.38 | 0 | -210 | 296.11 | No
2030-04-28 09:00 | 2030 50% ECP | -455.62 | -300 | -510 | 259.52 | No
2030-04-28 10:00 | 2030 50% ECP | -700 | -526 | -510 | 81.48 | No
2030-04-28 11:00 | 2030 50% ECP | -700 | -526 | -510 | 203.43 | No
2030-04-28 12:00 | 2030 50% ECP | -700 | -526 | -510 | 295.34 | No
2030-04-28 13:00 | 2030 50% ECP | -700 | -526 | -510 | 276.42 | No
2030-04-28 14:00 | 2030 50% ECP | -700 | -526 | -510 | 126.53 | No
2030-04-28 15:00 | 2030 50% ECP | -700 | -432.59 | -510 | 426.53 | No
2030-04-28 16:00 | 2030 50% ECP | -100 | -132.59 | -319.72 | 442 | No
2030-04-28 17:00 | 2030 50% ECP | 500 | -95 | -261.57 | 420.37 | No
2030-04-28 18:00 | 2030 50% ECP | 700 | -395 | -466.31 | 148.55 | No
2030-04-28 19:00 | 2030 50% ECP | 700 | -95 | -166.31 | 389.28 | No
2030-04-28 20:00 | 2030 50% ECP | 700 | 205 | 133.69 | 442 | No
2030-04-28 21:00 | 2030 50% ECP | 700 | 505 | 433.69 | 442 | No
2030-04-28 22:00 | 2030 50% ECP | 700 | 505 | 510 | 442 | No
2030-04-28 23:00 | 2030 50% ECP | 700 | 229.01 | 510 | 442 | No
2030-04-29 | 2030 50% ECP | 700 | 414.85 | 510 | 442 | No
2030-04-29 01:00 | 2030 50% ECP | 700 | 238.98 | 510 | 442 | No
2030-04-29 02:00 | 2030 50% ECP | 700 | 0 | 509.71 | 404.56 | No
2030-04-29 03:00 | 2030 50% ECP | 700 | 0 | 209.71 | 305.89 | No
2030-04-29 04:00 | 2030 50% ECP | 223.78 | 0 | 0 | 58.66 | No
2030-04-29 05:00 | 2030 50% ECP | -71.89 | 0 | 0 | 143.23 | No
2030-04-29 06:00 | 2030 50% ECP | 203.8 | 205 | 210 | 185.75 | No
2030-04-29 07:00 | 2030 50% ECP | -43.2 | 505 | 510 | 442 | No
2030-04-29 08:00 | 2030 50% ECP | -541.98 | 505 | 510 | 442 | No
2030-04-29 09:00 | 2030 50% ECP | -700 | 505 | 510 | 442 | No
2030-04-29 10:00 | 2030 50% ECP | -100 | 505 | 510 | 442 | Yes
2030-04-29 11:00 | 2030 50% ECP | 500 | 505 | 510 | 442 | Yes
2030-04-29 12:00 | 2030 50% ECP | -100 | 351.74 | 510 | 442 | No
2030-04-29 13:00 | 2030 50% ECP | -700 | 51.74 | 210 | 442 | No
2030-04-29 14:00 | 2030 50% ECP | -500 | -248.26 | -90 | 432.65 | No
2030-04-29 15:00 | 2030 50% ECP | 100 | 0 | 210 | 442 | No
2030-04-29 16:00 | 2030 50% ECP | 700 | 0 | 510 | 442 | No
2030-04-29 17:00 | 2030 50% ECP | 700 | 0 | 510 | 442 | No
2030-04-29 18:00 | 2030 50% ECP | 700 | 117.13 | 510 | 442 | No
2030-04-29 19:00 | 2030 50% ECP | 700 | 101.79 | 510 | 442 | Yes
2030-04-29 20:00 | 2030 50% ECP | 700 | 289.53 | 510 | 442 | No
2030-04-29 21:00 | 2030 50% ECP | 700 | 505 | 510 | 442 | No
2030-04-29 22:00 | 2030 50% ECP | 700 | 505 | 510 | 442 | No
2030-04-29 23:00 | 2030 50% ECP | 700 | 333.33 | 510 | 442 | No
2030-04-30 | 2030 50% ECP | 700 | 505 | 510 | 442 | No
2030-04-30 01:00 | 2030 50% ECP | 700 | 505 | 510 | 442 | No
2030-04-30 02:00 | 2030 50% ECP | 700 | 505 | 510 | 442 | No
2030-04-30 03:00 | 2030 50% ECP | 700 | 505 | 510 | 442 | No
2030-04-30 04:00 | 2030 50% ECP | 700 | 269.18 | 510 | 442 | No
2030-04-30 05:00 | 2030 50% ECP | 700 | 330.42 | 510 | 442 | No
2030-04-30 06:00 | 2030 50% ECP | 700 | 343.23 | 510 | 442 | No
2030-04-30 07:00 | 2030 50% ECP | 700 | 505 | 510 | 442 | No
2030-04-30 08:00 | 2030 50% ECP | 700 | 505 | 510 | 442 | No
2030-04-30 09:00 | 2030 50% ECP | 700 | 205 | 210 | 442 | No
2030-04-30 10:00 | 2030 50% ECP | 675.25 | 0 | 0 | 442 | No
2030-04-30 11:00 | 2030 50% ECP | 75.25 | 205 | 210 | 442 | No
2030-04-30 12:00 | 2030 50% ECP | 255.25 | 505 | 510 | 442 | No
2030-04-30 13:00 | 2030 50% ECP | 0 | 505 | 510 | 442 | No
2030-04-30 14:00 | 2030 50% ECP | 0 | 505 | 510 | 442 | No
2030-04-30 15:00 | 2030 50% ECP | 100 | 205 | 210 | 442 | No
2030-04-30 16:00 | 2030 50% ECP | 700 | 0 | 140.81 | 296.01 | No
2030-04-30 17:00 | 2030 50% ECP | 700 | 0 | 440.81 | 317.87 | No
2030-04-30 18:00 | 2030 50% ECP | 700 | 0 | 210 | 17.87 | No
2030-04-30 19:00 | 2030 50% ECP | 700 | 0 | 510 | 269.83 | No
2030-04-30 20:00 | 2030 50% ECP | 700 | 0 | 510 | 442 | No
2030-04-30 21:00 | 2030 50% ECP | 700 | 0 | 464.33 | 442 | No
2030-04-30 22:00 | 2030 50% ECP | 700 | 205 | 464.33 | 442 | No
2030-04-30 23:00 | 2030 50% ECP | 700 | 505 | 510 | 442 | No
2030-05-01 | 2030 50% ECP | 700 | 496.07 | 510 | 442 | No
2030-05-01 01:00 | 2030 50% ECP | 700 | 440.61 | 510 | 442 | No
2030-05-01 02:00 | 2030 50% ECP | 700 | 387.54 | 510 | 442 | No
2030-05-01 03:00 | 2030 50% ECP | 700 | 280.01 | 510 | 442 | No
2030-05-01 04:00 | 2030 50% ECP | 700 | 234.29 | 510 | 442 | No
2030-05-01 05:00 | 2030 50% ECP | 700 | 505 | 510 | 442 | No
2030-05-01 06:00 | 2030 50% ECP | 700 | 357.92 | 510 | 442 | No
2030-05-01 07:00 | 2030 50% ECP | 500 | 300 | 271 | 442 | No
2030-05-01 08:00 | 2030 50% ECP | -100 | 0 | -29 | 442 | No
2030-05-01 09:00 | 2030 50% ECP | -700 | -300 | -329 | 442 | No
2030-05-01 10:00 | 2030 50% ECP | -700 | -526 | -510 | 442 | Yes
2030-05-01 11:00 | 2030 50% ECP | -700 | -526 | -510 | 442 | Yes
2030-05-01 12:00 | 2030 50% ECP | -700 | -526 | -510 | 442 | Yes
2030-05-01 13:00 | 2030 50% ECP | -700 | -526 | -510 | 142 | Yes
2030-05-01 14:00 | 2030 50% ECP | -700 | -526 | -510 | 442 | Yes
2030-05-01 15:00 | 2030 50% ECP | -700 | -526 | -510 | 143.19 | Yes
2030-05-01 16:00 | 2030 50% ECP | -600 | -526 | -509.07 | 0 | No
2030-05-01 17:00 | 2030 50% ECP | 0 | -226 | -209.07 | 266.09 | No
2030-05-01 18:00 | 2030 50% ECP | 600 | 46.59 | 90.93 | 442 | No
2030-05-01 19:00 | 2030 50% ECP | 700 | 346.59 | 390.93 | 442 | No
2030-05-01 20:00 | 2030 50% ECP | 700 | 205 | 510 | 442 | No
2030-05-01 21:00 | 2030 50% ECP | 700 | 505 | 510 | 442 | No
2030-05-01 22:00 | 2030 50% ECP | 700 | 505 | 510 | 442 | No
2030-05-01 23:00 | 2030 50% ECP | 700 | 505 | 510 | 442 | No
2030-05-02 | 2030 50% ECP | 700 | 323.59 | 510 | 442 | No
2030-05-02 01:00 | 2030 50% ECP | 700 | 505 | 510 | 442 | No
2030-05-02 02:00 | 2030 50% ECP | 700 | 505 | 510 | 442 | No
2030-05-02 03:00 | 2030 50% ECP | 700 | 456.57 | 510 | 442 | No
2030-05-02 04:00 | 2030 50% ECP | 700 | 478.48 | 510 | 442 | No
2030-05-02 05:00 | 2030 50% ECP | 700 | 505 | 510 | 442 | No
2030-05-02 06:00 | 2030 50% ECP | 700 | 350.6 | 510 | 442 | No
2030-05-02 07:00 | 2030 50% ECP | 666.27 | 193.28 | 300 | 442 | No
2030-05-02 08:00 | 2030 50% ECP | 66.27 | 0 | 0 | 442 | No
2030-05-02 09:00 | 2030 50% ECP | -533.73 | -99.29 | -300 | 442 | No
2030-05-02 10:00 | 2030 50% ECP | -700 | -399.29 | -510 | 442 | No
2030-05-02 11:00 | 2030 50% ECP | -700 | -406.12 | -510 | 442 | No
2030-05-02 12:00 | 2030 50% ECP | -700 | -106.12 | -510 | 442 | No
2030-05-02 13:00 | 2030 50% ECP | -700 | -338.91 | -510 | 442 | No
2030-05-02 14:00 | 2030 50% ECP | -459.36 | -226 | -510 | 442 | No
2030-05-02 15:00 | 2030 50% ECP | 140.64 | -526 | -510 | 307.95 | No
2030-05-02 16:00 | 2030 50% ECP | 583.36 | -526 | -510 | 402.59 | No
2030-05-02 17:00 | 2030 50% ECP | 700 | -226 | -210 | 442 | No
2030-05-02 18:00 | 2030 50% ECP | 700 | 0 | 0 | 442 | No
2030-05-02 19:00 | 2030 50% ECP | 700 | 0 | 300 | 442 | No
2030-05-02 20:00 | 2030 50% ECP | 700 | 0 | 444.92 | 442 | No
2030-05-02 21:00 | 2030 50% ECP | 700 | 0 | 144.92 | 442 | No
2030-05-02 22:00 | 2030 50% ECP | 700 | 0 | 188.87 | 441.67 | No
2030-05-02 23:00 | 2030 50% ECP | 700 | 0 | 148.97 | 375.8 | No
2030-05-03 | 2030 50% ECP | 700 | 214.39 | 448.97 | 442 | No
2030-05-03 01:00 | 2030 50% ECP | 700 | 93.67 | 510 | 442 | No
2030-05-03 02:00 | 2030 50% ECP | 700 | 309.08 | 510 | 442 | No
2030-05-03 03:00 | 2030 50% ECP | 700 | 70 | 510 | 442 | No
2030-05-03 04:00 | 2030 50% ECP | 700 | 300 | 408.74 | 442 | No
2030-05-03 05:00 | 2030 50% ECP | 700 | 0 | 108.74 | 290.43 | No
2030-05-03 06:00 | 2030 50% ECP | 700 | 0 | -96.28 | 232.23 | No
2030-05-03 07:00 | 2030 50% ECP | 700 | -226 | -396.28 | 417.43 | No
2030-05-03 08:00 | 2030 50% ECP | 700 | -526 | -510 | 366.49 | No
2030-05-03 09:00 | 2030 50% ECP | 100 | -430.48 | -510 | 442 | No
2030-05-03 10:00 | 2030 50% ECP | 0 | -526 | -510 | 442 | No
2030-05-03 11:00 | 2030 50% ECP | 0 | -439.36 | -510 | 442 | No
2030-05-03 12:00 | 2030 50% ECP | 0 | -139.36 | -210 | 442 | No
2030-05-03 13:00 | 2030 50% ECP | 0 | -439.36 | -510 | 442 | No
2030-05-03 14:00 | 2030 50% ECP | 0 | -526 | -510 | 442 | No
2030-05-03 15:00 | 2030 50% ECP | 0 | -526 | -510 | 250.69 | No
2030-05-03 16:00 | 2030 50% ECP | 373.69 | -526 | -510 | 384.83 | No
2030-05-03 17:00 | 2030 50% ECP | 700 | -226 | -210 | 268.27 | No
2030-05-03 18:00 | 2030 50% ECP | 700 | 0 | 0 | 313.46 | No
2030-05-03 19:00 | 2030 50% ECP | 700 | 0 | 299.54 | 173.68 | No
2030-05-03 20:00 | 2030 50% ECP | 700 | 0 | 475.09 | 144.67 | No
2030-05-03 21:00 | 2030 50% ECP | 700 | 205 | 263.01 | 347.63 | No
2030-05-03 22:00 | 2030 50% ECP | 700 | 505 | 510 | 442 | No
2030-05-03 23:00 | 2030 50% ECP | 700 | 505 | 510 | 442 | No
2030-05-04 | 2030 50% ECP | 700 | 426.32 | 510 | 442 | No
2030-05-04 01:00 | 2030 50% ECP | 700 | 317.21 | 510 | 442 | No
2030-05-04 02:00 | 2030 50% ECP | 700 | 359.24 | 510 | 442 | No
2030-05-04 03:00 | 2030 50% ECP | 700 | 279.7 | 510 | 442 | No
2030-05-04 04:00 | 2030 50% ECP | 700 | 280.05 | 510 | 442 | No
2030-05-04 05:00 | 2030 50% ECP | 700 | 300 | 510 | 442 | No
2030-05-04 06:00 | 2030 50% ECP | 700 | 0 | 235.07 | 391.32 | No
2030-05-04 07:00 | 2030 50% ECP | 100 | 0 | -64.93 | 388.63 | No
2030-05-04 08:00 | 2030 50% ECP | -500 | -300 | -364.93 | 267.43 | No
2030-05-04 09:00 | 2030 50% ECP | -700 | -526 | -510 | 134.83 | Yes
2030-05-04 10:00 | 2030 50% ECP | -700 | -526 | -510 | -12.26 | Yes
2030-05-04 11:00 | 2030 50% ECP | -700 | -526 | -510 | 8.74 | Yes
2030-05-04 12:00 | 2030 50% ECP | -700 | -526 | -510 | 233.15 | Yes
2030-05-04 13:00 | 2030 50% ECP | -700 | -526 | -510 | 180.22 | Yes
2030-05-04 14:00 | 2030 50% ECP | -700 | -526 | -510 | -68.43 | Yes
2030-05-04 15:00 | 2030 50% ECP | -700 | -526 | -510 | -89.34 | Yes
2030-05-04 16:00 | 2030 50% ECP | -700 | -526 | -510 | -42.11 | Yes
2030-05-04 17:00 | 2030 50% ECP | -700 | -526 | -510 | -84.96 | No
2030-05-04 18:00 | 2030 50% ECP | -700 | -526 | -510 | -15.2 | No
2030-05-04 19:00 | 2030 50% ECP | -700 | -300 | -327.1 | 18.35 | No
2030-05-04 20:00 | 2030 50% ECP | -700 | 0 | -27.1 | 142 | No
2030-05-04 21:00 | 2030 50% ECP | -700 | 300 | 272.9 | 442 | No
2030-05-04 22:00 | 2030 50% ECP | -700 | 505 | 510 | 442 | No
2030-05-04 23:00 | 2030 50% ECP | -700 | 505 | 510 | 442 | Yes
2030-05-05 | 2030 50% ECP | -700 | 505 | 510 | 442 | Yes
2030-05-05 01:00 | 2030 50% ECP | -700 | 505 | 510 | 442 | Yes
2030-05-05 02:00 | 2030 50% ECP | -700 | 505 | 510 | 442 | Yes
2030-05-05 03:00 | 2030 50% ECP | -700 | 505 | 510 | 442 | Yes
2030-05-05 04:00 | 2030 50% ECP | -700 | 505 | 510 | 442 | Yes
2030-05-05 05:00 | 2030 50% ECP | -700 | 505 | 510 | 442 | Yes
2030-05-05 06:00 | 2030 50% ECP | -700 | 505 | 510 | 442 | Yes
2030-05-05 07:00 | 2030 50% ECP | -700 | 505 | 510 | 442 | Yes
2030-05-05 08:00 | 2030 50% ECP | -700 | 505 | 510 | 442 | Yes
2030-05-05 09:00 | 2030 50% ECP | -700 | 505 | 510 | 442 | Yes
2030-05-05 10:00 | 2030 50% ECP | -436.69 | 505 | 510 | 442 | Yes
2030-05-05 11:00 | 2030 50% ECP | -700 | 505 | 510 | 442 | Yes
2030-05-05 12:00 | 2030 50% ECP | -700 | 374 | 390 | 442 | Yes
2030-05-05 13:00 | 2030 50% ECP | -700 | 74 | 90 | 204.86 | Yes
2030-05-05 14:00 | 2030 50% ECP | -700 | -226 | -210 | -95.14 | Yes
2030-05-05 15:00 | 2030 50% ECP | -700 | -526 | -510 | -395.14 | Yes
2030-05-05 16:00 | 2030 50% ECP | -700 | -526 | -510 | -156.84 | Yes
2030-05-05 17:00 | 2030 50% ECP | -700 | -526 | -510 | 50.36 | Yes
2030-05-05 18:00 | 2030 50% ECP | -700 | -226 | -210 | 213.44 | No
2030-05-05 19:00 | 2030 50% ECP | -260.88 | 0 | 0 | 174.04 | No
2030-05-05 20:00 | 2030 50% ECP | 0 | 0 | 0 | 0 | No
2030-05-05 21:00 | 2030 50% ECP | -185.58 | 205 | 210 | 142 | No
2030-05-05 22:00 | 2030 50% ECP | -700 | 505 | 510 | 442 | No
2030-05-05 23:00 | 2030 50% ECP | -700 | 505 | 510 | 442 | No
2030-05-06 | 2030 50% ECP | -148.97 | 505 | 510 | 442 | No
2030-05-06 01:00 | 2030 50% ECP | 0 | 505 | 510 | 442 | No
2030-05-06 02:00 | 2030 50% ECP | 9.84 | 505 | 510 | 442 | No
2030-05-06 03:00 | 2030 50% ECP | 0 | 505 | 510 | 442 | No
2030-05-06 04:00 | 2030 50% ECP | 525.42 | 505 | 510 | 442 | No
2030-05-06 05:00 | 2030 50% ECP | 441.77 | 374 | 390 | 442 | No
2030-05-06 06:00 | 2030 50% ECP | 495.58 | 74 | 90 | 151.49 | No
2030-05-06 07:00 | 2030 50% ECP | -100 | -226 | -210 | 226.91 | No
2030-05-06 08:00 | 2030 50% ECP | -700 | -526 | -510 | 120.9 | Yes
2030-05-06 09:00 | 2030 50% ECP | -700 | -526 | -510 | 70.99 | Yes
2030-05-06 10:00 | 2030 50% ECP | -700 | -526 | -510 | 142.25 | Yes
2030-05-06 11:00 | 2030 50% ECP | -700 | -526 | -510 | 142.98 | Yes
2030-05-06 12:00 | 2030 50% ECP | -700 | -526 | -510 | 166.12 | Yes
2030-05-06 13:00 | 2030 50% ECP | -700 | -526 | -510 | 183.24 | Yes
2030-05-06 14:00 | 2030 50% ECP | -700 | -526 | -510 | 186.31 | Yes
2030-05-06 15:00 | 2030 50% ECP | -700 | -526 | -510 | 159.8 | Yes
2030-05-06 16:00 | 2030 50% ECP | -700 | -526 | -510 | 323.23 | Yes
2030-05-06 17:00 | 2030 50% ECP | -100 | -314.01 | -510 | 442 | No
2030-05-06 18:00 | 2030 50% ECP | 500 | -526 | -510 | 441.79 | No
2030-05-06 19:00 | 2030 50% ECP | 700 | -386.49 | -390 | 442 | No
2030-05-06 20:00 | 2030 50% ECP | 700 | -86.49 | -90 | 442 | No
2030-05-06 21:00 | 2030 50% ECP | 700 | 213.51 | 210 | 442 | No
2030-05-06 22:00 | 2030 50% ECP | 700 | 383.7 | 510 | 442 | No
2030-05-06 23:00 | 2030 50% ECP | 700 | 83.7 | 494.99 | 442 | No
2030-05-07 | 2030 50% ECP | 700 | 0 | 474.59 | 442 | No
2030-05-07 01:00 | 2030 50% ECP | 700 | 122.48 | 510 | 442 | No
2030-05-07 02:00 | 2030 50% ECP | 700 | 133.22 | 510 | 442 | No
2030-05-07 03:00 | 2030 50% ECP | 700 | 156.61 | 510 | 442 | No
2030-05-07 04:00 | 2030 50% ECP | 700 | 455.06 | 510 | 442 | No
2030-05-07 05:00 | 2030 50% ECP | 700 | 155.06 | 510 | 442 | No
2030-05-07 06:00 | 2030 50% ECP | 700 | 0 | 375.59 | 442 | No
2030-05-07 07:00 | 2030 50% ECP | 700 | 53.02 | 390 | 442 | No
2030-05-07 08:00 | 2030 50% ECP | 255.72 | 0 | 90 | 442 | No
2030-05-07 09:00 | 2030 50% ECP | -344.28 | -300 | -210 | 442 | No
2030-05-07 10:00 | 2030 50% ECP | -700 | -526 | -510 | 442 | No
2030-05-07 11:00 | 2030 50% ECP | -700 | -431.06 | -390 | 441.52 | No
2030-05-07 12:00 | 2030 50% ECP | -700 | -131.06 | -90 | 442 | No
2030-05-07 13:00 | 2030 50% ECP | -700 | 168.94 | 210 | 442 | No
2030-05-07 14:00 | 2030 50% ECP | -700 | 468.94 | 510 | 442 | No
2030-05-07 15:00 | 2030 50% ECP | -700 | 168.94 | 210 | 313.72 | No
2030-05-07 16:00 | 2030 50% ECP | -100 | 0 | 253.57 | 442 | No
2030-05-07 17:00 | 2030 50% ECP | 500 | 92.41 | 510 | 442 | No
2030-05-07 18:00 | 2030 50% ECP | 700 | 219.09 | 510 | 442 | No
2030-05-07 19:00 | 2030 50% ECP | 700 | 319.5 | 510 | 442 | No
2030-05-07 20:00 | 2030 50% ECP | 700 | 300 | 510 | 442 | No
2030-05-07 21:00 | 2030 50% ECP | 700 | 0 | 210 | 442 | No
2030-05-07 22:00 | 2030 50% ECP | 700 | 300 | 510 | 442 | No
2030-05-07 23:00 | 2030 50% ECP | 700 | 505 | 510 | 442 | No
2030-05-08 | 2030 50% ECP | 700 | 205 | 510 | 200.16 | No
2030-05-08 01:00 | 2030 50% ECP | 700 | 505 | 510 | 442 | No
2030-05-08 02:00 | 2030 50% ECP | 700 | 505 | 510 | 442 | No
2030-05-08 03:00 | 2030 50% ECP | 700 | 505 | 510 | 442 | No
2030-05-08 04:00 | 2030 50% ECP | 700 | 205 | 510 | 422.92 | No
2030-05-08 05:00 | 2030 50% ECP | 700 | 0 | 390 | 442 | No
2030-05-08 06:00 | 2030 50% ECP | 700 | 0 | 90 | 442 | No
2030-05-08 07:00 | 2030 50% ECP | 700 | -226 | -210 | 442 | No
2030-05-08 08:00 | 2030 50% ECP | 596.32 | -526 | -510 | 442 | No
2030-05-08 09:00 | 2030 50% ECP | -3.68 | -526 | -510 | 442 | No
2030-05-08 10:00 | 2030 50% ECP | -603.68 | -526 | -510 | 442 | No
2030-05-08 11:00 | 2030 50% ECP | -700 | -526 | -510 | 442 | No
2030-05-08 12:00 | 2030 50% ECP | -700 | -526 | -510 | 442 | No
2030-05-08 13:00 | 2030 50% ECP | -700 | -526 | -510 | 442 | No
2030-05-08 14:00 | 2030 50% ECP | -700 | -526 | -510 | 442 | No
2030-05-08 15:00 | 2030 50% ECP | -500 | -526 | -510 | 442 | No
2030-05-08 16:00 | 2030 50% ECP | 100 | -526 | -423.43 | 442 | No
2030-05-08 17:00 | 2030 50% ECP | 700 | -226 | -123.43 | 336.53 | No
2030-05-08 18:00 | 2030 50% ECP | 700 | 0 | 176.57 | 442 | No
2030-05-08 19:00 | 2030 50% ECP | 700 | 215.16 | 476.57 | 442 | No
2030-05-08 20:00 | 2030 50% ECP | 700 | 215.16 | 510 | 442 | No
2030-05-08 21:00 | 2030 50% ECP | 700 | 229.45 | 510 | 442 | No
2030-05-08 22:00 | 2030 50% ECP | 700 | 229.45 | 510 | 442 | No
2030-05-08 23:00 | 2030 50% ECP | 700 | 505 | 510 | 442 | No
2030-05-09 | 2030 50% ECP | 700 | 505 | 510 | 442 | No
2030-05-09 01:00 | 2030 50% ECP | 700 | 505 | 510 | 442 | No
2030-05-09 02:00 | 2030 50% ECP | 700 | 505 | 510 | 442 | No
2030-05-09 03:00 | 2030 50% ECP | 700 | 505 | 510 | 442 | No
2030-05-09 04:00 | 2030 50% ECP | 700 | 479.62 | 510 | 442 | No
2030-05-09 05:00 | 2030 50% ECP | 700 | 179.62 | 510 | 169.73 | No
2030-05-09 06:00 | 2030 50% ECP | 700 | -120.38 | 210 | 0 | No
2030-05-09 07:00 | 2030 50% ECP | 700 | -420.38 | 0 | 0 | No
2030-05-09 08:00 | 2030 50% ECP | 216.25 | -526 | 0 | 142 | No
2030-05-09 09:00 | 2030 50% ECP | -383.75 | -526 | 0 | 442 | No
2030-05-09 10:00 | 2030 50% ECP | -700 | -526 | 0 | 442 | No
2030-05-09 11:00 | 2030 50% ECP | -700 | -526 | 0 | 442 | No
2030-05-09 12:00 | 2030 50% ECP | -700 | -526 | 0 | 442 | No
2030-05-09 13:00 | 2030 50% ECP | -700 | -526 | 0 | 442 | No
2030-05-09 14:00 | 2030 50% ECP | -700 | -526 | 0 | 442 | No
2030-05-09 15:00 | 2030 50% ECP | -522.29 | -526 | 0 | 442 | No
2030-05-09 16:00 | 2030 50% ECP | 77.71 | -526 | 0 | 442 | No
2030-05-09 17:00 | 2030 50% ECP | 677.71 | -526 | 0 | 442 | No
2030-05-09 18:00 | 2030 50% ECP | 700 | -226 | 0 | 299.02 | No
2030-05-09 19:00 | 2030 50% ECP | 700 | -154.79 | 0 | 345.04 | No
2030-05-09 20:00 | 2030 50% ECP | 700 | 0 | 0 | 442 | No
2030-05-09 21:00 | 2030 50% ECP | 700 | 205 | 0 | 142 | No
2030-05-09 22:00 | 2030 50% ECP | 700 | 505 | 0 | 442 | No
2030-05-09 23:00 | 2030 50% ECP | 700 | 375.01 | 0 | 442 | No
2030-05-10 | 2030 50% ECP | 700 | 348.32 | 0 | 442 | No
2030-05-10 01:00 | 2030 50% ECP | 299.7 | 505 | 0 | 442 | No
2030-05-10 02:00 | 2030 50% ECP | 524.21 | 505 | 0 | 442 | No
2030-05-10 03:00 | 2030 50% ECP | 303.06 | 505 | 0 | 442 | No
2030-05-10 04:00 | 2030 50% ECP | 72.28 | 505 | 0 | 442 | No
2030-05-10 05:00 | 2030 50% ECP | -11.33 | 505 | 0 | 442 | No
2030-05-10 06:00 | 2030 50% ECP | -534.11 | 505 | 0 | 442 | No
2030-05-10 07:00 | 2030 50% ECP | -700 | 505 | 0 | 442 | No
2030-05-10 08:00 | 2030 50% ECP | -700 | 505 | 0 | 442 | Yes
2030-05-10 09:00 | 2030 50% ECP | -700 | 505 | 0 | 442 | Yes
2030-05-10 10:00 | 2030 50% ECP | -700 | 505 | 0 | 442 | Yes
2030-05-10 11:00 | 2030 50% ECP | -700 | 505 | 0 | 292.88 | Yes
2030-05-10 12:00 | 2030 50% ECP | -700 | 505 | 0 | 291.03 | Yes
2030-05-10 13:00 | 2030 50% ECP | -700 | 505 | 0 | 247.45 | Yes
2030-05-10 14:00 | 2030 50% ECP | -700 | 505 | 0 | 295.95 | Yes
2030-05-10 15:00 | 2030 50% ECP | -700 | 505 | 0 | 442 | Yes
2030-05-10 16:00 | 2030 50% ECP | -700 | 505 | 0 | 442 | Yes
2030-05-10 17:00 | 2030 50% ECP | -700 | 505 | 0 | 442 | Yes
2030-05-10 18:00 | 2030 50% ECP | -700 | 505 | 0 | 442 | Yes
2030-05-10 19:00 | 2030 50% ECP | -700 | 505 | 0 | 442 | Yes
2030-05-10 20:00 | 2030 50% ECP | -700 | 505 | 0 | 442 | No
2030-05-10 21:00 | 2030 50% ECP | -700 | 505 | 0 | 442 | No
2030-05-10 22:00 | 2030 50% ECP | -700 | 505 | 0 | 442 | No
2030-05-10 23:00 | 2030 50% ECP | -700 | 505 | 0 | 442 | No
2030-05-11 | 2030 50% ECP | -100 | 505 | 0 | 442 | No
2030-05-11 01:00 | 2030 50% ECP | 231.97 | 505 | 0 | 442 | No
2030-05-11 02:00 | 2030 50% ECP | 354.35 | 505 | 0 | 442 | No
2030-05-11 03:00 | 2030 50% ECP | 0 | 505 | 0 | 442 | No
2030-05-11 04:00 | 2030 50% ECP | 441.57 | 505 | 0 | 442 | No
2030-05-11 05:00 | 2030 50% ECP | 152.32 | 505 | 0 | 442 | No
2030-05-11 06:00 | 2030 50% ECP | -100 | 505 | 0 | 442 | No
2030-05-11 07:00 | 2030 50% ECP | -700 | 505 | 300 | 442 | Yes
2030-05-11 08:00 | 2030 50% ECP | -700 | 505 | 510 | 442 | Yes
2030-05-11 09:00 | 2030 50% ECP | -100 | 505 | 510 | 442 | Yes
2030-05-11 10:00 | 2030 50% ECP | -700 | 505 | 510 | 442 | Yes
2030-05-11 11:00 | 2030 50% ECP | -700 | 505 | 510 | 442 | Yes
2030-05-11 12:00 | 2030 50% ECP | -700 | 505 | 510 | 442 | Yes
2030-05-11 13:00 | 2030 50% ECP | -700 | 505 | 510 | 442 | Yes
2030-05-11 14:00 | 2030 50% ECP | -100 | 505 | 510 | 442 | Yes
2030-05-11 15:00 | 2030 50% ECP | -100 | 278.78 | 210 | 442 | Yes
2030-05-11 16:00 | 2030 50% ECP | -700 | -21.22 | -90 | 294.9 | Yes
2030-05-11 17:00 | 2030 50% ECP | -500 | -321.22 | -390 | -5.1 | No
2030-05-11 18:00 | 2030 50% ECP | 100 | -21.22 | -90 | 142 | No
2030-05-11 19:00 | 2030 50% ECP | 700 | 278.78 | 210 | 442 | No
2030-05-11 20:00 | 2030 50% ECP | 700 | 0 | 510 | 142 | No
2030-05-11 21:00 | 2030 50% ECP | 700 | 205 | 510 | 153.03 | No
2030-05-11 22:00 | 2030 50% ECP | 700 | 505 | 510 | 442 | No
2030-05-11 23:00 | 2030 50% ECP | 700 | 505 | 510 | 442 | No
2030-05-12 | 2030 50% ECP | 700 | 419.63 | 510 | 442 | No
2030-05-12 01:00 | 2030 50% ECP | 700 | 505 | 510 | 442 | No
2030-05-12 02:00 | 2030 50% ECP | 700 | 458.85 | 510 | 442 | No
2030-05-12 03:00 | 2030 50% ECP | 700 | 340.7 | 510 | 442 | No
2030-05-12 04:00 | 2030 50% ECP | 700 | 315.01 | 510 | 442 | No
2030-05-12 05:00 | 2030 50% ECP | 700 | 407.2 | 510 | 442 | No
2030-05-12 06:00 | 2030 50% ECP | 500 | 265.21 | 251.22 | 442 | No
2030-05-12 07:00 | 2030 50% ECP | -100 | -34.79 | -48.78 | 272.56 | No
2030-05-12 08:00 | 2030 50% ECP | -700 | -226 | -348.78 | 135.24 | No
2030-05-12 09:00 | 2030 50% ECP | -700 | -526 | -510 | -93.35 | No
2030-05-12 10:00 | 2030 50% ECP | -700 | -526 | -510 | -311.27 | Yes
2030-05-12 11:00 | 2030 50% ECP | -700 | -526 | -510 | -272.38 | No
2030-05-12 12:00 | 2030 50% ECP | -700 | -526 | -510 | -510 | Yes
2030-05-12 13:00 | 2030 50% ECP | -700 | -526 | -510 | -510 | No
2030-05-12 14:00 | 2030 50% ECP | -700 | -526 | -510 | -280.82 | No
2030-05-12 15:00 | 2030 50% ECP | -500 | -521.34 | -510 | -328.09 | No
2030-05-12 16:00 | 2030 50% ECP | 100 | -221.34 | -510 | -95.2 | No
2030-05-12 17:00 | 2030 50% ECP | 700 | -300 | -404.1 | -300 | No
2030-05-12 18:00 | 2030 50% ECP | 700 | 0 | -104.1 | 0 | No
2030-05-12 19:00 | 2030 50% ECP | 700 | 0 | 27.22 | 0 | No
2030-05-12 20:00 | 2030 50% ECP | 700 | 0 | 210 | 0 | No
2030-05-12 21:00 | 2030 50% ECP | 700 | 0 | 510 | 0 | No
2030-05-12 22:00 | 2030 50% ECP | 700 | 205 | 510 | 142 | No
2030-05-12 23:00 | 2030 50% ECP | 700 | 505 | 510 | 442 | No
2030-05-13 | 2030 50% ECP | 700 | 505 | 510 | 442 | No
2030-05-13 01:00 | 2030 50% ECP | 700 | 505 | 510 | 442 | No
2030-05-13 02:00 | 2030 50% ECP | 700 | 505 | 510 | 442 | No
2030-05-13 03:00 | 2030 50% ECP | 700 | 505 | 510 | 442 | No
2030-05-13 04:00 | 2030 50% ECP | 700 | 503.52 | 510 | 442 | No
2030-05-13 05:00 | 2030 50% ECP | 700 | 416.86 | 510 | 442 | No
2030-05-13 06:00 | 2030 50% ECP | 500 | 258.74 | 510 | 442 | No
2030-05-13 07:00 | 2030 50% ECP | -100 | 479.28 | 510 | 442 | No
2030-05-13 08:00 | 2030 50% ECP | -700 | 505 | 510 | 442 | No
2030-05-13 09:00 | 2030 50% ECP | -700 | 505 | 510 | 442 | Yes
2030-05-13 10:00 | 2030 50% ECP | -700 | 505 | 510 | 442 | Yes
2030-05-13 11:00 | 2030 50% ECP | -700 | 505 | 510 | 442 | Yes
2030-05-13 12:00 | 2030 50% ECP | -700 | 505 | 510 | 442 | Yes
2030-05-13 13:00 | 2030 50% ECP | -700 | 374 | 444.17 | 442 | Yes
2030-05-13 14:00 | 2030 50% ECP | -700 | 74 | 144.17 | 442 | Yes
2030-05-13 15:00 | 2030 50% ECP | -700 | -226 | -155.83 | 442 | Yes
2030-05-13 16:00 | 2030 50% ECP | -700 | -526 | -455.83 | 442 | No
2030-05-13 17:00 | 2030 50% ECP | -100 | -226 | -155.83 | 442 | No
2030-05-13 18:00 | 2030 50% ECP | 500 | 74 | 144.17 | 442 | No
2030-05-13 19:00 | 2030 50% ECP | 700 | 374 | 444.17 | 442 | No
2030-05-13 20:00 | 2030 50% ECP | 700 | 505 | 510 | 442 | No
2030-05-13 21:00 | 2030 50% ECP | 700 | 325.91 | 510 | 442 | No
2030-05-13 22:00 | 2030 50% ECP | 700 | 505 | 510 | 442 | No
2030-05-13 23:00 | 2030 50% ECP | 700 | 505 | 510 | 442 | No
2030-05-14 | 2030 50% ECP | 700 | 505 | 510 | 442 | No
2030-05-14 01:00 | 2030 50% ECP | 700 | 505 | 510 | 442 | No
2030-05-14 02:00 | 2030 50% ECP | 700 | 505 | 510 | 442 | No
2030-05-14 03:00 | 2030 50% ECP | 700 | 505 | 510 | 442 | No
2030-05-14 04:00 | 2030 50% ECP | 700 | 505 | 510 | 442 | No
2030-05-14 05:00 | 2030 50% ECP | 700 | 281.14 | 210 | 442 | No
2030-05-14 06:00 | 2030 50% ECP | 700 | -18.86 | -90 | 442 | No
2030-05-14 07:00 | 2030 50% ECP | 500 | -318.86 | -390 | 442 | No
2030-05-14 08:00 | 2030 50% ECP | -100 | -526 | -510 | 442 | No
2030-05-14 09:00 | 2030 50% ECP | -700 | -526 | -510 | 442 | No
2030-05-14 10:00 | 2030 50% ECP | -700 | -526 | -510 | 442 | No
2030-05-14 11:00 | 2030 50% ECP | -700 | -526 | -510 | 442 | No
2030-05-14 12:00 | 2030 50% ECP | -700 | -526 | -510 | 442 | No
2030-05-14 13:00 | 2030 50% ECP | -700 | -526 | -510 | 442 | No
2030-05-14 14:00 | 2030 50% ECP | -700 | -526 | -510 | 442 | No
2030-05-14 15:00 | 2030 50% ECP | -700 | -526 | -510 | 442 | No
2030-05-14 16:00 | 2030 50% ECP | -357.74 | -526 | -510 | 247.16 | No
2030-05-14 17:00 | 2030 50% ECP | 242.26 | -526 | -510 | 303.05 | No
2030-05-14 18:00 | 2030 50% ECP | 700 | -226 | -210 | 382.12 | No
2030-05-14 19:00 | 2030 50% ECP | 700 | 0 | 64.78 | 412.89 | No
2030-05-14 20:00 | 2030 50% ECP | 700 | 0 | 364.78 | 442 | No
2030-05-14 21:00 | 2030 50% ECP | 700 | 0 | 364.78 | 442 | No
2030-05-14 22:00 | 2030 50% ECP | 700 | 0 | 510 | 442 | No
2030-05-14 23:00 | 2030 50% ECP | 700 | 0 | 510 | 442 | No
2030-05-15 | 2030 50% ECP | 700 | 251.45 | 510 | 442 | No
2030-05-15 01:00 | 2030 50% ECP | 700 | 213.02 | 510 | 442 | No
2030-05-15 02:00 | 2030 50% ECP | 700 | 505 | 510 | 442 | No
2030-05-15 03:00 | 2030 50% ECP | 700 | 505 | 510 | 442 | No
2030-05-15 04:00 | 2030 50% ECP | 700 | 505 | 411.86 | 442 | No
2030-05-15 05:00 | 2030 50% ECP | 700 | 205 | 111.86 | 442 | No
2030-05-15 06:00 | 2030 50% ECP | 700 | -95 | -188.14 | 434.82 | No
2030-05-15 07:00 | 2030 50% ECP | 694.8 | -395 | -488.14 | 442 | No
2030-05-15 08:00 | 2030 50% ECP | 94.8 | -526 | -510 | 442 | No
2030-05-15 09:00 | 2030 50% ECP | -505.2 | -526 | -510 | 442 | No
2030-05-15 10:00 | 2030 50% ECP | -700 | -526 | -510 | 442 | No
2030-05-15 11:00 | 2030 50% ECP | -700 | -526 | -510 | 280.71 | No
2030-05-15 12:00 | 2030 50% ECP | -700 | -526 | -510 | 238.65 | No
2030-05-15 13:00 | 2030 50% ECP | -700 | -526 | -510 | 238.65 | No
2030-05-15 14:00 | 2030 50% ECP | -700 | -526 | -510 | 375.89 | No
2030-05-15 15:00 | 2030 50% ECP | -500 | -424.51 | -510 | 442 | No
2030-05-15 16:00 | 2030 50% ECP | 100 | -459.16 | -390 | 442 | No
2030-05-15 17:00 | 2030 50% ECP | 700 | -233.53 | -90 | 415.4 | No
2030-05-15 18:00 | 2030 50% ECP | 700 | 0 | 210 | 442 | No
2030-05-15 19:00 | 2030 50% ECP | 700 | 0 | 510 | 442 | No
2030-05-15 20:00 | 2030 50% ECP | 700 | 228.02 | 510 | 442 | No
2030-05-15 21:00 | 2030 50% ECP | 700 | 379.05 | 510 | 442 | No
2030-05-15 22:00 | 2030 50% ECP | 700 | 442.3 | 510 | 442 | No
2030-05-15 23:00 | 2030 50% ECP | 700 | 233.22 | 510 | 442 | No
2030-05-16 | 2030 50% ECP | 700 | 299.64 | 510 | 442 | No
2030-05-16 01:00 | 2030 50% ECP | 700 | 505 | 510 | 442 | No
2030-05-16 02:00 | 2030 50% ECP | 700 | 505 | 510 | 442 | No
2030-05-16 03:00 | 2030 50% ECP | 700 | 505 | 510 | 442 | No
2030-05-16 04:00 | 2030 50% ECP | 700 | 505 | 510 | 442 | No
2030-05-16 05:00 | 2030 50% ECP | 700 | 205 | 233.91 | 250.67 | No
2030-05-16 06:00 | 2030 50% ECP | 700 | 0 | -66.09 | 377.18 | No
2030-05-16 07:00 | 2030 50% ECP | 700 | -300 | -366.09 | 389.63 | No
2030-05-16 08:00 | 2030 50% ECP | 600 | -123.44 | -510 | 442 | No
2030-05-16 09:00 | 2030 50% ECP | 0 | 0 | -210 | 442 | No
2030-05-16 10:00 | 2030 50% ECP | -286.33 | 0 | 0 | 442 | No
2030-05-16 11:00 | 2030 50% ECP | -354.32 | 0 | -201 | 442 | No
2030-05-16 12:00 | 2030 50% ECP | -204.65 | 0 | -501 | 442 | No
2030-05-16 13:00 | 2030 50% ECP | 0 | -281.21 | -510 | 442 | No
2030-05-16 14:00 | 2030 50% ECP | 100 | 0 | -210 | 442 | No
2030-05-16 15:00 | 2030 50% ECP | 700 | -266.75 | -384.53 | 442 | No
2030-05-16 16:00 | 2030 50% ECP | 700 | 0 | -84.53 | 442 | No
2030-05-16 17:00 | 2030 50% ECP | 700 | 0 | 0 | 442 | No
2030-05-16 18:00 | 2030 50% ECP | 700 | 0 | 300 | 442 | No
2030-05-16 19:00 | 2030 50% ECP | 700 | 0 | 300 | 442 | No
2030-05-16 20:00 | 2030 50% ECP | 700 | 0 | 412.5 | 442 | No
2030-05-16 21:00 | 2030 50% ECP | 700 | 0 | 112.5 | 388.66 | No
2030-05-16 22:00 | 2030 50% ECP | 700 | 0 | 210 | 340.05 | No
2030-05-16 23:00 | 2030 50% ECP | 700 | 295.64 | 510 | 442 | No
2030-05-17 | 2030 50% ECP | 700 | 168.91 | 510 | 442 | No
2030-05-17 01:00 | 2030 50% ECP | 700 | 168.91 | 510 | 442 | No
2030-05-17 02:00 | 2030 50% ECP | 700 | 356.08 | 510 | 442 | No
2030-05-17 03:00 | 2030 50% ECP | 700 | 56.08 | 510 | 442 | No
2030-05-17 04:00 | 2030 50% ECP | 700 | 129.69 | 510 | 442 | No
2030-05-17 05:00 | 2030 50% ECP | 700 | 10.81 | 510 | 442 | No
2030-05-17 06:00 | 2030 50% ECP | 700 | 158.84 | 510 | 442 | No
2030-05-17 07:00 | 2030 50% ECP | 700 | 337.96 | 510 | 442 | No
2030-05-17 08:00 | 2030 50% ECP | 700 | 100.23 | 510 | 442 | No
2030-05-17 09:00 | 2030 50% ECP | 309.29 | 0 | 210 | 442 | No
2030-05-17 10:00 | 2030 50% ECP | -158.07 | 0 | 0 | 442 | No
2030-05-17 11:00 | 2030 50% ECP | 179.66 | 0 | 0 | 442 | No
2030-05-17 12:00 | 2030 50% ECP | -420.34 | 0 | -89.2 | 442 | No
2030-05-17 13:00 | 2030 50% ECP | -671.1 | 0 | 110.79 | 442 | No
2030-05-17 14:00 | 2030 50% ECP | -700 | -300 | -189.21 | 442 | No
2030-05-17 15:00 | 2030 50% ECP | -607.28 | 0 | 110.79 | 270.74 | No
2030-05-17 16:00 | 2030 50% ECP | -7.28 | 289.33 | 410.79 | 442 | No
2030-05-17 17:00 | 2030 50% ECP | 592.72 | 241.31 | 510 | 442 | No
2030-05-17 18:00 | 2030 50% ECP | 700 | 216.69 | 510 | 442 | No
2030-05-17 19:00 | 2030 50% ECP | 700 | 329.37 | 510 | 442 | No
2030-05-17 20:00 | 2030 50% ECP | 700 | 29.37 | 391.22 | 360.52 | No
2030-05-17 21:00 | 2030 50% ECP | 700 | 251.63 | 510 | 442 | No
2030-05-17 22:00 | 2030 50% ECP | 700 | 505 | 510 | 442 | No
2030-05-17 23:00 | 2030 50% ECP | 194.52 | 505 | 510 | 442 | No
2030-05-18 | 2030 50% ECP | 687.98 | 505 | 510 | 442 | No
2030-05-18 01:00 | 2030 50% ECP | 265.12 | 505 | 510 | 442 | No
2030-05-18 02:00 | 2030 50% ECP | 265.12 | 505 | 510 | 442 | No
2030-05-18 03:00 | 2030 50% ECP | 257.54 | 505 | 510 | 442 | No
2030-05-18 04:00 | 2030 50% ECP | 177.5 | 505 | 510 | 442 | No
2030-05-18 05:00 | 2030 50% ECP | 700 | 205 | 510 | 299.32 | No
2030-05-18 06:00 | 2030 50% ECP | 700 | 53.82 | 510 | 442 | No
2030-05-18 07:00 | 2030 50% ECP | 700 | 143.7 | 510 | 442 | No
2030-05-18 08:00 | 2030 50% ECP | 700 | 0 | 510 | 438.64 | No
2030-05-18 09:00 | 2030 50% ECP | 700 | 38.41 | 510 | 442 | No
2030-05-18 10:00 | 2030 50% ECP | 700 | 0 | 476.71 | 442 | No
2030-05-18 11:00 | 2030 50% ECP | 700 | 92.69 | 510 | 442 | No
2030-05-18 12:00 | 2030 50% ECP | 700 | 249.33 | 510 | 442 | No
2030-05-18 13:00 | 2030 50% ECP | 618.13 | 0 | 210 | 442 | No
2030-05-18 14:00 | 2030 50% ECP | 691.91 | 0 | 0 | 442 | No
2030-05-18 15:00 | 2030 50% ECP | 700 | 0 | 155.07 | 442 | No
2030-05-18 16:00 | 2030 50% ECP | 700 | 148.07 | 331.84 | 442 | No
2030-05-18 17:00 | 2030 50% ECP | 700 | 448.07 | 510 | 442 | No
2030-05-18 18:00 | 2030 50% ECP | 700 | 208.76 | 510 | 442 | No
2030-05-18 19:00 | 2030 50% ECP | 700 | 497.76 | 510 | 442 | No
2030-05-18 20:00 | 2030 50% ECP | 700 | 505 | 510 | 442 | No
2030-05-18 21:00 | 2030 50% ECP | 700 | 505 | 510 | 442 | No
2030-05-18 22:00 | 2030 50% ECP | 700 | 505 | 510 | 442 | No
2030-05-18 23:00 | 2030 50% ECP | 568.76 | 505 | 510 | 442 | No
2030-05-19 | 2030 50% ECP | 700 | 505 | 510 | 442 | No
2030-05-19 01:00 | 2030 50% ECP | 700 | 505 | 510 | 442 | No
2030-05-19 02:00 | 2030 50% ECP | 634.86 | 505 | 510 | 442 | No
2030-05-19 03:00 | 2030 50% ECP | 700 | 505 | 510 | 442 | No
2030-05-19 04:00 | 2030 50% ECP | 544.54 | 505 | 510 | 442 | No
2030-05-19 05:00 | 2030 50% ECP | 700 | 205 | 324.94 | 142 | No
2030-05-19 06:00 | 2030 50% ECP | 700 | 286.38 | 510 | 442 | No
2030-05-19 07:00 | 2030 50% ECP | 700 | 152.76 | 510 | 442 | No
2030-05-19 08:00 | 2030 50% ECP | 500 | 157.07 | 210 | 442 | No
2030-05-19 09:00 | 2030 50% ECP | -100 | -142.93 | -90 | 385.16 | No
2030-05-19 10:00 | 2030 50% ECP | -700 | -299.91 | -390 | 294.41 | No
2030-05-19 11:00 | 2030 50% ECP | -700 | -526 | -510 | 431.99 | No
2030-05-19 12:00 | 2030 50% ECP | -700 | -526 | -510 | 442 | No
2030-05-19 13:00 | 2030 50% ECP | -700 | -226 | -243.48 | 442 | No
2030-05-19 14:00 | 2030 50% ECP | -700 | 74 | 56.52 | 442 | No
2030-05-19 15:00 | 2030 50% ECP | -700 | -226 | -243.48 | 442 | No
2030-05-19 16:00 | 2030 50% ECP | -100 | -207.57 | 0 | 398.64 | No
2030-05-19 17:00 | 2030 50% ECP | 500 | 0 | 300 | 442 | No
2030-05-19 18:00 | 2030 50% ECP | 700 | 0 | 510 | 442 | No
2030-05-19 19:00 | 2030 50% ECP | 700 | 203.12 | 510 | 442 | No
2030-05-19 20:00 | 2030 50% ECP | 700 | 503.12 | 510 | 442 | No
2030-05-19 21:00 | 2030 50% ECP | 700 | 505 | 510 | 442 | No
2030-05-19 22:00 | 2030 50% ECP | 700 | 505 | 510 | 442 | No
2030-05-19 23:00 | 2030 50% ECP | 700 | 505 | 510 | 442 | No
2030-05-20 | 2030 50% ECP | 700 | 505 | 510 | 442 | No
2030-05-20 01:00 | 2030 50% ECP | 700 | 263.12 | 510 | 442 | No
2030-05-20 02:00 | 2030 50% ECP | 700 | 0 | 510 | 442 | No
2030-05-20 03:00 | 2030 50% ECP | 700 | 0 | 426.55 | 442 | No
2030-05-20 04:00 | 2030 50% ECP | 700 | 300 | 510 | 442 | No
2030-05-20 05:00 | 2030 50% ECP | 700 | 339.43 | 510 | 442 | No
2030-05-20 06:00 | 2030 50% ECP | 136.07 | 235.31 | 300 | 442 | No
2030-05-20 07:00 | 2030 50% ECP | -463.93 | 0 | 0 | 442 | No
2030-05-20 08:00 | 2030 50% ECP | -700 | 300 | 300 | 442 | Yes
2030-05-20 09:00 | 2030 50% ECP | -100 | 505 | 510 | 442 | Yes
2030-05-20 10:00 | 2030 50% ECP | -45.87 | 505 | 510 | 442 | Yes
2030-05-20 11:00 | 2030 50% ECP | -645.87 | 505 | 510 | 442 | Yes
2030-05-20 12:00 | 2030 50% ECP | -45.87 | 505 | 510 | 442 | Yes
2030-05-20 13:00 | 2030 50% ECP | 554.13 | 505 | 510 | 442 | Yes
2030-05-20 14:00 | 2030 50% ECP | 700 | 505 | 510 | 442 | Yes
2030-05-20 15:00 | 2030 50% ECP | 500 | 505 | 510 | 442 | Yes
2030-05-20 16:00 | 2030 50% ECP | -100 | 505 | 510 | 442 | Yes
2030-05-20 17:00 | 2030 50% ECP | -700 | 505 | 510 | 442 | Yes
2030-05-20 18:00 | 2030 50% ECP | -202.25 | 505 | 510 | 442 | No
2030-05-20 19:00 | 2030 50% ECP | 397.75 | 336.48 | 510 | 442 | No
2030-05-20 20:00 | 2030 50% ECP | 700 | 336.48 | 510 | 442 | No
2030-05-20 21:00 | 2030 50% ECP | 700 | 336.48 | 510 | 442 | No
2030-05-20 22:00 | 2030 50% ECP | 700 | 336.68 | 510 | 442 | No
2030-05-20 23:00 | 2030 50% ECP | 700 | 36.68 | 510 | 442 | No
2030-05-21 | 2030 50% ECP | 700 | 202.21 | 510 | 442 | No
2030-05-21 01:00 | 2030 50% ECP | 700 | 307.18 | 510 | 442 | No
2030-05-21 02:00 | 2030 50% ECP | 700 | 247.91 | 510 | 442 | No
2030-05-21 03:00 | 2030 50% ECP | 700 | 278.77 | 510 | 442 | No
2030-05-21 04:00 | 2030 50% ECP | 700 | 99.63 | 510 | 442 | No
2030-05-21 05:00 | 2030 50% ECP | 700 | 224.03 | 510 | 442 | No
2030-05-21 06:00 | 2030 50% ECP | 700 | 85.62 | 510 | 442 | No
2030-05-21 07:00 | 2030 50% ECP | 175.83 | 0 | 210 | 442 | No
2030-05-21 08:00 | 2030 50% ECP | -424.17 | -300 | -90 | 442 | No
2030-05-21 09:00 | 2030 50% ECP | -700 | -508.32 | -390 | 442 | No
2030-05-21 10:00 | 2030 50% ECP | -700 | -526 | -510 | 442 | No
2030-05-21 11:00 | 2030 50% ECP | -700 | -526 | -510 | 442 | No
2030-05-21 12:00 | 2030 50% ECP | -700 | -526 | -510 | 442 | Yes
2030-05-21 13:00 | 2030 50% ECP | -700 | -526 | -510 | 428.57 | Yes
2030-05-21 14:00 | 2030 50% ECP | -700 | -526 | -510 | 311.28 | Yes
2030-05-21 15:00 | 2030 50% ECP | -700 | -526 | -510 | 11.28 | Yes
2030-05-21 16:00 | 2030 50% ECP | -700 | -526 | -510 | 52.34 | No
2030-05-21 17:00 | 2030 50% ECP | -700 | -526 | -510 | 217.7 | No
2030-05-21 18:00 | 2030 50% ECP | -700 | -526 | -510 | -82.3 | No
2030-05-21 19:00 | 2030 50% ECP | -700 | -526 | -510 | -81.53 | No
2030-05-21 20:00 | 2030 50% ECP | -700 | -526 | -510 | 218.47 | No
2030-05-21 21:00 | 2030 50% ECP | -700 | -226 | -210 | 442 | No
2030-05-21 22:00 | 2030 50% ECP | -700 | 74 | 90 | 355.97 | Yes
2030-05-21 23:00 | 2030 50% ECP | -700 | 374 | 390 | 442 | Yes
2030-05-22 | 2030 50% ECP | -700 | 505 | 510 | 358.77 | Yes
2030-05-22 01:00 | 2030 50% ECP | -700 | 505 | 510 | 58.77 | Yes
2030-05-22 02:00 | 2030 50% ECP | -700 | 505 | 510 | 20 | Yes
2030-05-22 03:00 | 2030 50% ECP | -700 | 505 | 510 | 175.31 | Yes
2030-05-22 04:00 | 2030 50% ECP | -700 | 505 | 510 | 344.68 | Yes
2030-05-22 05:00 | 2030 50% ECP | -700 | 505 | 510 | 225.73 | Yes
2030-05-22 06:00 | 2030 50% ECP | -700 | 505 | 510 | 144.4 | Yes
2030-05-22 07:00 | 2030 50% ECP | -700 | 505 | 510 | 239.84 | Yes
2030-05-22 08:00 | 2030 50% ECP | -700 | 505 | 510 | 316.99 | Yes
2030-05-22 09:00 | 2030 50% ECP | -279.61 | 505 | 466.64 | 300.67 | Yes
2030-05-22 10:00 | 2030 50% ECP | 239.55 | 205 | 466.64 | 0.67 | Yes
2030-05-22 11:00 | 2030 50% ECP | -100 | 505 | 466.64 | -68 | Yes
2030-05-22 12:00 | 2030 50% ECP | -700 | 505 | 510 | 168.31 | Yes
2030-05-22 13:00 | 2030 50% ECP | -414.7 | 505 | 510 | 109.83 | Yes
2030-05-22 14:00 | 2030 50% ECP | -414.7 | 505 | 510 | 0 | Yes
2030-05-22 15:00 | 2030 50% ECP | -331.51 | 505 | 510 | -68 | Yes
2030-05-22 16:00 | 2030 50% ECP | -494.61 | 505 | 510 | 232 | Yes
2030-05-22 17:00 | 2030 50% ECP | -700 | 505 | 510 | 317.51 | Yes
2030-05-22 18:00 | 2030 50% ECP | -700 | 505 | 510 | 345.53 | Yes
2030-05-22 19:00 | 2030 50% ECP | -700 | 505 | 510 | 338.25 | Yes
2030-05-22 20:00 | 2030 50% ECP | -700 | 505 | 510 | 301.16 | Yes
2030-05-22 21:00 | 2030 50% ECP | -700 | 505 | 510 | 442 | Yes
2030-05-22 22:00 | 2030 50% ECP | -700 | 505 | 510 | 442 | Yes
2030-05-22 23:00 | 2030 50% ECP | -700 | 505 | 510 | 262.52 | Yes
2030-05-23 | 2030 50% ECP | -700 | 505 | 510 | 442 | Yes
2030-05-23 01:00 | 2030 50% ECP | -700 | 505 | 510 | 278.9 | Yes
2030-05-23 02:00 | 2030 50% ECP | -700 | 505 | 510 | 64.87 | Yes
2030-05-23 03:00 | 2030 50% ECP | -700 | 505 | 510 | -35.23 | Yes
2030-05-23 04:00 | 2030 50% ECP | -700 | 505 | 510 | 82.57 | Yes
2030-05-23 05:00 | 2030 50% ECP | -700 | 505 | 510 | -54.31 | Yes
2030-05-23 06:00 | 2030 50% ECP | -700 | 505 | 510 | -2.62 | Yes
2030-05-23 07:00 | 2030 50% ECP | -700 | 505 | 510 | 173.38 | Yes
2030-05-23 08:00 | 2030 50% ECP | -700 | 505 | 510 | 357.01 | Yes
2030-05-23 09:00 | 2030 50% ECP | -100 | 505 | 510 | 321.78 | Yes
2030-05-23 10:00 | 2030 50% ECP | 500 | 505 | 510 | 299.19 | Yes
2030-05-23 11:00 | 2030 50% ECP | 700 | 505 | 510 | 442 | Yes
2030-05-23 12:00 | 2030 50% ECP | 700 | 505 | 210 | 442 | Yes
2030-05-23 13:00 | 2030 50% ECP | 700 | 505 | 510 | 427.58 | Yes
2030-05-23 14:00 | 2030 50% ECP | 500 | 505 | 510 | 176.87 | Yes
2030-05-23 15:00 | 2030 50% ECP | -100 | 505 | 510 | 408.07 | Yes
2030-05-23 16:00 | 2030 50% ECP | -700 | 505 | 482.05 | 357.59 | Yes
2030-05-23 17:00 | 2030 50% ECP | -700 | 300 | 182.05 | 221.23 | Yes
2030-05-23 18:00 | 2030 50% ECP | -700 | 0 | -117.95 | -78.77 | No
2030-05-23 19:00 | 2030 50% ECP | -700 | -300 | -417.95 | -378.77 | No
2030-05-23 20:00 | 2030 50% ECP | -700 | 0 | -117.95 | -78.77 | No
2030-05-23 21:00 | 2030 50% ECP | -700 | 300 | 182.05 | 221.23 | No
2030-05-23 22:00 | 2030 50% ECP | -700 | 505 | 482.05 | 442 | Yes
2030-05-23 23:00 | 2030 50% ECP | -700 | 505 | 510 | 442 | Yes
2030-05-24 | 2030 50% ECP | -700 | 505 | 510 | 442 | No
2030-05-24 01:00 | 2030 50% ECP | -700 | 505 | 510 | 442 | No
2030-05-24 02:00 | 2030 50% ECP | -700 | 505 | 510 | 442 | Yes
2030-05-24 03:00 | 2030 50% ECP | -700 | 505 | 510 | 442 | Yes
2030-05-24 04:00 | 2030 50% ECP | -700 | 505 | 510 | 442 | No
2030-05-24 05:00 | 2030 50% ECP | -700 | 505 | 510 | 442 | No
2030-05-24 06:00 | 2030 50% ECP | -700 | 505 | 510 | 442 | Yes
2030-05-24 07:00 | 2030 50% ECP | -700 | 505 | 510 | 442 | Yes
2030-05-24 08:00 | 2030 50% ECP | -700 | 213.57 | 210 | 370.04 | Yes
2030-05-24 09:00 | 2030 50% ECP | -700 | -86.43 | -90 | 70.04 | Yes
2030-05-24 10:00 | 2030 50% ECP | -100 | -226 | -210 | 212.36 | Yes
2030-05-24 11:00 | 2030 50% ECP | -700 | -526 | -510 | -87.64 | Yes
2030-05-24 12:00 | 2030 50% ECP | -700 | -526 | -510 | -214.51 | Yes
2030-05-24 13:00 | 2030 50% ECP | -700 | -526 | -510 | -243.62 | Yes
2030-05-24 14:00 | 2030 50% ECP | -700 | -526 | -510 | -43.54 | Yes
2030-05-24 15:00 | 2030 50% ECP | -700 | -526 | -510 | 249.61 | Yes
2030-05-24 16:00 | 2030 50% ECP | -700 | -526 | -510 | 391.64 | No
2030-05-24 17:00 | 2030 50% ECP | -243.82 | -300 | -300 | 442 | No
2030-05-24 18:00 | 2030 50% ECP | 356.18 | 0 | 0 | 442 | No
2030-05-24 19:00 | 2030 50% ECP | 700 | 0 | 300 | 442 | No
2030-05-24 20:00 | 2030 50% ECP | 700 | 205 | 510 | 442 | No
2030-05-24 21:00 | 2030 50% ECP | 700 | 505 | 510 | 442 | No
2030-05-24 22:00 | 2030 50% ECP | 700 | 280.82 | 510 | 442 | No
2030-05-24 23:00 | 2030 50% ECP | 700 | 0 | 510 | 442 | No
2030-05-25 | 2030 50% ECP | 700 | 0 | 452.53 | 403.03 | No
2030-05-25 01:00 | 2030 50% ECP | 700 | 232.97 | 300 | 442 | No
2030-05-25 02:00 | 2030 50% ECP | 700 | 232.97 | 0 | 442 | No
2030-05-25 03:00 | 2030 50% ECP | 700 | 318.83 | 0 | 442 | No
2030-05-25 04:00 | 2030 50% ECP | 700 | 33.17 | 0 | 442 | No
2030-05-25 05:00 | 2030 50% ECP | 480.44 | 0 | 0 | 399.24 | No
2030-05-25 06:00 | 2030 50% ECP | -119.56 | -226 | 0 | 367.16 | No
2030-05-25 07:00 | 2030 50% ECP | -700 | -526 | 0 | 237.93 | Yes
2030-05-25 08:00 | 2030 50% ECP | -700 | -526 | 0 | -62.07 | Yes
2030-05-25 09:00 | 2030 50% ECP | -100 | -226 | 0 | 237.93 | Yes
2030-05-25 10:00 | 2030 50% ECP | -100 | 74 | 0 | 442 | Yes
2030-05-25 11:00 | 2030 50% ECP | -700 | 374 | 0 | 442 | Yes
2030-05-25 12:00 | 2030 50% ECP | -700 | 505 | 0 | 442 | Yes
2030-05-25 13:00 | 2030 50% ECP | -700 | 505 | 0 | 442 | Yes
2030-05-25 14:00 | 2030 50% ECP | -700 | 505 | 0 | 442 | Yes
2030-05-25 15:00 | 2030 50% ECP | -700 | 505 | 0 | 442 | Yes
2030-05-25 16:00 | 2030 50% ECP | -700 | 505 | 0 | 442 | Yes
2030-05-25 17:00 | 2030 50% ECP | -300.3 | 505 | 0 | 442 | No
2030-05-25 18:00 | 2030 50% ECP | 299.7 | 505 | 0 | 442 | No
2030-05-25 19:00 | 2030 50% ECP | 700 | 329.71 | 0 | 442 | No
2030-05-25 20:00 | 2030 50% ECP | 700 | 29.71 | 0 | 442 | No
2030-05-25 21:00 | 2030 50% ECP | 700 | 212.32 | 0 | 442 | No
2030-05-25 22:00 | 2030 50% ECP | 700 | 505 | 0 | 442 | No
2030-05-25 23:00 | 2030 50% ECP | 700 | 205 | 0 | 442 | No
2030-05-26 | 2030 50% ECP | 700 | 505 | 0 | 442 | No
2030-05-26 01:00 | 2030 50% ECP | 700 | 505 | 0 | 442 | No
2030-05-26 02:00 | 2030 50% ECP | 700 | 505 | 0 | 442 | No
2030-05-26 03:00 | 2030 50% ECP | 700 | 505 | 0 | 442 | No
2030-05-26 04:00 | 2030 50% ECP | 700 | 505 | 0 | 442 | No
2030-05-26 05:00 | 2030 50% ECP | 700 | 505 | 0 | 442 | Yes
2030-05-26 06:00 | 2030 50% ECP | 600 | 205 | 0 | 405.14 | No
2030-05-26 07:00 | 2030 50% ECP | 0 | -17.58 | 0 | 264.86 | No
2030-05-26 08:00 | 2030 50% ECP | -600 | -237.42 | 0 | 442 | No
2030-05-26 09:00 | 2030 50% ECP | -700 | -526 | 0 | 442 | No
2030-05-26 10:00 | 2030 50% ECP | -700 | -526 | 0 | 442 | No
2030-05-26 11:00 | 2030 50% ECP | -700 | -526 | 0 | 442 | No
2030-05-26 12:00 | 2030 50% ECP | -700 | -526 | 0 | 442 | No
2030-05-26 13:00 | 2030 50% ECP | -700 | -526 | 0 | 424.71 | No
2030-05-26 14:00 | 2030 50% ECP | -675.12 | -526 | 0 | 272.31 | No
2030-05-26 15:00 | 2030 50% ECP | -167.79 | -526 | 0 | 316.56 | No
2030-05-26 16:00 | 2030 50% ECP | 194.02 | -526 | 0 | 395.85 | No
2030-05-26 17:00 | 2030 50% ECP | 697.73 | -526 | 0 | 442 | No
2030-05-26 18:00 | 2030 50% ECP | 700 | -526 | 0 | 442 | No
2030-05-26 19:00 | 2030 50% ECP | 700 | -298.38 | 0 | 442 | No
2030-05-26 20:00 | 2030 50% ECP | 700 | 1.62 | 0 | 442 | Yes
2030-05-26 21:00 | 2030 50% ECP | 700 | 301.62 | 0 | 442 | No
2030-05-26 22:00 | 2030 50% ECP | 700 | 505 | 0 | 442 | No
2030-05-26 23:00 | 2030 50% ECP | 700 | 505 | 0 | 442 | No
2030-05-27 | 2030 50% ECP | 700 | 505 | 0 | 442 | No
2030-05-27 01:00 | 2030 50% ECP | 700 | 505 | 0 | 442 | No
2030-05-27 02:00 | 2030 50% ECP | 700 | 505 | 300 | 442 | No
2030-05-27 03:00 | 2030 50% ECP | 700 | 505 | 510 | 442 | No
2030-05-27 04:00 | 2030 50% ECP | 700 | 505 | 510 | 442 | No
2030-05-27 05:00 | 2030 50% ECP | 700 | 300 | 510 | 442 | No
2030-05-27 06:00 | 2030 50% ECP | 700 | 0 | 496.31 | 442 | No
2030-05-27 07:00 | 2030 50% ECP | 700 | 299.87 | 510 | 442 | No
2030-05-27 08:00 | 2030 50% ECP | 500 | 277.99 | 210 | 442 | No
2030-05-27 09:00 | 2030 50% ECP | -100 | -22.01 | -90 | 442 | No
2030-05-27 10:00 | 2030 50% ECP | -700 | 0 | -390 | 442 | No
2030-05-27 11:00 | 2030 50% ECP | -700 | -300 | -510 | 442 | No
2030-05-27 12:00 | 2030 50% ECP | -700 | -526 | -510 | 442 | No
2030-05-27 13:00 | 2030 50% ECP | -700 | -526 | -510 | 442 | No
2030-05-27 14:00 | 2030 50% ECP | -700 | -526 | -510 | 442 | No
2030-05-27 15:00 | 2030 50% ECP | -614.05 | -523.96 | -452.11 | 442 | No
2030-05-27 16:00 | 2030 50% ECP | -14.05 | -223.96 | -152.11 | 442 | No
2030-05-27 17:00 | 2030 50% ECP | 585.95 | 0 | 147.89 | 442 | No
2030-05-27 18:00 | 2030 50% ECP | 700 | 300 | 447.89 | 442 | No
2030-05-27 19:00 | 2030 50% ECP | 700 | 505 | 510 | 442 | No
2030-05-27 20:00 | 2030 50% ECP | 700 | 505 | 510 | 442 | No
2030-05-27 21:00 | 2030 50% ECP | 700 | 505 | 510 | 442 | No
2030-05-27 22:00 | 2030 50% ECP | 700 | 505 | 510 | 442 | No
2030-05-27 23:00 | 2030 50% ECP | 700 | 505 | 510 | 442 | No
2030-05-28 | 2030 50% ECP | 700 | 505 | 510 | 442 | No
2030-05-28 01:00 | 2030 50% ECP | 700 | 494.21 | 510 | 442 | No
2030-05-28 02:00 | 2030 50% ECP | 700 | 286.8 | 510 | 442 | No
2030-05-28 03:00 | 2030 50% ECP | 700 | 269.65 | 510 | 442 | No
2030-05-28 04:00 | 2030 50% ECP | 700 | 329.65 | 510 | 442 | No
2030-05-28 05:00 | 2030 50% ECP | 700 | 29.65 | 510 | 442 | No
2030-05-28 06:00 | 2030 50% ECP | 480.7 | 0 | 210 | 442 | No
2030-05-28 07:00 | 2030 50% ECP | -119.3 | -267.86 | -90 | 442 | No
2030-05-28 08:00 | 2030 50% ECP | -700 | -359.66 | -390 | 442 | No
2030-05-28 09:00 | 2030 50% ECP | -700 | -526 | -510 | 442 | Yes
2030-05-28 10:00 | 2030 50% ECP | -700 | -526 | -510 | 442 | Yes
2030-05-28 11:00 | 2030 50% ECP | -700 | -526 | -510 | 442 | Yes
2030-05-28 12:00 | 2030 50% ECP | -700 | -526 | -510 | 442 | Yes
2030-05-28 13:00 | 2030 50% ECP | -700 | -526 | -510 | 442 | Yes
2030-05-28 14:00 | 2030 50% ECP | -700 | -526 | -510 | 442 | Yes
2030-05-28 15:00 | 2030 50% ECP | -700 | -526 | -510 | 442 | Yes
2030-05-28 16:00 | 2030 50% ECP | -700 | -526 | -510 | 442 | Yes
2030-05-28 17:00 | 2030 50% ECP | -595.12 | -226 | -210 | 442 | No
2030-05-28 18:00 | 2030 50% ECP | 0 | 0 | 0 | 442 | No
2030-05-28 19:00 | 2030 50% ECP | 0 | 0 | 0 | 442 | No
2030-05-28 20:00 | 2030 50% ECP | 600 | 0 | 0 | 442 | No
2030-05-28 21:00 | 2030 50% ECP | 424.44 | 0 | 0 | 442 | No
2030-05-28 22:00 | 2030 50% ECP | 424.44 | 0 | 0 | 442 | No
2030-05-28 23:00 | 2030 50% ECP | 542.79 | 0 | 0 | 432.9 | No
2030-05-29 | 2030 50% ECP | 700 | 298.27 | 300 | 442 | No
2030-05-29 01:00 | 2030 50% ECP | 700 | 0 | 320.9 | 442 | No
2030-05-29 02:00 | 2030 50% ECP | 353.45 | 0 | 20.9 | 405.33 | No
2030-05-29 03:00 | 2030 50% ECP | 0 | 0 | 103.21 | 442 | No
2030-05-29 04:00 | 2030 50% ECP | 0 | 0 | 21.46 | 361.44 | No
2030-05-29 05:00 | 2030 50% ECP | 0 | 0 | 0 | 339.83 | No
2030-05-29 06:00 | 2030 50% ECP | -558.68 | -226 | -210 | 287.59 | No
2030-05-29 07:00 | 2030 50% ECP | -700 | -526 | -510 | 204.29 | Yes
2030-05-29 08:00 | 2030 50% ECP | -700 | -526 | -510 | 82.88 | Yes
2030-05-29 09:00 | 2030 50% ECP | -100 | -226 | -210 | 382.88 | Yes
2030-05-29 10:00 | 2030 50% ECP | -100 | 74 | 90 | 442 | Yes
2030-05-29 11:00 | 2030 50% ECP | -700 | 374 | 390 | 442 | Yes
2030-05-29 12:00 | 2030 50% ECP | -700 | 74 | 390 | 293.92 | Yes
2030-05-29 13:00 | 2030 50% ECP | -700 | 74 | 90 | 90 | Yes
2030-05-29 14:00 | 2030 50% ECP | -700 | -226 | -210 | -210 | Yes
2030-05-29 15:00 | 2030 50% ECP | -700 | -526 | -510 | -510 | Yes
2030-05-29 16:00 | 2030 50% ECP | -700 | -526 | -510 | -268.2 | Yes
2030-05-29 17:00 | 2030 50% ECP | -500 | -482.05 | -510 | -65.87 | No
2030-05-29 18:00 | 2030 50% ECP | 100 | -182.05 | -367.65 | 65.8 | No
2030-05-29 19:00 | 2030 50% ECP | 700 | 0 | -174.4 | 365.8 | No
2030-05-29 20:00 | 2030 50% ECP | 700 | -300 | -474.4 | 188.29 | No
2030-05-29 21:00 | 2030 50% ECP | 700 | -300 | -491.61 | 309.24 | No
2030-05-29 22:00 | 2030 50% ECP | 700 | 0 | -191.61 | 330.35 | No
2030-05-29 23:00 | 2030 50% ECP | 700 | 300 | 108.39 | 442 | No
2030-05-30 | 2030 50% ECP | 700 | 505 | 408.39 | 442 | No
2030-05-30 01:00 | 2030 50% ECP | 700 | 262.45 | 510 | 442 | No
2030-05-30 02:00 | 2030 50% ECP | 700 | 370.13 | 510 | 442 | No
2030-05-30 03:00 | 2030 50% ECP | 700 | 198.98 | 510 | 442 | No
2030-05-30 04:00 | 2030 50% ECP | 700 | 364.87 | 510 | 442 | No
2030-05-30 05:00 | 2030 50% ECP | 700 | 64.87 | 390 | 442 | No
2030-05-30 06:00 | 2030 50% ECP | 148.49 | 0 | 90 | 442 | No
2030-05-30 07:00 | 2030 50% ECP | -100 | -226 | -210 | 442 | No
2030-05-30 08:00 | 2030 50% ECP | -700 | -526 | -510 | 442 | No
2030-05-30 09:00 | 2030 50% ECP | -700 | -526 | -510 | 442 | Yes
2030-05-30 10:00 | 2030 50% ECP | -700 | -526 | -510 | 214.73 | Yes
2030-05-30 11:00 | 2030 50% ECP | -700 | -526 | -510 | 95.32 | Yes
2030-05-30 12:00 | 2030 50% ECP | -700 | -526 | -510 | 130.07 | Yes
2030-05-30 13:00 | 2030 50% ECP | -700 | -526 | -510 | 158.96 | Yes
2030-05-30 14:00 | 2030 50% ECP | -700 | -526 | -510 | 96.64 | Yes
2030-05-30 15:00 | 2030 50% ECP | -700 | -526 | -510 | 142 | Yes
2030-05-30 16:00 | 2030 50% ECP | -700 | -526 | -510 | 442 | Yes
2030-05-30 17:00 | 2030 50% ECP | -100 | -226 | -490.74 | 300.48 | No
2030-05-30 18:00 | 2030 50% ECP | 500 | -116.36 | -510 | 242.54 | No
2030-05-30 19:00 | 2030 50% ECP | 700 | 0 | -497.08 | 149.64 | No
2030-05-30 20:00 | 2030 50% ECP | 700 | 0 | -197.08 | 270.22 | No
2030-05-30 21:00 | 2030 50% ECP | 700 | 205 | 102.92 | 259.39 | No
2030-05-30 22:00 | 2030 50% ECP | 700 | 505 | 402.92 | 442 | No
2030-05-30 23:00 | 2030 50% ECP | 700 | 404.78 | 510 | 262.22 | No
2030-05-31 | 2030 50% ECP | 700 | 111.96 | 510 | 72.09 | No
2030-05-31 01:00 | 2030 50% ECP | 700 | 44.68 | 510 | 0 | No
2030-05-31 02:00 | 2030 50% ECP | 700 | 201.46 | 510 | -151.31 | No
2030-05-31 03:00 | 2030 50% ECP | 700 | 205 | 510 | 142 | No
2030-05-31 04:00 | 2030 50% ECP | 517.85 | 505 | 510 | 442 | No
2030-05-31 05:00 | 2030 50% ECP | 653.26 | 505 | 510 | 442 | No
2030-05-31 06:00 | 2030 50% ECP | 700 | 205 | 390 | 313.49 | No
2030-05-31 07:00 | 2030 50% ECP | 272.96 | 0 | 90 | 107.79 | No
2030-05-31 08:00 | 2030 50% ECP | -327.04 | -226 | -210 | -192.21 | No
2030-05-31 09:00 | 2030 50% ECP | -700 | -526 | -510 | -55.94 | No
2030-05-31 10:00 | 2030 50% ECP | -700 | -526 | -510 | -314.9 | Yes
2030-05-31 11:00 | 2030 50% ECP | -700 | -526 | -510 | -203.25 | Yes
2030-05-31 12:00 | 2030 50% ECP | -700 | -526 | -510 | 70.22 | Yes
2030-05-31 13:00 | 2030 50% ECP | -700 | -526 | -510 | 3.04 | Yes
2030-05-31 14:00 | 2030 50% ECP | -700 | -526 | -510 | 103.62 | Yes
2030-05-31 15:00 | 2030 50% ECP | -700 | -526 | -510 | 17.54 | Yes
2030-05-31 16:00 | 2030 50% ECP | -285.25 | -526 | -510 | 168.46 | No
2030-05-31 17:00 | 2030 50% ECP | 100 | -526 | -510 | 442 | No
2030-05-31 18:00 | 2030 50% ECP | 700 | -526 | -510 | 442 | No
2030-05-31 19:00 | 2030 50% ECP | 700 | -303.6 | -390 | 442 | No
2030-05-31 20:00 | 2030 50% ECP | 700 | -3.6 | -90 | 442 | No
2030-05-31 21:00 | 2030 50% ECP | 700 | 296.4 | 210 | 442 | No
2030-05-31 22:00 | 2030 50% ECP | 700 | 505 | 510 | 442 | No
2030-05-31 23:00 | 2030 50% ECP | 700 | 505 | 510 | 442 | No
2030-06-01 | 2030 50% ECP | 700 | 454.62 | 510 | 442 | No
2030-06-01 01:00 | 2030 50% ECP | 700 | 505 | 510 | 442 | No
2030-06-01 02:00 | 2030 50% ECP | 700 | 505 | 510 | 442 | No
2030-06-01 03:00 | 2030 50% ECP | 700 | 397.34 | 510 | 442 | No
2030-06-01 04:00 | 2030 50% ECP | 700 | 392.59 | 510 | 442 | No
2030-06-01 05:00 | 2030 50% ECP | 700 | 410.47 | 510 | 442 | No
2030-06-01 06:00 | 2030 50% ECP | 591.63 | 300 | 300 | 442 | No
2030-06-01 07:00 | 2030 50% ECP | -8.37 | 0 | 0 | 442 | No
2030-06-01 08:00 | 2030 50% ECP | -608.37 | -300 | -300 | 442 | No
2030-06-01 09:00 | 2030 50% ECP | -700 | -526 | -510 | 442 | No
2030-06-01 10:00 | 2030 50% ECP | -700 | -526 | -510 | 442 | No
2030-06-01 11:00 | 2030 50% ECP | -700 | -526 | -510 | 295.29 | No
2030-06-01 12:00 | 2030 50% ECP | -700 | -526 | -510 | 298.92 | No
2030-06-01 13:00 | 2030 50% ECP | -700 | -526 | -510 | 442 | No
2030-06-01 14:00 | 2030 50% ECP | -700 | -526 | -510 | 442 | No
2030-06-01 15:00 | 2030 50% ECP | -685.78 | -526 | -510 | 281.21 | No
2030-06-01 16:00 | 2030 50% ECP | -85.78 | -526 | -510 | 384.11 | No
2030-06-01 17:00 | 2030 50% ECP | 514.22 | -526 | -510 | 442 | No
2030-06-01 18:00 | 2030 50% ECP | 700 | -300 | -499.97 | 442 | No
2030-06-01 19:00 | 2030 50% ECP | 700 | 0 | -199.97 | 442 | No
2030-06-01 20:00 | 2030 50% ECP | 700 | 0 | 0 | 442 | No
2030-06-01 21:00 | 2030 50% ECP | 700 | 0 | 0 | 442 | No
2030-06-01 22:00 | 2030 50% ECP | 700 | 0 | 132.01 | 442 | No
2030-06-01 23:00 | 2030 50% ECP | 700 | 0 | 432.01 | 442 | No
2030-06-02 | 2030 50% ECP | 700 | 115.97 | 510 | 442 | No
2030-06-02 01:00 | 2030 50% ECP | 700 | 249.82 | 510 | 442 | No
2030-06-02 02:00 | 2030 50% ECP | 700 | 389.54 | 510 | 442 | No
2030-06-02 03:00 | 2030 50% ECP | 700 | 89.54 | 510 | 442 | No
2030-06-02 04:00 | 2030 50% ECP | 700 | 389.54 | 510 | 442 | No
2030-06-02 05:00 | 2030 50% ECP | 700 | 194.66 | 300 | 442 | No
2030-06-02 06:00 | 2030 50% ECP | 600 | 0 | 0 | 411.54 | No
2030-06-02 07:00 | 2030 50% ECP | 0 | -23.3 | -300 | 442 | No
2030-06-02 08:00 | 2030 50% ECP | -600 | -295.01 | -510 | 294.93 | No
2030-06-02 09:00 | 2030 50% ECP | -700 | -526 | -510 | 233.82 | No
2030-06-02 10:00 | 2030 50% ECP | -700 | -526 | -510 | 256.64 | No
2030-06-02 11:00 | 2030 50% ECP | -700 | -526 | -510 | 288.74 | Yes
2030-06-02 12:00 | 2030 50% ECP | -700 | -526 | -510 | 299.86 | Yes
2030-06-02 13:00 | 2030 50% ECP | -700 | -526 | -510 | 361.38 | No
2030-06-02 14:00 | 2030 50% ECP | -700 | -526 | -510 | 308.13 | No
2030-06-02 15:00 | 2030 50% ECP | -700 | -526 | -510 | 260.34 | No
2030-06-02 16:00 | 2030 50% ECP | -600 | -226 | -483.16 | 330.33 | No
2030-06-02 17:00 | 2030 50% ECP | 0 | 0 | -263.49 | 177.53 | No
2030-06-02 18:00 | 2030 50% ECP | 600 | 0 | 0 | 0 | No
2030-06-02 19:00 | 2030 50% ECP | 700 | 0 | 182.89 | 0 | No
2030-06-02 20:00 | 2030 50% ECP | 700 | 0 | 182.89 | 142 | No
2030-06-02 21:00 | 2030 50% ECP | 700 | 0 | -79.77 | 442 | No
2030-06-02 22:00 | 2030 50% ECP | 700 | 300 | 220.23 | 442 | No
2030-06-02 23:00 | 2030 50% ECP | 700 | 403.45 | 510 | 442 | No
2030-06-03 | 2030 50% ECP | 700 | 103.45 | 510 | 427.07 | No
2030-06-03 01:00 | 2030 50% ECP | 653.45 | 403.45 | 510 | 442 | No
2030-06-03 02:00 | 2030 50% ECP | 402.5 | 505 | 510 | 442 | No
2030-06-03 03:00 | 2030 50% ECP | -20.33 | 205 | 391.33 | 142 | No
2030-06-03 04:00 | 2030 50% ECP | -620.33 | 505 | 510 | 375.9 | No
2030-06-03 05:00 | 2030 50% ECP | -700 | 505 | 510 | 442 | Yes
2030-06-03 06:00 | 2030 50% ECP | -700 | 505 | 510 | 442 | Yes
2030-06-03 07:00 | 2030 50% ECP | -700 | 505 | 510 | 442 | Yes
2030-06-03 08:00 | 2030 50% ECP | -100 | 505 | 510 | 442 | Yes
2030-06-03 09:00 | 2030 50% ECP | 182.23 | 505 | 510 | 442 | Yes
2030-06-03 10:00 | 2030 50% ECP | 600 | 505 | 510 | 356.18 | Yes
2030-06-03 11:00 | 2030 50% ECP | 0 | 505 | 510 | 370.65 | Yes
2030-06-03 12:00 | 2030 50% ECP | -202.33 | 505 | 510 | 442 | Yes
2030-06-03 13:00 | 2030 50% ECP | 0 | 296.51 | 210 | 442 | Yes
2030-06-03 14:00 | 2030 50% ECP | 185.24 | 505 | -90 | 142 | Yes
2030-06-03 15:00 | 2030 50% ECP | 700 | 237.77 | 210 | -158 | Yes
2030-06-03 16:00 | 2030 50% ECP | 327.58 | 205 | 510 | 142 | Yes
2030-06-03 17:00 | 2030 50% ECP | -100 | 505 | 510 | 442 | Yes
2030-06-03 18:00 | 2030 50% ECP | -700 | 300 | 510 | 342.35 | Yes
2030-06-03 19:00 | 2030 50% ECP | -700 | 0 | 210 | 42.35 | No
2030-06-03 20:00 | 2030 50% ECP | -677.14 | 0 | 510 | 78.24 | No
2030-06-03 21:00 | 2030 50% ECP | -77.14 | 205 | 210 | 142 | No
2030-06-03 22:00 | 2030 50% ECP | -77.14 | 505 | 510 | 442 | No
2030-06-03 23:00 | 2030 50% ECP | -101.47 | 505 | 510 | 401.55 | No
2030-06-04 | 2030 50% ECP | 445.19 | 505 | 510 | 442 | No
2030-06-04 01:00 | 2030 50% ECP | 45.6 | 505 | 510 | 442 | No
2030-06-04 02:00 | 2030 50% ECP | 66.86 | 505 | 510 | 442 | No
2030-06-04 03:00 | 2030 50% ECP | 113.85 | 505 | 510 | 442 | No
2030-06-04 04:00 | 2030 50% ECP | 421.48 | 505 | 510 | 442 | No
2030-06-04 05:00 | 2030 50% ECP | 700 | 205 | 510 | 441.92 | No
2030-06-04 06:00 | 2030 50% ECP | 700 | 36.36 | 510 | 442 | No
2030-06-04 07:00 | 2030 50% ECP | 700 | 0 | 321.65 | 442 | No
2030-06-04 08:00 | 2030 50% ECP | 607.59 | 0 | 21.65 | 442 | No
2030-06-04 09:00 | 2030 50% ECP | 447.32 | 0 | 0 | 442 | No
2030-06-04 10:00 | 2030 50% ECP | 447.06 | 0 | 0 | 442 | No
2030-06-04 11:00 | 2030 50% ECP | 9.91 | 0 | 0 | 372.68 | No
2030-06-04 12:00 | 2030 50% ECP | -388.19 | 0 | -145.42 | 169.39 | No
2030-06-04 13:00 | 2030 50% ECP | -700 | 0 | -445.42 | 135.07 | No
2030-06-04 14:00 | 2030 50% ECP | -700 | -85.27 | -510 | -126.99 | No
2030-06-04 15:00 | 2030 50% ECP | -700 | -24.84 | -510 | -251.62 | No
2030-06-04 16:00 | 2030 50% ECP | -700 | 0 | -306.39 | 0 | No
2030-06-04 17:00 | 2030 50% ECP | -314.9 | 0 | -234.44 | 0 | No
2030-06-04 18:00 | 2030 50% ECP | 285.1 | 0 | 0 | 33.99 | No
2030-06-04 19:00 | 2030 50% ECP | 240.88 | 0 | 210 | 28.23 | No
2030-06-04 20:00 | 2030 50% ECP | 700 | 0 | 510 | 328.23 | No
2030-06-04 21:00 | 2030 50% ECP | 700 | 6.87 | 510 | 442 | No
2030-06-04 22:00 | 2030 50% ECP | 700 | 205 | 510 | 427.44 | No
2030-06-04 23:00 | 2030 50% ECP | 163.1 | 505 | 510 | 442 | No
2030-06-05 | 2030 50% ECP | 0 | 505 | 510 | 442 | No
2030-06-05 01:00 | 2030 50% ECP | 108.7 | 505 | 510 | 442 | No
2030-06-05 02:00 | 2030 50% ECP | 520.82 | 505 | 510 | 442 | No
2030-06-05 03:00 | 2030 50% ECP | 289.99 | 505 | 510 | 442 | No
2030-06-05 04:00 | 2030 50% ECP | 289.99 | 300 | 510 | 442 | No
2030-06-05 05:00 | 2030 50% ECP | 700 | 0 | 210 | 142 | No
2030-06-05 06:00 | 2030 50% ECP | 500 | 0 | 99.97 | 0 | No
2030-06-05 07:00 | 2030 50% ECP | -100 | 0 | 93.66 | 0 | No
2030-06-05 08:00 | 2030 50% ECP | -700 | -300 | -206.34 | -300 | No
2030-06-05 09:00 | 2030 50% ECP | -700 | 0 | 93.66 | 0 | Yes
2030-06-05 10:00 | 2030 50% ECP | -700 | 74 | 90 | 90 | Yes
2030-06-05 11:00 | 2030 50% ECP | -700 | -226 | -210 | -210 | Yes
2030-06-05 12:00 | 2030 50% ECP | -700 | -526 | -510 | -510 | Yes
2030-06-05 13:00 | 2030 50% ECP | -700 | -226 | -210 | -210 | Yes
2030-06-05 14:00 | 2030 50% ECP | -100 | 74 | 90 | 62.69 | Yes
2030-06-05 15:00 | 2030 50% ECP | -357.89 | 374 | 210 | 69.42 | Yes
2030-06-05 16:00 | 2030 50% ECP | -700 | 505 | 510 | 179.99 | Yes
2030-06-05 17:00 | 2030 50% ECP | -700 | 505 | 510 | 322.6 | Yes
2030-06-05 18:00 | 2030 50% ECP | -700 | 505 | 510 | 246.64 | Yes
2030-06-05 19:00 | 2030 50% ECP | -700 | 505 | 510 | 215.58 | Yes
2030-06-05 20:00 | 2030 50% ECP | -700 | 205 | 210 | -23.09 | Yes
2030-06-05 21:00 | 2030 50% ECP | -700 | 505 | 510 | 210.75 | Yes
2030-06-05 22:00 | 2030 50% ECP | -700 | 505 | 510 | 74.44 | Yes
2030-06-05 23:00 | 2030 50% ECP | -700 | 505 | 510 | 0.03 | Yes
2030-06-06 | 2030 50% ECP | -700 | 505 | 510 | -38.47 | Yes
2030-06-06 01:00 | 2030 50% ECP | -700 | 505 | 510 | 261.53 | Yes
2030-06-06 02:00 | 2030 50% ECP | -700 | 505 | 510 | 0 | Yes
2030-06-06 03:00 | 2030 50% ECP | -700 | 505 | 510 | -68 | Yes
2030-06-06 04:00 | 2030 50% ECP | -700 | 505 | 510 | 164.07 | Yes
2030-06-06 05:00 | 2030 50% ECP | -700 | 505 | 510 | 0.4 | Yes
2030-06-06 06:00 | 2030 50% ECP | -700 | 505 | 510 | 153.04 | Yes
2030-06-06 07:00 | 2030 50% ECP | -700 | 505 | 510 | 142.96 | Yes
2030-06-06 08:00 | 2030 50% ECP | -700 | 505 | 510 | 257.44 | Yes
2030-06-06 09:00 | 2030 50% ECP | -700 | 505 | 510 | 251.12 | Yes
2030-06-06 10:00 | 2030 50% ECP | -700 | 505 | 510 | 304.26 | Yes
2030-06-06 11:00 | 2030 50% ECP | -700 | 505 | 510 | 442 | Yes
2030-06-06 12:00 | 2030 50% ECP | -700 | 505 | 510 | 442 | Yes
2030-06-06 13:00 | 2030 50% ECP | -700 | 505 | 510 | 442 | Yes
2030-06-06 14:00 | 2030 50% ECP | -700 | 505 | 390 | 442 | Yes
2030-06-06 15:00 | 2030 50% ECP | -700 | 418.11 | 90 | 442 | Yes
2030-06-06 16:00 | 2030 50% ECP | -700 | 118.11 | -210 | 442 | Yes
2030-06-06 17:00 | 2030 50% ECP | -700 | -181.89 | -510 | 300 | No
2030-06-06 18:00 | 2030 50% ECP | -700 | 0 | -510 | 0 | No
2030-06-06 19:00 | 2030 50% ECP | -700 | 0 | -397.98 | 0 | No
2030-06-06 20:00 | 2030 50% ECP | -700 | 0 | -97.98 | 0 | No
2030-06-06 21:00 | 2030 50% ECP | -700 | 0 | 0 | 0 | No
2030-06-06 22:00 | 2030 50% ECP | -700 | 300 | 300 | 89.36 | No
2030-06-06 23:00 | 2030 50% ECP | -700 | 505 | 510 | 271.37 | No
2030-06-07 | 2030 50% ECP | -499.83 | 505 | 510 | 158.29 | No
2030-06-07 01:00 | 2030 50% ECP | -140.25 | 505 | 510 | 329.06 | No
2030-06-07 02:00 | 2030 50% ECP | -559.29 | 505 | 510 | 45.65 | No
2030-06-07 03:00 | 2030 50% ECP | -549.45 | 505 | 510 | 45.65 | No
2030-06-07 04:00 | 2030 50% ECP | -700 | 505 | 510 | 345.65 | No
2030-06-07 05:00 | 2030 50% ECP | -648.86 | 505 | 510 | 442 | No
2030-06-07 06:00 | 2030 50% ECP | -271.05 | 358.89 | 390 | 222 | No
2030-06-07 07:00 | 2030 50% ECP | -602.23 | 58.89 | 90 | -78 | No
2030-06-07 08:00 | 2030 50% ECP | -700 | -241.11 | -210 | -378 | No
2030-06-07 09:00 | 2030 50% ECP | -700 | -526 | -510 | -510 | No
2030-06-07 10:00 | 2030 50% ECP | -700 | -526 | -510 | -510 | No
2030-06-07 11:00 | 2030 50% ECP | -700 | -526 | -510 | -510 | No
2030-06-07 12:00 | 2030 50% ECP | -700 | -526 | -510 | -510 | No
2030-06-07 13:00 | 2030 50% ECP | -700 | -526 | -510 | -510 | No
2030-06-07 14:00 | 2030 50% ECP | -700 | -526 | -510 | -510 | No
2030-06-07 15:00 | 2030 50% ECP | -700 | -526 | -510 | -510 | No
2030-06-07 16:00 | 2030 50% ECP | -563.51 | -226 | -300 | -498.67 | No
2030-06-07 17:00 | 2030 50% ECP | 36.49 | 0 | 0 | -411.19 | No
2030-06-07 18:00 | 2030 50% ECP | 486.58 | 0 | -183.12 | -417.29 | No
2030-06-07 19:00 | 2030 50% ECP | 700 | 0 | -483.12 | -510 | No
2030-06-07 20:00 | 2030 50% ECP | 700 | -300 | -230.62 | -458 | No
2030-06-07 21:00 | 2030 50% ECP | 700 | 0 | 69.38 | -158 | No
2030-06-07 22:00 | 2030 50% ECP | 700 | 300 | 369.38 | 142 | No
2030-06-07 23:00 | 2030 50% ECP | 700 | 505 | 510 | 442 | No
2030-06-08 | 2030 50% ECP | 700 | 505 | 510 | 442 | No
2030-06-08 01:00 | 2030 50% ECP | 700 | 505 | 510 | 442 | No
2030-06-08 02:00 | 2030 50% ECP | 700 | 505 | 510 | 442 | No
2030-06-08 03:00 | 2030 50% ECP | 700 | 505 | 510 | 442 | No
2030-06-08 04:00 | 2030 50% ECP | 700 | 505 | 510 | 442 | No
2030-06-08 05:00 | 2030 50% ECP | 700 | 205 | 210 | 442 | No
2030-06-08 06:00 | 2030 50% ECP | 700 | -95 | -90 | 222.28 | No
2030-06-08 07:00 | 2030 50% ECP | 182.78 | -395 | -390 | 289.08 | No
2030-06-08 08:00 | 2030 50% ECP | -417.22 | -526 | -510 | 442 | No
2030-06-08 09:00 | 2030 50% ECP | -700 | -526 | -510 | 442 | No
2030-06-08 10:00 | 2030 50% ECP | -700 | -526 | -510 | 442 | No
2030-06-08 11:00 | 2030 50% ECP | -700 | -526 | -510 | 442 | No
2030-06-08 12:00 | 2030 50% ECP | -700 | -526 | -510 | 442 | No
2030-06-08 13:00 | 2030 50% ECP | -700 | -526 | -510 | 442 | No
2030-06-08 14:00 | 2030 50% ECP | -700 | -526 | -510 | 442 | No
2030-06-08 15:00 | 2030 50% ECP | -700 | -526 | -510 | 442 | No
2030-06-08 16:00 | 2030 50% ECP | -270.13 | -526 | -510 | 324.26 | No
2030-06-08 17:00 | 2030 50% ECP | 164.88 | -526 | -510 | 442 | No
2030-06-08 18:00 | 2030 50% ECP | 700 | -288.93 | -300 | 400.59 | No
2030-06-08 19:00 | 2030 50% ECP | 700 | 0 | 0 | 258.7 | No
2030-06-08 20:00 | 2030 50% ECP | 700 | 0 | 300 | 442 | No
2030-06-08 21:00 | 2030 50% ECP | 700 | 0 | 463.25 | 425.66 | No
2030-06-08 22:00 | 2030 50% ECP | 700 | 0 | 163.25 | 229.83 | No
2030-06-08 23:00 | 2030 50% ECP | 700 | 0 | 463.25 | 420.23 | No
2030-06-09 | 2030 50% ECP | 700 | 79.06 | 510 | 442 | No
2030-06-09 01:00 | 2030 50% ECP | 700 | 153.05 | 510 | 442 | No
2030-06-09 02:00 | 2030 50% ECP | 700 | 147.51 | 486.87 | 405.95 | No
2030-06-09 03:00 | 2030 50% ECP | 700 | 447.51 | 510 | 442 | No
2030-06-09 04:00 | 2030 50% ECP | 700 | 300 | 493.39 | 442 | No
2030-06-09 05:00 | 2030 50% ECP | 700 | 0 | 193.39 | 281.25 | No
2030-06-09 06:00 | 2030 50% ECP | 700 | 0 | -106.61 | 341.9 | No
2030-06-09 07:00 | 2030 50% ECP | 700 | -6.99 | -311.83 | 355.52 | No
2030-06-09 08:00 | 2030 50% ECP | 700 | -306.99 | -510 | 319.55 | No
2030-06-09 09:00 | 2030 50% ECP | 600 | -242.41 | -510 | 442 | No
2030-06-09 10:00 | 2030 50% ECP | 0 | 0 | -210 | 442 | No
2030-06-09 11:00 | 2030 50% ECP | 0 | 0 | 0 | 442 | No
2030-06-09 12:00 | 2030 50% ECP | 0 | 0 | 0 | 442 | No
2030-06-09 13:00 | 2030 50% ECP | 0 | 0 | -121.88 | 442 | No
2030-06-09 14:00 | 2030 50% ECP | 0 | 0 | -421.88 | 442 | No
2030-06-09 15:00 | 2030 50% ECP | 0 | -226 | -413.54 | 442 | No
2030-06-09 16:00 | 2030 50% ECP | 513.91 | -526 | -510 | 376.01 | No
2030-06-09 17:00 | 2030 50% ECP | 700 | -226 | -510 | 442 | No
2030-06-09 18:00 | 2030 50% ECP | 700 | 0 | -510 | 442 | No
2030-06-09 19:00 | 2030 50% ECP | 700 | 0 | -247.41 | 413.75 | No
2030-06-09 20:00 | 2030 50% ECP | 700 | 0 | -247.41 | 343.86 | No
2030-06-09 21:00 | 2030 50% ECP | 700 | 0 | -102.22 | 399.6 | No
2030-06-09 22:00 | 2030 50% ECP | 700 | 0 | 197.78 | 381.56 | No
2030-06-09 23:00 | 2030 50% ECP | 700 | 264.14 | 497.78 | 442 | No
2030-06-10 | 2030 50% ECP | 700 | 474.47 | 510 | 442 | No
2030-06-10 01:00 | 2030 50% ECP | 700 | 473.19 | 510 | 442 | No
2030-06-10 02:00 | 2030 50% ECP | 700 | 496.37 | 510 | 442 | No
2030-06-10 03:00 | 2030 50% ECP | 700 | 404.28 | 510 | 442 | No
2030-06-10 04:00 | 2030 50% ECP | 700 | 364.06 | 510 | 442 | No
2030-06-10 05:00 | 2030 50% ECP | 700 | 380.2 | 510 | 442 | No
2030-06-10 06:00 | 2030 50% ECP | 700 | 405.67 | 510 | 442 | No
2030-06-10 07:00 | 2030 50% ECP | 700 | 363.44 | 510 | 442 | No
2030-06-10 08:00 | 2030 50% ECP | 600 | 83.98 | 300 | 442 | No
2030-06-10 09:00 | 2030 50% ECP | 0 | 0 | 0 | 442 | No
2030-06-10 10:00 | 2030 50% ECP | -600 | 0 | 0 | 442 | No
2030-06-10 11:00 | 2030 50% ECP | -700 | 0 | 0 | 442 | No
2030-06-10 12:00 | 2030 50% ECP | -298.68 | 0 | 0 | 442 | No
2030-06-10 13:00 | 2030 50% ECP | -700 | 0 | 0 | 442 | No
2030-06-10 14:00 | 2030 50% ECP | -600 | 0 | 0 | 442 | No
2030-06-10 15:00 | 2030 50% ECP | 0 | -226 | -210 | 442 | No
2030-06-10 16:00 | 2030 50% ECP | 224.96 | -526 | -510 | 442 | No
2030-06-10 17:00 | 2030 50% ECP | 674.21 | -526 | -510 | 442 | No
2030-06-10 18:00 | 2030 50% ECP | 700 | -526 | -510 | 344.88 | No
2030-06-10 19:00 | 2030 50% ECP | 700 | -526 | -510 | 341.89 | No
2030-06-10 20:00 | 2030 50% ECP | 700 | -395 | -390 | 140.3 | No
2030-06-10 21:00 | 2030 50% ECP | 700 | -95 | -90 | -159.7 | No
2030-06-10 22:00 | 2030 50% ECP | 537.57 | 205 | 210 | 0 | No
2030-06-10 23:00 | 2030 50% ECP | 191.86 | 505 | 510 | -111.51 | No
2030-06-11 | 2030 50% ECP | -408.14 | 505 | 510 | 188.49 | No
2030-06-11 01:00 | 2030 50% ECP | -700 | 505 | 510 | 306.55 | Yes
2030-06-11 02:00 | 2030 50% ECP | -700 | 505 | 510 | 48.54 | Yes
2030-06-11 03:00 | 2030 50% ECP | -700 | 505 | 510 | -68 | Yes
2030-06-11 04:00 | 2030 50% ECP | -700 | 505 | 510 | 46.56 | Yes
2030-06-11 05:00 | 2030 50% ECP | -700 | 505 | 510 | -58.14 | Yes
2030-06-11 06:00 | 2030 50% ECP | -700 | 505 | 510 | 17.16 | Yes
2030-06-11 07:00 | 2030 50% ECP | -700 | 505 | 510 | 252.85 | Yes
2030-06-11 08:00 | 2030 50% ECP | -700 | 505 | 510 | 133.36 | Yes
2030-06-11 09:00 | 2030 50% ECP | -700 | 505 | 510 | 101.06 | Yes
2030-06-11 10:00 | 2030 50% ECP | -700 | 505 | 510 | 73.1 | Yes
2030-06-11 11:00 | 2030 50% ECP | -700 | 505 | 510 | 90.26 | Yes
2030-06-11 12:00 | 2030 50% ECP | -700 | 505 | 510 | 290.89 | Yes
2030-06-11 13:00 | 2030 50% ECP | -700 | 505 | 510 | 403.1 | Yes
2030-06-11 14:00 | 2030 50% ECP | -700 | 505 | 510 | 442 | Yes
2030-06-11 15:00 | 2030 50% ECP | -700 | 505 | 510 | 442 | Yes
2030-06-11 16:00 | 2030 50% ECP | -700 | 505 | 510 | 442 | Yes
2030-06-11 17:00 | 2030 50% ECP | -700 | 505 | 510 | 442 | Yes
2030-06-11 18:00 | 2030 50% ECP | -700 | 505 | 510 | 442 | No
2030-06-11 19:00 | 2030 50% ECP | -700 | 505 | 510 | 442 | No
2030-06-11 20:00 | 2030 50% ECP | -700 | 505 | 510 | 442 | No
2030-06-11 21:00 | 2030 50% ECP | -700 | 505 | 510 | 426.77 | No
2030-06-11 22:00 | 2030 50% ECP | -700 | 505 | 510 | 442 | No
2030-06-11 23:00 | 2030 50% ECP | -700 | 505 | 510 | 442 | No
2030-06-12 | 2030 50% ECP | -186.64 | 505 | 510 | 442 | No
2030-06-12 01:00 | 2030 50% ECP | -426.21 | 505 | 510 | 307.98 | No
2030-06-12 02:00 | 2030 50% ECP | -700 | 505 | 510 | 122.65 | No
2030-06-12 03:00 | 2030 50% ECP | -700 | 505 | 510 | 246.63 | No
2030-06-12 04:00 | 2030 50% ECP | -700 | 505 | 510 | 224.4 | No
2030-06-12 05:00 | 2030 50% ECP | -700 | 505 | 510 | 224.4 | No
2030-06-12 06:00 | 2030 50% ECP | -700 | 505 | 510 | 100.51 | Yes
2030-06-12 07:00 | 2030 50% ECP | -700 | 300 | 443.04 | -199.49 | No
2030-06-12 08:00 | 2030 50% ECP | -700 | 0 | 143.04 | -499.49 | No
2030-06-12 09:00 | 2030 50% ECP | -700 | 300 | 443.04 | -199.49 | Yes
2030-06-12 10:00 | 2030 50% ECP | -700 | 505 | 510 | 100.51 | Yes
2030-06-12 11:00 | 2030 50% ECP | -700 | 505 | 510 | 400.51 | Yes
2030-06-12 12:00 | 2030 50% ECP | -700 | 505 | 510 | 334.93 | Yes
2030-06-12 13:00 | 2030 50% ECP | -700 | 505 | 510 | 336.98 | Yes
2030-06-12 14:00 | 2030 50% ECP | -700 | 505 | 510 | 442 | Yes
2030-06-12 15:00 | 2030 50% ECP | -700 | 505 | 510 | 442 | Yes
2030-06-12 16:00 | 2030 50% ECP | -700 | 505 | 510 | 442 | Yes
2030-06-12 17:00 | 2030 50% ECP | -700 | 505 | 510 | 442 | No
2030-06-12 18:00 | 2030 50% ECP | -100 | 505 | 510 | 252.39 | No
2030-06-12 19:00 | 2030 50% ECP | 0 | 505 | 510 | 271.27 | No
2030-06-12 20:00 | 2030 50% ECP | 600 | 505 | 510 | -28.73 | No
2030-06-12 21:00 | 2030 50% ECP | 700 | 505 | 510 | 271.27 | No
2030-06-12 22:00 | 2030 50% ECP | 436.3 | 505 | 510 | 236.78 | No
2030-06-12 23:00 | 2030 50% ECP | 0 | 505 | 510 | 174.76 | No
2030-06-13 | 2030 50% ECP | 600 | 205 | 510 | 142 | No
2030-06-13 01:00 | 2030 50% ECP | 700 | 505 | 510 | 442 | No
2030-06-13 02:00 | 2030 50% ECP | 700 | 236.97 | 510 | 442 | No
2030-06-13 03:00 | 2030 50% ECP | 700 | 236.97 | 510 | 442 | No
2030-06-13 04:00 | 2030 50% ECP | 700 | 367.91 | 510 | 442 | No
2030-06-13 05:00 | 2030 50% ECP | 700 | 299.57 | 510 | 442 | No
2030-06-13 06:00 | 2030 50% ECP | 700 | 130.05 | 510 | 442 | No
2030-06-13 07:00 | 2030 50% ECP | 700 | 0 | 510 | 264.85 | No
2030-06-13 08:00 | 2030 50% ECP | 600 | 0 | 300 | 423.03 | No
2030-06-13 09:00 | 2030 50% ECP | 0 | 0 | 0 | 160.2 | No
2030-06-13 10:00 | 2030 50% ECP | -560.74 | 0 | 0 | 442 | No
2030-06-13 11:00 | 2030 50% ECP | -700 | 0 | 0 | 277.83 | No
2030-06-13 12:00 | 2030 50% ECP | -700 | 0 | 0 | 163.26 | No
2030-06-13 13:00 | 2030 50% ECP | -346.18 | 0 | -10.63 | 330.85 | No
2030-06-13 14:00 | 2030 50% ECP | -239.19 | 0 | -310.63 | 30.85 | No
2030-06-13 15:00 | 2030 50% ECP | 0 | -300 | -510 | 41.56 | No
2030-06-13 16:00 | 2030 50% ECP | 556.74 | -526 | -510 | -20.9 | No
2030-06-13 17:00 | 2030 50% ECP | 700 | -263.96 | -510 | 201.42 | No
2030-06-13 18:00 | 2030 50% ECP | 700 | 0 | -464.12 | 170.81 | No
2030-06-13 19:00 | 2030 50% ECP | 700 | 0 | -310.54 | 94.14 | No
2030-06-13 20:00 | 2030 50% ECP | 700 | 0 | -10.54 | 0 | No
2030-06-13 21:00 | 2030 50% ECP | 700 | 0 | 0 | 228.04 | No
2030-06-13 22:00 | 2030 50% ECP | 700 | 205 | 210 | 228.07 | No
2030-06-13 23:00 | 2030 50% ECP | 700 | 505 | 510 | 442 | No
2030-06-14 | 2030 50% ECP | 700 | 505 | 510 | 442 | No
2030-06-14 01:00 | 2030 50% ECP | 700 | 505 | 510 | 442 | No
2030-06-14 02:00 | 2030 50% ECP | 700 | 372.36 | 510 | 442 | No
2030-06-14 03:00 | 2030 50% ECP | 700 | 505 | 510 | 442 | No
2030-06-14 04:00 | 2030 50% ECP | 700 | 373.56 | 390 | 319.78 | No
2030-06-14 05:00 | 2030 50% ECP | 700 | 88.77 | 90 | 19.78 | No
2030-06-14 06:00 | 2030 50% ECP | 700 | -106.15 | -210 | -280.22 | No
2030-06-14 07:00 | 2030 50% ECP | 700 | -406.15 | -510 | -300 | No
2030-06-14 08:00 | 2030 50% ECP | 547.48 | -526 | -510 | 0 | No
2030-06-14 09:00 | 2030 50% ECP | 0 | -526 | -510 | 102.19 | No
2030-06-14 10:00 | 2030 50% ECP | -346.96 | -526 | -510 | 277.79 | No
2030-06-14 11:00 | 2030 50% ECP | -354.4 | -526 | -510 | 132.65 | No
2030-06-14 12:00 | 2030 50% ECP | 0 | -526 | -510 | 200.84 | No
2030-06-14 13:00 | 2030 50% ECP | -187.12 | -526 | -510 | 218.67 | No
2030-06-14 14:00 | 2030 50% ECP | -416.9 | -526 | -510 | 137.28 | No
2030-06-14 15:00 | 2030 50% ECP | 0 | -526 | -510 | 191.28 | No
2030-06-14 16:00 | 2030 50% ECP | 413.75 | -526 | -510 | 295.32 | No
2030-06-14 17:00 | 2030 50% ECP | 700 | -526 | -510 | 346.63 | No
2030-06-14 18:00 | 2030 50% ECP | 700 | -226 | -510 | 266.93 | No
2030-06-14 19:00 | 2030 50% ECP | 700 | 0 | -510 | 63.11 | No
2030-06-14 20:00 | 2030 50% ECP | 700 | 0 | -254.74 | 165.32 | No
2030-06-14 21:00 | 2030 50% ECP | 700 | 0 | 0 | 419.09 | No
2030-06-14 22:00 | 2030 50% ECP | 700 | 0 | 0 | 379.96 | No
2030-06-14 23:00 | 2030 50% ECP | 700 | 0 | 0 | 350.85 | No
2030-06-15 | 2030 50% ECP | 700 | 0 | 300 | 355.86 | No
2030-06-15 01:00 | 2030 50% ECP | 700 | 73.13 | 391.99 | 180.61 | No
2030-06-15 02:00 | 2030 50% ECP | 700 | 373.13 | 510 | 442 | No
2030-06-15 03:00 | 2030 50% ECP | 700 | 505 | 510 | 442 | No
2030-06-15 04:00 | 2030 50% ECP | 700 | 353.62 | 390 | 442 | No
2030-06-15 05:00 | 2030 50% ECP | 700 | 53.62 | 90 | 344.33 | No
2030-06-15 06:00 | 2030 50% ECP | 700 | -226 | -210 | 376.97 | No
2030-06-15 07:00 | 2030 50% ECP | 670.89 | -526 | -510 | 413.02 | No
2030-06-15 08:00 | 2030 50% ECP | 116.16 | -526 | -510 | 391.29 | No
2030-06-15 09:00 | 2030 50% ECP | -483.84 | -526 | -510 | 372.39 | No
2030-06-15 10:00 | 2030 50% ECP | -700 | -526 | -510 | 442 | No
2030-06-15 11:00 | 2030 50% ECP | -700 | -526 | -510 | 442 | No
2030-06-15 12:00 | 2030 50% ECP | -700 | -526 | -510 | 442 | No
2030-06-15 13:00 | 2030 50% ECP | -700 | -526 | -510 | 442 | No
2030-06-15 14:00 | 2030 50% ECP | -700 | -526 | -510 | 442 | No
2030-06-15 15:00 | 2030 50% ECP | -653.23 | -526 | -510 | 442 | No
2030-06-15 16:00 | 2030 50% ECP | -53.23 | -526 | -510 | 275.38 | No
2030-06-15 17:00 | 2030 50% ECP | 546.77 | -526 | -510 | 442 | No
2030-06-15 18:00 | 2030 50% ECP | 700 | -343.21 | -510 | 442 | No
2030-06-15 19:00 | 2030 50% ECP | 700 | -251.08 | -510 | 442 | No
2030-06-15 20:00 | 2030 50% ECP | 700 | 0 | -349.72 | 442 | No
2030-06-15 21:00 | 2030 50% ECP | 700 | 0 | -49.72 | 442 | No
2030-06-15 22:00 | 2030 50% ECP | 700 | 300 | 250.28 | 442 | No
2030-06-15 23:00 | 2030 50% ECP | 700 | 442.05 | 510 | 442 | No
2030-06-16 | 2030 50% ECP | 700 | 505 | 510 | 442 | No
2030-06-16 01:00 | 2030 50% ECP | 700 | 481.95 | 510 | 442 | No
2030-06-16 02:00 | 2030 50% ECP | 700 | 505 | 510 | 442 | No
2030-06-16 03:00 | 2030 50% ECP | 700 | 286.2 | 510 | 442 | No
2030-06-16 04:00 | 2030 50% ECP | 700 | 477.37 | 510 | 442 | No
2030-06-16 05:00 | 2030 50% ECP | 700 | 505 | 510 | 442 | No
2030-06-16 06:00 | 2030 50% ECP | 700 | 265.15 | 510 | 442 | No
2030-06-16 07:00 | 2030 50% ECP | 600 | 20.52 | 210 | 442 | No
2030-06-16 08:00 | 2030 50% ECP | 0 | -200.19 | -90 | 442 | No
2030-06-16 09:00 | 2030 50% ECP | -600 | -58.11 | -390 | 442 | No
2030-06-16 10:00 | 2030 50% ECP | -700 | -216.21 | -510 | 442 | No
2030-06-16 11:00 | 2030 50% ECP | -700 | -217.41 | -510 | 442 | No
2030-06-16 12:00 | 2030 50% ECP | -700 | -512.22 | -510 | 442 | No
2030-06-16 13:00 | 2030 50% ECP | -700 | -488.78 | -510 | 442 | No
2030-06-16 14:00 | 2030 50% ECP | -700 | -526 | -510 | 442 | No
2030-06-16 15:00 | 2030 50% ECP | -500 | -450.11 | -510 | 442 | No
2030-06-16 16:00 | 2030 50% ECP | 100 | -526 | -510 | 442 | No
2030-06-16 17:00 | 2030 50% ECP | 700 | -452.38 | -510 | 351.21 | No
2030-06-16 18:00 | 2030 50% ECP | 700 | -152.38 | -510 | 310.09 | No
2030-06-16 19:00 | 2030 50% ECP | 700 | 0 | -510 | 310.09 | No
2030-06-16 20:00 | 2030 50% ECP | 700 | 0 | -297.46 | 205.24 | No
2030-06-16 21:00 | 2030 50% ECP | 700 | 0 | -7.08 | 176.86 | No
2030-06-16 22:00 | 2030 50% ECP | 700 | 0 | -86.21 | 175.51 | No
2030-06-16 23:00 | 2030 50% ECP | 700 | 0 | 213.79 | 346.58 | No
2030-06-17 | 2030 50% ECP | 700 | 300 | 510 | 442 | No
2030-06-17 01:00 | 2030 50% ECP | 700 | 505 | 510 | 442 | No
2030-06-17 02:00 | 2030 50% ECP | 700 | 326.95 | 510 | 442 | No
2030-06-17 03:00 | 2030 50% ECP | 700 | 505 | 510 | 442 | No
2030-06-17 04:00 | 2030 50% ECP | 700 | 295.99 | 510 | 442 | No
2030-06-17 05:00 | 2030 50% ECP | 700 | 496.17 | 510 | 442 | No
2030-06-17 06:00 | 2030 50% ECP | 700 | 363.09 | 510 | 442 | No
2030-06-17 07:00 | 2030 50% ECP | 700 | 297.81 | 510 | 442 | No
2030-06-17 08:00 | 2030 50% ECP | 383.16 | 0 | 210 | 442 | No
2030-06-17 09:00 | 2030 50% ECP | 0 | 0 | 0 | 442 | No
2030-06-17 10:00 | 2030 50% ECP | -126.29 | 0 | 0 | 442 | No
2030-06-17 11:00 | 2030 50% ECP | 0 | 0 | 0 | 442 | No
2030-06-17 12:00 | 2030 50% ECP | -530.16 | 0 | 0 | 442 | No
2030-06-17 13:00 | 2030 50% ECP | -700 | 0 | 0 | 442 | No
2030-06-17 14:00 | 2030 50% ECP | -600 | 0 | 0 | 442 | No
2030-06-17 15:00 | 2030 50% ECP | 0 | 0 | -210 | 442 | No
2030-06-17 16:00 | 2030 50% ECP | 600 | -108.49 | -510 | 442 | No
2030-06-17 17:00 | 2030 50% ECP | 700 | 0 | -510 | 442 | No
2030-06-17 18:00 | 2030 50% ECP | 700 | 0 | -510 | 442 | No
2030-06-17 19:00 | 2030 50% ECP | 700 | 0 | -510 | 442 | No
2030-06-17 20:00 | 2030 50% ECP | 700 | 0 | -418.78 | 442 | No
2030-06-17 21:00 | 2030 50% ECP | 700 | 0 | -242.95 | 442 | No
2030-06-17 22:00 | 2030 50% ECP | 700 | 0 | 0 | 422.59 | No
2030-06-17 23:00 | 2030 50% ECP | 700 | 0 | 300 | 336.38 | No
2030-06-18 | 2030 50% ECP | 700 | 262.35 | 510 | 442 | No
2030-06-18 01:00 | 2030 50% ECP | 700 | 505 | 510 | 442 | No
2030-06-18 02:00 | 2030 50% ECP | 700 | 505 | 510 | 442 | No
2030-06-18 03:00 | 2030 50% ECP | 700 | 505 | 510 | 442 | No
2030-06-18 04:00 | 2030 50% ECP | 700 | 300 | 491.39 | 442 | No
2030-06-18 05:00 | 2030 50% ECP | 700 | 0 | 191.39 | 213.36 | No
2030-06-18 06:00 | 2030 50% ECP | 700 | 0 | 0 | 220.05 | No
2030-06-18 07:00 | 2030 50% ECP | 700 | -226 | -210 | 350.03 | No
2030-06-18 08:00 | 2030 50% ECP | 700 | -526 | -510 | 301.75 | No
2030-06-18 09:00 | 2030 50% ECP | 395.73 | -526 | -510 | 301.75 | No
2030-06-18 10:00 | 2030 50% ECP | 0 | -226 | -223.79 | 442 | No
2030-06-18 11:00 | 2030 50% ECP | 600 | -507.38 | -510 | 442 | No
2030-06-18 12:00 | 2030 50% ECP | 14.25 | -207.38 | -210 | 442 | No
2030-06-18 13:00 | 2030 50% ECP | 100 | -226 | -210 | 442 | No
2030-06-18 14:00 | 2030 50% ECP | 700 | -526 | -510 | 279.79 | No
2030-06-18 15:00 | 2030 50% ECP | 700 | -386.12 | -510 | 276.81 | No
2030-06-18 16:00 | 2030 50% ECP | 700 | -86.12 | -210 | 254.88 | No
2030-06-18 17:00 | 2030 50% ECP | 700 | 0 | 0 | 236.84 | No
2030-06-18 18:00 | 2030 50% ECP | 700 | 0 | 0 | 384.16 | No
2030-06-18 19:00 | 2030 50% ECP | 700 | 0 | 0 | 84.16 | No
2030-06-18 20:00 | 2030 50% ECP | 700 | 0 | 0 | 0 | No
2030-06-18 21:00 | 2030 50% ECP | 700 | 0 | 0 | 0 | No
2030-06-18 22:00 | 2030 50% ECP | 700 | 0 | -3.41 | 0 | No
2030-06-18 23:00 | 2030 50% ECP | 700 | 0 | 0 | 0 | No
2030-06-19 | 2030 50% ECP | 700 | 0 | 210 | 123.56 | No
2030-06-19 01:00 | 2030 50% ECP | 700 | 163.8 | 510 | 423.56 | No
2030-06-19 02:00 | 2030 50% ECP | 700 | 429.95 | 510 | 442 | No
2030-06-19 03:00 | 2030 50% ECP | 700 | 505 | 510 | 442 | No
2030-06-19 04:00 | 2030 50% ECP | 700 | 222.34 | 510 | 442 | No
2030-06-19 05:00 | 2030 50% ECP | 700 | 0 | 510 | 442 | No
2030-06-19 06:00 | 2030 50% ECP | 700 | 116.96 | 210 | 442 | No
2030-06-19 07:00 | 2030 50% ECP | 700 | 416.96 | 510 | 442 | No
2030-06-19 08:00 | 2030 50% ECP | 700 | 231.93 | 510 | 442 | No
2030-06-19 09:00 | 2030 50% ECP | 700 | 18.08 | 510 | 442 | No
2030-06-19 10:00 | 2030 50% ECP | 700 | 0 | 413.15 | 442 | No
2030-06-19 11:00 | 2030 50% ECP | 219.98 | 0 | 113.15 | 442 | No
2030-06-19 12:00 | 2030 50% ECP | -81.85 | 0 | 0 | 442 | No
2030-06-19 13:00 | 2030 50% ECP | -681.85 | 0 | 0 | 442 | No
2030-06-19 14:00 | 2030 50% ECP | -600 | 0 | 0 | 442 | No
2030-06-19 15:00 | 2030 50% ECP | 0 | 0 | -79.3 | 442 | No
2030-06-19 16:00 | 2030 50% ECP | 600 | -290.3 | -379.3 | 442 | No
2030-06-19 17:00 | 2030 50% ECP | 700 | 0 | -79.3 | 375.09 | No
2030-06-19 18:00 | 2030 50% ECP | 700 | 209.21 | 220.7 | 442 | No
2030-06-19 19:00 | 2030 50% ECP | 700 | 505 | 510 | 442 | No
2030-06-19 20:00 | 2030 50% ECP | 700 | 505 | 510 | 442 | No
2030-06-19 21:00 | 2030 50% ECP | 700 | 505 | 510 | 442 | No
2030-06-19 22:00 | 2030 50% ECP | 700 | 505 | 510 | 442 | No
2030-06-19 23:00 | 2030 50% ECP | 700 | 505 | 510 | 442 | No
2030-06-20 | 2030 50% ECP | 700 | 505 | 510 | 442 | No
2030-06-20 01:00 | 2030 50% ECP | 700 | 441.06 | 510 | 442 | No
2030-06-20 02:00 | 2030 50% ECP | 700 | 171.12 | 510 | 442 | No
2030-06-20 03:00 | 2030 50% ECP | 700 | 0 | 300 | 442 | No
2030-06-20 04:00 | 2030 50% ECP | 700 | 0 | 0 | 442 | No
2030-06-20 05:00 | 2030 50% ECP | 700 | -251.97 | -300 | 442 | No
2030-06-20 06:00 | 2030 50% ECP | 474.28 | -526 | -510 | 301.91 | No
2030-06-20 07:00 | 2030 50% ECP | -125.72 | -526 | -510 | 332.9 | No
2030-06-20 08:00 | 2030 50% ECP | -700 | -526 | -510 | 396.18 | Yes
2030-06-20 09:00 | 2030 50% ECP | -700 | -526 | -510 | 175.01 | Yes
2030-06-20 10:00 | 2030 50% ECP | -700 | -526 | -510 | -124.99 | Yes
2030-06-20 11:00 | 2030 50% ECP | -700 | -226 | -210 | 175.01 | Yes
2030-06-20 12:00 | 2030 50% ECP | -700 | 74 | 90 | 354.03 | Yes
2030-06-20 13:00 | 2030 50% ECP | -700 | 374 | 390 | 363.75 | Yes
2030-06-20 14:00 | 2030 50% ECP | -700 | 505 | 510 | 95.92 | Yes
2030-06-20 15:00 | 2030 50% ECP | -700 | 505 | 323.35 | 266.46 | Yes
2030-06-20 16:00 | 2030 50% ECP | -700 | 505 | 510 | 357.72 | Yes
2030-06-20 17:00 | 2030 50% ECP | -700 | 505 | 510 | 352.58 | Yes
2030-06-20 18:00 | 2030 50% ECP | -700 | 505 | 510 | 352.54 | Yes
2030-06-20 19:00 | 2030 50% ECP | -700 | 505 | 510 | 247.18 | Yes
2030-06-20 20:00 | 2030 50% ECP | -700 | 505 | 510 | 215.09 | Yes
2030-06-20 21:00 | 2030 50% ECP | -700 | 505 | 510 | 234.09 | Yes
2030-06-20 22:00 | 2030 50% ECP | -700 | 505 | 510 | 162.59 | Yes
2030-06-20 23:00 | 2030 50% ECP | -700 | 505 | 510 | 67.35 | Yes
2030-06-21 | 2030 50% ECP | -650.86 | 505 | 510 | 367.35 | No
2030-06-21 01:00 | 2030 50% ECP | -700 | 505 | 510 | 442 | Yes
2030-06-21 02:00 | 2030 50% ECP | -700 | 505 | 510 | 442 | Yes
2030-06-21 03:00 | 2030 50% ECP | -700 | 505 | 510 | 442 | No
2030-06-21 04:00 | 2030 50% ECP | -700 | 505 | 510 | 442 | Yes
2030-06-21 05:00 | 2030 50% ECP | -700 | 505 | 510 | 442 | Yes
2030-06-21 06:00 | 2030 50% ECP | -700 | 505 | 510 | 442 | Yes
2030-06-21 07:00 | 2030 50% ECP | -700 | 505 | 510 | 442 | Yes
2030-06-21 08:00 | 2030 50% ECP | -700 | 505 | 510 | 442 | Yes
2030-06-21 09:00 | 2030 50% ECP | -700 | 505 | 510 | 442 | Yes
2030-06-21 10:00 | 2030 50% ECP | -700 | 505 | 510 | 442 | Yes
2030-06-21 11:00 | 2030 50% ECP | -700 | 505 | 510 | 442 | Yes
2030-06-21 12:00 | 2030 50% ECP | -700 | 374 | 390 | 442 | Yes
2030-06-21 13:00 | 2030 50% ECP | -700 | 74 | 90 | 442 | Yes
2030-06-21 14:00 | 2030 50% ECP | -700 | -226 | -210 | 301.54 | Yes
2030-06-21 15:00 | 2030 50% ECP | -700 | -526 | -510 | 1.54 | Yes
2030-06-21 16:00 | 2030 50% ECP | -700 | -526 | -510 | 301.54 | Yes
2030-06-21 17:00 | 2030 50% ECP | -700 | -526 | -510 | 91.17 | No
2030-06-21 18:00 | 2030 50% ECP | -100 | -226 | -210 | 391.17 | No
2030-06-21 19:00 | 2030 50% ECP | 500 | 0 | 90 | 442 | No
2030-06-21 20:00 | 2030 50% ECP | 700 | 0 | 390 | 442 | No
2030-06-21 21:00 | 2030 50% ECP | 700 | 187.74 | 510 | 442 | No
2030-06-21 22:00 | 2030 50% ECP | 700 | 487.74 | 510 | 442 | No
2030-06-21 23:00 | 2030 50% ECP | 700 | 505 | 510 | 442 | No
2030-06-22 | 2030 50% ECP | 295.69 | 205 | 210 | 287.42 | No
2030-06-22 01:00 | 2030 50% ECP | 96.1 | 0 | 0 | 238.25 | No
2030-06-22 02:00 | 2030 50% ECP | -100 | 0 | 99.18 | 233.71 | No
2030-06-22 03:00 | 2030 50% ECP | -700 | 300 | 399.18 | 442 | Yes
2030-06-22 04:00 | 2030 50% ECP | -700 | 505 | 510 | 442 | Yes
2030-06-22 05:00 | 2030 50% ECP | -700 | 505 | 510 | 442 | Yes
2030-06-22 06:00 | 2030 50% ECP | -700 | 505 | 510 | 442 | Yes
2030-06-22 07:00 | 2030 50% ECP | -700 | 505 | 510 | 442 | Yes
2030-06-22 08:00 | 2030 50% ECP | -700 | 505 | 510 | 442 | Yes
2030-06-22 09:00 | 2030 50% ECP | -700 | 505 | 510 | 442 | Yes
2030-06-22 10:00 | 2030 50% ECP | -700 | 505 | 510 | 442 | Yes
2030-06-22 11:00 | 2030 50% ECP | -700 | 505 | 510 | 442 | Yes
2030-06-22 12:00 | 2030 50% ECP | -700 | 505 | 510 | 442 | Yes
2030-06-22 13:00 | 2030 50% ECP | -700 | 505 | 510 | 442 | Yes
2030-06-22 14:00 | 2030 50% ECP | -700 | 505 | 510 | 442 | Yes
2030-06-22 15:00 | 2030 50% ECP | -700 | 505 | 510 | 442 | Yes
2030-06-22 16:00 | 2030 50% ECP | -700 | 505 | 510 | 366.26 | Yes
2030-06-22 17:00 | 2030 50% ECP | -700 | 505 | 510 | 323.76 | Yes
2030-06-22 18:00 | 2030 50% ECP | -700 | 505 | 510 | 89.81 | Yes
2030-06-22 19:00 | 2030 50% ECP | -700 | 505 | 510 | 58.65 | Yes
2030-06-22 20:00 | 2030 50% ECP | -700 | 505 | 510 | 142 | No
2030-06-22 21:00 | 2030 50% ECP | -700 | 505 | 510 | 442 | No
2030-06-22 22:00 | 2030 50% ECP | -700 | 505 | 510 | 442 | No
2030-06-22 23:00 | 2030 50% ECP | -700 | 505 | 510 | 442 | No
2030-06-23 | 2030 50% ECP | -100 | 505 | 510 | 442 | No
2030-06-23 01:00 | 2030 50% ECP | 175.34 | 505 | 510 | 442 | No
2030-06-23 02:00 | 2030 50% ECP | 37.37 | 505 | 510 | 442 | No
2030-06-23 03:00 | 2030 50% ECP | 73.01 | 505 | 510 | 442 | No
2030-06-23 04:00 | 2030 50% ECP | 397.28 | 505 | 510 | 442 | No
2030-06-23 05:00 | 2030 50% ECP | 321.17 | 505 | 510 | 442 | No
2030-06-23 06:00 | 2030 50% ECP | 589.99 | 505 | 510 | 442 | No
2030-06-23 07:00 | 2030 50% ECP | 417.05 | 505 | 510 | 442 | No
2030-06-23 08:00 | 2030 50% ECP | 0 | 505 | 510 | 442 | No
2030-06-23 09:00 | 2030 50% ECP | -371.72 | 505 | 510 | 442 | No
2030-06-23 10:00 | 2030 50% ECP | -370.85 | 505 | 510 | 442 | No
2030-06-23 11:00 | 2030 50% ECP | -700 | 505 | 510 | 442 | No
2030-06-23 12:00 | 2030 50% ECP | -700 | 505 | 510 | 442 | No
2030-06-23 13:00 | 2030 50% ECP | -700 | 505 | 510 | 442 | No
2030-06-23 14:00 | 2030 50% ECP | -700 | 505 | 510 | 442 | No
2030-06-23 15:00 | 2030 50% ECP | -700 | 505 | 510 | 442 | No
2030-06-23 16:00 | 2030 50% ECP | -700 | 505 | 510 | 442 | No
2030-06-23 17:00 | 2030 50% ECP | -100 | 505 | 510 | 442 | No
2030-06-23 18:00 | 2030 50% ECP | 500 | 505 | 510 | 442 | No
2030-06-23 19:00 | 2030 50% ECP | 700 | 505 | 510 | 442 | No
2030-06-23 20:00 | 2030 50% ECP | 700 | 505 | 510 | 442 | No
2030-06-23 21:00 | 2030 50% ECP | 700 | 505 | 510 | 442 | No
2030-06-23 22:00 | 2030 50% ECP | 700 | 505 | 510 | 442 | No
2030-06-23 23:00 | 2030 50% ECP | 700 | 505 | 510 | 442 | No
2030-06-24 | 2030 50% ECP | 700 | 357.6 | 510 | 442 | No
2030-06-24 01:00 | 2030 50% ECP | 700 | 235.99 | 510 | 442 | No
2030-06-24 02:00 | 2030 50% ECP | 700 | 155.2 | 510 | 442 | No
2030-06-24 03:00 | 2030 50% ECP | 700 | 139.29 | 510 | 442 | No
2030-06-24 04:00 | 2030 50% ECP | 700 | 125.56 | 510 | 442 | No
2030-06-24 05:00 | 2030 50% ECP | 700 | 0 | 510 | 442 | No
2030-06-24 06:00 | 2030 50% ECP | 700 | 0 | 510 | 442 | No
2030-06-24 07:00 | 2030 50% ECP | 700 | 0 | 510 | 442 | No
2030-06-24 08:00 | 2030 50% ECP | 500 | 8.34 | 210 | 442 | No
2030-06-24 09:00 | 2030 50% ECP | -100 | -15.61 | -90 | 442 | No
2030-06-24 10:00 | 2030 50% ECP | -700 | -315.61 | -390 | 442 | No
2030-06-24 11:00 | 2030 50% ECP | -700 | -468.14 | -510 | 442 | No
2030-06-24 12:00 | 2030 50% ECP | -700 | -418.24 | -510 | 442 | No
2030-06-24 13:00 | 2030 50% ECP | -700 | -421.03 | -510 | 442 | No
2030-06-24 14:00 | 2030 50% ECP | -700 | -185.42 | -510 | 442 | No
2030-06-24 15:00 | 2030 50% ECP | -500 | 0 | -402.19 | 442 | No
2030-06-24 16:00 | 2030 50% ECP | 100 | 0 | -102.19 | 442 | No
2030-06-24 17:00 | 2030 50% ECP | 700 | 0 | 197.21 | 442 | No
2030-06-24 18:00 | 2030 50% ECP | 700 | 205 | 434.08 | 442 | No
2030-06-24 19:00 | 2030 50% ECP | 700 | 505 | 510 | 442 | No
2030-06-24 20:00 | 2030 50% ECP | 700 | 505 | 510 | 442 | No
2030-06-24 21:00 | 2030 50% ECP | 700 | 505 | 510 | 442 | No
2030-06-24 22:00 | 2030 50% ECP | 700 | 505 | 510 | 442 | No
2030-06-24 23:00 | 2030 50% ECP | 700 | 505 | 510 | 442 | No
2030-06-25 | 2030 50% ECP | 700 | 505 | 510 | 442 | No
2030-06-25 01:00 | 2030 50% ECP | 700 | 505 | 510 | 442 | No
2030-06-25 02:00 | 2030 50% ECP | 700 | 505 | 510 | 442 | No
2030-06-25 03:00 | 2030 50% ECP | 700 | 505 | 510 | 442 | No
2030-06-25 04:00 | 2030 50% ECP | 700 | 505 | 510 | 442 | No
2030-06-25 05:00 | 2030 50% ECP | 700 | 473.18 | 510 | 442 | No
2030-06-25 06:00 | 2030 50% ECP | 700 | 300 | 323.4 | 442 | No
2030-06-25 07:00 | 2030 50% ECP | 700 | 0 | 23.4 | 391.42 | No
2030-06-25 08:00 | 2030 50% ECP | 100 | -300 | -276.6 | 442 | No
2030-06-25 09:00 | 2030 50% ECP | -197.09 | -212.46 | -510 | 442 | No
2030-06-25 10:00 | 2030 50% ECP | -700 | 0 | -210 | 442 | No
2030-06-25 11:00 | 2030 50% ECP | -700 | -300 | -510 | 438.1 | No
2030-06-25 12:00 | 2030 50% ECP | -306.08 | -526 | -510 | 138.1 | No
2030-06-25 13:00 | 2030 50% ECP | -631.39 | -526 | -510 | 438.1 | No
2030-06-25 14:00 | 2030 50% ECP | -31.39 | -526 | -510 | 348.09 | No
2030-06-25 15:00 | 2030 50% ECP | 256.67 | -526 | -510 | 194.81 | No
2030-06-25 16:00 | 2030 50% ECP | 700 | -327.28 | -510 | 196.69 | No
2030-06-25 17:00 | 2030 50% ECP | 700 | -27.28 | -210 | 442 | No
2030-06-25 18:00 | 2030 50% ECP | 700 | 0 | -47.87 | 251.52 | No
2030-06-25 19:00 | 2030 50% ECP | 700 | -283.94 | -90 | 142 | No
2030-06-25 20:00 | 2030 50% ECP | 700 | 0 | 210 | 442 | No
2030-06-25 21:00 | 2030 50% ECP | 700 | 0 | 510 | 442 | No
2030-06-25 22:00 | 2030 50% ECP | 700 | 0 | 510 | 442 | No
2030-06-25 23:00 | 2030 50% ECP | 700 | 296.88 | 510 | 442 | No
2030-06-26 | 2030 50% ECP | 700 | 129.05 | 510 | 442 | No
2030-06-26 01:00 | 2030 50% ECP | 700 | 329.95 | 510 | 442 | No
2030-06-26 02:00 | 2030 50% ECP | 700 | 505 | 510 | 442 | No
2030-06-26 03:00 | 2030 50% ECP | 700 | 505 | 510 | 442 | No
2030-06-26 04:00 | 2030 50% ECP | 700 | 449.38 | 510 | 442 | No
2030-06-26 05:00 | 2030 50% ECP | 700 | 227.29 | 457.3 | 442 | No
2030-06-26 06:00 | 2030 50% ECP | 700 | 0 | 157.3 | 442 | No
2030-06-26 07:00 | 2030 50% ECP | 700 | -191.01 | -142.7 | 397.3 | No
2030-06-26 08:00 | 2030 50% ECP | 100 | 0 | -23.15 | 442 | No
2030-06-26 09:00 | 2030 50% ECP | -500 | -300 | -323.15 | 442 | No
2030-06-26 10:00 | 2030 50% ECP | -700 | -95 | -90 | 442 | No
2030-06-26 11:00 | 2030 50% ECP | -700 | 205 | 210 | 442 | No
2030-06-26 12:00 | 2030 50% ECP | -700 | 505 | 510 | 442 | No
2030-06-26 13:00 | 2030 50% ECP | -700 | 505 | 510 | 442 | No
2030-06-26 14:00 | 2030 50% ECP | -700 | 505 | 510 | 442 | No
2030-06-26 15:00 | 2030 50% ECP | -312.17 | 205 | 300.37 | 442 | No
2030-06-26 16:00 | 2030 50% ECP | 152.46 | 205 | 210 | 371.42 | No
2030-06-26 17:00 | 2030 50% ECP | 260.58 | 505 | 510 | 442 | No
2030-06-26 18:00 | 2030 50% ECP | 700 | 319.65 | 510 | 442 | No
2030-06-26 19:00 | 2030 50% ECP | 700 | 505 | 510 | 442 | No
2030-06-26 20:00 | 2030 50% ECP | 700 | 205 | 510 | 442 | No
2030-06-26 21:00 | 2030 50% ECP | 700 | 505 | 510 | 442 | No
2030-06-26 22:00 | 2030 50% ECP | 700 | 505 | 510 | 442 | No
2030-06-26 23:00 | 2030 50% ECP | 700 | 505 | 510 | 442 | No
2030-06-27 | 2030 50% ECP | 700 | 505 | 510 | 442 | No
2030-06-27 01:00 | 2030 50% ECP | 700 | 505 | 510 | 442 | No
2030-06-27 02:00 | 2030 50% ECP | 700 | 505 | 510 | 442 | No
2030-06-27 03:00 | 2030 50% ECP | 700 | 505 | 510 | 442 | No
2030-06-27 04:00 | 2030 50% ECP | 700 | 505 | 510 | 442 | No
2030-06-27 05:00 | 2030 50% ECP | 700 | 505 | 510 | 442 | No
2030-06-27 06:00 | 2030 50% ECP | 700 | 367.45 | 510 | 442 | No
2030-06-27 07:00 | 2030 50% ECP | 700 | 437.02 | 510 | 442 | No
2030-06-27 08:00 | 2030 50% ECP | 700 | 367.09 | 510 | 442 | No
2030-06-27 09:00 | 2030 50% ECP | 307.32 | 67.09 | 210 | 442 | No
2030-06-27 10:00 | 2030 50% ECP | -160.78 | 0 | 0 | 442 | No
2030-06-27 11:00 | 2030 50% ECP | -140.71 | 0 | 0 | 442 | No
2030-06-27 12:00 | 2030 50% ECP | -700 | 300 | 300 | 442 | No
2030-06-27 13:00 | 2030 50% ECP | -700 | 505 | 510 | 442 | Yes
2030-06-27 14:00 | 2030 50% ECP | -700 | 505 | 510 | 442 | Yes
2030-06-27 15:00 | 2030 50% ECP | -700 | 484.89 | 390 | 442 | Yes
2030-06-27 16:00 | 2030 50% ECP | -700 | 184.89 | 90 | 442 | Yes
2030-06-27 17:00 | 2030 50% ECP | -700 | -115.11 | -210 | 391.94 | No
2030-06-27 18:00 | 2030 50% ECP | -700 | -415.11 | -510 | 91.94 | No
2030-06-27 19:00 | 2030 50% ECP | -700 | -526 | -510 | -208.06 | No
2030-06-27 20:00 | 2030 50% ECP | -700 | -226 | -239.56 | -158 | No
2030-06-27 21:00 | 2030 50% ECP | -700 | 74 | 60.44 | 142 | No
2030-06-27 22:00 | 2030 50% ECP | -700 | 374 | 360.44 | 442 | Yes
2030-06-27 23:00 | 2030 50% ECP | -700 | 505 | 510 | 442 | Yes
2030-06-28 | 2030 50% ECP | -700 | 505 | 510 | 442 | Yes
2030-06-28 01:00 | 2030 50% ECP | -700 | 505 | 510 | 442 | Yes
2030-06-28 02:00 | 2030 50% ECP | -700 | 505 | 510 | 442 | Yes
2030-06-28 03:00 | 2030 50% ECP | -700 | 505 | 510 | 442 | Yes
2030-06-28 04:00 | 2030 50% ECP | -700 | 505 | 510 | 201.02 | Yes
2030-06-28 05:00 | 2030 50% ECP | -700 | 505 | 510 | 168.91 | Yes
2030-06-28 06:00 | 2030 50% ECP | -700 | 505 | 510 | 258.1 | Yes
2030-06-28 07:00 | 2030 50% ECP | -700 | 505 | 510 | 442 | Yes
2030-06-28 08:00 | 2030 50% ECP | -700 | 505 | 510 | 442 | Yes
2030-06-28 09:00 | 2030 50% ECP | -700 | 505 | 510 | 442 | Yes
2030-06-28 10:00 | 2030 50% ECP | -700 | 505 | 510 | 442 | Yes
2030-06-28 11:00 | 2030 50% ECP | -700 | 505 | 510 | 442 | Yes
2030-06-28 12:00 | 2030 50% ECP | -700 | 505 | 510 | 442 | Yes
2030-06-28 13:00 | 2030 50% ECP | -700 | 505 | 510 | 442 | Yes
2030-06-28 14:00 | 2030 50% ECP | -700 | 505 | 510 | 427.7 | Yes
2030-06-28 15:00 | 2030 50% ECP | -700 | 505 | 510 | 352.24 | Yes
2030-06-28 16:00 | 2030 50% ECP | -700 | 505 | 510 | 398.34 | Yes
2030-06-28 17:00 | 2030 50% ECP | -700 | 505 | 510 | 424 | Yes
2030-06-28 18:00 | 2030 50% ECP | -700 | 505 | 510 | 442 | Yes
2030-06-28 19:00 | 2030 50% ECP | -700 | 505 | 510 | 433.47 | Yes
2030-06-28 20:00 | 2030 50% ECP | -700 | 505 | 510 | 442 | Yes
2030-06-28 21:00 | 2030 50% ECP | -700 | 505 | 510 | 442 | Yes
2030-06-28 22:00 | 2030 50% ECP | -700 | 505 | 510 | 442 | Yes
2030-06-28 23:00 | 2030 50% ECP | -700 | 505 | 510 | 442 | Yes
2030-06-29 | 2030 50% ECP | -700 | 505 | 510 | 442 | Yes
2030-06-29 01:00 | 2030 50% ECP | -700 | 505 | 510 | 442 | Yes
2030-06-29 02:00 | 2030 50% ECP | -700 | 505 | 510 | 442 | Yes
2030-06-29 03:00 | 2030 50% ECP | -700 | 505 | 510 | 442 | Yes
2030-06-29 04:00 | 2030 50% ECP | -700 | 505 | 510 | 442 | Yes
2030-06-29 05:00 | 2030 50% ECP | -700 | 505 | 510 | 442 | Yes
2030-06-29 06:00 | 2030 50% ECP | -700 | 505 | 510 | 442 | Yes
2030-06-29 07:00 | 2030 50% ECP | -700 | 505 | 510 | 442 | Yes
2030-06-29 08:00 | 2030 50% ECP | -700 | 505 | 510 | 442 | Yes
2030-06-29 09:00 | 2030 50% ECP | -700 | 505 | 510 | 442 | Yes
2030-06-29 10:00 | 2030 50% ECP | -700 | 505 | 510 | 442 | Yes
2030-06-29 11:00 | 2030 50% ECP | -700 | 505 | 510 | 442 | Yes
2030-06-29 12:00 | 2030 50% ECP | -700 | 505 | 510 | 442 | Yes
2030-06-29 13:00 | 2030 50% ECP | -700 | 505 | 510 | 442 | Yes
2030-06-29 14:00 | 2030 50% ECP | -700 | 505 | 510 | 442 | Yes
2030-06-29 15:00 | 2030 50% ECP | -700 | 505 | 510 | 442 | Yes
2030-06-29 16:00 | 2030 50% ECP | -700 | 505 | 510 | 442 | Yes
2030-06-29 17:00 | 2030 50% ECP | -700 | 505 | 510 | 442 | Yes
2030-06-29 18:00 | 2030 50% ECP | -700 | 505 | 510 | 442 | No
2030-06-29 19:00 | 2030 50% ECP | -100 | 505 | 510 | 442 | No
2030-06-29 20:00 | 2030 50% ECP | 0 | 505 | 510 | 442 | No
2030-06-29 21:00 | 2030 50% ECP | 295.58 | 505 | 510 | 442 | No
2030-06-29 22:00 | 2030 50% ECP | 508.25 | 505 | 510 | 442 | No
2030-06-29 23:00 | 2030 50% ECP | 368.4 | 505 | 510 | 442 | No
2030-06-30 | 2030 50% ECP | 700 | 315.62 | 510 | 442 | No
2030-06-30 01:00 | 2030 50% ECP | 700 | 480.99 | 510 | 442 | No
2030-06-30 02:00 | 2030 50% ECP | 700 | 432.81 | 510 | 442 | No
2030-06-30 03:00 | 2030 50% ECP | 700 | 448.83 | 510 | 442 | No
2030-06-30 04:00 | 2030 50% ECP | 700 | 274.37 | 510 | 442 | No
2030-06-30 05:00 | 2030 50% ECP | 700 | 314.15 | 510 | 442 | No
2030-06-30 06:00 | 2030 50% ECP | 700 | 138.87 | 510 | 442 | No
2030-06-30 07:00 | 2030 50% ECP | 700 | 0 | 457.59 | 442 | No
2030-06-30 08:00 | 2030 50% ECP | 700 | 0.78 | 510 | 442 | No
2030-06-30 09:00 | 2030 50% ECP | 700 | 0 | 210 | 442 | No
2030-06-30 10:00 | 2030 50% ECP | 700 | 0 | 0 | 442 | No
2030-06-30 11:00 | 2030 50% ECP | 700 | 0 | 0 | 442 | No
2030-06-30 12:00 | 2030 50% ECP | 310.25 | 0 | 0 | 442 | No
2030-06-30 13:00 | 2030 50% ECP | 310.25 | 0 | 0 | 442 | No
2030-06-30 14:00 | 2030 50% ECP | 648.7 | 0 | 0 | 442 | No
2030-06-30 15:00 | 2030 50% ECP | 648.7 | 0 | 42.56 | 442 | No
2030-06-30 16:00 | 2030 50% ECP | 700 | 0 | 342.56 | 442 | No
2030-06-30 17:00 | 2030 50% ECP | 700 | 300 | 485.88 | 442 | No
2030-06-30 18:00 | 2030 50% ECP | 700 | 0 | 185.88 | 442 | No
2030-06-30 19:00 | 2030 50% ECP | 700 | -94.82 | -90 | 442 | No
2030-06-30 20:00 | 2030 50% ECP | 700 | 205 | 210 | 442 | No
2030-06-30 21:00 | 2030 50% ECP | 700 | 505 | 510 | 442 | No
2030-06-30 22:00 | 2030 50% ECP | 700 | 505 | 510 | 442 | No
2030-06-30 23:00 | 2030 50% ECP | 700 | 505 | 510 | 442 | No
2030-07-01 | 2030 50% ECP | 700 | 205 | 459.96 | 365.37 | No
2030-07-01 01:00 | 2030 50% ECP | 700 | 0 | 510 | 442 | No
2030-07-01 02:00 | 2030 50% ECP | 700 | 0 | 508.62 | 437.08 | No
2030-07-01 03:00 | 2030 50% ECP | 700 | 0 | 223.72 | 442 | No
2030-07-01 04:00 | 2030 50% ECP | 700 | 0 | 510 | 400.38 | No
2030-07-01 05:00 | 2030 50% ECP | 700 | 0 | 510 | 439.38 | No
2030-07-01 06:00 | 2030 50% ECP | 700 | 0 | 382.51 | 420.13 | No
2030-07-01 07:00 | 2030 50% ECP | 700 | 300 | 510 | 442 | No
2030-07-01 08:00 | 2030 50% ECP | 700 | 505 | 510 | 442 | No
2030-07-01 09:00 | 2030 50% ECP | 700 | 505 | 510 | 442 | No
2030-07-01 10:00 | 2030 50% ECP | 700 | 505 | 510 | 442 | No
2030-07-01 11:00 | 2030 50% ECP | 700 | 252.96 | 510 | 442 | No
2030-07-01 12:00 | 2030 50% ECP | 700 | 0 | 210 | 420.1 | No
2030-07-01 13:00 | 2030 50% ECP | 700 | 0 | 0 | 383.51 | No
2030-07-01 14:00 | 2030 50% ECP | 700 | 0 | 0 | 366.66 | No
2030-07-01 15:00 | 2030 50% ECP | 700 | -136.68 | -210 | 381.25 | No
2030-07-01 16:00 | 2030 50% ECP | 700 | -436.68 | -510 | 182.15 | No
2030-07-01 17:00 | 2030 50% ECP | 700 | -233.14 | -510 | 307.82 | No
2030-07-01 18:00 | 2030 50% ECP | 700 | 0 | -510 | 175.85 | No
2030-07-01 19:00 | 2030 50% ECP | 700 | 0 | -510 | 319.69 | No
2030-07-01 20:00 | 2030 50% ECP | 700 | 0 | -234.48 | 102.18 | No
2030-07-01 21:00 | 2030 50% ECP | 700 | 0 | 65.52 | 142 | No
2030-07-01 22:00 | 2030 50% ECP | 700 | 300 | 365.52 | 442 | No
2030-07-01 23:00 | 2030 50% ECP | 700 | 0 | 504.29 | 369.67 | No
2030-07-02 | 2030 50% ECP | 700 | 1.87 | 510 | 442 | No
2030-07-02 01:00 | 2030 50% ECP | 700 | 0 | 510 | 442 | No
2030-07-02 02:00 | 2030 50% ECP | 700 | 0 | 510 | 442 | No
2030-07-02 03:00 | 2030 50% ECP | 700 | 0 | 510 | 442 | No
2030-07-02 04:00 | 2030 50% ECP | 700 | 0 | 510 | 442 | No
2030-07-02 05:00 | 2030 50% ECP | 700 | 2.52 | 510 | 442 | No
2030-07-02 06:00 | 2030 50% ECP | 700 | 227.77 | 210 | 442 | No
2030-07-02 07:00 | 2030 50% ECP | 700 | -47.59 | -90 | 442 | No
2030-07-02 08:00 | 2030 50% ECP | 190.84 | 0 | 0 | 442 | No
2030-07-02 09:00 | 2030 50% ECP | -409.16 | 0 | 0 | 442 | No
2030-07-02 10:00 | 2030 50% ECP | -700 | 0 | 0 | 442 | No
2030-07-02 11:00 | 2030 50% ECP | -700 | 0 | 0 | 442 | No
2030-07-02 12:00 | 2030 50% ECP | -700 | 0 | -210 | 442 | No
2030-07-02 13:00 | 2030 50% ECP | -699.24 | -300 | -510 | 442 | No
2030-07-02 14:00 | 2030 50% ECP | -396.12 | -526 | -510 | 442 | No
2030-07-02 15:00 | 2030 50% ECP | 0 | -526 | -510 | 442 | No
2030-07-02 16:00 | 2030 50% ECP | 294.46 | -526 | -510 | 321.37 | No
2030-07-02 17:00 | 2030 50% ECP | 700 | -226 | -510 | 415.53 | No
2030-07-02 18:00 | 2030 50% ECP | 700 | 0 | -510 | 419.24 | No
2030-07-02 19:00 | 2030 50% ECP | 700 | 0 | -339.79 | 317.64 | No
2030-07-02 20:00 | 2030 50% ECP | 700 | 0 | -39.79 | 380.7 | No
2030-07-02 21:00 | 2030 50% ECP | 700 | 164.86 | 210 | 346.69 | No
2030-07-02 22:00 | 2030 50% ECP | 700 | 464.86 | 510 | 442 | No
2030-07-02 23:00 | 2030 50% ECP | 515.88 | 164.86 | 210 | 442 | No
2030-07-03 | 2030 50% ECP | -84.12 | 0 | 263.95 | 326.31 | No
2030-07-03 01:00 | 2030 50% ECP | -684.12 | 0 | 94.44 | 26.31 | No
2030-07-03 02:00 | 2030 50% ECP | -700 | 300 | 394.44 | 326.31 | Yes
2030-07-03 03:00 | 2030 50% ECP | -700 | 505 | 510 | 442 | Yes
2030-07-03 04:00 | 2030 50% ECP | -700 | 505 | 510 | 442 | Yes
2030-07-03 05:00 | 2030 50% ECP | -700 | 505 | 510 | 442 | Yes
2030-07-03 06:00 | 2030 50% ECP | -700 | 505 | 510 | 442 | Yes
2030-07-03 07:00 | 2030 50% ECP | -700 | 505 | 510 | 442 | Yes
2030-07-03 08:00 | 2030 50% ECP | -700 | 505 | 510 | 442 | Yes
2030-07-03 09:00 | 2030 50% ECP | -700 | 505 | 510 | 442 | Yes
2030-07-03 10:00 | 2030 50% ECP | -700 | 505 | 510 | 442 | Yes
2030-07-03 11:00 | 2030 50% ECP | -700 | 505 | 510 | 442 | Yes
2030-07-03 12:00 | 2030 50% ECP | -342.19 | 505 | 510 | 442 | No
2030-07-03 13:00 | 2030 50% ECP | 257.81 | 505 | 510 | 442 | No
2030-07-03 14:00 | 2030 50% ECP | 272.33 | 505 | 510 | 442 | No
2030-07-03 15:00 | 2030 50% ECP | 491 | 505 | 510 | 442 | No
2030-07-03 16:00 | 2030 50% ECP | 571.51 | 505 | 510 | 442 | No
2030-07-03 17:00 | 2030 50% ECP | 445.75 | 505 | 510 | 442 | No
2030-07-03 18:00 | 2030 50% ECP | 700 | 205 | 510 | 442 | No
2030-07-03 19:00 | 2030 50% ECP | 700 | 205 | 510 | 442 | No
2030-07-03 20:00 | 2030 50% ECP | 700 | 408.56 | 510 | 442 | No
2030-07-03 21:00 | 2030 50% ECP | 700 | 505 | 510 | 442 | No
2030-07-03 22:00 | 2030 50% ECP | 700 | 505 | 510 | 442 | No
2030-07-03 23:00 | 2030 50% ECP | 700 | 505 | 510 | 442 | No
2030-07-04 | 2030 50% ECP | 700 | 413.44 | 510 | 442 | No
2030-07-04 01:00 | 2030 50% ECP | 700 | 478.52 | 510 | 442 | No
2030-07-04 02:00 | 2030 50% ECP | 700 | 245.02 | 510 | 442 | No
2030-07-04 03:00 | 2030 50% ECP | 700 | 502.18 | 510 | 442 | No
2030-07-04 04:00 | 2030 50% ECP | 700 | 268.89 | 510 | 442 | No
2030-07-04 05:00 | 2030 50% ECP | 700 | 39.87 | 510 | 442 | No
2030-07-04 06:00 | 2030 50% ECP | 700 | 184.97 | 510 | 442 | No
2030-07-04 07:00 | 2030 50% ECP | 700 | 157.31 | 510 | 442 | No
2030-07-04 08:00 | 2030 50% ECP | 700 | 367.39 | 510 | 442 | No
2030-07-04 09:00 | 2030 50% ECP | 700 | 113.5 | 510 | 442 | No
2030-07-04 10:00 | 2030 50% ECP | 700 | 233.25 | 510 | 442 | No
2030-07-04 11:00 | 2030 50% ECP | 417.76 | 0 | 210 | 442 | No
2030-07-04 12:00 | 2030 50% ECP | -182.24 | 0 | -57.33 | 442 | No
2030-07-04 13:00 | 2030 50% ECP | -396.08 | 0 | 0 | 442 | No
2030-07-04 14:00 | 2030 50% ECP | -700 | 0 | -247.03 | 442 | No
2030-07-04 15:00 | 2030 50% ECP | -690.04 | 0 | 0 | 442 | No
2030-07-04 16:00 | 2030 50% ECP | -497.48 | 0 | 0 | 442 | No
2030-07-04 17:00 | 2030 50% ECP | -633.26 | 300 | 279.71 | 442 | No
2030-07-04 18:00 | 2030 50% ECP | -700 | 0 | -20.29 | 296.76 | No
2030-07-04 19:00 | 2030 50% ECP | -700 | 0 | 106.75 | -3.24 | Yes
2030-07-04 20:00 | 2030 50% ECP | -700 | 300 | 406.75 | 273.32 | Yes
2030-07-04 21:00 | 2030 50% ECP | -700 | 505 | 510 | 389.21 | Yes
2030-07-04 22:00 | 2030 50% ECP | -700 | 505 | 510 | 423.93 | Yes
2030-07-04 23:00 | 2030 50% ECP | -700 | 505 | 510 | 280.48 | Yes
2030-07-05 | 2030 50% ECP | -700 | 505 | 510 | 68.63 | Yes
2030-07-05 01:00 | 2030 50% ECP | -700 | 505 | 510 | 86.02 | Yes
2030-07-05 02:00 | 2030 50% ECP | -700 | 505 | 510 | 0.68 | Yes
2030-07-05 03:00 | 2030 50% ECP | -700 | 505 | 510 | 230.21 | Yes
2030-07-05 04:00 | 2030 50% ECP | -700 | 505 | 510 | 442 | Yes
2030-07-05 05:00 | 2030 50% ECP | -700 | 505 | 510 | 279.65 | Yes
2030-07-05 06:00 | 2030 50% ECP | -700 | 505 | 510 | 442 | Yes
2030-07-05 07:00 | 2030 50% ECP | -700 | 505 | 510 | 442 | Yes
2030-07-05 08:00 | 2030 50% ECP | -700 | 505 | 510 | 442 | Yes
2030-07-05 09:00 | 2030 50% ECP | -100 | 505 | 510 | 442 | Yes
2030-07-05 10:00 | 2030 50% ECP | 147.18 | 205 | 210 | 142 | Yes
2030-07-05 11:00 | 2030 50% ECP | 687.4 | -95 | -90 | -158 | Yes
2030-07-05 12:00 | 2030 50% ECP | 87.4 | -21 | 0 | -40.91 | Yes
2030-07-05 13:00 | 2030 50% ECP | 0 | 279 | 0 | -93.69 | Yes
2030-07-05 14:00 | 2030 50% ECP | 0 | 82.16 | -90 | 87.12 | Yes
2030-07-05 15:00 | 2030 50% ECP | -600 | 382.16 | 210 | 165.64 | Yes
2030-07-05 16:00 | 2030 50% ECP | -700 | 457.3 | 510 | 0 | Yes
2030-07-05 17:00 | 2030 50% ECP | -700 | 505 | 510 | 277.92 | Yes
2030-07-05 18:00 | 2030 50% ECP | -700 | 505 | 510 | 219.48 | Yes
2030-07-05 19:00 | 2030 50% ECP | -700 | 505 | 510 | 287.43 | Yes
2030-07-05 20:00 | 2030 50% ECP | -700 | 505 | 510 | 442 | Yes
2030-07-05 21:00 | 2030 50% ECP | -700 | 505 | 510 | 442 | Yes
2030-07-05 22:00 | 2030 50% ECP | -700 | 505 | 510 | 375.5 | Yes
2030-07-05 23:00 | 2030 50% ECP | -700 | 505 | 510 | 442 | Yes
2030-07-06 | 2030 50% ECP | -700 | 505 | 510 | 442 | Yes
2030-07-06 01:00 | 2030 50% ECP | -700 | 505 | 510 | 442 | Yes
2030-07-06 02:00 | 2030 50% ECP | -700 | 505 | 510 | 182.1 | Yes
2030-07-06 03:00 | 2030 50% ECP | -700 | 505 | 510 | 241.74 | Yes
2030-07-06 04:00 | 2030 50% ECP | -700 | 505 | 510 | 323.8 | Yes
2030-07-06 05:00 | 2030 50% ECP | -700 | 505 | 510 | 442 | Yes
2030-07-06 06:00 | 2030 50% ECP | -700 | 505 | 510 | 293.23 | Yes
2030-07-06 07:00 | 2030 50% ECP | -700 | 505 | 510 | 442 | Yes
2030-07-06 08:00 | 2030 50% ECP | -700 | 374 | 390 | 425.76 | Yes
2030-07-06 09:00 | 2030 50% ECP | -700 | 74 | 90 | 125.76 | Yes
2030-07-06 10:00 | 2030 50% ECP | -700 | -226 | -210 | -174.24 | Yes
2030-07-06 11:00 | 2030 50% ECP | -700 | -526 | -510 | -474.24 | Yes
2030-07-06 12:00 | 2030 50% ECP | -700 | -526 | -510 | -221.19 | Yes
2030-07-06 13:00 | 2030 50% ECP | -700 | -526 | -510 | -224.62 | Yes
2030-07-06 14:00 | 2030 50% ECP | -700 | -526 | -510 | -225.85 | Yes
2030-07-06 15:00 | 2030 50% ECP | -699.8 | -226 | -437.32 | 0 | No
2030-07-06 16:00 | 2030 50% ECP | -99.8 | -226 | -210 | 152.56 | No
2030-07-06 17:00 | 2030 50% ECP | 429.23 | -526 | -510 | 252.84 | No
2030-07-06 18:00 | 2030 50% ECP | 700 | -507.44 | -510 | 7.74 | No
2030-07-06 19:00 | 2030 50% ECP | 700 | -207.44 | -361.04 | 253.41 | No
2030-07-06 20:00 | 2030 50% ECP | 700 | 0 | -211.76 | 271.58 | No
2030-07-06 21:00 | 2030 50% ECP | 700 | 0 | 0 | 271.58 | No
2030-07-06 22:00 | 2030 50% ECP | 700 | 0 | -211.75 | 79.3 | No
2030-07-06 23:00 | 2030 50% ECP | 700 | 0 | 88.25 | 334.63 | No
2030-07-07 | 2030 50% ECP | 700 | 0.64 | 388.25 | 442 | No
2030-07-07 01:00 | 2030 50% ECP | 700 | 0 | 510 | 377.48 | No
2030-07-07 02:00 | 2030 50% ECP | 700 | 0 | 510 | 383.02 | No
2030-07-07 03:00 | 2030 50% ECP | 700 | 300 | 510 | 442 | No
2030-07-07 04:00 | 2030 50% ECP | 700 | 459.29 | 510 | 442 | No
2030-07-07 05:00 | 2030 50% ECP | 700 | 159.29 | 510 | 442 | No
2030-07-07 06:00 | 2030 50% ECP | 700 | 0 | 510 | 243.92 | No
2030-07-07 07:00 | 2030 50% ECP | 700 | 0 | 273.76 | 241.14 | No
2030-07-07 08:00 | 2030 50% ECP | 100 | 0 | -26.24 | 286.88 | No
2030-07-07 09:00 | 2030 50% ECP | -214.75 | 0 | 0 | 442 | No
2030-07-07 10:00 | 2030 50% ECP | -700 | 0 | 0 | 442 | No
2030-07-07 11:00 | 2030 50% ECP | -474.08 | 0 | 0 | 442 | No
2030-07-07 12:00 | 2030 50% ECP | -205.72 | 0 | 0 | 442 | No
2030-07-07 13:00 | 2030 50% ECP | 0 | 300 | 300 | 442 | No
2030-07-07 14:00 | 2030 50% ECP | 0 | 0 | 270.51 | 442 | No
2030-07-07 15:00 | 2030 50% ECP | 238.96 | 0 | 0 | 442 | No
2030-07-07 16:00 | 2030 50% ECP | 245.49 | 0 | 210 | 442 | No
2030-07-07 17:00 | 2030 50% ECP | 700 | 133.72 | 510 | 442 | No
2030-07-07 18:00 | 2030 50% ECP | 700 | 388.76 | 510 | 442 | No
2030-07-07 19:00 | 2030 50% ECP | 700 | 505 | 510 | 442 | No
2030-07-07 20:00 | 2030 50% ECP | 700 | 505 | 510 | 442 | No
2030-07-07 21:00 | 2030 50% ECP | 700 | 505 | 510 | 442 | No
2030-07-07 22:00 | 2030 50% ECP | 700 | 505 | 510 | 442 | No
2030-07-07 23:00 | 2030 50% ECP | 700 | 505 | 510 | 442 | No
2030-07-08 | 2030 50% ECP | 700 | 231.42 | 510 | 442 | No
2030-07-08 01:00 | 2030 50% ECP | 700 | 142.53 | 510 | 442 | No
2030-07-08 02:00 | 2030 50% ECP | 700 | 11.9 | 510 | 442 | No
2030-07-08 03:00 | 2030 50% ECP | 700 | 297.53 | 510 | 442 | No
2030-07-08 04:00 | 2030 50% ECP | 700 | 320.32 | 510 | 442 | No
2030-07-08 05:00 | 2030 50% ECP | 700 | 180.28 | 510 | 442 | No
2030-07-08 06:00 | 2030 50% ECP | 700 | 24.38 | 510 | 442 | No
2030-07-08 07:00 | 2030 50% ECP | 700 | 0 | 210 | 442 | No
2030-07-08 08:00 | 2030 50% ECP | 319.11 | 0 | 0 | 442 | No
2030-07-08 09:00 | 2030 50% ECP | 200.3 | -226 | -210 | 442 | No
2030-07-08 10:00 | 2030 50% ECP | 662.02 | -526 | -510 | 326.42 | No
2030-07-08 11:00 | 2030 50% ECP | 700 | -526 | -510 | 354.97 | No
2030-07-08 12:00 | 2030 50% ECP | 471.29 | -526 | -510 | 386.81 | No
2030-07-08 13:00 | 2030 50% ECP | 129.65 | -526 | -510 | 367.09 | No
2030-07-08 14:00 | 2030 50% ECP | 532.9 | -526 | -510 | 392.84 | No
2030-07-08 15:00 | 2030 50% ECP | 580.66 | -526 | -510 | 416.78 | No
2030-07-08 16:00 | 2030 50% ECP | 700 | -374.28 | -510 | 442 | No
2030-07-08 17:00 | 2030 50% ECP | 700 | -74.28 | -210 | 442 | No
2030-07-08 18:00 | 2030 50% ECP | 700 | 225.72 | 90 | 442 | No
2030-07-08 19:00 | 2030 50% ECP | 700 | -74.28 | -210 | 442 | No
2030-07-08 20:00 | 2030 50% ECP | 700 | 209.83 | 90 | 442 | No
2030-07-08 21:00 | 2030 50% ECP | 700 | 283.79 | 390 | 442 | No
2030-07-08 22:00 | 2030 50% ECP | 700 | 0 | 510 | 425.24 | No
2030-07-08 23:00 | 2030 50% ECP | 700 | 282.42 | 510 | 442 | No
2030-07-09 | 2030 50% ECP | 700 | 505 | 510 | 442 | No
2030-07-09 01:00 | 2030 50% ECP | 700 | 283.98 | 510 | 442 | No
2030-07-09 02:00 | 2030 50% ECP | 700 | 405.45 | 510 | 442 | No
2030-07-09 03:00 | 2030 50% ECP | 700 | 385.24 | 510 | 442 | No
2030-07-09 04:00 | 2030 50% ECP | 700 | 292.55 | 510 | 442 | No
2030-07-09 05:00 | 2030 50% ECP | 700 | 170.04 | 510 | 442 | No
2030-07-09 06:00 | 2030 50% ECP | 700 | 106.98 | 510 | 442 | No
2030-07-09 07:00 | 2030 50% ECP | 600 | 61.27 | 300 | 442 | No
2030-07-09 08:00 | 2030 50% ECP | 0 | 0 | 0 | 442 | No
2030-07-09 09:00 | 2030 50% ECP | -307.78 | 0 | 0 | 384.13 | No
2030-07-09 10:00 | 2030 50% ECP | -669.54 | 0 | 0 | 160.22 | No
2030-07-09 11:00 | 2030 50% ECP | -669.54 | 0 | 0 | 0 | No
2030-07-09 12:00 | 2030 50% ECP | -700 | 0 | 95.97 | 0 | No
2030-07-09 13:00 | 2030 50% ECP | -700 | 0 | 0 | 0 | No
2030-07-09 14:00 | 2030 50% ECP | -700 | 0 | 0 | 0 | No
2030-07-09 15:00 | 2030 50% ECP | -700 | 0 | 0 | 0 | No
2030-07-09 16:00 | 2030 50% ECP | -500 | 0 | 0 | 0 | No
2030-07-09 17:00 | 2030 50% ECP | 100 | 0 | 0 | 0 | No
2030-07-09 18:00 | 2030 50% ECP | 700 | -226 | -210 | 291.57 | No
2030-07-09 19:00 | 2030 50% ECP | 700 | -526 | -510 | 257.16 | No
2030-07-09 20:00 | 2030 50% ECP | 700 | -300 | -507.34 | 75.04 | No
2030-07-09 21:00 | 2030 50% ECP | 700 | 0 | -207.34 | 142 | No
2030-07-09 22:00 | 2030 50% ECP | 700 | 300 | 92.66 | 442 | No
2030-07-09 23:00 | 2030 50% ECP | 700 | 417.57 | 392.66 | 442 | No
2030-07-10 | 2030 50% ECP | 700 | 117.57 | 371.95 | 322.55 | No
2030-07-10 01:00 | 2030 50% ECP | 700 | 79.42 | 510 | 442 | No
2030-07-10 02:00 | 2030 50% ECP | 700 | 198.49 | 510 | 442 | No
2030-07-10 03:00 | 2030 50% ECP | 700 | 498.49 | 510 | 442 | No
2030-07-10 04:00 | 2030 50% ECP | 700 | 505 | 510 | 442 | No
2030-07-10 05:00 | 2030 50% ECP | 700 | 458.27 | 510 | 442 | No
2030-07-10 06:00 | 2030 50% ECP | 700 | 269.57 | 373.64 | 442 | No
2030-07-10 07:00 | 2030 50% ECP | 100 | 0 | 73.64 | 442 | No
2030-07-10 08:00 | 2030 50% ECP | -500 | -300 | -226.36 | 336.13 | No
2030-07-10 09:00 | 2030 50% ECP | -700 | -526 | -510 | 442 | No
2030-07-10 10:00 | 2030 50% ECP | -700 | -526 | -510 | 142 | No
2030-07-10 11:00 | 2030 50% ECP | -700 | -526 | -510 | -158 | No
2030-07-10 12:00 | 2030 50% ECP | -700 | -526 | -510 | -42.87 | No
2030-07-10 13:00 | 2030 50% ECP | -700 | -526 | -510 | -133.09 | Yes
2030-07-10 14:00 | 2030 50% ECP | -700 | -526 | -510 | -350.37 | No
2030-07-10 15:00 | 2030 50% ECP | -700 | -526 | -510 | -393.73 | No
2030-07-10 16:00 | 2030 50% ECP | -100 | -242.89 | -390.71 | -300 | No
2030-07-10 17:00 | 2030 50% ECP | 500 | 0 | -90.71 | 0 | No
2030-07-10 18:00 | 2030 50% ECP | 700 | 0 | -262.99 | 0 | No
2030-07-10 19:00 | 2030 50% ECP | 700 | 0 | 0 | 97.34 | No
2030-07-10 20:00 | 2030 50% ECP | 700 | 0 | 0 | 40.64 | No
2030-07-10 21:00 | 2030 50% ECP | 700 | 205 | 210 | 340.64 | No
2030-07-10 22:00 | 2030 50% ECP | 700 | 505 | 510 | 442 | No
2030-07-10 23:00 | 2030 50% ECP | 700 | 505 | 510 | 442 | No
2030-07-11 | 2030 50% ECP | 700 | 505 | 510 | 442 | No
2030-07-11 01:00 | 2030 50% ECP | 700 | 505 | 510 | 442 | No
2030-07-11 02:00 | 2030 50% ECP | 700 | 505 | 510 | 442 | No
2030-07-11 03:00 | 2030 50% ECP | 700 | 505 | 510 | 442 | No
2030-07-11 04:00 | 2030 50% ECP | 700 | 505 | 510 | 442 | No
2030-07-11 05:00 | 2030 50% ECP | 700 | 505 | 435.59 | 442 | No
2030-07-11 06:00 | 2030 50% ECP | 700 | 205 | 135.59 | 442 | No
2030-07-11 07:00 | 2030 50% ECP | 700 | -95 | -164.41 | 442 | No
2030-07-11 08:00 | 2030 50% ECP | 100 | -269.56 | -464.41 | 442 | No
2030-07-11 09:00 | 2030 50% ECP | -500 | -494.25 | -510 | 442 | No
2030-07-11 10:00 | 2030 50% ECP | -700 | -526 | -510 | 442 | No
2030-07-11 11:00 | 2030 50% ECP | -700 | -526 | -510 | 442 | No
2030-07-11 12:00 | 2030 50% ECP | -700 | -526 | -510 | 442 | No
2030-07-11 13:00 | 2030 50% ECP | -700 | -526 | -510 | 442 | No
2030-07-11 14:00 | 2030 50% ECP | -700 | -432.28 | -510 | 442 | No
2030-07-11 15:00 | 2030 50% ECP | -600 | -132.28 | -510 | 442 | No
2030-07-11 16:00 | 2030 50% ECP | 0 | 0 | -338.35 | 442 | No
2030-07-11 17:00 | 2030 50% ECP | 600 | 0 | -345.74 | 442 | No
2030-07-11 18:00 | 2030 50% ECP | 700 | 0 | -195.85 | 442 | No
2030-07-11 19:00 | 2030 50% ECP | 700 | 0 | 0 | 442 | No
2030-07-11 20:00 | 2030 50% ECP | 700 | 0 | 0 | 442 | No
2030-07-11 21:00 | 2030 50% ECP | 700 | 205 | 210 | 442 | No
2030-07-11 22:00 | 2030 50% ECP | 700 | 505 | 510 | 442 | No
2030-07-11 23:00 | 2030 50% ECP | 700 | 505 | 510 | 442 | No
2030-07-12 | 2030 50% ECP | 700 | 505 | 510 | 442 | No
2030-07-12 01:00 | 2030 50% ECP | 700 | 505 | 510 | 442 | No
2030-07-12 02:00 | 2030 50% ECP | 700 | 232.67 | 510 | 442 | No
2030-07-12 03:00 | 2030 50% ECP | 700 | 447.53 | 510 | 442 | No
2030-07-12 04:00 | 2030 50% ECP | 700 | 179.86 | 510 | 442 | No
2030-07-12 05:00 | 2030 50% ECP | 700 | 179.86 | 510 | 442 | No
2030-07-12 06:00 | 2030 50% ECP | 700 | 208.1 | 210 | 442 | No
2030-07-12 07:00 | 2030 50% ECP | 100 | -61.62 | -90 | 404.78 | No
2030-07-12 08:00 | 2030 50% ECP | -500 | -361.62 | -390 | 306.81 | No
2030-07-12 09:00 | 2030 50% ECP | -700 | -526 | -510 | 221.55 | No
2030-07-12 10:00 | 2030 50% ECP | -700 | -526 | -510 | 63.67 | No
2030-07-12 11:00 | 2030 50% ECP | -700 | -526 | -510 | -1.73 | No
2030-07-12 12:00 | 2030 50% ECP | -700 | -526 | -510 | 53.19 | No
2030-07-12 13:00 | 2030 50% ECP | -700 | -526 | -510 | -154.84 | No
2030-07-12 14:00 | 2030 50% ECP | -700 | -526 | -510 | -107.45 | No
2030-07-12 15:00 | 2030 50% ECP | -490.66 | -226 | -210.63 | 0 | No
2030-07-12 16:00 | 2030 50% ECP | 109.34 | 0 | 0 | 0 | No
2030-07-12 17:00 | 2030 50% ECP | 700 | 0 | 244.6 | 67.86 | No
2030-07-12 18:00 | 2030 50% ECP | 700 | 0 | 244.6 | 271.4 | No
2030-07-12 19:00 | 2030 50% ECP | 700 | 0 | 510 | 316.88 | No
2030-07-12 20:00 | 2030 50% ECP | 700 | 0 | 510 | 177.01 | No
2030-07-12 21:00 | 2030 50% ECP | 700 | 0 | 510 | 251.25 | No
2030-07-12 22:00 | 2030 50% ECP | 700 | 205 | 510 | 245.46 | No
2030-07-12 23:00 | 2030 50% ECP | 642.68 | 505 | 510 | 442 | No
2030-07-13 | 2030 50% ECP | 700 | 505 | 510 | 442 | No
2030-07-13 01:00 | 2030 50% ECP | 568.9 | 505 | 510 | 442 | No
2030-07-13 02:00 | 2030 50% ECP | 131 | 505 | 510 | 442 | No
2030-07-13 03:00 | 2030 50% ECP | 700 | 505 | 510 | 442 | No
2030-07-13 04:00 | 2030 50% ECP | 633.13 | 505 | 510 | 442 | No
2030-07-13 05:00 | 2030 50% ECP | 700 | 505 | 510 | 442 | No
2030-07-13 06:00 | 2030 50% ECP | 700 | 426.12 | 510 | 442 | No
2030-07-13 07:00 | 2030 50% ECP | 700 | 126.12 | 489.1 | 286.46 | No
2030-07-13 08:00 | 2030 50% ECP | 615.95 | 0 | 189.1 | 0 | No
2030-07-13 09:00 | 2030 50% ECP | 15.95 | 0 | 0 | 0 | No
2030-07-13 10:00 | 2030 50% ECP | -117.37 | 0 | 0 | 176.64 | No
2030-07-13 11:00 | 2030 50% ECP | -329.59 | 0 | 0 | 123.76 | No
2030-07-13 12:00 | 2030 50% ECP | -133.01 | 0 | 0 | 0 | No
2030-07-13 13:00 | 2030 50% ECP | -133.01 | 0 | 0 | 0 | No
2030-07-13 14:00 | 2030 50% ECP | -87.44 | 0 | 0 | 0 | No
2030-07-13 15:00 | 2030 50% ECP | 0 | 0 | 0 | 94.47 | No
2030-07-13 16:00 | 2030 50% ECP | 600 | -226 | -300 | -53.43 | No
2030-07-13 17:00 | 2030 50% ECP | 700 | -526 | -510 | -316.56 | No
2030-07-13 18:00 | 2030 50% ECP | 700 | -526 | -510 | -18.88 | No
2030-07-13 19:00 | 2030 50% ECP | 700 | -300 | -510 | -36.32 | No
2030-07-13 20:00 | 2030 50% ECP | 700 | 0 | -210 | 142 | No
2030-07-13 21:00 | 2030 50% ECP | 700 | 300 | 90 | 442 | No
2030-07-13 22:00 | 2030 50% ECP | 700 | 281.87 | 390 | 442 | No
2030-07-13 23:00 | 2030 50% ECP | 700 | 332.1 | 510 | 442 | No
2030-07-14 | 2030 50% ECP | 700 | 151.73 | 510 | 442 | No
2030-07-14 01:00 | 2030 50% ECP | 700 | 151.73 | 510 | 442 | No
2030-07-14 02:00 | 2030 50% ECP | 700 | 313.15 | 510 | 442 | No
2030-07-14 03:00 | 2030 50% ECP | 700 | 505 | 510 | 442 | No
2030-07-14 04:00 | 2030 50% ECP | 700 | 430.34 | 510 | 442 | No
2030-07-14 05:00 | 2030 50% ECP | 700 | 312.45 | 510 | 442 | No
2030-07-14 06:00 | 2030 50% ECP | 700 | 12.45 | 510 | 442 | No
2030-07-14 07:00 | 2030 50% ECP | 500 | 0 | 255.07 | 246.66 | No
2030-07-14 08:00 | 2030 50% ECP | -100 | 0 | -44.93 | -11.57 | No
2030-07-14 09:00 | 2030 50% ECP | -700 | 0 | -344.93 | 0 | No
2030-07-14 10:00 | 2030 50% ECP | -700 | 0 | -169.18 | 292.19 | No
2030-07-14 11:00 | 2030 50% ECP | -496.75 | 0 | 0 | 346.46 | No
2030-07-14 12:00 | 2030 50% ECP | -404.35 | 0 | 0 | 442 | No
2030-07-14 13:00 | 2030 50% ECP | -78.51 | 0 | 0 | 142 | No
2030-07-14 14:00 | 2030 50% ECP | -316.77 | 0 | 0 | 186.22 | No
2030-07-14 15:00 | 2030 50% ECP | -700 | 0 | -20.1 | 248.02 | No
2030-07-14 16:00 | 2030 50% ECP | -190.55 | 0 | -107.7 | 245.26 | No
2030-07-14 17:00 | 2030 50% ECP | 409.45 | 0 | 192.3 | 369.01 | No
2030-07-14 18:00 | 2030 50% ECP | 700 | 0 | 492.3 | 284.17 | No
2030-07-14 19:00 | 2030 50% ECP | 700 | 203.24 | 510 | 442 | No
2030-07-14 20:00 | 2030 50% ECP | 700 | 379 | 510 | 442 | No
2030-07-14 21:00 | 2030 50% ECP | 700 | 104.57 | 510 | 442 | No
2030-07-14 22:00 | 2030 50% ECP | 700 | 0 | 510 | 304.38 | No
2030-07-14 23:00 | 2030 50% ECP | 700 | 0 | 226.34 | 139.2 | No
2030-07-15 | 2030 50% ECP | 700 | 0 | 510 | 180.31 | No
2030-07-15 01:00 | 2030 50% ECP | 700 | 0 | 321.67 | 233.02 | No
2030-07-15 02:00 | 2030 50% ECP | 700 | 0 | 114.29 | 133.16 | No
2030-07-15 03:00 | 2030 50% ECP | 654.36 | 0 | 0 | 126.44 | No
2030-07-15 04:00 | 2030 50% ECP | 688.04 | 0 | 0 | 3.74 | No
2030-07-15 05:00 | 2030 50% ECP | 700 | 0 | 0 | 178.44 | No
2030-07-15 06:00 | 2030 50% ECP | 657.72 | 0 | 0 | 11.24 | No
2030-07-15 07:00 | 2030 50% ECP | 317.62 | 0 | 0 | 124.61 | No
2030-07-15 08:00 | 2030 50% ECP | -282.38 | 0 | -210 | 33.79 | No
2030-07-15 09:00 | 2030 50% ECP | -700 | -290.92 | -510 | -45.25 | No
2030-07-15 10:00 | 2030 50% ECP | -700 | -526 | -510 | -165.87 | No
2030-07-15 11:00 | 2030 50% ECP | -700 | -526 | -510 | -92.92 | No
2030-07-15 12:00 | 2030 50% ECP | -700 | -526 | -510 | -128.92 | No
2030-07-15 13:00 | 2030 50% ECP | -700 | -526 | -510 | -316.05 | No
2030-07-15 14:00 | 2030 50% ECP | -700 | -526 | -510 | -147.22 | No
2030-07-15 15:00 | 2030 50% ECP | -700 | -526 | -510 | 102.87 | No
2030-07-15 16:00 | 2030 50% ECP | -700 | -526 | -510 | -7.79 | No
2030-07-15 17:00 | 2030 50% ECP | -100 | -226 | -210 | 292.21 | No
2030-07-15 18:00 | 2030 50% ECP | 500 | 0 | 90 | 442 | No
2030-07-15 19:00 | 2030 50% ECP | 700 | 0 | 390 | 442 | No
2030-07-15 20:00 | 2030 50% ECP | 700 | 0 | 510 | 442 | No
2030-07-15 21:00 | 2030 50% ECP | 700 | 119.92 | 510 | 442 | No
2030-07-15 22:00 | 2030 50% ECP | 700 | 419.92 | 510 | 442 | No
2030-07-15 23:00 | 2030 50% ECP | 700 | 505 | 510 | 442 | No
2030-07-16 | 2030 50% ECP | 700 | 505 | 510 | 442 | No
2030-07-16 01:00 | 2030 50% ECP | 700 | 252.08 | 510 | 442 | No
2030-07-16 02:00 | 2030 50% ECP | 700 | 175.88 | 510 | 442 | No
2030-07-16 03:00 | 2030 50% ECP | 700 | 475.88 | 510 | 442 | No
2030-07-16 04:00 | 2030 50% ECP | 700 | 505 | 510 | 442 | No
2030-07-16 05:00 | 2030 50% ECP | 700 | 427.39 | 510 | 442 | No
2030-07-16 06:00 | 2030 50% ECP | 700 | 300 | 333.94 | 442 | No
2030-07-16 07:00 | 2030 50% ECP | 700 | 0 | 33.94 | 249.55 | No
2030-07-16 08:00 | 2030 50% ECP | 700 | -300 | -266.06 | 158.92 | No
2030-07-16 09:00 | 2030 50% ECP | 231.3 | 0 | -16.59 | 442 | No
2030-07-16 10:00 | 2030 50% ECP | -304.86 | 0 | -188.56 | 442 | No
2030-07-16 11:00 | 2030 50% ECP | -700 | -226 | -488.56 | 442 | No
2030-07-16 12:00 | 2030 50% ECP | -700 | -526 | -510 | 196.82 | No
2030-07-16 13:00 | 2030 50% ECP | -700 | -526 | -510 | 67.12 | No
2030-07-16 14:00 | 2030 50% ECP | -700 | -526 | -510 | 219.21 | No
2030-07-16 15:00 | 2030 50% ECP | -700 | -526 | -510 | 0 | No
2030-07-16 16:00 | 2030 50% ECP | -523.78 | -526 | -510 | 148.83 | No
2030-07-16 17:00 | 2030 50% ECP | 76.22 | -226 | -493.65 | 324.74 | No
2030-07-16 18:00 | 2030 50% ECP | 676.22 | -145.92 | -210 | 267.25 | No
2030-07-16 19:00 | 2030 50% ECP | 700 | -445.92 | -510 | -32.75 | No
2030-07-16 20:00 | 2030 50% ECP | 700 | -145.92 | -210 | 111.22 | No
2030-07-16 21:00 | 2030 50% ECP | 700 | 154.08 | 90 | 411.22 | No
2030-07-16 22:00 | 2030 50% ECP | 700 | 454.08 | 390 | 442 | No
2030-07-16 23:00 | 2030 50% ECP | 700 | 336.68 | 510 | 442 | No
2030-07-17 | 2030 50% ECP | 700 | 505 | 510 | 442 | No
2030-07-17 01:00 | 2030 50% ECP | 700 | 221.14 | 510 | 442 | No
2030-07-17 02:00 | 2030 50% ECP | 700 | 505 | 510 | 442 | No
2030-07-17 03:00 | 2030 50% ECP | 700 | 312.39 | 510 | 442 | No
2030-07-17 04:00 | 2030 50% ECP | 700 | 239.24 | 510 | 442 | No
2030-07-17 05:00 | 2030 50% ECP | 700 | 17.36 | 510 | 442 | No
2030-07-17 06:00 | 2030 50% ECP | 700 | 181.15 | 510 | 442 | No
2030-07-17 07:00 | 2030 50% ECP | 600 | 181.15 | 300 | 442 | No
2030-07-17 08:00 | 2030 50% ECP | 0 | 0 | 0 | 442 | No
2030-07-17 09:00 | 2030 50% ECP | -254.87 | 0 | 0 | 442 | No
2030-07-17 10:00 | 2030 50% ECP | -647.47 | 0 | 0 | 442 | No
2030-07-17 11:00 | 2030 50% ECP | -700 | 0 | 0 | 442 | No
2030-07-17 12:00 | 2030 50% ECP | -590.34 | 0 | 0 | 442 | No
2030-07-17 13:00 | 2030 50% ECP | -203.54 | 0 | 0 | 442 | No
2030-07-17 14:00 | 2030 50% ECP | 0 | 0 | 0 | 442 | No
2030-07-17 15:00 | 2030 50% ECP | -36.71 | 0 | 0 | 442 | No
2030-07-17 16:00 | 2030 50% ECP | 380.65 | 0 | 210 | 442 | No
2030-07-17 17:00 | 2030 50% ECP | 700 | 264.92 | 510 | 442 | No
2030-07-17 18:00 | 2030 50% ECP | 700 | 463.42 | 510 | 442 | No
2030-07-17 19:00 | 2030 50% ECP | 700 | 505 | 510 | 442 | No
2030-07-17 20:00 | 2030 50% ECP | 700 | 505 | 510 | 442 | No
2030-07-17 21:00 | 2030 50% ECP | 700 | 505 | 510 | 442 | No
2030-07-17 22:00 | 2030 50% ECP | 700 | 505 | 510 | 442 | No
2030-07-17 23:00 | 2030 50% ECP | 700 | 505 | 510 | 442 | No
2030-07-18 | 2030 50% ECP | 700 | 505 | 510 | 442 | No
2030-07-18 01:00 | 2030 50% ECP | 700 | 505 | 510 | 442 | No
2030-07-18 02:00 | 2030 50% ECP | 700 | 505 | 510 | 442 | No
2030-07-18 03:00 | 2030 50% ECP | 700 | 505 | 510 | 442 | No
2030-07-18 04:00 | 2030 50% ECP | 700 | 505 | 510 | 442 | No
2030-07-18 05:00 | 2030 50% ECP | 700 | 505 | 510 | 442 | Yes
2030-07-18 06:00 | 2030 50% ECP | 700 | 457.72 | 510 | 442 | No
2030-07-18 07:00 | 2030 50% ECP | 700 | 157.72 | 210 | 348.3 | No
2030-07-18 08:00 | 2030 50% ECP | 700 | -139.16 | -90 | 120.62 | No
2030-07-18 09:00 | 2030 50% ECP | 443.84 | 0 | -390 | 117.21 | No
2030-07-18 10:00 | 2030 50% ECP | -156.16 | -113.02 | -510 | 417.21 | No
2030-07-18 11:00 | 2030 50% ECP | -700 | -413.02 | -510 | 305.17 | No
2030-07-18 12:00 | 2030 50% ECP | -700 | -526 | -510 | 67.76 | No
2030-07-18 13:00 | 2030 50% ECP | -700 | -526 | -510 | 254.1 | No
2030-07-18 14:00 | 2030 50% ECP | -700 | -526 | -510 | 244.8 | No
2030-07-18 15:00 | 2030 50% ECP | -693.57 | -231 | -510 | 124.24 | No
2030-07-18 16:00 | 2030 50% ECP | -93.57 | 0 | -510 | 339.83 | No
2030-07-18 17:00 | 2030 50% ECP | 506.43 | 0 | -210 | 272.22 | No
2030-07-18 18:00 | 2030 50% ECP | 700 | 0 | -416.9 | 206.87 | No
2030-07-18 19:00 | 2030 50% ECP | 700 | 0 | -416.9 | 316.61 | No
2030-07-18 20:00 | 2030 50% ECP | 700 | 0 | -311.04 | 318.3 | No
2030-07-18 21:00 | 2030 50% ECP | 700 | 0 | -11.04 | 138.77 | No
2030-07-18 22:00 | 2030 50% ECP | 700 | 78.79 | 210 | 385.38 | No
2030-07-18 23:00 | 2030 50% ECP | 700 | 378.79 | 510 | 442 | No
2030-07-19 | 2030 50% ECP | 700 | 505 | 510 | 442 | No
2030-07-19 01:00 | 2030 50% ECP | 700 | 318.38 | 510 | 442 | No
2030-07-19 02:00 | 2030 50% ECP | 700 | 443.37 | 510 | 442 | No
2030-07-19 03:00 | 2030 50% ECP | 700 | 364.71 | 510 | 442 | No
2030-07-19 04:00 | 2030 50% ECP | 700 | 258.51 | 510 | 442 | No
2030-07-19 05:00 | 2030 50% ECP | 700 | 203.05 | 510 | 442 | No
2030-07-19 06:00 | 2030 50% ECP | 700 | 249.5 | 300 | 442 | No
2030-07-19 07:00 | 2030 50% ECP | 348.66 | 0 | 0 | 384.82 | No
2030-07-19 08:00 | 2030 50% ECP | -251.34 | -300 | -300 | 84.82 | No
2030-07-19 09:00 | 2030 50% ECP | -700 | -526 | -510 | 44.81 | No
2030-07-19 10:00 | 2030 50% ECP | -700 | -526 | -510 | 332.83 | No
2030-07-19 11:00 | 2030 50% ECP | -700 | -526 | -510 | 32.83 | No
2030-07-19 12:00 | 2030 50% ECP | -700 | -526 | -510 | 7.36 | No
2030-07-19 13:00 | 2030 50% ECP | -700 | -526 | -510 | -171.89 | No
2030-07-19 14:00 | 2030 50% ECP | -700 | -526 | -510 | -154.87 | No
2030-07-19 15:00 | 2030 50% ECP | -700 | -526 | -510 | -111.86 | No
2030-07-19 16:00 | 2030 50% ECP | -274.37 | -300 | -510 | -34.68 | No
2030-07-19 17:00 | 2030 50% ECP | 325.63 | 0 | -210 | 206.67 | No
2030-07-19 18:00 | 2030 50% ECP | 700 | 0 | -389.42 | 0 | No
2030-07-19 19:00 | 2030 50% ECP | 700 | 0 | -510 | 230.4 | No
2030-07-19 20:00 | 2030 50% ECP | 700 | 0 | -328.01 | 230.4 | No
2030-07-19 21:00 | 2030 50% ECP | 700 | 0 | -28.01 | 306.92 | No
2030-07-19 22:00 | 2030 50% ECP | 700 | 0 | -23.35 | 387.75 | No
2030-07-19 23:00 | 2030 50% ECP | 700 | 0 | 276.65 | 380.11 | No
2030-07-20 | 2030 50% ECP | 700 | 0 | 510 | 345.83 | No
2030-07-20 01:00 | 2030 50% ECP | 700 | 300 | 510 | 442 | No
2030-07-20 02:00 | 2030 50% ECP | 700 | 300 | 510 | 442 | No
2030-07-20 03:00 | 2030 50% ECP | 700 | 0 | 510 | 442 | No
2030-07-20 04:00 | 2030 50% ECP | 700 | 300 | 510 | 442 | No
2030-07-20 05:00 | 2030 50% ECP | 700 | 110.03 | 273.62 | 442 | No
2030-07-20 06:00 | 2030 50% ECP | 700 | 0 | -26.38 | 296.5 | No
2030-07-20 07:00 | 2030 50% ECP | 539.67 | -300 | -326.38 | 243.25 | No
2030-07-20 08:00 | 2030 50% ECP | -60.33 | -526 | -510 | 376.86 | No
2030-07-20 09:00 | 2030 50% ECP | -660.33 | -526 | -510 | 249.88 | No
2030-07-20 10:00 | 2030 50% ECP | -700 | -526 | -510 | 158.94 | No
2030-07-20 11:00 | 2030 50% ECP | -700 | -526 | -510 | 59.39 | No
2030-07-20 12:00 | 2030 50% ECP | -700 | -526 | -510 | 153.8 | No
2030-07-20 13:00 | 2030 50% ECP | -700 | -526 | -510 | 240.95 | No
2030-07-20 14:00 | 2030 50% ECP | -700 | -526 | -510 | 76.77 | No
2030-07-20 15:00 | 2030 50% ECP | -320.75 | -526 | -510 | 292.21 | No
2030-07-20 16:00 | 2030 50% ECP | 279.25 | -526 | -510 | 203.09 | No
2030-07-20 17:00 | 2030 50% ECP | 645.43 | -526 | -510 | 231.02 | No
2030-07-20 18:00 | 2030 50% ECP | 700 | -226 | -320.13 | 231.02 | No
2030-07-20 19:00 | 2030 50% ECP | 700 | 0 | -20.13 | 333.59 | No
2030-07-20 20:00 | 2030 50% ECP | 700 | 0 | 0 | 333.59 | No
2030-07-20 21:00 | 2030 50% ECP | 700 | 0 | 0 | 353.44 | No
2030-07-20 22:00 | 2030 50% ECP | 700 | 0 | 0 | 288.73 | No
2030-07-20 23:00 | 2030 50% ECP | 700 | 51.46 | 300 | 442 | No
2030-07-21 | 2030 50% ECP | 700 | 310.89 | 510 | 442 | No
2030-07-21 01:00 | 2030 50% ECP | 700 | 360.27 | 510 | 442 | No
2030-07-21 02:00 | 2030 50% ECP | 700 | 300.71 | 510 | 442 | No
2030-07-21 03:00 | 2030 50% ECP | 700 | 303.91 | 510 | 442 | No
2030-07-21 04:00 | 2030 50% ECP | 700 | 449.51 | 510 | 442 | No
2030-07-21 05:00 | 2030 50% ECP | 700 | 370.24 | 510 | 442 | No
2030-07-21 06:00 | 2030 50% ECP | 700 | 82.01 | 300 | 442 | No
2030-07-21 07:00 | 2030 50% ECP | 241.92 | 0 | 0 | 442 | No
2030-07-21 08:00 | 2030 50% ECP | -358.08 | -300 | -300 | 439.35 | No
2030-07-21 09:00 | 2030 50% ECP | -700 | -526 | -510 | 442 | No
2030-07-21 10:00 | 2030 50% ECP | -700 | -526 | -510 | 442 | No
2030-07-21 11:00 | 2030 50% ECP | -700 | -526 | -510 | 442 | No
2030-07-21 12:00 | 2030 50% ECP | -700 | -526 | -510 | 434 | No
2030-07-21 13:00 | 2030 50% ECP | -700 | -526 | -510 | 442 | No
2030-07-21 14:00 | 2030 50% ECP | -700 | -526 | -510 | 442 | No
2030-07-21 15:00 | 2030 50% ECP | -500 | -526 | -510 | 343.22 | No
2030-07-21 16:00 | 2030 50% ECP | 100 | -259 | -510 | 427.81 | No
2030-07-21 17:00 | 2030 50% ECP | 700 | -526 | -510 | 330.43 | No
2030-07-21 18:00 | 2030 50% ECP | 700 | -481.69 | -510 | 269.34 | No
2030-07-21 19:00 | 2030 50% ECP | 700 | -181.69 | -210 | 422.78 | No
2030-07-21 20:00 | 2030 50% ECP | 700 | 118.31 | 90 | 422.78 | No
2030-07-21 21:00 | 2030 50% ECP | 700 | 418.31 | 390 | 442 | No
2030-07-21 22:00 | 2030 50% ECP | 700 | 505 | 510 | 442 | No
2030-07-21 23:00 | 2030 50% ECP | 700 | 242.78 | 510 | 442 | No
2030-07-22 | 2030 50% ECP | 700 | 118.86 | 510 | 442 | No
2030-07-22 01:00 | 2030 50% ECP | 700 | 165.59 | 510 | 442 | No
2030-07-22 02:00 | 2030 50% ECP | 700 | 0 | 510 | 360.15 | No
2030-07-22 03:00 | 2030 50% ECP | 700 | 0 | 510 | 382.79 | No
2030-07-22 04:00 | 2030 50% ECP | 700 | 0 | 510 | 322.74 | No
2030-07-22 05:00 | 2030 50% ECP | 700 | 0 | 510 | 22.74 | No
2030-07-22 06:00 | 2030 50% ECP | 700 | 0 | 510 | 0 | No
2030-07-22 07:00 | 2030 50% ECP | 700 | 0 | 367.15 | 237.28 | No
2030-07-22 08:00 | 2030 50% ECP | 700 | 0 | 67.15 | 7.62 | No
2030-07-22 09:00 | 2030 50% ECP | 169.16 | 0 | 0 | 307.62 | No
2030-07-22 10:00 | 2030 50% ECP | -430.84 | 0 | -198.29 | 442 | No
2030-07-22 11:00 | 2030 50% ECP | -700 | 0 | -114.9 | 442 | No
2030-07-22 12:00 | 2030 50% ECP | -700 | 0 | -388.75 | 442 | No
2030-07-22 13:00 | 2030 50% ECP | -700 | 0 | -169.5 | 442 | No
2030-07-22 14:00 | 2030 50% ECP | -678.01 | 0 | 0 | 411.81 | No
2030-07-22 15:00 | 2030 50% ECP | -371.74 | 0 | 0 | 442 | No
2030-07-22 16:00 | 2030 50% ECP | 196.4 | 0 | 210 | 442 | No
2030-07-22 17:00 | 2030 50% ECP | 700 | 243.71 | 510 | 442 | No
2030-07-22 18:00 | 2030 50% ECP | 700 | 180.96 | 495.37 | 442 | No
2030-07-22 19:00 | 2030 50% ECP | 700 | 480.96 | 510 | 442 | No
2030-07-22 20:00 | 2030 50% ECP | 700 | 505 | 510 | 442 | No
2030-07-22 21:00 | 2030 50% ECP | 700 | 360.89 | 510 | 442 | No
2030-07-22 22:00 | 2030 50% ECP | 700 | 505 | 510 | 442 | No
2030-07-22 23:00 | 2030 50% ECP | 700 | 505 | 510 | 442 | No
2030-07-23 | 2030 50% ECP | 700 | 505 | 510 | 442 | No
2030-07-23 01:00 | 2030 50% ECP | 700 | 468.99 | 510 | 442 | No
2030-07-23 02:00 | 2030 50% ECP | 700 | 505 | 510 | 442 | No
2030-07-23 03:00 | 2030 50% ECP | 700 | 505 | 510 | 442 | No
2030-07-23 04:00 | 2030 50% ECP | 700 | 505 | 510 | 442 | No
2030-07-23 05:00 | 2030 50% ECP | 700 | 505 | 510 | 442 | No
2030-07-23 06:00 | 2030 50% ECP | 700 | 505 | 510 | 442 | No
2030-07-23 07:00 | 2030 50% ECP | 700 | 505 | 510 | 442 | No
2030-07-23 08:00 | 2030 50% ECP | 700 | 505 | 510 | 442 | No
2030-07-23 09:00 | 2030 50% ECP | 700 | 205 | 445.47 | 442 | No
2030-07-23 10:00 | 2030 50% ECP | 700 | 0 | 145.47 | 442 | No
2030-07-23 11:00 | 2030 50% ECP | 100 | 0 | 0 | 442 | No
2030-07-23 12:00 | 2030 50% ECP | 249.18 | 0 | 0 | 442 | No
2030-07-23 13:00 | 2030 50% ECP | 147.77 | 0 | 0 | 442 | No
2030-07-23 14:00 | 2030 50% ECP | 452.76 | 0 | 0 | 442 | No
2030-07-23 15:00 | 2030 50% ECP | 700 | -300 | -300 | 442 | No
2030-07-23 16:00 | 2030 50% ECP | 700 | -526 | -510 | 442 | No
2030-07-23 17:00 | 2030 50% ECP | 700 | -242.28 | -300 | 442 | No
2030-07-23 18:00 | 2030 50% ECP | 700 | 0 | 0 | 442 | No
2030-07-23 19:00 | 2030 50% ECP | 700 | 0 | 235.17 | 442 | No
2030-07-23 20:00 | 2030 50% ECP | 700 | 0 | 510 | 442 | No
2030-07-23 21:00 | 2030 50% ECP | 700 | 0 | 510 | 442 | No
2030-07-23 22:00 | 2030 50% ECP | 700 | 0 | 510 | 442 | No
2030-07-23 23:00 | 2030 50% ECP | 700 | 0 | 510 | 442 | No
2030-07-24 | 2030 50% ECP | 700 | 300 | 510 | 442 | No
2030-07-24 01:00 | 2030 50% ECP | 700 | 505 | 510 | 442 | No
2030-07-24 02:00 | 2030 50% ECP | 700 | 505 | 510 | 442 | No
2030-07-24 03:00 | 2030 50% ECP | 700 | 505 | 510 | 442 | No
2030-07-24 04:00 | 2030 50% ECP | 700 | 340.29 | 510 | 442 | No
2030-07-24 05:00 | 2030 50% ECP | 700 | 40.29 | 210 | 252.98 | No
2030-07-24 06:00 | 2030 50% ECP | 700 | 0 | -62.56 | 252.98 | No
2030-07-24 07:00 | 2030 50% ECP | 700 | -290.18 | -362.56 | 198.37 | No
2030-07-24 08:00 | 2030 50% ECP | 684.45 | -526 | -510 | 199.89 | No
2030-07-24 09:00 | 2030 50% ECP | 84.45 | -226 | -466.76 | 385.85 | No
2030-07-24 10:00 | 2030 50% ECP | -515.55 | -230.47 | -510 | 422.08 | No
2030-07-24 11:00 | 2030 50% ECP | -700 | -356.61 | -510 | 442 | No
2030-07-24 12:00 | 2030 50% ECP | -700 | -388.42 | -510 | 421.99 | No
2030-07-24 13:00 | 2030 50% ECP | -599.48 | -88.42 | -210 | 319.3 | No
2030-07-24 14:00 | 2030 50% ECP | -217.94 | 0 | -90 | 257.67 | No
2030-07-24 15:00 | 2030 50% ECP | 382.06 | 0 | 210 | 442 | No
2030-07-24 16:00 | 2030 50% ECP | 100 | 11.51 | 510 | 442 | No
2030-07-24 17:00 | 2030 50% ECP | 700 | 75.22 | 510 | 442 | No
2030-07-24 18:00 | 2030 50% ECP | 700 | 309.39 | 510 | 442 | No
2030-07-24 19:00 | 2030 50% ECP | 700 | 138.93 | 510 | 442 | No
2030-07-24 20:00 | 2030 50% ECP | 700 | 0 | 510 | 364.57 | No
2030-07-24 21:00 | 2030 50% ECP | 700 | 300 | 510 | 442 | No
2030-07-24 22:00 | 2030 50% ECP | 700 | 231.91 | 510 | 442 | No
2030-07-24 23:00 | 2030 50% ECP | 700 | 505 | 510 | 442 | No
2030-07-25 | 2030 50% ECP | 700 | 505 | 510 | 442 | No
2030-07-25 01:00 | 2030 50% ECP | 700 | 505 | 510 | 442 | No
2030-07-25 02:00 | 2030 50% ECP | 700 | 505 | 510 | 442 | No
2030-07-25 03:00 | 2030 50% ECP | 700 | 505 | 510 | 442 | No
2030-07-25 04:00 | 2030 50% ECP | 700 | 505 | 510 | 442 | No
2030-07-25 05:00 | 2030 50% ECP | 700 | 205 | 465.58 | 142 | No
2030-07-25 06:00 | 2030 50% ECP | 700 | 54.61 | 395.21 | 142 | No
2030-07-25 07:00 | 2030 50% ECP | 700 | 354.61 | 510 | 442 | No
2030-07-25 08:00 | 2030 50% ECP | 700 | 173.35 | 510 | 442 | No
2030-07-25 09:00 | 2030 50% ECP | 690.08 | 0 | 210 | 254.34 | No
2030-07-25 10:00 | 2030 50% ECP | 700 | 0 | 0 | 202.55 | No
2030-07-25 11:00 | 2030 50% ECP | 548.17 | 0 | 0 | 380.74 | No
2030-07-25 12:00 | 2030 50% ECP | 482.98 | 0 | 0 | 442 | No
2030-07-25 13:00 | 2030 50% ECP | 667.55 | 0 | 0 | 442 | No
2030-07-25 14:00 | 2030 50% ECP | 700 | 0 | 0 | 442 | No
2030-07-25 15:00 | 2030 50% ECP | 700 | 0 | 16.2 | 442 | No
2030-07-25 16:00 | 2030 50% ECP | 700 | 0 | 304 | 442 | No
2030-07-25 17:00 | 2030 50% ECP | 700 | 300 | 296.18 | 442 | No
2030-07-25 18:00 | 2030 50% ECP | 700 | 0 | -3.82 | 146.94 | No
2030-07-25 19:00 | 2030 50% ECP | 700 | 205 | 210 | 442 | No
2030-07-25 20:00 | 2030 50% ECP | 700 | 505 | 510 | 442 | No
2030-07-25 21:00 | 2030 50% ECP | 700 | 505 | 510 | 442 | No
2030-07-25 22:00 | 2030 50% ECP | 700 | 505 | 510 | 442 | No
2030-07-25 23:00 | 2030 50% ECP | 700 | 244.56 | 510 | 442 | No
2030-07-26 | 2030 50% ECP | 700 | 497.42 | 510 | 442 | No
2030-07-26 01:00 | 2030 50% ECP | 700 | 197.42 | 510 | 442 | No
2030-07-26 02:00 | 2030 50% ECP | 700 | 191.88 | 510 | 442 | No
2030-07-26 03:00 | 2030 50% ECP | 700 | 0 | 510 | 442 | No
2030-07-26 04:00 | 2030 50% ECP | 700 | 86.17 | 510 | 442 | No
2030-07-26 05:00 | 2030 50% ECP | 700 | 7.27 | 510 | 442 | No
2030-07-26 06:00 | 2030 50% ECP | 700 | 0 | 510 | 442 | No
2030-07-26 07:00 | 2030 50% ECP | 621.23 | 23.37 | 300 | 442 | No
2030-07-26 08:00 | 2030 50% ECP | 21.23 | 0 | 0 | 442 | No
2030-07-26 09:00 | 2030 50% ECP | -578.77 | -83.89 | -300 | 442 | No
2030-07-26 10:00 | 2030 50% ECP | -700 | -226 | -287.22 | 442 | No
2030-07-26 11:00 | 2030 50% ECP | -700 | -526 | -510 | 369.75 | No
2030-07-26 12:00 | 2030 50% ECP | -700 | -526 | -510 | 369.75 | No
2030-07-26 13:00 | 2030 50% ECP | -700 | -526 | -510 | 442 | No
2030-07-26 14:00 | 2030 50% ECP | -700 | -526 | -510 | 281.15 | No
2030-07-26 15:00 | 2030 50% ECP | -700 | -526 | -510 | 349.51 | No
2030-07-26 16:00 | 2030 50% ECP | -326.58 | -300 | -390 | 314.69 | No
2030-07-26 17:00 | 2030 50% ECP | 272.88 | 0 | -90 | 442 | No
2030-07-26 18:00 | 2030 50% ECP | 700 | 300 | 210 | 442 | No
2030-07-26 19:00 | 2030 50% ECP | 700 | 505 | 510 | 442 | No
2030-07-26 20:00 | 2030 50% ECP | 700 | 505 | 510 | 442 | No
2030-07-26 21:00 | 2030 50% ECP | 700 | 505 | 510 | 442 | No
2030-07-26 22:00 | 2030 50% ECP | 700 | 505 | 510 | 442 | No
2030-07-26 23:00 | 2030 50% ECP | 700 | 246.7 | 510 | 442 | No
2030-07-27 | 2030 50% ECP | 100 | 505 | 510 | 442 | No
2030-07-27 01:00 | 2030 50% ECP | -500 | 505 | 510 | 442 | No
2030-07-27 02:00 | 2030 50% ECP | -96.58 | 505 | 510 | 442 | No
2030-07-27 03:00 | 2030 50% ECP | 21.15 | 505 | 510 | 442 | No
2030-07-27 04:00 | 2030 50% ECP | 452.83 | 505 | 510 | 442 | No
2030-07-27 05:00 | 2030 50% ECP | 327.98 | 505 | 510 | 442 | No
2030-07-27 06:00 | 2030 50% ECP | 119.97 | 505 | 510 | 442 | No
2030-07-27 07:00 | 2030 50% ECP | -109.76 | 505 | 510 | 442 | No
2030-07-27 08:00 | 2030 50% ECP | -700 | 505 | 510 | 442 | No
2030-07-27 09:00 | 2030 50% ECP | -700 | 505 | 510 | 442 | Yes
2030-07-27 10:00 | 2030 50% ECP | -700 | 505 | 510 | 442 | Yes
2030-07-27 11:00 | 2030 50% ECP | -700 | 505 | 510 | 396.89 | Yes
2030-07-27 12:00 | 2030 50% ECP | -700 | 505 | 510 | 396.89 | Yes
2030-07-27 13:00 | 2030 50% ECP | -700 | 505 | 510 | 263.34 | Yes
2030-07-27 14:00 | 2030 50% ECP | -700 | 374 | 390 | 314.15 | Yes
2030-07-27 15:00 | 2030 50% ECP | -700 | 74 | 90 | 378.48 | Yes
2030-07-27 16:00 | 2030 50% ECP | -700 | -226 | -210 | 78.48 | Yes
2030-07-27 17:00 | 2030 50% ECP | -700 | -526 | -510 | -221.52 | Yes
2030-07-27 18:00 | 2030 50% ECP | -654.97 | -300 | -300 | -300 | No
2030-07-27 19:00 | 2030 50% ECP | -54.97 | 0 | 0 | 0 | No
2030-07-27 20:00 | 2030 50% ECP | 0 | 0 | 0 | 0 | No
2030-07-27 21:00 | 2030 50% ECP | 0 | 0 | 0 | 0 | No
2030-07-27 22:00 | 2030 50% ECP | 0 | 194 | 210 | 0 | No
2030-07-27 23:00 | 2030 50% ECP | 0 | 494 | 510 | 65.2 | No
2030-07-28 | 2030 50% ECP | 451.89 | 505 | 510 | -73.79 | No
2030-07-28 01:00 | 2030 50% ECP | 506.72 | 505 | 510 | 226.21 | No
2030-07-28 02:00 | 2030 50% ECP | 699.34 | 505 | 510 | 442 | No
2030-07-28 03:00 | 2030 50% ECP | 598.27 | 505 | 510 | 442 | No
2030-07-28 04:00 | 2030 50% ECP | 488.94 | 505 | 510 | 278.56 | No
2030-07-28 05:00 | 2030 50% ECP | 0 | 505 | 510 | -21.44 | No
2030-07-28 06:00 | 2030 50% ECP | 14.37 | 300 | 510 | -321.44 | No
2030-07-28 07:00 | 2030 50% ECP | -585.63 | 0 | 210 | -510 | No
2030-07-28 08:00 | 2030 50% ECP | -700 | 300 | 510 | -210 | Yes
2030-07-28 09:00 | 2030 50% ECP | -100 | 505 | 510 | 90 | Yes
2030-07-28 10:00 | 2030 50% ECP | -100 | 505 | 510 | 390 | Yes
2030-07-28 11:00 | 2030 50% ECP | -700 | 505 | 510 | 442 | Yes
2030-07-28 12:00 | 2030 50% ECP | -700 | 384.59 | 510 | 382.29 | Yes
2030-07-28 13:00 | 2030 50% ECP | -700 | 84.59 | 210 | 130.73 | Yes
2030-07-28 14:00 | 2030 50% ECP | -100 | 384.59 | 258.89 | 430.73 | Yes
2030-07-28 15:00 | 2030 50% ECP | -100 | 84.59 | -41.11 | 235.19 | Yes
2030-07-28 16:00 | 2030 50% ECP | -700 | -215.41 | -341.11 | -64.81 | No
2030-07-28 17:00 | 2030 50% ECP | -100 | 0 | -41.11 | 0 | No
2030-07-28 18:00 | 2030 50% ECP | 500 | 226.4 | 258.89 | 300 | No
2030-07-28 19:00 | 2030 50% ECP | 700 | 300 | 510 | 442 | No
2030-07-28 20:00 | 2030 50% ECP | 700 | 0 | 510 | 284.03 | No
2030-07-28 21:00 | 2030 50% ECP | 700 | 0 | 510 | 201.65 | No
2030-07-28 22:00 | 2030 50% ECP | 700 | 300 | 510 | 442 | No
2030-07-28 23:00 | 2030 50% ECP | 700 | 505 | 510 | 442 | No
2030-07-29 | 2030 50% ECP | 700 | 505 | 510 | 442 | No
2030-07-29 01:00 | 2030 50% ECP | 700 | 505 | 510 | 442 | No
2030-07-29 02:00 | 2030 50% ECP | 700 | 505 | 510 | 442 | No
2030-07-29 03:00 | 2030 50% ECP | 700 | 505 | 510 | 442 | No
2030-07-29 04:00 | 2030 50% ECP | 700 | 406.64 | 510 | 442 | No
2030-07-29 05:00 | 2030 50% ECP | 700 | 106.64 | 510 | 442 | No
2030-07-29 06:00 | 2030 50% ECP | 700 | 68 | 510 | 442 | No
2030-07-29 07:00 | 2030 50% ECP | 700 | 76 | 300 | 442 | No
2030-07-29 08:00 | 2030 50% ECP | 595.48 | 0 | 0 | 442 | No
2030-07-29 09:00 | 2030 50% ECP | 0 | -181.09 | -300 | 442 | No
2030-07-29 10:00 | 2030 50% ECP | 0 | -282.44 | -510 | 405.56 | No
2030-07-29 11:00 | 2030 50% ECP | 370.46 | -526 | -510 | 117.94 | No
2030-07-29 12:00 | 2030 50% ECP | 490.04 | -526 | -510 | 142 | No
2030-07-29 13:00 | 2030 50% ECP | 599.86 | -226 | -210 | 442 | No
2030-07-29 14:00 | 2030 50% ECP | 700 | 0 | 27.05 | 442 | No
2030-07-29 15:00 | 2030 50% ECP | 700 | 106.07 | 327.05 | 442 | No
2030-07-29 16:00 | 2030 50% ECP | 700 | 156.9 | 510 | 442 | No
2030-07-29 17:00 | 2030 50% ECP | 700 | 375.47 | 510 | 442 | No
2030-07-29 18:00 | 2030 50% ECP | 700 | 505 | 510 | 442 | No
2030-07-29 19:00 | 2030 50% ECP | 700 | 472.73 | 510 | 442 | No
2030-07-29 20:00 | 2030 50% ECP | 700 | 179 | 510 | 442 | No
2030-07-29 21:00 | 2030 50% ECP | 700 | 205 | 392.08 | 442 | No
2030-07-29 22:00 | 2030 50% ECP | 355.23 | 505 | 510 | 442 | No
2030-07-29 23:00 | 2030 50% ECP | 312.34 | 505 | 510 | 442 | No
2030-07-30 | 2030 50% ECP | 700 | 505 | 510 | 442 | No
2030-07-30 01:00 | 2030 50% ECP | 560.73 | 505 | 510 | 442 | No
2030-07-30 02:00 | 2030 50% ECP | 231.01 | 505 | 510 | 442 | No
2030-07-30 03:00 | 2030 50% ECP | 363.25 | 505 | 510 | 442 | No
2030-07-30 04:00 | 2030 50% ECP | 108.11 | 505 | 510 | 442 | No
2030-07-30 05:00 | 2030 50% ECP | 452.63 | 505 | 510 | 442 | No
2030-07-30 06:00 | 2030 50% ECP | 586.75 | 505 | 510 | 442 | No
2030-07-30 07:00 | 2030 50% ECP | 500 | 505 | 510 | 442 | No
2030-07-30 08:00 | 2030 50% ECP | -100 | 505 | 510 | 442 | No
2030-07-30 09:00 | 2030 50% ECP | -700 | 505 | 510 | 442 | No
2030-07-30 10:00 | 2030 50% ECP | -700 | 505 | 510 | 442 | Yes
2030-07-30 11:00 | 2030 50% ECP | -700 | 505 | 510 | 442 | Yes
2030-07-30 12:00 | 2030 50% ECP | -700 | 505 | 510 | 442 | Yes
2030-07-30 13:00 | 2030 50% ECP | -700 | 505 | 510 | 442 | Yes
2030-07-30 14:00 | 2030 50% ECP | -700 | 505 | 510 | 442 | Yes
2030-07-30 15:00 | 2030 50% ECP | -700 | 505 | 510 | 442 | Yes
2030-07-30 16:00 | 2030 50% ECP | -700 | 505 | 510 | 442 | Yes
2030-07-30 17:00 | 2030 50% ECP | -700 | 505 | 510 | 442 | Yes
2030-07-30 18:00 | 2030 50% ECP | -556.91 | 505 | 510 | 442 | No
2030-07-30 19:00 | 2030 50% ECP | -583.17 | 205 | 210 | 142 | No
2030-07-30 20:00 | 2030 50% ECP | -100 | 205 | 210 | 142 | No
2030-07-30 21:00 | 2030 50% ECP | -700 | 505 | 510 | 442 | No
2030-07-30 22:00 | 2030 50% ECP | -653.27 | 505 | 510 | 442 | No
2030-07-30 23:00 | 2030 50% ECP | -700 | 505 | 510 | 442 | No
2030-07-31 | 2030 50% ECP | -100 | 505 | 510 | 442 | No
2030-07-31 01:00 | 2030 50% ECP | 230.23 | 505 | 510 | 442 | No
2030-07-31 02:00 | 2030 50% ECP | 624.68 | 505 | 510 | 442 | No
2030-07-31 03:00 | 2030 50% ECP | 624.68 | 505 | 510 | 442 | No
2030-07-31 04:00 | 2030 50% ECP | 462.98 | 505 | 510 | 442 | No
2030-07-31 05:00 | 2030 50% ECP | 627.04 | 505 | 510 | 442 | No
2030-07-31 06:00 | 2030 50% ECP | 700 | 505 | 510 | 442 | No
2030-07-31 07:00 | 2030 50% ECP | 700 | 205 | 379.95 | 428.68 | No
2030-07-31 08:00 | 2030 50% ECP | 700 | 0 | 79.95 | 128.68 | No
2030-07-31 09:00 | 2030 50% ECP | 469.97 | 0 | 0 | 159.97 | No
2030-07-31 10:00 | 2030 50% ECP | 469.97 | 0 | 0 | 236.89 | No
2030-07-31 11:00 | 2030 50% ECP | 349.71 | 205 | 210 | 321.68 | No
2030-07-31 12:00 | 2030 50% ECP | 0 | 505 | 510 | 442 | No
2030-07-31 13:00 | 2030 50% ECP | 0 | 505 | 510 | 442 | No
2030-07-31 14:00 | 2030 50% ECP | 0 | 505 | 510 | 442 | No
2030-07-31 15:00 | 2030 50% ECP | 0 | 205 | 210 | 436.29 | No
2030-07-31 16:00 | 2030 50% ECP | 600 | 0 | 0 | 442 | No
2030-07-31 17:00 | 2030 50% ECP | 630.15 | 205 | 210 | 442 | No
2030-07-31 18:00 | 2030 50% ECP | 700 | 505 | 510 | 442 | No
2030-07-31 19:00 | 2030 50% ECP | 700 | 505 | 510 | 442 | No
2030-07-31 20:00 | 2030 50% ECP | 700 | 505 | 510 | 442 | No
2030-07-31 21:00 | 2030 50% ECP | 700 | 505 | 510 | 442 | No
2030-07-31 22:00 | 2030 50% ECP | 700 | 505 | 510 | 442 | No
2030-07-31 23:00 | 2030 50% ECP | 700 | 505 | 510 | 442 | No
2030-08-01 | 2030 50% ECP | 700 | 505 | 510 | 442 | No
2030-08-01 01:00 | 2030 50% ECP | 700 | 505 | 510 | 442 | No
2030-08-01 02:00 | 2030 50% ECP | 700 | 471.7 | 510 | 442 | No
2030-08-01 03:00 | 2030 50% ECP | 700 | 471.7 | 510 | 442 | No
2030-08-01 04:00 | 2030 50% ECP | 700 | 480.31 | 510 | 442 | No
2030-08-01 05:00 | 2030 50% ECP | 700 | 300 | 390 | 442 | No
2030-08-01 06:00 | 2030 50% ECP | 700 | 0 | 90 | 442 | No
2030-08-01 07:00 | 2030 50% ECP | 700 | -300 | -210 | 208.05 | No
2030-08-01 08:00 | 2030 50% ECP | 488.41 | -526 | -510 | 203.96 | No
2030-08-01 09:00 | 2030 50% ECP | -44.9 | -226 | -210 | 442 | No
2030-08-01 10:00 | 2030 50% ECP | -44.9 | -526 | -510 | 442 | No
2030-08-01 11:00 | 2030 50% ECP | 0 | -526 | -510 | 442 | No
2030-08-01 12:00 | 2030 50% ECP | -260.77 | -526 | -510 | 337.9 | No
2030-08-01 13:00 | 2030 50% ECP | 0 | -526 | -510 | 320.85 | No
2030-08-01 14:00 | 2030 50% ECP | 461.76 | -378.34 | -510 | 442 | No
2030-08-01 15:00 | 2030 50% ECP | 668.03 | -526 | -510 | 403.41 | No
2030-08-01 16:00 | 2030 50% ECP | 700 | -237.73 | -510 | 344.32 | No
2030-08-01 17:00 | 2030 50% ECP | 700 | 0 | -510 | 390.53 | No
2030-08-01 18:00 | 2030 50% ECP | 700 | 0 | -409.44 | 411.33 | No
2030-08-01 19:00 | 2030 50% ECP | 700 | 0 | -109.44 | 265.27 | No
2030-08-01 20:00 | 2030 50% ECP | 700 | 0 | -90 | 442 | No
2030-08-01 21:00 | 2030 50% ECP | 700 | 205 | 210 | 442 | No
2030-08-01 22:00 | 2030 50% ECP | 700 | 505 | 510 | 442 | No
2030-08-01 23:00 | 2030 50% ECP | 700 | 316.59 | 510 | 442 | No
2030-08-02 | 2030 50% ECP | 700 | 505 | 510 | 442 | No
2030-08-02 01:00 | 2030 50% ECP | 700 | 505 | 510 | 442 | No
2030-08-02 02:00 | 2030 50% ECP | 700 | 407.12 | 510 | 442 | No
2030-08-02 03:00 | 2030 50% ECP | 700 | 407.12 | 510 | 442 | No
2030-08-02 04:00 | 2030 50% ECP | 700 | 464.94 | 510 | 442 | No
2030-08-02 05:00 | 2030 50% ECP | 700 | 505 | 510 | 442 | No
2030-08-02 06:00 | 2030 50% ECP | 700 | 300 | 462.54 | 442 | No
2030-08-02 07:00 | 2030 50% ECP | 700 | 0 | 162.54 | 442 | No
2030-08-02 08:00 | 2030 50% ECP | 600 | -130.69 | -137.46 | 442 | No
2030-08-02 09:00 | 2030 50% ECP | 0 | -300 | -437.46 | 442 | No
2030-08-02 10:00 | 2030 50% ECP | -521.62 | 0 | -137.46 | 442 | No
2030-08-02 11:00 | 2030 50% ECP | -700 | 0 | 0 | 442 | No
2030-08-02 12:00 | 2030 50% ECP | -700 | 0 | 0 | 442 | No
2030-08-02 13:00 | 2030 50% ECP | -477.93 | -226 | -210 | 442 | No
2030-08-02 14:00 | 2030 50% ECP | 122.07 | -526 | -510 | 232.39 | No
2030-08-02 15:00 | 2030 50% ECP | 607 | -526 | -510 | 287.6 | No
2030-08-02 16:00 | 2030 50% ECP | 499.1 | -488.24 | -510 | 442 | No
2030-08-02 17:00 | 2030 50% ECP | 700 | -526 | -510 | 335.77 | No
2030-08-02 18:00 | 2030 50% ECP | 700 | -226 | -510 | 248.83 | No
2030-08-02 19:00 | 2030 50% ECP | 700 | 0 | -456.97 | 404.35 | No
2030-08-02 20:00 | 2030 50% ECP | 700 | 0 | -156.97 | 404.35 | No
2030-08-02 21:00 | 2030 50% ECP | 700 | 0 | -90 | 320.32 | No
2030-08-02 22:00 | 2030 50% ECP | 700 | 205 | 210 | 437.64 | No
2030-08-02 23:00 | 2030 50% ECP | 700 | 505 | 510 | 442 | No
2030-08-03 | 2030 50% ECP | 700 | 505 | 510 | 442 | No
2030-08-03 01:00 | 2030 50% ECP | 700 | 505 | 510 | 442 | No
2030-08-03 02:00 | 2030 50% ECP | 700 | 505 | 510 | 442 | No
2030-08-03 03:00 | 2030 50% ECP | 700 | 505 | 510 | 442 | No
2030-08-03 04:00 | 2030 50% ECP | 700 | 505 | 510 | 442 | No
2030-08-03 05:00 | 2030 50% ECP | 700 | 298.71 | 510 | 442 | No
2030-08-03 06:00 | 2030 50% ECP | 700 | 0 | 238.89 | 442 | No
2030-08-03 07:00 | 2030 50% ECP | 526.87 | 0 | 0 | 442 | No
2030-08-03 08:00 | 2030 50% ECP | -73.13 | 0 | -210 | 442 | No
2030-08-03 09:00 | 2030 50% ECP | -673.13 | -300 | -510 | 442 | No
2030-08-03 10:00 | 2030 50% ECP | -700 | -526 | -510 | 442 | No
2030-08-03 11:00 | 2030 50% ECP | -700 | -526 | -510 | 442 | No
2030-08-03 12:00 | 2030 50% ECP | -700 | -526 | -510 | 442 | No
2030-08-03 13:00 | 2030 50% ECP | -700 | -526 | -510 | 442 | No
2030-08-03 14:00 | 2030 50% ECP | -700 | -526 | -510 | 442 | No
2030-08-03 15:00 | 2030 50% ECP | -389.93 | -526 | -510 | 442 | No
2030-08-03 16:00 | 2030 50% ECP | 210.07 | -526 | -510 | 442 | No
2030-08-03 17:00 | 2030 50% ECP | 700 | -232.45 | -510 | 442 | No
2030-08-03 18:00 | 2030 50% ECP | 700 | 0 | -210 | 442 | No
2030-08-03 19:00 | 2030 50% ECP | 700 | 0 | -305.53 | 442 | No
2030-08-03 20:00 | 2030 50% ECP | 700 | 0 | -90 | 442 | No
2030-08-03 21:00 | 2030 50% ECP | 700 | 49.41 | 210 | 442 | No
2030-08-03 22:00 | 2030 50% ECP | 700 | 349.41 | 510 | 442 | No
2030-08-03 23:00 | 2030 50% ECP | 700 | 119.61 | 510 | 442 | No
2030-08-04 | 2030 50% ECP | 700 | 0 | 363.98 | 342.56 | No
2030-08-04 01:00 | 2030 50% ECP | 500 | 0 | 225.81 | 253.09 | No
2030-08-04 02:00 | 2030 50% ECP | -100 | 0 | 161.97 | 114.51 | No
2030-08-04 03:00 | 2030 50% ECP | -700 | 300 | 461.97 | 414.51 | Yes
2030-08-04 04:00 | 2030 50% ECP | -700 | 505 | 510 | 442 | Yes
2030-08-04 05:00 | 2030 50% ECP | -700 | 505 | 510 | 309.49 | Yes
2030-08-04 06:00 | 2030 50% ECP | -700 | 505 | 510 | 178.99 | Yes
2030-08-04 07:00 | 2030 50% ECP | -700 | 505 | 510 | 405.9 | Yes
2030-08-04 08:00 | 2030 50% ECP | -700 | 505 | 510 | 146.73 | Yes
2030-08-04 09:00 | 2030 50% ECP | -700 | 505 | 510 | 290.9 | Yes
2030-08-04 10:00 | 2030 50% ECP | -100 | 505 | 510 | 306.21 | Yes
2030-08-04 11:00 | 2030 50% ECP | 318.54 | 279 | 210 | 232 | Yes
2030-08-04 12:00 | 2030 50% ECP | 558.41 | -21 | 510 | -68 | Yes
2030-08-04 13:00 | 2030 50% ECP | 700 | -21 | 210 | -21.95 | Yes
2030-08-04 14:00 | 2030 50% ECP | 700 | -21 | -90 | 110.02 | Yes
2030-08-04 15:00 | 2030 50% ECP | 100 | 221.25 | 210 | -68 | Yes
2030-08-04 16:00 | 2030 50% ECP | -100 | 505 | 184.63 | -56.1 | Yes
2030-08-04 17:00 | 2030 50% ECP | -700 | 505 | 484.63 | 242.81 | Yes
2030-08-04 18:00 | 2030 50% ECP | -700 | 505 | 510 | 442 | Yes
2030-08-04 19:00 | 2030 50% ECP | -700 | 505 | 510 | 442 | Yes
2030-08-04 20:00 | 2030 50% ECP | -700 | 505 | 510 | 442 | Yes
2030-08-04 21:00 | 2030 50% ECP | -700 | 505 | 510 | 203.98 | Yes
2030-08-04 22:00 | 2030 50% ECP | -700 | 505 | 510 | 442 | Yes
2030-08-04 23:00 | 2030 50% ECP | -700 | 505 | 510 | 396.9 | Yes
2030-08-05 | 2030 50% ECP | -100 | 505 | 510 | 442 | No
2030-08-05 01:00 | 2030 50% ECP | 500 | 505 | 510 | 442 | No
2030-08-05 02:00 | 2030 50% ECP | 314.34 | 505 | 510 | 442 | No
2030-08-05 03:00 | 2030 50% ECP | 315.84 | 505 | 510 | 442 | No
2030-08-05 04:00 | 2030 50% ECP | 406.06 | 505 | 510 | 442 | No
2030-08-05 05:00 | 2030 50% ECP | 161.59 | 505 | 510 | 442 | No
2030-08-05 06:00 | 2030 50% ECP | 161.59 | 505 | 510 | 442 | No
2030-08-05 07:00 | 2030 50% ECP | 0 | 505 | 510 | 442 | No
2030-08-05 08:00 | 2030 50% ECP | 9.41 | 505 | 510 | 442 | No
2030-08-05 09:00 | 2030 50% ECP | 454.03 | 505 | 510 | 442 | No
2030-08-05 10:00 | 2030 50% ECP | 700 | 505 | 510 | 442 | No
2030-08-05 11:00 | 2030 50% ECP | 100 | 505 | 510 | 442 | No
2030-08-05 12:00 | 2030 50% ECP | -22.45 | 505 | 510 | 442 | No
2030-08-05 13:00 | 2030 50% ECP | -622.45 | 505 | 510 | 442 | No
2030-08-05 14:00 | 2030 50% ECP | -22.45 | 505 | 510 | 442 | No
2030-08-05 15:00 | 2030 50% ECP | 0 | 300 | 510 | 442 | No
2030-08-05 16:00 | 2030 50% ECP | 532.23 | 0 | 210 | 442 | No
2030-08-05 17:00 | 2030 50% ECP | 700 | 0 | 411.48 | 442 | No
2030-08-05 18:00 | 2030 50% ECP | 700 | 0 | 111.48 | 301.75 | No
2030-08-05 19:00 | 2030 50% ECP | 700 | 0 | 198.4 | 232.47 | No
2030-08-05 20:00 | 2030 50% ECP | 700 | 0 | 149.62 | 321.03 | No
2030-08-05 21:00 | 2030 50% ECP | 700 | 205 | 210 | 442 | No
2030-08-05 22:00 | 2030 50% ECP | 700 | 505 | 510 | 442 | No
2030-08-05 23:00 | 2030 50% ECP | 700 | 505 | 510 | 442 | No
2030-08-06 | 2030 50% ECP | 700 | 386.99 | 510 | 442 | No
2030-08-06 01:00 | 2030 50% ECP | 700 | 204.43 | 510 | 442 | No
2030-08-06 02:00 | 2030 50% ECP | 700 | 122.1 | 510 | 442 | No
2030-08-06 03:00 | 2030 50% ECP | 700 | 398.51 | 510 | 442 | No
2030-08-06 04:00 | 2030 50% ECP | 700 | 98.51 | 510 | 442 | No
2030-08-06 05:00 | 2030 50% ECP | 700 | 145.37 | 510 | 442 | No
2030-08-06 06:00 | 2030 50% ECP | 700 | 0 | 255.68 | 419.81 | No
2030-08-06 07:00 | 2030 50% ECP | 596.01 | 94.53 | 300 | 442 | No
2030-08-06 08:00 | 2030 50% ECP | -3.99 | 0 | 0 | 381.47 | No
2030-08-06 09:00 | 2030 50% ECP | -603.99 | -300 | -300 | 133.99 | No
2030-08-06 10:00 | 2030 50% ECP | -700 | -526 | -510 | 81.95 | No
2030-08-06 11:00 | 2030 50% ECP | -700 | -226 | -210 | 381.95 | Yes
2030-08-06 12:00 | 2030 50% ECP | -700 | 74 | 90 | 442 | Yes
2030-08-06 13:00 | 2030 50% ECP | -700 | 374 | 390 | 442 | Yes
2030-08-06 14:00 | 2030 50% ECP | -700 | 505 | 510 | 442 | Yes
2030-08-06 15:00 | 2030 50% ECP | -700 | 300 | 300 | 442 | Yes
2030-08-06 16:00 | 2030 50% ECP | -546.42 | 0 | 0 | 303.83 | No
2030-08-06 17:00 | 2030 50% ECP | 53.58 | 16.21 | 300 | 442 | No
2030-08-06 18:00 | 2030 50% ECP | 653.58 | 16.21 | 510 | 442 | No
2030-08-06 19:00 | 2030 50% ECP | 700 | 316.21 | 510 | 442 | No
2030-08-06 20:00 | 2030 50% ECP | 700 | 505 | 510 | 442 | No
2030-08-06 21:00 | 2030 50% ECP | 700 | 505 | 510 | 442 | No
2030-08-06 22:00 | 2030 50% ECP | 700 | 505 | 510 | 442 | No
2030-08-06 23:00 | 2030 50% ECP | 700 | 505 | 510 | 442 | No
2030-08-07 | 2030 50% ECP | 700 | 205 | 510 | 442 | No
2030-08-07 01:00 | 2030 50% ECP | 700 | 0 | 510 | 400.4 | No
2030-08-07 02:00 | 2030 50% ECP | 700 | 300 | 510 | 442 | No
2030-08-07 03:00 | 2030 50% ECP | 700 | 300 | 510 | 442 | No
2030-08-07 04:00 | 2030 50% ECP | 700 | 0 | 510 | 378.01 | No
2030-08-07 05:00 | 2030 50% ECP | 700 | 219.9 | 510 | 442 | No
2030-08-07 06:00 | 2030 50% ECP | 700 | 205 | 510 | 236.83 | No
2030-08-07 07:00 | 2030 50% ECP | 700 | 505 | 510 | 442 | No
2030-08-07 08:00 | 2030 50% ECP | 700 | 246.62 | 510 | 442 | No
2030-08-07 09:00 | 2030 50% ECP | 700 | 0 | 210 | 440.99 | No
2030-08-07 10:00 | 2030 50% ECP | 700 | 0 | 210 | 247.85 | No
2030-08-07 11:00 | 2030 50% ECP | 700 | 29.76 | 510 | 442 | No
2030-08-07 12:00 | 2030 50% ECP | 700 | 0 | 272.45 | 442 | No
2030-08-07 13:00 | 2030 50% ECP | 700 | 263.47 | 510 | 442 | No
2030-08-07 14:00 | 2030 50% ECP | 700 | 0 | 263.96 | 442 | No
2030-08-07 15:00 | 2030 50% ECP | 700 | 0 | 510 | 442 | No
2030-08-07 16:00 | 2030 50% ECP | 700 | 82.43 | 510 | 442 | No
2030-08-07 17:00 | 2030 50% ECP | 700 | 245.72 | 510 | 442 | No
2030-08-07 18:00 | 2030 50% ECP | 700 | 0 | 210 | 210.8 | No
2030-08-07 19:00 | 2030 50% ECP | 700 | 0 | 73.5 | 370.12 | No
2030-08-07 20:00 | 2030 50% ECP | 700 | 0 | 373.5 | 442 | No
2030-08-07 21:00 | 2030 50% ECP | 700 | 205 | 241.24 | 425.25 | No
2030-08-07 22:00 | 2030 50% ECP | 700 | 505 | 510 | 442 | No
2030-08-07 23:00 | 2030 50% ECP | 700 | 505 | 510 | 442 | No
2030-08-08 | 2030 50% ECP | 700 | 436.88 | 510 | 442 | No
2030-08-08 01:00 | 2030 50% ECP | 700 | 436.88 | 510 | 442 | No
2030-08-08 02:00 | 2030 50% ECP | 700 | 446.01 | 510 | 442 | No
2030-08-08 03:00 | 2030 50% ECP | 700 | 324.11 | 510 | 442 | No
2030-08-08 04:00 | 2030 50% ECP | 700 | 256.24 | 510 | 442 | No
2030-08-08 05:00 | 2030 50% ECP | 700 | 169.79 | 510 | 442 | No
2030-08-08 06:00 | 2030 50% ECP | 700 | 0 | 255.74 | 270.58 | No
2030-08-08 07:00 | 2030 50% ECP | 700 | 0 | 150.32 | 374.52 | No
2030-08-08 08:00 | 2030 50% ECP | 100 | 0 | -85.39 | 442 | No
2030-08-08 09:00 | 2030 50% ECP | -500 | -300 | -385.39 | 442 | No
2030-08-08 10:00 | 2030 50% ECP | -700 | -523.51 | -510 | 442 | No
2030-08-08 11:00 | 2030 50% ECP | -700 | -523.51 | -510 | 442 | No
2030-08-08 12:00 | 2030 50% ECP | -700 | -448.76 | -510 | 442 | No
2030-08-08 13:00 | 2030 50% ECP | -700 | -148.76 | -510 | 442 | No
2030-08-08 14:00 | 2030 50% ECP | -700 | 0 | -510 | 442 | No
2030-08-08 15:00 | 2030 50% ECP | -638.64 | 0 | -510 | 442 | No
2030-08-08 16:00 | 2030 50% ECP | -38.64 | 0 | -396.55 | 442 | No
2030-08-08 17:00 | 2030 50% ECP | 561.36 | -56.68 | -510 | 442 | No
2030-08-08 18:00 | 2030 50% ECP | 700 | 0 | -510 | 442 | No
2030-08-08 19:00 | 2030 50% ECP | 700 | 0 | -271.85 | 442 | No
2030-08-08 20:00 | 2030 50% ECP | 700 | 0 | -77.51 | 442 | No
2030-08-08 21:00 | 2030 50% ECP | 700 | 205 | 210 | 442 | No
2030-08-08 22:00 | 2030 50% ECP | 700 | 505 | 510 | 442 | No
2030-08-08 23:00 | 2030 50% ECP | 700 | 505 | 510 | 442 | No
2030-08-09 | 2030 50% ECP | 700 | 505 | 510 | 442 | No
2030-08-09 01:00 | 2030 50% ECP | 700 | 505 | 510 | 442 | No
2030-08-09 02:00 | 2030 50% ECP | 700 | 505 | 510 | 442 | No
2030-08-09 03:00 | 2030 50% ECP | 700 | 505 | 510 | 442 | No
2030-08-09 04:00 | 2030 50% ECP | 700 | 505 | 510 | 442 | No
2030-08-09 05:00 | 2030 50% ECP | 700 | 205 | 324.9 | 300 | No
2030-08-09 06:00 | 2030 50% ECP | 700 | 0 | 24.9 | 0 | No
2030-08-09 07:00 | 2030 50% ECP | 700 | -226 | -210 | 0 | No
2030-08-09 08:00 | 2030 50% ECP | 519.66 | -526 | -510 | 142 | No
2030-08-09 09:00 | 2030 50% ECP | -80.34 | -226 | -510 | 442 | No
2030-08-09 10:00 | 2030 50% ECP | -680.34 | -386.39 | -510 | 442 | No
2030-08-09 11:00 | 2030 50% ECP | -700 | -458.43 | -510 | 442 | No
2030-08-09 12:00 | 2030 50% ECP | -700 | -158.43 | -510 | 442 | No
2030-08-09 13:00 | 2030 50% ECP | -700 | -458.43 | -510 | 442 | No
2030-08-09 14:00 | 2030 50% ECP | -516.4 | -158.43 | -510 | 442 | No
2030-08-09 15:00 | 2030 50% ECP | 83.6 | -226 | -510 | 442 | No
2030-08-09 16:00 | 2030 50% ECP | 683.6 | -526 | -510 | 372.96 | No
2030-08-09 17:00 | 2030 50% ECP | 700 | -287.63 | -421.66 | 251.88 | No
2030-08-09 18:00 | 2030 50% ECP | 700 | 0 | -121.66 | 442 | No
2030-08-09 19:00 | 2030 50% ECP | 700 | 0 | 0 | 388.04 | No
2030-08-09 20:00 | 2030 50% ECP | 700 | 0 | 0 | 442 | No
2030-08-09 21:00 | 2030 50% ECP | 700 | 0 | 0 | 404.45 | No
2030-08-09 22:00 | 2030 50% ECP | 700 | 0 | 0 | 369.35 | No
2030-08-09 23:00 | 2030 50% ECP | 700 | 0 | 0 | 311.13 | No
2030-08-10 | 2030 50% ECP | 700 | 300 | 300 | 442 | No
2030-08-10 01:00 | 2030 50% ECP | 700 | 254.16 | 510 | 345.42 | No
2030-08-10 02:00 | 2030 50% ECP | 700 | 471.92 | 510 | 442 | No
2030-08-10 03:00 | 2030 50% ECP | 700 | 505 | 510 | 442 | No
2030-08-10 04:00 | 2030 50% ECP | 700 | 477.12 | 510 | 442 | No
2030-08-10 05:00 | 2030 50% ECP | 700 | 177.12 | 510 | 442 | No
2030-08-10 06:00 | 2030 50% ECP | 700 | 0 | 466.78 | 142 | No
2030-08-10 07:00 | 2030 50% ECP | 700 | 0 | 300 | 387.3 | No
2030-08-10 08:00 | 2030 50% ECP | 700 | 0 | 0 | 442 | No
2030-08-10 09:00 | 2030 50% ECP | 100 | 0 | 0 | 442 | No
2030-08-10 10:00 | 2030 50% ECP | 0 | 0 | 0 | 442 | No
2030-08-10 11:00 | 2030 50% ECP | 0 | 0 | 0 | 442 | No
2030-08-10 12:00 | 2030 50% ECP | 441.4 | 0 | 0 | 442 | No
2030-08-10 13:00 | 2030 50% ECP | 700 | 0 | 0 | 442 | No
2030-08-10 14:00 | 2030 50% ECP | 534.94 | 0 | 0 | 442 | No
2030-08-10 15:00 | 2030 50% ECP | 664.59 | 0 | 88.81 | 442 | No
2030-08-10 16:00 | 2030 50% ECP | 700 | 0 | 388.81 | 442 | No
2030-08-10 17:00 | 2030 50% ECP | 700 | 205 | 359.66 | 442 | No
2030-08-10 18:00 | 2030 50% ECP | 700 | 505 | 510 | 442 | No
2030-08-10 19:00 | 2030 50% ECP | 700 | 505 | 510 | 442 | No
2030-08-10 20:00 | 2030 50% ECP | 700 | 505 | 510 | 442 | No
2030-08-10 21:00 | 2030 50% ECP | 700 | 505 | 510 | 442 | No
2030-08-10 22:00 | 2030 50% ECP | 700 | 505 | 510 | 442 | No
2030-08-10 23:00 | 2030 50% ECP | 700 | 505 | 510 | 442 | No
2030-08-11 | 2030 50% ECP | 700 | 457.62 | 510 | 442 | No
2030-08-11 01:00 | 2030 50% ECP | 700 | 424.62 | 510 | 442 | No
2030-08-11 02:00 | 2030 50% ECP | 700 | 431.79 | 510 | 442 | No
2030-08-11 03:00 | 2030 50% ECP | 700 | 505 | 510 | 442 | No
2030-08-11 04:00 | 2030 50% ECP | 700 | 437.79 | 510 | 442 | No
2030-08-11 05:00 | 2030 50% ECP | 700 | 505 | 510 | 442 | No
2030-08-11 06:00 | 2030 50% ECP | 700 | 262.48 | 482.55 | 442 | No
2030-08-11 07:00 | 2030 50% ECP | 500 | 22.8 | 182.55 | 442 | No
2030-08-11 08:00 | 2030 50% ECP | -100 | -226 | -117.45 | 442 | No
2030-08-11 09:00 | 2030 50% ECP | -700 | -526 | -417.45 | 442 | No
2030-08-11 10:00 | 2030 50% ECP | -700 | -526 | -510 | 375.65 | No
2030-08-11 11:00 | 2030 50% ECP | -700 | -526 | -510 | 442 | No
2030-08-11 12:00 | 2030 50% ECP | -700 | -526 | -510 | 442 | No
2030-08-11 13:00 | 2030 50% ECP | -700 | -526 | -510 | 422.26 | No
2030-08-11 14:00 | 2030 50% ECP | -700 | -526 | -510 | 366.68 | No
2030-08-11 15:00 | 2030 50% ECP | -500 | -513.49 | -510 | 420.32 | No
2030-08-11 16:00 | 2030 50% ECP | 100 | -213.49 | -210 | 442 | No
2030-08-11 17:00 | 2030 50% ECP | 700 | -272.24 | -510 | 442 | No
2030-08-11 18:00 | 2030 50% ECP | 700 | 0 | -397.15 | 442 | No
2030-08-11 19:00 | 2030 50% ECP | 700 | 0 | -510 | 442 | No
2030-08-11 20:00 | 2030 50% ECP | 700 | 0 | -510 | 442 | No
2030-08-11 21:00 | 2030 50% ECP | 700 | 0 | -265.36 | 442 | No
2030-08-11 22:00 | 2030 50% ECP | 700 | 0 | 34.64 | 442 | No
2030-08-11 23:00 | 2030 50% ECP | 700 | 300 | 334.64 | 442 | No
2030-08-12 | 2030 50% ECP | 700 | 358.63 | 510 | 442 | No
2030-08-12 01:00 | 2030 50% ECP | 700 | 369.01 | 510 | 442 | No
2030-08-12 02:00 | 2030 50% ECP | 700 | 505 | 510 | 442 | No
2030-08-12 03:00 | 2030 50% ECP | 700 | 472.67 | 510 | 442 | No
2030-08-12 04:00 | 2030 50% ECP | 700 | 428.09 | 510 | 442 | No
2030-08-12 05:00 | 2030 50% ECP | 700 | 435.64 | 510 | 442 | No
2030-08-12 06:00 | 2030 50% ECP | 700 | 160.36 | 510 | 442 | No
2030-08-12 07:00 | 2030 50% ECP | 700 | 240.84 | 510 | 442 | No
2030-08-12 08:00 | 2030 50% ECP | 220.1 | 300 | 300 | 442 | No
2030-08-12 09:00 | 2030 50% ECP | -379.9 | 0 | 0 | 442 | No
2030-08-12 10:00 | 2030 50% ECP | -700 | -203.65 | -210 | 442 | No
2030-08-12 11:00 | 2030 50% ECP | -700 | -503.65 | -510 | 378.98 | No
2030-08-12 12:00 | 2030 50% ECP | -700 | -526 | -510 | 335.19 | No
2030-08-12 13:00 | 2030 50% ECP | -700 | -226 | -510 | 442 | No
2030-08-12 14:00 | 2030 50% ECP | -700 | -96.24 | -510 | 359.66 | No
2030-08-12 15:00 | 2030 50% ECP | -100 | -40.4 | -210 | 348.83 | No
2030-08-12 16:00 | 2030 50% ECP | 500 | 145.4 | 90 | 442 | No
2030-08-12 17:00 | 2030 50% ECP | 700 | 205 | 315.54 | 442 | No
2030-08-12 18:00 | 2030 50% ECP | 700 | 505 | 510 | 442 | No
2030-08-12 19:00 | 2030 50% ECP | 700 | 505 | 510 | 442 | No
2030-08-12 20:00 | 2030 50% ECP | 700 | 505 | 510 | 442 | No
2030-08-12 21:00 | 2030 50% ECP | 700 | 505 | 510 | 442 | No
2030-08-12 22:00 | 2030 50% ECP | 700 | 505 | 510 | 442 | No
2030-08-12 23:00 | 2030 50% ECP | 578.63 | 505 | 510 | 442 | No
2030-08-13 | 2030 50% ECP | 700 | 505 | 510 | 442 | No
2030-08-13 01:00 | 2030 50% ECP | 700 | 505 | 510 | 442 | No
2030-08-13 02:00 | 2030 50% ECP | 700 | 505 | 510 | 442 | No
2030-08-13 03:00 | 2030 50% ECP | 700 | 205 | 510 | 442 | No
2030-08-13 04:00 | 2030 50% ECP | 700 | 89.95 | 510 | 442 | No
2030-08-13 05:00 | 2030 50% ECP | 700 | 0 | 373.7 | 442 | No
2030-08-13 06:00 | 2030 50% ECP | 700 | 0 | 481.79 | 442 | No
2030-08-13 07:00 | 2030 50% ECP | 700 | 158.85 | 510 | 442 | No
2030-08-13 08:00 | 2030 50% ECP | 700 | 207.46 | 300 | 442 | No
2030-08-13 09:00 | 2030 50% ECP | 700 | 0 | 0 | 442 | No
2030-08-13 10:00 | 2030 50% ECP | 350.87 | 0 | 0 | 442 | No
2030-08-13 11:00 | 2030 50% ECP | 0 | 0 | 0 | 442 | No
2030-08-13 12:00 | 2030 50% ECP | 0 | 0 | 0 | 442 | No
2030-08-13 13:00 | 2030 50% ECP | 0 | 0 | 0 | 442 | No
2030-08-13 14:00 | 2030 50% ECP | 229.84 | 0 | -37.6 | 442 | No
2030-08-13 15:00 | 2030 50% ECP | 229.84 | 0 | 0 | 442 | No
2030-08-13 16:00 | 2030 50% ECP | 591.62 | 0 | 197.93 | 442 | No
2030-08-13 17:00 | 2030 50% ECP | 700 | 300 | 497.93 | 442 | No
2030-08-13 18:00 | 2030 50% ECP | 700 | 0 | 197.93 | 384.51 | No
2030-08-13 19:00 | 2030 50% ECP | 700 | 0 | 210 | 142 | No
2030-08-13 20:00 | 2030 50% ECP | 700 | 300 | 510 | 442 | No
2030-08-13 21:00 | 2030 50% ECP | 700 | 505 | 510 | 442 | No
2030-08-13 22:00 | 2030 50% ECP | 700 | 505 | 510 | 442 | No
2030-08-13 23:00 | 2030 50% ECP | 700 | 505 | 510 | 442 | No
2030-08-14 | 2030 50% ECP | 700 | 505 | 510 | 442 | No
2030-08-14 01:00 | 2030 50% ECP | 700 | 505 | 510 | 442 | No
2030-08-14 02:00 | 2030 50% ECP | 700 | 505 | 510 | 442 | No
2030-08-14 03:00 | 2030 50% ECP | 700 | 505 | 510 | 442 | No
2030-08-14 04:00 | 2030 50% ECP | 700 | 505 | 510 | 442 | No
2030-08-14 05:00 | 2030 50% ECP | 700 | 505 | 510 | 442 | No
2030-08-14 06:00 | 2030 50% ECP | 700 | 300 | 495.64 | 442 | No
2030-08-14 07:00 | 2030 50% ECP | 700 | 0 | 195.64 | 142 | No
2030-08-14 08:00 | 2030 50% ECP | 600 | 0 | -73.88 | 442 | No
2030-08-14 09:00 | 2030 50% ECP | 0 | 0 | -210 | 442 | No
2030-08-14 10:00 | 2030 50% ECP | -600 | 0 | -510 | 442 | No
2030-08-14 11:00 | 2030 50% ECP | -700 | 0 | -510 | 442 | No
2030-08-14 12:00 | 2030 50% ECP | -700 | 0 | -510 | 442 | No
2030-08-14 13:00 | 2030 50% ECP | -700 | 0 | -401.21 | 442 | No
2030-08-14 14:00 | 2030 50% ECP | -500 | 0 | -438.03 | 442 | No
2030-08-14 15:00 | 2030 50% ECP | 100 | -199.01 | -366.68 | 442 | No
2030-08-14 16:00 | 2030 50% ECP | 700 | -499.01 | -510 | 394.22 | No
2030-08-14 17:00 | 2030 50% ECP | 700 | -199.01 | -210 | 442 | No
2030-08-14 18:00 | 2030 50% ECP | 700 | 0 | 90 | 442 | No
2030-08-14 19:00 | 2030 50% ECP | 700 | 0 | 390 | 442 | No
2030-08-14 20:00 | 2030 50% ECP | 700 | 124.36 | 510 | 442 | No
2030-08-14 21:00 | 2030 50% ECP | 700 | 124.36 | 510 | 442 | No
2030-08-14 22:00 | 2030 50% ECP | 700 | 424.36 | 510 | 442 | No
2030-08-14 23:00 | 2030 50% ECP | 700 | 505 | 510 | 442 | No
2030-08-15 | 2030 50% ECP | 700 | 505 | 510 | 442 | No
2030-08-15 01:00 | 2030 50% ECP | 700 | 505 | 510 | 442 | No
2030-08-15 02:00 | 2030 50% ECP | 700 | 505 | 510 | 442 | No
2030-08-15 03:00 | 2030 50% ECP | 700 | 505 | 510 | 442 | No
2030-08-15 04:00 | 2030 50% ECP | 700 | 505 | 510 | 442 | No
2030-08-15 05:00 | 2030 50% ECP | 700 | 205 | 356.68 | 142 | No
2030-08-15 06:00 | 2030 50% ECP | 700 | 0 | 90 | 407.51 | No
2030-08-15 07:00 | 2030 50% ECP | 700 | -49.58 | -210 | 337.4 | No
2030-08-15 08:00 | 2030 50% ECP | 700 | -349.58 | -510 | 325.61 | No
2030-08-15 09:00 | 2030 50% ECP | 700 | -526 | -510 | 107.38 | No
2030-08-15 10:00 | 2030 50% ECP | 448.84 | -526 | -510 | 140.88 | No
2030-08-15 11:00 | 2030 50% ECP | 690.25 | -526 | -510 | 89.14 | No
2030-08-15 12:00 | 2030 50% ECP | 311.71 | -526 | -510 | 96.78 | No
2030-08-15 13:00 | 2030 50% ECP | 646.04 | -526 | -510 | 112.34 | No
2030-08-15 14:00 | 2030 50% ECP | 318.51 | -526 | -510 | 134.36 | No
2030-08-15 15:00 | 2030 50% ECP | 700 | -497.34 | -510 | 163.12 | No
2030-08-15 16:00 | 2030 50% ECP | 700 | -209.72 | -300 | 249.31 | No
2030-08-15 17:00 | 2030 50% ECP | 700 | 0 | 0 | 374.02 | No
2030-08-15 18:00 | 2030 50% ECP | 700 | 0 | 300 | 371.13 | No
2030-08-15 19:00 | 2030 50% ECP | 700 | 0 | 510 | 283.93 | No
2030-08-15 20:00 | 2030 50% ECP | 700 | 0 | 510 | 442 | No
2030-08-15 21:00 | 2030 50% ECP | 700 | 0 | 510 | 442 | No
2030-08-15 22:00 | 2030 50% ECP | 700 | 205 | 510 | 142 | No
2030-08-15 23:00 | 2030 50% ECP | 700 | 505 | 510 | 442 | No
2030-08-16 | 2030 50% ECP | 700 | 505 | 510 | 442 | No
2030-08-16 01:00 | 2030 50% ECP | 700 | 505 | 510 | 442 | No
2030-08-16 02:00 | 2030 50% ECP | 700 | 505 | 510 | 442 | No
2030-08-16 03:00 | 2030 50% ECP | 700 | 505 | 510 | 442 | No
2030-08-16 04:00 | 2030 50% ECP | 700 | 505 | 510 | 442 | No
2030-08-16 05:00 | 2030 50% ECP | 700 | 505 | 510 | 442 | No
2030-08-16 06:00 | 2030 50% ECP | 700 | 505 | 510 | 442 | No
2030-08-16 07:00 | 2030 50% ECP | 700 | 205 | 210 | 142 | No
2030-08-16 08:00 | 2030 50% ECP | 700 | 0 | 247.09 | 0 | No
2030-08-16 09:00 | 2030 50% ECP | 700 | 0 | 178.31 | 0 | No
2030-08-16 10:00 | 2030 50% ECP | 700 | 0 | -121.69 | 0 | No
2030-08-16 11:00 | 2030 50% ECP | 700 | 0 | -421.69 | 0 | No
2030-08-16 12:00 | 2030 50% ECP | 700 | 0 | -432.62 | 0 | No
2030-08-16 13:00 | 2030 50% ECP | 700 | 0 | -432.62 | 0 | No
2030-08-16 14:00 | 2030 50% ECP | 700 | 0 | -253.79 | 0 | No
2030-08-16 15:00 | 2030 50% ECP | 700 | 0 | 0 | 0 | No
2030-08-16 16:00 | 2030 50% ECP | 700 | 0 | 95.46 | 0 | No
2030-08-16 17:00 | 2030 50% ECP | 700 | 277.66 | 210 | 0 | No
2030-08-16 18:00 | 2030 50% ECP | 700 | -22.34 | -90 | -300 | No
2030-08-16 19:00 | 2030 50% ECP | 700 | 176.01 | 210 | -110.02 | No
2030-08-16 20:00 | 2030 50% ECP | 700 | 476.01 | 510 | 189.98 | No
2030-08-16 21:00 | 2030 50% ECP | 700 | 505 | 510 | 131.53 | No
2030-08-16 22:00 | 2030 50% ECP | 700 | 505 | 510 | 321.13 | No
2030-08-16 23:00 | 2030 50% ECP | 700 | 505 | 510 | 409.44 | No
2030-08-17 | 2030 50% ECP | 700 | 505 | 510 | 442 | No
2030-08-17 01:00 | 2030 50% ECP | 700 | 505 | 510 | 442 | No
2030-08-17 02:00 | 2030 50% ECP | 700 | 505 | 510 | 442 | No
2030-08-17 03:00 | 2030 50% ECP | 700 | 505 | 510 | 442 | No
2030-08-17 04:00 | 2030 50% ECP | 700 | 505 | 510 | 442 | No
2030-08-17 05:00 | 2030 50% ECP | 700 | 461.09 | 510 | 153.94 | No
2030-08-17 06:00 | 2030 50% ECP | 700 | 161.09 | 210 | -146.06 | No
2030-08-17 07:00 | 2030 50% ECP | 700 | 0 | 510 | 135.93 | No
2030-08-17 08:00 | 2030 50% ECP | 700 | 0 | 510 | 115.66 | No
2030-08-17 09:00 | 2030 50% ECP | 700 | 0 | 510 | 272.92 | No
2030-08-17 10:00 | 2030 50% ECP | 700 | 0 | 510 | 111.14 | No
2030-08-17 11:00 | 2030 50% ECP | 700 | 0 | 510 | 95.57 | No
2030-08-17 12:00 | 2030 50% ECP | 700 | 0 | 495.12 | 26.86 | No
2030-08-17 13:00 | 2030 50% ECP | 700 | 0 | 195.12 | 0 | No
2030-08-17 14:00 | 2030 50% ECP | 700 | 0 | -7 | 0 | No
2030-08-17 15:00 | 2030 50% ECP | 700 | 0 | -4.34 | 0 | No
2030-08-17 16:00 | 2030 50% ECP | 700 | 0 | 276.87 | 29.6 | No
2030-08-17 17:00 | 2030 50% ECP | 700 | 0 | 510 | 314.08 | No
2030-08-17 18:00 | 2030 50% ECP | 700 | 85.25 | 510 | 442 | No
2030-08-17 19:00 | 2030 50% ECP | 700 | 218.11 | 510 | 442 | No
2030-08-17 20:00 | 2030 50% ECP | 700 | 108.62 | 510 | 442 | No
2030-08-17 21:00 | 2030 50% ECP | 700 | 0 | 510 | 442 | No
2030-08-17 22:00 | 2030 50% ECP | 700 | 109.49 | 510 | 402.32 | No
2030-08-17 23:00 | 2030 50% ECP | 700 | 317.15 | 510 | 442 | No
2030-08-18 | 2030 50% ECP | 700 | 505 | 510 | 442 | No
2030-08-18 01:00 | 2030 50% ECP | 700 | 505 | 510 | 442 | No
2030-08-18 02:00 | 2030 50% ECP | 700 | 505 | 510 | 442 | No
2030-08-18 03:00 | 2030 50% ECP | 700 | 505 | 510 | 442 | No
2030-08-18 04:00 | 2030 50% ECP | 700 | 342.24 | 510 | 442 | No
2030-08-18 05:00 | 2030 50% ECP | 700 | 498.1 | 510 | 442 | No
2030-08-18 06:00 | 2030 50% ECP | 700 | 253.49 | 510 | 442 | No
2030-08-18 07:00 | 2030 50% ECP | 700 | 300 | 510 | 442 | No
2030-08-18 08:00 | 2030 50% ECP | 600 | 0 | 260.73 | 442 | No
2030-08-18 09:00 | 2030 50% ECP | 0 | 0 | 0 | 442 | No
2030-08-18 10:00 | 2030 50% ECP | -203 | 0 | 0 | 442 | No
2030-08-18 11:00 | 2030 50% ECP | -459.57 | 0 | 0 | 442 | No
2030-08-18 12:00 | 2030 50% ECP | -400.3 | 0 | 0 | 442 | No
2030-08-18 13:00 | 2030 50% ECP | -700 | 0 | 0 | 442 | No
2030-08-18 14:00 | 2030 50% ECP | -700 | 0 | 0 | 442 | No
2030-08-18 15:00 | 2030 50% ECP | -454.93 | 0 | 0 | 442 | No
2030-08-18 16:00 | 2030 50% ECP | -38.78 | 0 | 0 | 442 | No
2030-08-18 17:00 | 2030 50% ECP | 280.69 | 191.2 | 210 | 442 | No
2030-08-18 18:00 | 2030 50% ECP | 700 | 491.2 | 510 | 442 | No
2030-08-18 19:00 | 2030 50% ECP | 700 | 505 | 510 | 442 | No
2030-08-18 20:00 | 2030 50% ECP | 700 | 505 | 510 | 442 | No
2030-08-18 21:00 | 2030 50% ECP | 700 | 505 | 510 | 442 | No
2030-08-18 22:00 | 2030 50% ECP | 700 | 505 | 510 | 442 | No
2030-08-18 23:00 | 2030 50% ECP | 700 | 505 | 510 | 442 | No
2030-08-19 | 2030 50% ECP | 700 | 505 | 510 | 442 | No
2030-08-19 01:00 | 2030 50% ECP | 700 | 302.48 | 510 | 442 | No
2030-08-19 02:00 | 2030 50% ECP | 700 | 241.29 | 510 | 442 | No
2030-08-19 03:00 | 2030 50% ECP | 700 | 320.39 | 510 | 442 | No
2030-08-19 04:00 | 2030 50% ECP | 700 | 320.39 | 510 | 442 | No
2030-08-19 05:00 | 2030 50% ECP | 700 | 157.83 | 510 | 442 | No
2030-08-19 06:00 | 2030 50% ECP | 700 | 214.67 | 510 | 442 | No
2030-08-19 07:00 | 2030 50% ECP | 700 | 214.67 | 510 | 442 | No
2030-08-19 08:00 | 2030 50% ECP | 700 | 344.47 | 510 | 442 | No
2030-08-19 09:00 | 2030 50% ECP | 395.49 | 505 | 510 | 442 | No
2030-08-19 10:00 | 2030 50% ECP | 209.12 | 505 | 510 | 442 | No
2030-08-19 11:00 | 2030 50% ECP | -104.08 | 505 | 510 | 442 | No
2030-08-19 12:00 | 2030 50% ECP | -700 | 505 | 510 | 442 | No
2030-08-19 13:00 | 2030 50% ECP | -700 | 505 | 510 | 442 | No
2030-08-19 14:00 | 2030 50% ECP | -700 | 505 | 510 | 279.39 | No
2030-08-19 15:00 | 2030 50% ECP | -506.68 | 505 | 510 | 442 | No
2030-08-19 16:00 | 2030 50% ECP | -408.5 | 505 | 510 | 436.13 | No
2030-08-19 17:00 | 2030 50% ECP | -38.76 | 505 | 510 | 353.71 | No
2030-08-19 18:00 | 2030 50% ECP | -18.7 | 505 | 510 | 224.87 | No
2030-08-19 19:00 | 2030 50% ECP | -618.7 | 505 | 510 | 197.06 | No
2030-08-19 20:00 | 2030 50% ECP | -700 | 505 | 510 | 159.63 | Yes
2030-08-19 21:00 | 2030 50% ECP | -700 | 505 | 510 | 311.98 | Yes
2030-08-19 22:00 | 2030 50% ECP | -700 | 505 | 510 | 442 | Yes
2030-08-19 23:00 | 2030 50% ECP | -700 | 505 | 510 | 442 | Yes
2030-08-20 | 2030 50% ECP | -700 | 505 | 510 | 142 | Yes
2030-08-20 01:00 | 2030 50% ECP | -700 | 505 | 510 | -60.53 | Yes
2030-08-20 02:00 | 2030 50% ECP | -700 | 505 | 510 | -66.53 | Yes
2030-08-20 03:00 | 2030 50% ECP | -700 | 505 | 510 | -111.23 | Yes
2030-08-20 04:00 | 2030 50% ECP | -700 | 505 | 510 | -81.93 | Yes
2030-08-20 05:00 | 2030 50% ECP | -700 | 505 | 510 | 72.94 | Yes
2030-08-20 06:00 | 2030 50% ECP | -700 | 505 | 510 | 70.63 | Yes
2030-08-20 07:00 | 2030 50% ECP | -700 | 505 | 510 | 132.88 | Yes
2030-08-20 08:00 | 2030 50% ECP | -700 | 505 | 510 | 216.67 | Yes
2030-08-20 09:00 | 2030 50% ECP | -700 | 505 | 510 | 219.29 | Yes
2030-08-20 10:00 | 2030 50% ECP | -700 | 505 | 510 | 165.91 | Yes
2030-08-20 11:00 | 2030 50% ECP | -700 | 505 | 510 | 189.75 | Yes
2030-08-20 12:00 | 2030 50% ECP | -700 | 505 | 510 | 374.69 | Yes
2030-08-20 13:00 | 2030 50% ECP | -700 | 505 | 510 | 428.41 | Yes
2030-08-20 14:00 | 2030 50% ECP | -700 | 505 | 510 | 128.41 | Yes
2030-08-20 15:00 | 2030 50% ECP | -700 | 505 | 510 | 94.61 | Yes
2030-08-20 16:00 | 2030 50% ECP | -700 | 505 | 510 | 265.94 | Yes
2030-08-20 17:00 | 2030 50% ECP | -700 | 505 | 510 | 295.1 | Yes
2030-08-20 18:00 | 2030 50% ECP | -700 | 505 | 510 | 328.75 | Yes
2030-08-20 19:00 | 2030 50% ECP | -700 | 505 | 510 | 257.99 | Yes
2030-08-20 20:00 | 2030 50% ECP | -700 | 505 | 510 | 220.14 | Yes
2030-08-20 21:00 | 2030 50% ECP | -700 | 505 | 510 | 181.64 | Yes
2030-08-20 22:00 | 2030 50% ECP | -700 | 505 | 510 | 69.65 | Yes
2030-08-20 23:00 | 2030 50% ECP | -700 | 505 | 510 | -37.7 | Yes
2030-08-21 | 2030 50% ECP | -700 | 505 | 510 | 262.3 | Yes
2030-08-21 01:00 | 2030 50% ECP | -700 | 505 | 510 | -9.44 | Yes
2030-08-21 02:00 | 2030 50% ECP | -700 | 505 | 510 | -64.93 | Yes
2030-08-21 03:00 | 2030 50% ECP | -700 | 505 | 510 | 83.31 | Yes
2030-08-21 04:00 | 2030 50% ECP | -700 | 505 | 510 | 261.39 | Yes
2030-08-21 05:00 | 2030 50% ECP | -700 | 505 | 510 | 442 | Yes
2030-08-21 06:00 | 2030 50% ECP | -700 | 505 | 510 | 442 | Yes
2030-08-21 07:00 | 2030 50% ECP | -700 | 505 | 510 | 442 | Yes
2030-08-21 08:00 | 2030 50% ECP | -700 | 505 | 510 | 442 | Yes
2030-08-21 09:00 | 2030 50% ECP | -700 | 505 | 510 | 442 | Yes
2030-08-21 10:00 | 2030 50% ECP | -700 | 505 | 510 | 442 | Yes
2030-08-21 11:00 | 2030 50% ECP | -700 | 505 | 510 | 442 | Yes
2030-08-21 12:00 | 2030 50% ECP | -700 | 505 | 510 | 442 | Yes
2030-08-21 13:00 | 2030 50% ECP | -700 | 505 | 510 | 442 | Yes
2030-08-21 14:00 | 2030 50% ECP | -700 | 505 | 510 | 442 | Yes
2030-08-21 15:00 | 2030 50% ECP | -700 | 505 | 510 | 442 | Yes
2030-08-21 16:00 | 2030 50% ECP | -700 | 505 | 510 | 442 | Yes
2030-08-21 17:00 | 2030 50% ECP | -644.99 | 505 | 510 | 442 | No
2030-08-21 18:00 | 2030 50% ECP | -343.08 | 505 | 510 | 442 | No
2030-08-21 19:00 | 2030 50% ECP | 0 | 205 | 210 | 142 | No
2030-08-21 20:00 | 2030 50% ECP | 0 | 0 | 0 | 0 | No
2030-08-21 21:00 | 2030 50% ECP | 0 | 205 | 210 | 142 | No
2030-08-21 22:00 | 2030 50% ECP | 0 | 505 | 510 | 442 | No
2030-08-21 23:00 | 2030 50% ECP | -278.59 | 505 | 510 | 442 | No
2030-08-22 | 2030 50% ECP | 321.41 | 505 | 510 | 442 | No
2030-08-22 01:00 | 2030 50% ECP | 387.34 | 505 | 510 | 442 | No
2030-08-22 02:00 | 2030 50% ECP | 182.18 | 505 | 510 | 442 | No
2030-08-22 03:00 | 2030 50% ECP | 2.33 | 505 | 510 | 442 | No
2030-08-22 04:00 | 2030 50% ECP | 162.72 | 505 | 510 | 442 | No
2030-08-22 05:00 | 2030 50% ECP | -63.56 | 505 | 510 | 442 | No
2030-08-22 06:00 | 2030 50% ECP | 0 | 314.74 | 510 | 442 | No
2030-08-22 07:00 | 2030 50% ECP | -100 | 14.74 | 210 | 442 | No
2030-08-22 08:00 | 2030 50% ECP | -700 | 314.74 | 510 | 442 | Yes
2030-08-22 09:00 | 2030 50% ECP | -700 | 505 | 510 | 442 | Yes
2030-08-22 10:00 | 2030 50% ECP | -700 | 505 | 510 | 442 | Yes
2030-08-22 11:00 | 2030 50% ECP | -700 | 505 | 510 | 442 | Yes
2030-08-22 12:00 | 2030 50% ECP | -700 | 505 | 510 | 442 | Yes
2030-08-22 13:00 | 2030 50% ECP | -700 | 505 | 510 | 442 | Yes
2030-08-22 14:00 | 2030 50% ECP | -700 | 505 | 510 | 442 | Yes
2030-08-22 15:00 | 2030 50% ECP | -700 | 505 | 510 | 442 | Yes
2030-08-22 16:00 | 2030 50% ECP | -700 | 505 | 510 | 442 | Yes
2030-08-22 17:00 | 2030 50% ECP | -486.88 | 505 | 510 | 442 | No
2030-08-22 18:00 | 2030 50% ECP | 113.12 | 505 | 510 | 442 | No
2030-08-22 19:00 | 2030 50% ECP | 700 | 505 | 510 | 442 | No
2030-08-22 20:00 | 2030 50% ECP | 700 | 205 | 510 | 442 | No
2030-08-22 21:00 | 2030 50% ECP | 700 | 243.21 | 510 | 442 | No
2030-08-22 22:00 | 2030 50% ECP | 700 | 268.96 | 510 | 442 | No
2030-08-22 23:00 | 2030 50% ECP | 700 | 227.9 | 510 | 442 | No
2030-08-23 | 2030 50% ECP | 700 | 505 | 510 | 442 | No
2030-08-23 01:00 | 2030 50% ECP | 700 | 505 | 510 | 442 | No
2030-08-23 02:00 | 2030 50% ECP | 700 | 505 | 510 | 442 | No
2030-08-23 03:00 | 2030 50% ECP | 700 | 268.03 | 510 | 442 | No
2030-08-23 04:00 | 2030 50% ECP | 700 | 0 | 510 | 442 | No
2030-08-23 05:00 | 2030 50% ECP | 700 | 155.75 | 510 | 442 | No
2030-08-23 06:00 | 2030 50% ECP | 700 | 225.23 | 510 | 442 | No
2030-08-23 07:00 | 2030 50% ECP | 700 | 505 | 510 | 442 | No
2030-08-23 08:00 | 2030 50% ECP | 501.04 | 300 | 300 | 442 | No
2030-08-23 09:00 | 2030 50% ECP | -98.96 | 0 | 0 | 442 | No
2030-08-23 10:00 | 2030 50% ECP | -698.96 | -300 | -300 | 442 | No
2030-08-23 11:00 | 2030 50% ECP | -700 | 0 | -474.44 | 442 | No
2030-08-23 12:00 | 2030 50% ECP | -700 | 0 | -510 | 442 | No
2030-08-23 13:00 | 2030 50% ECP | -700 | 0 | -510 | 442 | No
2030-08-23 14:00 | 2030 50% ECP | -700 | 0 | -309.39 | 442 | No
2030-08-23 15:00 | 2030 50% ECP | -600 | 0 | -14.31 | 442 | No
2030-08-23 16:00 | 2030 50% ECP | 0 | 0 | 233.94 | 442 | No
2030-08-23 17:00 | 2030 50% ECP | 600 | 88.95 | 510 | 442 | No
2030-08-23 18:00 | 2030 50% ECP | 700 | 355.76 | 510 | 442 | No
2030-08-23 19:00 | 2030 50% ECP | 700 | 505 | 510 | 442 | No
2030-08-23 20:00 | 2030 50% ECP | 700 | 505 | 510 | 442 | No
2030-08-23 21:00 | 2030 50% ECP | 700 | 505 | 510 | 442 | No
2030-08-23 22:00 | 2030 50% ECP | 700 | 505 | 510 | 442 | No
2030-08-23 23:00 | 2030 50% ECP | 700 | 505 | 510 | 442 | No
2030-08-24 | 2030 50% ECP | 700 | 505 | 510 | 442 | No
2030-08-24 01:00 | 2030 50% ECP | 700 | 505 | 510 | 442 | No
2030-08-24 02:00 | 2030 50% ECP | 700 | 505 | 510 | 442 | No
2030-08-24 03:00 | 2030 50% ECP | 700 | 505 | 510 | 442 | No
2030-08-24 04:00 | 2030 50% ECP | 700 | 505 | 510 | 442 | No
2030-08-24 05:00 | 2030 50% ECP | 700 | 205 | 407.51 | 283.34 | No
2030-08-24 06:00 | 2030 50% ECP | 700 | 0 | 227.35 | 440 | No
2030-08-24 07:00 | 2030 50% ECP | 700 | 0 | -72.65 | 327.03 | No
2030-08-24 08:00 | 2030 50% ECP | 700 | -235.52 | -372.65 | 294.53 | No
2030-08-24 09:00 | 2030 50% ECP | 639.94 | -526 | -510 | 267.05 | No
2030-08-24 10:00 | 2030 50% ECP | 39.94 | -526 | -510 | 159.84 | No
2030-08-24 11:00 | 2030 50% ECP | 0 | -526 | -510 | 163.95 | No
2030-08-24 12:00 | 2030 50% ECP | 0 | -526 | -510 | 171.51 | No
2030-08-24 13:00 | 2030 50% ECP | 5.35 | -526 | -510 | 135.62 | No
2030-08-24 14:00 | 2030 50% ECP | 76.27 | -526 | -510 | 131.82 | No
2030-08-24 15:00 | 2030 50% ECP | 511.74 | -526 | -510 | 56.89 | No
2030-08-24 16:00 | 2030 50% ECP | 700 | -526 | -510 | 148.03 | No
2030-08-24 17:00 | 2030 50% ECP | 700 | -300 | -281.88 | 200.76 | No
2030-08-24 18:00 | 2030 50% ECP | 700 | 0 | 18.12 | 277.58 | No
2030-08-24 19:00 | 2030 50% ECP | 700 | 300 | 318.12 | 442 | No
2030-08-24 20:00 | 2030 50% ECP | 700 | 0 | 510 | 309.16 | No
2030-08-24 21:00 | 2030 50% ECP | 600 | 0 | 311.86 | 244.63 | No
2030-08-24 22:00 | 2030 50% ECP | 0 | 0 | 11.86 | 0 | No
2030-08-24 23:00 | 2030 50% ECP | -600 | -122.32 | -288.14 | -300 | No
2030-08-25 | 2030 50% ECP | -700 | 177.68 | 11.86 | 0 | Yes
2030-08-25 01:00 | 2030 50% ECP | -700 | 477.68 | 311.86 | 169.42 | Yes
2030-08-25 02:00 | 2030 50% ECP | -700 | 505 | 510 | 167 | Yes
2030-08-25 03:00 | 2030 50% ECP | -700 | 505 | 510 | 12.88 | Yes
2030-08-25 04:00 | 2030 50% ECP | -700 | 505 | 510 | -163.56 | Yes
2030-08-25 05:00 | 2030 50% ECP | -700 | 505 | 510 | -265.51 | Yes
2030-08-25 06:00 | 2030 50% ECP | -700 | 505 | 510 | -238.09 | Yes
2030-08-25 07:00 | 2030 50% ECP | -700 | 505 | 510 | -170.64 | Yes
2030-08-25 08:00 | 2030 50% ECP | -700 | 505 | 510 | -153.91 | Yes
2030-08-25 09:00 | 2030 50% ECP | -700 | 505 | 510 | -110.04 | Yes
2030-08-25 10:00 | 2030 50% ECP | -700 | 505 | 510 | -71.19 | Yes
2030-08-25 11:00 | 2030 50% ECP | -700 | 505 | 510 | -36.46 | Yes
2030-08-25 12:00 | 2030 50% ECP | -700 | 505 | 510 | -13.31 | Yes
2030-08-25 13:00 | 2030 50% ECP | -700 | 505 | 510 | -12.74 | Yes
2030-08-25 14:00 | 2030 50% ECP | -700 | 505 | 510 | -27.85 | Yes
2030-08-25 15:00 | 2030 50% ECP | -700 | 505 | 510 | 29.84 | Yes
2030-08-25 16:00 | 2030 50% ECP | -700 | 505 | 510 | 329.84 | Yes
2030-08-25 17:00 | 2030 50% ECP | -700 | 505 | 510 | 442 | Yes
2030-08-25 18:00 | 2030 50% ECP | -700 | 505 | 510 | 442 | Yes
2030-08-25 19:00 | 2030 50% ECP | -700 | 505 | 510 | 262.02 | Yes
2030-08-25 20:00 | 2030 50% ECP | -700 | 505 | 510 | 411.71 | Yes
2030-08-25 21:00 | 2030 50% ECP | -700 | 505 | 510 | 442 | Yes
2030-08-25 22:00 | 2030 50% ECP | -700 | 505 | 510 | 442 | Yes
2030-08-25 23:00 | 2030 50% ECP | -700 | 505 | 510 | 442 | Yes
2030-08-26 | 2030 50% ECP | -100 | 505 | 510 | 442 | No
2030-08-26 01:00 | 2030 50% ECP | 309.8 | 505 | 510 | 442 | No
2030-08-26 02:00 | 2030 50% ECP | 571.14 | 505 | 510 | 442 | No
2030-08-26 03:00 | 2030 50% ECP | 700 | 505 | 510 | 442 | No
2030-08-26 04:00 | 2030 50% ECP | 486.47 | 505 | 510 | 442 | No
2030-08-26 05:00 | 2030 50% ECP | 486.47 | 505 | 510 | 442 | No
2030-08-26 06:00 | 2030 50% ECP | 661.44 | 492.77 | 510 | 442 | No
2030-08-26 07:00 | 2030 50% ECP | 700 | 505 | 510 | 442 | No
2030-08-26 08:00 | 2030 50% ECP | 700 | 491.99 | 510 | 442 | No
2030-08-26 09:00 | 2030 50% ECP | 136.04 | 191.99 | 210 | 442 | No
2030-08-26 10:00 | 2030 50% ECP | 28.09 | 0 | 0 | 442 | No
2030-08-26 11:00 | 2030 50% ECP | 0 | 0 | 0 | 442 | No
2030-08-26 12:00 | 2030 50% ECP | 0 | 0 | 0 | 442 | No
2030-08-26 13:00 | 2030 50% ECP | 0 | 0 | 0 | 442 | No
2030-08-26 14:00 | 2030 50% ECP | 0 | 0 | 0 | 442 | No
2030-08-26 15:00 | 2030 50% ECP | 0 | 0 | 0 | 442 | No
2030-08-26 16:00 | 2030 50% ECP | 387.55 | 0 | 132.58 | 442 | No
2030-08-26 17:00 | 2030 50% ECP | 700 | 72.34 | 432.58 | 442 | No
2030-08-26 18:00 | 2030 50% ECP | 700 | 0 | 132.58 | 442 | No
2030-08-26 19:00 | 2030 50% ECP | 700 | 0 | 0 | 442 | No
2030-08-26 20:00 | 2030 50% ECP | 700 | 205 | 210 | 442 | No
2030-08-26 21:00 | 2030 50% ECP | 700 | 505 | 510 | 442 | No
2030-08-26 22:00 | 2030 50% ECP | 700 | 505 | 510 | 442 | No
2030-08-26 23:00 | 2030 50% ECP | 700 | 505 | 510 | 442 | No
2030-08-27 | 2030 50% ECP | 700 | 205 | 386.51 | 250.43 | No
2030-08-27 01:00 | 2030 50% ECP | 700 | 505 | 510 | 442 | No
2030-08-27 02:00 | 2030 50% ECP | 700 | 505 | 510 | 442 | No
2030-08-27 03:00 | 2030 50% ECP | 700 | 505 | 510 | 442 | No
2030-08-27 04:00 | 2030 50% ECP | 700 | 505 | 510 | 442 | No
2030-08-27 05:00 | 2030 50% ECP | 700 | 300 | 414.12 | 442 | No
2030-08-27 06:00 | 2030 50% ECP | 700 | 0 | 114.12 | 204.24 | No
2030-08-27 07:00 | 2030 50% ECP | 700 | 300 | 414.12 | 442 | No
2030-08-27 08:00 | 2030 50% ECP | 700 | 175.82 | 210 | 442 | No
2030-08-27 09:00 | 2030 50% ECP | 700 | 475.82 | 510 | 442 | No
2030-08-27 10:00 | 2030 50% ECP | 700 | 505 | 510 | 442 | No
2030-08-27 11:00 | 2030 50% ECP | 700 | 505 | 510 | 442 | No
2030-08-27 12:00 | 2030 50% ECP | 700 | 505 | 510 | 442 | No
2030-08-27 13:00 | 2030 50% ECP | 700 | 505 | 510 | 442 | No
2030-08-27 14:00 | 2030 50% ECP | 700 | 505 | 510 | 442 | No
2030-08-27 15:00 | 2030 50% ECP | 700 | 505 | 510 | 442 | No
2030-08-27 16:00 | 2030 50% ECP | 700 | 408.87 | 510 | 442 | No
2030-08-27 17:00 | 2030 50% ECP | 700 | 108.87 | 210 | 442 | No
2030-08-27 18:00 | 2030 50% ECP | 700 | -191.13 | -90 | 238.42 | No
2030-08-27 19:00 | 2030 50% ECP | 700 | 0 | 0 | 376.82 | No
2030-08-27 20:00 | 2030 50% ECP | 700 | 0 | 0 | 423.61 | No
2030-08-27 21:00 | 2030 50% ECP | 700 | 0 | 156.12 | 197.49 | No
2030-08-27 22:00 | 2030 50% ECP | 700 | 0 | 393.15 | 142 | No
2030-08-27 23:00 | 2030 50% ECP | 700 | 149.9 | 510 | 442 | No
2030-08-28 | 2030 50% ECP | 700 | 224.09 | 510 | 317.67 | No
2030-08-28 01:00 | 2030 50% ECP | 700 | 153.92 | 510 | 17.67 | No
2030-08-28 02:00 | 2030 50% ECP | 700 | 71.45 | 354.87 | -282.33 | No
2030-08-28 03:00 | 2030 50% ECP | 237.32 | 371.45 | 510 | -510 | No
2030-08-28 04:00 | 2030 50% ECP | -48.01 | 505 | 510 | -210 | No
2030-08-28 05:00 | 2030 50% ECP | -232.11 | 505 | 510 | 90 | No
2030-08-28 06:00 | 2030 50% ECP | -332.05 | 505 | 510 | -23.4 | No
2030-08-28 07:00 | 2030 50% ECP | 0 | 505 | 510 | -323.4 | No
2030-08-28 08:00 | 2030 50% ECP | -171.76 | 505 | 510 | -23.4 | No
2030-08-28 09:00 | 2030 50% ECP | -700 | 505 | 510 | 276.6 | Yes
2030-08-28 10:00 | 2030 50% ECP | -700 | 505 | 510 | 442 | Yes
2030-08-28 11:00 | 2030 50% ECP | -700 | 505 | 510 | 442 | Yes
2030-08-28 12:00 | 2030 50% ECP | -700 | 505 | 510 | 442 | Yes
2030-08-28 13:00 | 2030 50% ECP | -700 | 505 | 510 | 442 | Yes
2030-08-28 14:00 | 2030 50% ECP | -700 | 505 | 510 | 442 | Yes
2030-08-28 15:00 | 2030 50% ECP | -700 | 505 | 510 | 442 | Yes
2030-08-28 16:00 | 2030 50% ECP | -700 | 505 | 510 | 442 | Yes
2030-08-28 17:00 | 2030 50% ECP | -700 | 505 | 510 | 442 | Yes
2030-08-28 18:00 | 2030 50% ECP | -100 | 505 | 510 | 442 | No
2030-08-28 19:00 | 2030 50% ECP | 65.5 | 205 | 210 | 142 | No
2030-08-28 20:00 | 2030 50% ECP | 0 | 505 | 510 | 442 | No
2030-08-28 21:00 | 2030 50% ECP | 0 | 505 | 510 | 442 | No
2030-08-28 22:00 | 2030 50% ECP | 0 | 505 | 510 | 442 | No
2030-08-28 23:00 | 2030 50% ECP | 0 | 505 | 510 | 442 | No
2030-08-29 | 2030 50% ECP | 458.54 | 505 | 510 | 442 | No
2030-08-29 01:00 | 2030 50% ECP | 47.61 | 505 | 510 | 442 | No
2030-08-29 02:00 | 2030 50% ECP | 0 | 505 | 510 | 442 | No
2030-08-29 03:00 | 2030 50% ECP | 0 | 505 | 510 | 442 | No
2030-08-29 04:00 | 2030 50% ECP | 104.47 | 505 | 510 | 442 | No
2030-08-29 05:00 | 2030 50% ECP | 77.63 | 505 | 510 | 442 | No
2030-08-29 06:00 | 2030 50% ECP | 500 | 505 | 510 | 442 | No
2030-08-29 07:00 | 2030 50% ECP | -100 | 505 | 510 | 442 | No
2030-08-29 08:00 | 2030 50% ECP | -700 | 505 | 510 | 442 | Yes
2030-08-29 09:00 | 2030 50% ECP | -700 | 505 | 510 | 442 | Yes
2030-08-29 10:00 | 2030 50% ECP | -700 | 505 | 510 | 442 | Yes
2030-08-29 11:00 | 2030 50% ECP | -700 | 505 | 510 | 442 | Yes
2030-08-29 12:00 | 2030 50% ECP | -700 | 505 | 510 | 442 | Yes
2030-08-29 13:00 | 2030 50% ECP | -700 | 505 | 510 | 442 | Yes
2030-08-29 14:00 | 2030 50% ECP | -700 | 217.38 | 210 | 142 | Yes
2030-08-29 15:00 | 2030 50% ECP | -700 | -82.62 | -90 | -158 | Yes
2030-08-29 16:00 | 2030 50% ECP | -500 | 0 | -8.27 | 0 | No
2030-08-29 17:00 | 2030 50% ECP | 100 | 0 | 210 | 43.96 | No
2030-08-29 18:00 | 2030 50% ECP | 700 | 300 | 510 | 343.96 | No
2030-08-29 19:00 | 2030 50% ECP | 700 | 505 | 510 | 442 | No
2030-08-29 20:00 | 2030 50% ECP | 700 | 505 | 510 | 442 | No
2030-08-29 21:00 | 2030 50% ECP | 700 | 505 | 510 | 442 | No
2030-08-29 22:00 | 2030 50% ECP | 700 | 505 | 510 | 442 | No
2030-08-29 23:00 | 2030 50% ECP | 700 | 505 | 510 | 442 | No
2030-08-30 | 2030 50% ECP | 700 | 505 | 510 | 442 | No
2030-08-30 01:00 | 2030 50% ECP | 700 | 471.72 | 510 | 442 | No
2030-08-30 02:00 | 2030 50% ECP | 700 | 505 | 510 | 442 | No
2030-08-30 03:00 | 2030 50% ECP | 700 | 505 | 510 | 442 | No
2030-08-30 04:00 | 2030 50% ECP | 700 | 505 | 510 | 442 | No
2030-08-30 05:00 | 2030 50% ECP | 700 | 404.89 | 510 | 442 | No
2030-08-30 06:00 | 2030 50% ECP | 700 | 300 | 369.42 | 442 | No
2030-08-30 07:00 | 2030 50% ECP | 700 | 0 | 69.42 | 142 | No
2030-08-30 08:00 | 2030 50% ECP | 700 | -300 | -230.58 | 82.47 | No
2030-08-30 09:00 | 2030 50% ECP | 100 | 0 | 0 | 382.47 | No
2030-08-30 10:00 | 2030 50% ECP | -500 | 0 | 0 | 442 | No
2030-08-30 11:00 | 2030 50% ECP | -214.15 | 0 | -210 | 442 | No
2030-08-30 12:00 | 2030 50% ECP | -105.37 | -300 | -510 | 442 | No
2030-08-30 13:00 | 2030 50% ECP | 0 | -155.31 | -510 | 391.3 | No
2030-08-30 14:00 | 2030 50% ECP | 123.24 | 0 | -210 | 323.55 | No
2030-08-30 15:00 | 2030 50% ECP | 700 | -300 | -487.89 | 130.34 | No
2030-08-30 16:00 | 2030 50% ECP | 700 | 0 | -187.89 | 230.19 | No
2030-08-30 17:00 | 2030 50% ECP | 700 | 300 | 112.11 | 362.57 | No
2030-08-30 18:00 | 2030 50% ECP | 700 | 0 | -47.13 | 62.57 | No
2030-08-30 19:00 | 2030 50% ECP | 700 | -95 | -90 | -158 | No
2030-08-30 20:00 | 2030 50% ECP | 700 | 205 | 210 | 142 | No
2030-08-30 21:00 | 2030 50% ECP | 700 | 505 | 510 | 442 | No
2030-08-30 22:00 | 2030 50% ECP | 700 | 505 | 510 | 426.43 | No
2030-08-30 23:00 | 2030 50% ECP | 700 | 505 | 510 | 329.09 | No
2030-08-31 | 2030 50% ECP | 700 | 505 | 510 | 442 | No
2030-08-31 01:00 | 2030 50% ECP | 700 | 505 | 510 | 442 | No
2030-08-31 02:00 | 2030 50% ECP | 700 | 505 | 510 | 442 | No
2030-08-31 03:00 | 2030 50% ECP | 700 | 505 | 510 | 442 | No
2030-08-31 04:00 | 2030 50% ECP | 700 | 289.84 | 510 | 442 | No
2030-08-31 05:00 | 2030 50% ECP | 700 | 4.82 | 510 | 442 | No
2030-08-31 06:00 | 2030 50% ECP | 700 | 0 | 459.85 | 393.45 | No
2030-08-31 07:00 | 2030 50% ECP | 700 | 149.71 | 203.37 | 442 | No
2030-08-31 08:00 | 2030 50% ECP | 100 | 0 | -96.63 | 361.39 | No
2030-08-31 09:00 | 2030 50% ECP | -500 | -300 | -396.63 | 138.36 | No
2030-08-31 10:00 | 2030 50% ECP | -700 | -526 | -510 | 7.07 | No
2030-08-31 11:00 | 2030 50% ECP | -700 | -526 | -510 | 0 | No
2030-08-31 12:00 | 2030 50% ECP | -700 | -526 | -510 | 0 | No
2030-08-31 13:00 | 2030 50% ECP | -700 | -469.55 | -510 | 0 | No
2030-08-31 14:00 | 2030 50% ECP | -700 | -300 | -390 | 0 | No
2030-08-31 15:00 | 2030 50% ECP | -486.43 | 0 | -90 | 132.61 | No
2030-08-31 16:00 | 2030 50% ECP | 113.57 | 77.77 | 210 | 432.61 | No
2030-08-31 17:00 | 2030 50% ECP | 700 | 377.77 | 510 | 442 | No
2030-08-31 18:00 | 2030 50% ECP | 700 | 505 | 510 | 442 | No
2030-08-31 19:00 | 2030 50% ECP | 700 | 505 | 510 | 442 | No
2030-08-31 20:00 | 2030 50% ECP | 700 | 505 | 510 | 442 | No
2030-08-31 21:00 | 2030 50% ECP | 700 | 505 | 510 | 442 | No
2030-08-31 22:00 | 2030 50% ECP | 700 | 505 | 510 | 442 | No
2030-08-31 23:00 | 2030 50% ECP | 700 | 505 | 510 | 442 | No
2030-09-01 | 2030 50% ECP | 700 | 505 | 510 | 442 | No
2030-09-01 01:00 | 2030 50% ECP | 700 | 373.63 | 510 | 442 | No
2030-09-01 02:00 | 2030 50% ECP | 700 | 353.8 | 510 | 442 | No
2030-09-01 03:00 | 2030 50% ECP | 700 | 205 | 510 | 380.96 | No
2030-09-01 04:00 | 2030 50% ECP | 700 | 505 | 510 | 442 | No
2030-09-01 05:00 | 2030 50% ECP | 700 | 470.71 | 510 | 442 | No
2030-09-01 06:00 | 2030 50% ECP | 700 | 505 | 510 | 442 | No
2030-09-01 07:00 | 2030 50% ECP | 700 | 348.48 | 510 | 442 | No
2030-09-01 08:00 | 2030 50% ECP | 100 | 259.63 | 510 | 442 | No
2030-09-01 09:00 | 2030 50% ECP | -500 | 0 | 288.68 | 158.45 | No
2030-09-01 10:00 | 2030 50% ECP | -700 | 300 | 510 | 442 | Yes
2030-09-01 11:00 | 2030 50% ECP | -700 | 505 | 510 | 442 | Yes
2030-09-01 12:00 | 2030 50% ECP | -700 | 505 | 510 | 442 | Yes
2030-09-01 13:00 | 2030 50% ECP | -700 | 505 | 510 | 442 | Yes
2030-09-01 14:00 | 2030 50% ECP | -700 | 505 | 510 | 442 | Yes
2030-09-01 15:00 | 2030 50% ECP | -700 | 505 | 510 | 442 | Yes
2030-09-01 16:00 | 2030 50% ECP | -700 | 505 | 510 | 442 | Yes
2030-09-01 17:00 | 2030 50% ECP | -657.92 | 205 | 210 | 142 | No
2030-09-01 18:00 | 2030 50% ECP | -309.11 | 505 | 510 | 442 | No
2030-09-01 19:00 | 2030 50% ECP | -56.36 | 505 | 510 | 442 | No
2030-09-01 20:00 | 2030 50% ECP | -314.52 | 505 | 510 | 442 | No
2030-09-01 21:00 | 2030 50% ECP | -700 | 505 | 510 | 442 | No
2030-09-01 22:00 | 2030 50% ECP | -700 | 505 | 510 | 442 | Yes
2030-09-01 23:00 | 2030 50% ECP | -700 | 505 | 510 | 442 | Yes
2030-09-02 | 2030 50% ECP | -700 | 505 | 510 | 442 | Yes
2030-09-02 01:00 | 2030 50% ECP | -700 | 505 | 510 | 442 | Yes
2030-09-02 02:00 | 2030 50% ECP | -700 | 505 | 510 | 442 | Yes
2030-09-02 03:00 | 2030 50% ECP | -700 | 505 | 510 | 442 | Yes
2030-09-02 04:00 | 2030 50% ECP | -700 | 505 | 510 | 442 | Yes
2030-09-02 05:00 | 2030 50% ECP | -700 | 505 | 510 | 442 | Yes
2030-09-02 06:00 | 2030 50% ECP | -700 | 505 | 510 | 442 | Yes
2030-09-02 07:00 | 2030 50% ECP | -700 | 505 | 510 | 442 | Yes
2030-09-02 08:00 | 2030 50% ECP | -700 | 505 | 510 | 442 | Yes
2030-09-02 09:00 | 2030 50% ECP | -700 | 505 | 510 | 442 | Yes
2030-09-02 10:00 | 2030 50% ECP | -700 | 505 | 510 | 442 | Yes
2030-09-02 11:00 | 2030 50% ECP | -700 | 505 | 510 | 442 | Yes
2030-09-02 12:00 | 2030 50% ECP | -700 | 505 | 510 | 442 | Yes
2030-09-02 13:00 | 2030 50% ECP | -700 | 505 | 510 | 442 | Yes
2030-09-02 14:00 | 2030 50% ECP | -700 | 505 | 510 | 442 | Yes
2030-09-02 15:00 | 2030 50% ECP | -700 | 505 | 510 | 442 | Yes
2030-09-02 16:00 | 2030 50% ECP | -700 | 505 | 510 | 442 | Yes
2030-09-02 17:00 | 2030 50% ECP | -700 | 505 | 510 | 442 | No
2030-09-02 18:00 | 2030 50% ECP | -700 | 505 | 510 | 442 | No
2030-09-02 19:00 | 2030 50% ECP | -700 | 505 | 510 | 442 | No
2030-09-02 20:00 | 2030 50% ECP | -700 | 505 | 510 | 442 | No
2030-09-02 21:00 | 2030 50% ECP | -700 | 505 | 510 | 442 | No
2030-09-02 22:00 | 2030 50% ECP | -700 | 505 | 510 | 442 | No
2030-09-02 23:00 | 2030 50% ECP | -700 | 505 | 510 | 442 | No
2030-09-03 | 2030 50% ECP | -302.55 | 505 | 510 | 442 | No
2030-09-03 01:00 | 2030 50% ECP | -95.5 | 505 | 510 | 442 | No
2030-09-03 02:00 | 2030 50% ECP | -500.17 | 505 | 510 | 442 | No
2030-09-03 03:00 | 2030 50% ECP | 99.83 | 375.81 | 510 | 442 | No
2030-09-03 04:00 | 2030 50% ECP | 699.83 | 505 | 510 | 442 | No
2030-09-03 05:00 | 2030 50% ECP | 700 | 205 | 453.04 | 365.54 | No
2030-09-03 06:00 | 2030 50% ECP | 700 | 318.06 | 510 | 442 | No
2030-09-03 07:00 | 2030 50% ECP | 700 | 119.39 | 510 | 442 | No
2030-09-03 08:00 | 2030 50% ECP | 100 | 161.73 | 210 | 442 | No
2030-09-03 09:00 | 2030 50% ECP | -500 | -138.27 | -90 | 394.4 | No
2030-09-03 10:00 | 2030 50% ECP | -700 | 161.73 | 210 | 442 | Yes
2030-09-03 11:00 | 2030 50% ECP | -700 | 461.73 | 510 | 442 | Yes
2030-09-03 12:00 | 2030 50% ECP | -700 | 374 | 390 | 442 | Yes
2030-09-03 13:00 | 2030 50% ECP | -700 | 74 | 90 | 304.22 | Yes
2030-09-03 14:00 | 2030 50% ECP | -700 | -226 | -210 | 4.22 | Yes
2030-09-03 15:00 | 2030 50% ECP | -700 | -526 | -510 | -295.78 | Yes
2030-09-03 16:00 | 2030 50% ECP | -500 | -226 | -355.27 | 0 | No
2030-09-03 17:00 | 2030 50% ECP | 100 | 0 | -60.93 | 0 | No
2030-09-03 18:00 | 2030 50% ECP | 700 | 136.5 | 210 | 112.27 | No
2030-09-03 19:00 | 2030 50% ECP | 700 | -163.5 | -90 | -187.73 | No
2030-09-03 20:00 | 2030 50% ECP | 700 | 136.5 | 210 | 112.27 | No
2030-09-03 21:00 | 2030 50% ECP | 700 | 436.5 | 510 | 412.27 | No
2030-09-03 22:00 | 2030 50% ECP | 700 | 505 | 510 | 442 | No
2030-09-03 23:00 | 2030 50% ECP | 700 | 399.19 | 510 | 292.32 | No
2030-09-04 | 2030 50% ECP | 700 | 505 | 510 | 70.3 | No
2030-09-04 01:00 | 2030 50% ECP | 700 | 505 | 510 | 257.75 | No
2030-09-04 02:00 | 2030 50% ECP | 700 | 487.03 | 510 | 45.25 | No
2030-09-04 03:00 | 2030 50% ECP | 700 | 505 | 510 | 285.67 | No
2030-09-04 04:00 | 2030 50% ECP | 700 | 505 | 510 | 142 | No
2030-09-04 05:00 | 2030 50% ECP | 700 | 505 | 510 | 442 | No
2030-09-04 06:00 | 2030 50% ECP | 700 | 505 | 510 | 349.35 | No
2030-09-04 07:00 | 2030 50% ECP | 700 | 481.63 | 510 | 442 | No
2030-09-04 08:00 | 2030 50% ECP | 700 | 181.63 | 510 | 216.14 | No
2030-09-04 09:00 | 2030 50% ECP | 364.56 | 0 | 210 | 393.76 | No
2030-09-04 10:00 | 2030 50% ECP | -235.44 | -300 | -90 | 93.76 | No
2030-09-04 11:00 | 2030 50% ECP | -700 | 0 | -210 | 0 | No
2030-09-04 12:00 | 2030 50% ECP | -700 | -226 | -510 | -103.1 | No
2030-09-04 13:00 | 2030 50% ECP | -700 | -526 | -510 | 196.9 | No
2030-09-04 14:00 | 2030 50% ECP | -700 | -526 | -510 | -103.1 | No
2030-09-04 15:00 | 2030 50% ECP | -700 | -526 | -510 | -403.1 | No
2030-09-04 16:00 | 2030 50% ECP | -301.28 | -226 | -210 | -103.1 | No
2030-09-04 17:00 | 2030 50% ECP | 100 | 0 | 54.44 | 0 | No
2030-09-04 18:00 | 2030 50% ECP | 700 | 8.4 | 354.44 | 300 | No
2030-09-04 19:00 | 2030 50% ECP | 700 | 300 | 510 | 408.19 | No
2030-09-04 20:00 | 2030 50% ECP | 700 | 0 | 210 | 108.19 | No
2030-09-04 21:00 | 2030 50% ECP | 700 | 300 | 510 | 408.19 | No
2030-09-04 22:00 | 2030 50% ECP | 700 | 505 | 510 | 442 | No
2030-09-04 23:00 | 2030 50% ECP | 700 | 209.58 | 510 | 442 | No
2030-09-05 | 2030 50% ECP | 700 | 419.94 | 510 | 442 | No
2030-09-05 01:00 | 2030 50% ECP | 700 | 437.36 | 510 | 442 | No
2030-09-05 02:00 | 2030 50% ECP | 700 | 370.85 | 510 | 442 | No
2030-09-05 03:00 | 2030 50% ECP | 700 | 430.73 | 510 | 442 | No
2030-09-05 04:00 | 2030 50% ECP | 700 | 505 | 510 | 442 | No
2030-09-05 05:00 | 2030 50% ECP | 700 | 205 | 510 | 442 | No
2030-09-05 06:00 | 2030 50% ECP | 700 | 497.06 | 510 | 442 | No
2030-09-05 07:00 | 2030 50% ECP | 700 | 505 | 510 | 442 | No
2030-09-05 08:00 | 2030 50% ECP | 674 | 300 | 300 | 442 | No
2030-09-05 09:00 | 2030 50% ECP | 74 | 0 | 0 | 442 | No
2030-09-05 10:00 | 2030 50% ECP | -526 | 0 | 0 | 318.63 | No
2030-09-05 11:00 | 2030 50% ECP | -700 | 0 | -300 | 397.14 | No
2030-09-05 12:00 | 2030 50% ECP | -700 | 0 | -351.4 | 255.89 | No
2030-09-05 13:00 | 2030 50% ECP | -621.95 | 0 | -51.4 | 148.22 | No
2030-09-05 14:00 | 2030 50% ECP | -21.95 | 0 | -351.4 | 442 | No
2030-09-05 15:00 | 2030 50% ECP | 578.05 | -300 | -510 | 442 | No
2030-09-05 16:00 | 2030 50% ECP | 700 | -526 | -510 | 442 | No
2030-09-05 17:00 | 2030 50% ECP | 700 | -526 | -510 | 442 | No
2030-09-05 18:00 | 2030 50% ECP | 700 | -244.04 | -390 | 442 | No
2030-09-05 19:00 | 2030 50% ECP | 700 | -95 | -90 | 442 | No
2030-09-05 20:00 | 2030 50% ECP | 700 | 205 | 210 | 442 | No
2030-09-05 21:00 | 2030 50% ECP | 700 | 505 | 510 | 442 | No
2030-09-05 22:00 | 2030 50% ECP | 700 | 505 | 510 | 442 | No
2030-09-05 23:00 | 2030 50% ECP | 700 | 319.88 | 510 | 442 | No
2030-09-06 | 2030 50% ECP | 700 | 505 | 510 | 442 | No
2030-09-06 01:00 | 2030 50% ECP | 700 | 275.65 | 510 | 442 | No
2030-09-06 02:00 | 2030 50% ECP | 700 | 305.73 | 510 | 442 | No
2030-09-06 03:00 | 2030 50% ECP | 700 | 505 | 510 | 442 | No
2030-09-06 04:00 | 2030 50% ECP | 700 | 388.44 | 510 | 442 | No
2030-09-06 05:00 | 2030 50% ECP | 700 | 198.87 | 510 | 442 | No
2030-09-06 06:00 | 2030 50% ECP | 700 | 120.33 | 510 | 442 | No
2030-09-06 07:00 | 2030 50% ECP | 700 | 190.93 | 210 | 442 | No
2030-09-06 08:00 | 2030 50% ECP | 700 | -109.07 | -90 | 326.3 | No
2030-09-06 09:00 | 2030 50% ECP | 700 | 0 | -24.77 | 442 | No
2030-09-06 10:00 | 2030 50% ECP | 700 | 0 | 0 | 442 | No
2030-09-06 11:00 | 2030 50% ECP | 589.54 | 0 | 0 | 442 | No
2030-09-06 12:00 | 2030 50% ECP | 700 | -226 | -210 | 442 | No
2030-09-06 13:00 | 2030 50% ECP | 503.18 | -526 | -510 | 323.99 | No
2030-09-06 14:00 | 2030 50% ECP | 700 | -226 | -430.46 | 427.73 | No
2030-09-06 15:00 | 2030 50% ECP | 700 | -526 | -510 | 127.73 | No
2030-09-06 16:00 | 2030 50% ECP | 700 | -526 | -510 | -153.09 | No
2030-09-06 17:00 | 2030 50% ECP | 700 | -226 | -210 | 90 | No
2030-09-06 18:00 | 2030 50% ECP | 700 | -526 | -510 | -210 | No
2030-09-06 19:00 | 2030 50% ECP | 700 | -503.95 | -510 | -510 | No
2030-09-06 20:00 | 2030 50% ECP | 700 | -203.95 | -210 | -210 | No
2030-09-06 21:00 | 2030 50% ECP | 700 | 96.05 | 90 | 90 | No
2030-09-06 22:00 | 2030 50% ECP | 700 | 0 | 51.64 | 142 | No
2030-09-06 23:00 | 2030 50% ECP | 700 | 300 | 351.64 | 442 | No
2030-09-07 | 2030 50% ECP | 700 | 432.36 | 510 | 442 | No
2030-09-07 01:00 | 2030 50% ECP | 700 | 501.37 | 510 | 442 | No
2030-09-07 02:00 | 2030 50% ECP | 700 | 281.65 | 510 | 442 | No
2030-09-07 03:00 | 2030 50% ECP | 700 | 0 | 491.36 | 238.45 | No
2030-09-07 04:00 | 2030 50% ECP | 700 | 0 | 215.76 | 14.26 | No
2030-09-07 05:00 | 2030 50% ECP | 700 | 0 | 222.94 | 67.7 | No
2030-09-07 06:00 | 2030 50% ECP | 700 | 0 | 0 | 65.79 | No
2030-09-07 07:00 | 2030 50% ECP | 700 | 0 | 0 | 304.99 | No
2030-09-07 08:00 | 2030 50% ECP | 368.34 | 0 | 0 | 398.05 | No
2030-09-07 09:00 | 2030 50% ECP | -231.66 | 0 | 0 | 344.98 | No
2030-09-07 10:00 | 2030 50% ECP | -700 | 300 | 300 | 442 | Yes
2030-09-07 11:00 | 2030 50% ECP | -700 | 505 | 510 | 442 | Yes
2030-09-07 12:00 | 2030 50% ECP | -700 | 505 | 510 | 442 | Yes
2030-09-07 13:00 | 2030 50% ECP | -700 | 444.3 | 510 | 442 | Yes
2030-09-07 14:00 | 2030 50% ECP | -700 | 144.3 | 210 | 230.21 | No
2030-09-07 15:00 | 2030 50% ECP | -164.69 | 0 | -90 | 291.76 | No
2030-09-07 16:00 | 2030 50% ECP | 435.31 | 0 | 210 | 402.42 | No
2030-09-07 17:00 | 2030 50% ECP | 700 | 300 | 510 | 442 | No
2030-09-07 18:00 | 2030 50% ECP | 700 | 505 | 510 | 442 | No
2030-09-07 19:00 | 2030 50% ECP | 700 | 205 | 490.97 | 142 | No
2030-09-07 20:00 | 2030 50% ECP | 700 | 505 | 510 | 442 | No
2030-09-07 21:00 | 2030 50% ECP | 700 | 505 | 510 | 442 | No
2030-09-07 22:00 | 2030 50% ECP | 700 | 505 | 510 | 442 | No
2030-09-07 23:00 | 2030 50% ECP | 700 | 505 | 510 | 442 | No
2030-09-08 | 2030 50% ECP | 700 | 205 | 510 | 442 | No
2030-09-08 01:00 | 2030 50% ECP | 700 | 240.4 | 510 | 442 | No
2030-09-08 02:00 | 2030 50% ECP | 700 | 424.05 | 510 | 442 | No
2030-09-08 03:00 | 2030 50% ECP | 700 | 124.05 | 510 | 442 | No
2030-09-08 04:00 | 2030 50% ECP | 700 | 0 | 510 | 442 | No
2030-09-08 05:00 | 2030 50% ECP | 700 | 244.57 | 510 | 442 | No
2030-09-08 06:00 | 2030 50% ECP | 700 | 149.08 | 510 | 442 | No
2030-09-08 07:00 | 2030 50% ECP | 700 | 449.08 | 510 | 442 | No
2030-09-08 08:00 | 2030 50% ECP | 700 | 359.55 | 510 | 442 | No
2030-09-08 09:00 | 2030 50% ECP | 434.7 | 59.55 | 210 | 442 | No
2030-09-08 10:00 | 2030 50% ECP | -165.3 | -240.45 | -90 | 442 | No
2030-09-08 11:00 | 2030 50% ECP | -539.92 | 0 | 0 | 442 | No
2030-09-08 12:00 | 2030 50% ECP | -700 | 0 | -78.35 | 442 | No
2030-09-08 13:00 | 2030 50% ECP | -700 | 300 | 221.65 | 442 | No
2030-09-08 14:00 | 2030 50% ECP | -700 | 0 | -78.35 | 413.76 | No
2030-09-08 15:00 | 2030 50% ECP | -539.35 | 0 | 199.34 | 268.5 | No
2030-09-08 16:00 | 2030 50% ECP | 60.65 | 0 | 156.84 | 326.06 | No
2030-09-08 17:00 | 2030 50% ECP | 660.65 | 0 | 83.75 | 255.54 | No
2030-09-08 18:00 | 2030 50% ECP | 264.31 | 0 | 210 | 142 | No
2030-09-08 19:00 | 2030 50% ECP | 700 | 32.18 | 510 | 442 | No
2030-09-08 20:00 | 2030 50% ECP | 204.86 | 332.18 | 510 | 442 | No
2030-09-08 21:00 | 2030 50% ECP | 700 | 505 | 510 | 442 | No
2030-09-08 22:00 | 2030 50% ECP | 700 | 505 | 510 | 442 | No
2030-09-08 23:00 | 2030 50% ECP | 700 | 505 | 510 | 442 | No
2030-09-09 | 2030 50% ECP | 700 | 505 | 510 | 442 | No
2030-09-09 01:00 | 2030 50% ECP | 700 | 505 | 510 | 442 | No
2030-09-09 02:00 | 2030 50% ECP | 496.37 | 505 | 510 | 442 | No
2030-09-09 03:00 | 2030 50% ECP | 700 | 205 | 510 | 442 | No
2030-09-09 04:00 | 2030 50% ECP | 700 | 247.61 | 510 | 442 | No
2030-09-09 05:00 | 2030 50% ECP | 700 | 489.83 | 510 | 209.95 | No
2030-09-09 06:00 | 2030 50% ECP | 700 | 344.89 | 510 | 442 | No
2030-09-09 07:00 | 2030 50% ECP | 700 | 505 | 510 | 442 | No
2030-09-09 08:00 | 2030 50% ECP | 444.55 | 205 | 210 | 366.7 | No
2030-09-09 09:00 | 2030 50% ECP | -155.45 | -95 | -90 | 66.7 | No
2030-09-09 10:00 | 2030 50% ECP | -700 | -395 | -390 | -17.05 | No
2030-09-09 11:00 | 2030 50% ECP | -700 | -412.17 | -510 | -317.05 | No
2030-09-09 12:00 | 2030 50% ECP | -700 | -226 | -328.62 | -17.05 | No
2030-09-09 13:00 | 2030 50% ECP | -700 | -526 | -510 | -243.07 | No
2030-09-09 14:00 | 2030 50% ECP | -700 | -506.89 | -510 | -396.61 | No
2030-09-09 15:00 | 2030 50% ECP | -467.98 | -207.02 | -300 | -96.61 | No
2030-09-09 16:00 | 2030 50% ECP | 132.02 | 0 | 0 | 203.39 | No
2030-09-09 17:00 | 2030 50% ECP | 700 | -300 | -203.73 | 215.28 | No
2030-09-09 18:00 | 2030 50% ECP | 700 | 0 | 96.27 | 442 | No
2030-09-09 19:00 | 2030 50% ECP | 700 | 188.82 | 396.27 | 442 | No
2030-09-09 20:00 | 2030 50% ECP | 700 | 0 | 510 | 442 | No
2030-09-09 21:00 | 2030 50% ECP | 700 | 205 | 510 | 442 | No
2030-09-09 22:00 | 2030 50% ECP | 700 | 505 | 510 | 442 | No
2030-09-09 23:00 | 2030 50% ECP | 700 | 505 | 510 | 442 | No
2030-09-10 | 2030 50% ECP | 700 | 505 | 510 | 442 | No
2030-09-10 01:00 | 2030 50% ECP | 700 | 505 | 510 | 442 | No
2030-09-10 02:00 | 2030 50% ECP | 700 | 505 | 510 | 442 | No
2030-09-10 03:00 | 2030 50% ECP | 700 | 505 | 510 | 442 | No
2030-09-10 04:00 | 2030 50% ECP | 700 | 436.52 | 510 | 442 | No
2030-09-10 05:00 | 2030 50% ECP | 700 | 136.52 | 210 | 302.43 | No
2030-09-10 06:00 | 2030 50% ECP | 700 | 0 | 374.8 | 442 | No
2030-09-10 07:00 | 2030 50% ECP | 700 | 0 | 74.8 | 442 | No
2030-09-10 08:00 | 2030 50% ECP | 700 | -277.86 | -225.2 | 442 | No
2030-09-10 09:00 | 2030 50% ECP | 643.97 | -447.88 | -510 | 442 | No
2030-09-10 10:00 | 2030 50% ECP | 395.03 | -147.88 | -210 | 442 | No
2030-09-10 11:00 | 2030 50% ECP | 190.18 | 0 | 0 | 442 | No
2030-09-10 12:00 | 2030 50% ECP | 198.44 | 0 | 0 | 442 | No
2030-09-10 13:00 | 2030 50% ECP | 0 | 0 | 0 | 442 | No
2030-09-10 14:00 | 2030 50% ECP | 0 | 0 | 0 | 442 | No
2030-09-10 15:00 | 2030 50% ECP | 100 | 0 | 0 | 442 | No
2030-09-10 16:00 | 2030 50% ECP | 700 | 0 | 0.91 | 442 | No
2030-09-10 17:00 | 2030 50% ECP | 700 | 90.91 | 90.29 | 442 | No
2030-09-10 18:00 | 2030 50% ECP | 700 | 0 | -209.71 | 246.08 | No
2030-09-10 19:00 | 2030 50% ECP | 700 | 0 | -509.71 | 246.08 | No
2030-09-10 20:00 | 2030 50% ECP | 700 | 0 | -209.71 | 246.08 | No
2030-09-10 21:00 | 2030 50% ECP | 700 | 240.86 | 90.29 | 442 | No
2030-09-10 22:00 | 2030 50% ECP | 700 | 95.62 | 390.29 | 442 | No
2030-09-10 23:00 | 2030 50% ECP | 700 | 206.04 | 510 | 442 | No
2030-09-11 | 2030 50% ECP | 500 | 0 | 510 | 354.55 | No
2030-09-11 01:00 | 2030 50% ECP | -100 | 205 | 510 | 228.84 | No
2030-09-11 02:00 | 2030 50% ECP | -700 | 505 | 510 | 442 | No
2030-09-11 03:00 | 2030 50% ECP | -700 | 505 | 510 | 442 | No
2030-09-11 04:00 | 2030 50% ECP | -700 | 505 | 510 | 442 | No
2030-09-11 05:00 | 2030 50% ECP | -700 | 505 | 510 | 442 | Yes
2030-09-11 06:00 | 2030 50% ECP | -700 | 505 | 510 | 442 | No
2030-09-11 07:00 | 2030 50% ECP | -700 | 505 | 510 | 442 | No
2030-09-11 08:00 | 2030 50% ECP | -700 | 505 | 510 | 442 | No
2030-09-11 09:00 | 2030 50% ECP | -700 | 505 | 510 | 442 | Yes
2030-09-11 10:00 | 2030 50% ECP | -700 | 505 | 510 | 442 | Yes
2030-09-11 11:00 | 2030 50% ECP | -700 | 505 | 510 | 442 | Yes
2030-09-11 12:00 | 2030 50% ECP | -700 | 505 | 510 | 442 | Yes
2030-09-11 13:00 | 2030 50% ECP | -700 | 505 | 510 | 442 | Yes
2030-09-11 14:00 | 2030 50% ECP | -700 | 300 | 300 | 334.47 | No
2030-09-11 15:00 | 2030 50% ECP | -188.4 | 0 | 0 | 34.47 | No
2030-09-11 16:00 | 2030 50% ECP | 411.6 | 300 | 300 | 334.47 | No
2030-09-11 17:00 | 2030 50% ECP | 700 | 339.4 | 510 | 442 | No
2030-09-11 18:00 | 2030 50% ECP | 700 | 39.4 | 210 | 291.96 | No
2030-09-11 19:00 | 2030 50% ECP | 700 | -260.6 | -90 | -8.04 | No
2030-09-11 20:00 | 2030 50% ECP | 700 | 39.4 | 210 | 291.96 | No
2030-09-11 21:00 | 2030 50% ECP | 700 | 339.4 | 510 | 442 | No
2030-09-11 22:00 | 2030 50% ECP | 700 | 500.29 | 510 | 442 | No
2030-09-11 23:00 | 2030 50% ECP | 700 | 503.86 | 510 | 442 | No
2030-09-12 | 2030 50% ECP | 700 | 203.86 | 510 | 442 | No
2030-09-12 01:00 | 2030 50% ECP | 700 | 0 | 510 | 319.19 | No
2030-09-12 02:00 | 2030 50% ECP | 700 | 0 | 510 | 280.49 | No
2030-09-12 03:00 | 2030 50% ECP | 700 | 0 | 498.78 | 280.49 | No
2030-09-12 04:00 | 2030 50% ECP | 700 | 0 | 510 | 364.88 | No
2030-09-12 05:00 | 2030 50% ECP | 700 | 0 | 510 | 384.96 | No
2030-09-12 06:00 | 2030 50% ECP | 700 | 282.66 | 510 | 442 | No
2030-09-12 07:00 | 2030 50% ECP | 700 | 374 | 390 | 442 | No
2030-09-12 08:00 | 2030 50% ECP | 426.52 | 74 | 90 | 442 | No
2030-09-12 09:00 | 2030 50% ECP | -173.48 | -226 | -210 | 442 | No
2030-09-12 10:00 | 2030 50% ECP | -700 | -526 | -510 | 142 | Yes
2030-09-12 11:00 | 2030 50% ECP | -700 | -526 | -510 | 34.39 | Yes
2030-09-12 12:00 | 2030 50% ECP | -700 | -526 | -510 | 14.88 | Yes
2030-09-12 13:00 | 2030 50% ECP | -700 | -526 | -510 | 123.12 | Yes
2030-09-12 14:00 | 2030 50% ECP | -700 | -526 | -510 | 423.12 | Yes
2030-09-12 15:00 | 2030 50% ECP | -700 | -526 | -510 | 280.96 | Yes
2030-09-12 16:00 | 2030 50% ECP | -700 | -526 | -510 | 268.09 | Yes
2030-09-12 17:00 | 2030 50% ECP | -700 | -226 | -210 | 442 | No
2030-09-12 18:00 | 2030 50% ECP | -700 | 74 | 90 | 442 | Yes
2030-09-12 19:00 | 2030 50% ECP | -700 | 374 | 390 | 442 | Yes
2030-09-12 20:00 | 2030 50% ECP | -700 | 505 | 510 | 442 | Yes
2030-09-12 21:00 | 2030 50% ECP | -700 | 505 | 510 | 442 | Yes
2030-09-12 22:00 | 2030 50% ECP | -700 | 505 | 510 | 442 | Yes
2030-09-12 23:00 | 2030 50% ECP | -700 | 505 | 510 | 384.74 | Yes
2030-09-13 | 2030 50% ECP | -700 | 505 | 510 | 442 | Yes
2030-09-13 01:00 | 2030 50% ECP | -700 | 505 | 510 | 442 | Yes
2030-09-13 02:00 | 2030 50% ECP | -700 | 505 | 300 | 442 | Yes
2030-09-13 03:00 | 2030 50% ECP | -700 | 505 | 0 | 442 | Yes
2030-09-13 04:00 | 2030 50% ECP | -700 | 505 | 0 | 442 | Yes
2030-09-13 05:00 | 2030 50% ECP | -700 | 505 | 0 | 442 | Yes
2030-09-13 06:00 | 2030 50% ECP | -700 | 505 | 0 | 442 | Yes
2030-09-13 07:00 | 2030 50% ECP | -700 | 505 | 0 | 442 | Yes
2030-09-13 08:00 | 2030 50% ECP | -700 | 505 | 0 | 442 | Yes
2030-09-13 09:00 | 2030 50% ECP | -700 | 505 | 0 | 442 | Yes
2030-09-13 10:00 | 2030 50% ECP | -100 | 505 | 0 | 442 | Yes
2030-09-13 11:00 | 2030 50% ECP | 488.25 | 505 | 0 | 442 | Yes
2030-09-13 12:00 | 2030 50% ECP | 500 | 505 | 0 | 442 | Yes
2030-09-13 13:00 | 2030 50% ECP | -100 | 505 | 0 | 442 | Yes
2030-09-13 14:00 | 2030 50% ECP | -700 | 505 | 0 | 442 | Yes
2030-09-13 15:00 | 2030 50% ECP | -700 | 505 | 0 | 442 | Yes
2030-09-13 16:00 | 2030 50% ECP | -700 | 505 | 0 | 442 | Yes
2030-09-13 17:00 | 2030 50% ECP | -700 | 505 | 0 | 442 | Yes
2030-09-13 18:00 | 2030 50% ECP | -100 | 205 | 0 | 442 | No
2030-09-13 19:00 | 2030 50% ECP | 500 | 0 | 0 | 442 | No
2030-09-13 20:00 | 2030 50% ECP | 700 | 282.64 | 0 | 442 | No
2030-09-13 21:00 | 2030 50% ECP | 700 | 505 | 0 | 442 | No
2030-09-13 22:00 | 2030 50% ECP | 700 | 270.42 | 0 | 442 | No
2030-09-13 23:00 | 2030 50% ECP | 700 | 0 | 0 | 442 | No
2030-09-14 | 2030 50% ECP | 700 | 82.92 | 0 | 442 | No
2030-09-14 01:00 | 2030 50% ECP | 700 | 0 | 0 | 442 | No
2030-09-14 02:00 | 2030 50% ECP | 700 | 0 | 0 | 442 | No
2030-09-14 03:00 | 2030 50% ECP | 700 | 0 | 0 | 442 | No
2030-09-14 04:00 | 2030 50% ECP | 700 | 32.11 | 0 | 442 | No
2030-09-14 05:00 | 2030 50% ECP | 700 | -37.81 | 0 | 442 | No
2030-09-14 06:00 | 2030 50% ECP | 700 | -337.81 | 0 | 442 | No
2030-09-14 07:00 | 2030 50% ECP | 700 | -526 | 0 | 442 | No
2030-09-14 08:00 | 2030 50% ECP | 700 | -526 | 0 | 442 | No
2030-09-14 09:00 | 2030 50% ECP | 700 | -526 | 0 | 442 | No
2030-09-14 10:00 | 2030 50% ECP | 628.66 | -526 | 0 | 442 | No
2030-09-14 11:00 | 2030 50% ECP | 392.53 | -526 | 0 | 442 | No
2030-09-14 12:00 | 2030 50% ECP | 395.11 | -526 | 0 | 442 | No
2030-09-14 13:00 | 2030 50% ECP | 671.2 | -526 | 0 | 442 | No
2030-09-14 14:00 | 2030 50% ECP | 71.2 | -526 | 0 | 442 | No
2030-09-14 15:00 | 2030 50% ECP | 614.75 | -526 | 0 | 442 | No
2030-09-14 16:00 | 2030 50% ECP | 700 | -526 | 0 | 442 | No
2030-09-14 17:00 | 2030 50% ECP | 700 | -526 | 0 | 442 | No
2030-09-14 18:00 | 2030 50% ECP | 700 | -526 | 0 | 442 | No
2030-09-14 19:00 | 2030 50% ECP | 700 | -526 | 0 | 442 | No
2030-09-14 20:00 | 2030 50% ECP | 700 | -526 | 0 | 442 | No
2030-09-14 21:00 | 2030 50% ECP | 700 | -375.08 | 0 | 442 | No
2030-09-14 22:00 | 2030 50% ECP | 558.05 | -75.08 | 0 | 442 | No
2030-09-14 23:00 | 2030 50% ECP | 700 | 224.92 | 0 | 442 | No
2030-09-15 | 2030 50% ECP | 700 | 322.98 | 0 | 442 | No
2030-09-15 01:00 | 2030 50% ECP | 700 | 396.64 | 0 | 442 | No
2030-09-15 02:00 | 2030 50% ECP | 700 | 505 | 0 | 442 | No
2030-09-15 03:00 | 2030 50% ECP | 670.79 | 205 | 0 | 442 | No
2030-09-15 04:00 | 2030 50% ECP | 700 | 0 | 120.47 | 442 | No
2030-09-15 05:00 | 2030 50% ECP | 477.93 | 0 | 210 | 442 | No
2030-09-15 06:00 | 2030 50% ECP | 700 | 62.17 | 510 | 442 | No
2030-09-15 07:00 | 2030 50% ECP | 700 | 143.64 | 451.54 | 442 | No
2030-09-15 08:00 | 2030 50% ECP | 700 | 0 | 151.54 | 442 | No
2030-09-15 09:00 | 2030 50% ECP | 100 | -65.41 | -148.46 | 441.53 | No
2030-09-15 10:00 | 2030 50% ECP | 0 | -365.41 | -448.46 | 344.49 | No
2030-09-15 11:00 | 2030 50% ECP | 0 | -526 | -510 | 296.08 | No
2030-09-15 12:00 | 2030 50% ECP | 0 | -522.26 | -510 | 442 | No
2030-09-15 13:00 | 2030 50% ECP | 0 | -526 | -510 | 442 | No
2030-09-15 14:00 | 2030 50% ECP | 0 | -526 | -510 | 442 | No
2030-09-15 15:00 | 2030 50% ECP | 261.04 | -526 | -510 | 334.09 | No
2030-09-15 16:00 | 2030 50% ECP | 419.42 | -526 | -510 | 352.22 | No
2030-09-15 17:00 | 2030 50% ECP | 700 | -226 | -510 | 442 | No
2030-09-15 18:00 | 2030 50% ECP | 700 | 0 | -452.7 | 407.25 | No
2030-09-15 19:00 | 2030 50% ECP | 700 | 0 | -152.7 | 442 | No
2030-09-15 20:00 | 2030 50% ECP | 700 | 0 | 0 | 442 | No
2030-09-15 21:00 | 2030 50% ECP | 700 | 0 | 0 | 442 | No
2030-09-15 22:00 | 2030 50% ECP | 700 | 0 | 0 | 385.8 | No
2030-09-15 23:00 | 2030 50% ECP | 700 | 0 | -201.39 | 218.73 | No
2030-09-16 | 2030 50% ECP | 700 | 224.91 | 98.61 | 442 | No
2030-09-16 01:00 | 2030 50% ECP | 700 | 152.49 | 398.61 | 442 | No
2030-09-16 02:00 | 2030 50% ECP | 700 | 269.15 | 510 | 442 | No
2030-09-16 03:00 | 2030 50% ECP | 700 | 348.55 | 510 | 442 | No
2030-09-16 04:00 | 2030 50% ECP | 700 | 243.98 | 510 | 442 | No
2030-09-16 05:00 | 2030 50% ECP | 700 | 243.98 | 510 | 442 | No
2030-09-16 06:00 | 2030 50% ECP | 700 | 112.52 | 510 | 442 | No
2030-09-16 07:00 | 2030 50% ECP | 700 | 213.83 | 510 | 442 | No
2030-09-16 08:00 | 2030 50% ECP | 700 | 255.36 | 510 | 442 | No
2030-09-16 09:00 | 2030 50% ECP | 700 | 81.48 | 300 | 442 | No
2030-09-16 10:00 | 2030 50% ECP | 100 | 0 | 0 | 442 | No
2030-09-16 11:00 | 2030 50% ECP | 0 | 0 | 0 | 442 | No
2030-09-16 12:00 | 2030 50% ECP | 0 | 0 | 0 | 442 | No
2030-09-16 13:00 | 2030 50% ECP | 0 | 0 | 0 | 442 | No
2030-09-16 14:00 | 2030 50% ECP | 0 | 0 | 0 | 442 | No
2030-09-16 15:00 | 2030 50% ECP | 100 | 0 | 60.74 | 442 | No
2030-09-16 16:00 | 2030 50% ECP | 700 | 112.11 | 360.74 | 442 | No
2030-09-16 17:00 | 2030 50% ECP | 700 | 112.46 | 510 | 442 | No
2030-09-16 18:00 | 2030 50% ECP | 700 | 0 | 210 | 442 | No
2030-09-16 19:00 | 2030 50% ECP | 700 | 300 | 510 | 442 | No
2030-09-16 20:00 | 2030 50% ECP | 700 | 505 | 510 | 442 | No
2030-09-16 21:00 | 2030 50% ECP | 700 | 505 | 510 | 442 | No
2030-09-16 22:00 | 2030 50% ECP | 700 | 505 | 510 | 442 | No
2030-09-16 23:00 | 2030 50% ECP | 700 | 359.12 | 510 | 442 | No
2030-09-17 | 2030 50% ECP | 700 | 396.57 | 510 | 442 | No
2030-09-17 01:00 | 2030 50% ECP | 700 | 505 | 510 | 442 | No
2030-09-17 02:00 | 2030 50% ECP | 506.78 | 505 | 510 | 442 | No
2030-09-17 03:00 | 2030 50% ECP | 700 | 211.6 | 510 | 442 | No
2030-09-17 04:00 | 2030 50% ECP | 700 | 204.22 | 510 | 442 | No
2030-09-17 05:00 | 2030 50% ECP | 700 | 226.13 | 510 | 442 | No
2030-09-17 06:00 | 2030 50% ECP | 700 | 57.75 | 510 | 442 | No
2030-09-17 07:00 | 2030 50% ECP | 700 | 146.86 | 510 | 442 | No
2030-09-17 08:00 | 2030 50% ECP | 600 | 100.4 | 300 | 442 | No
2030-09-17 09:00 | 2030 50% ECP | 0 | 0 | 0 | 442 | No
2030-09-17 10:00 | 2030 50% ECP | -600 | 0 | -169.18 | 442 | No
2030-09-17 11:00 | 2030 50% ECP | -700 | 0 | -257.33 | 442 | No
2030-09-17 12:00 | 2030 50% ECP | -700 | 0 | -510 | 442 | No
2030-09-17 13:00 | 2030 50% ECP | -700 | 0 | -510 | 442 | No
2030-09-17 14:00 | 2030 50% ECP | -515.83 | -226 | -510 | 442 | No
2030-09-17 15:00 | 2030 50% ECP | 84.17 | -526 | -510 | 220.49 | No
2030-09-17 16:00 | 2030 50% ECP | 661.37 | -482.99 | -510 | 344.84 | No
2030-09-17 17:00 | 2030 50% ECP | 700 | -182.99 | -210 | 307.3 | No
2030-09-17 18:00 | 2030 50% ECP | 700 | -482.99 | -510 | 7.3 | No
2030-09-17 19:00 | 2030 50% ECP | 700 | -182.99 | -210 | 307.3 | No
2030-09-17 20:00 | 2030 50% ECP | 700 | 117.01 | 90 | 442 | No
2030-09-17 21:00 | 2030 50% ECP | 700 | 417.01 | 390 | 442 | No
2030-09-17 22:00 | 2030 50% ECP | 700 | 352.43 | 510 | 442 | No
2030-09-17 23:00 | 2030 50% ECP | 700 | 179.29 | 510 | 442 | No
2030-09-18 | 2030 50% ECP | 700 | 0 | 355.41 | 442 | No
2030-09-18 01:00 | 2030 50% ECP | 700 | 0 | 510 | 442 | No
2030-09-18 02:00 | 2030 50% ECP | 700 | 87.27 | 510 | 442 | No
2030-09-18 03:00 | 2030 50% ECP | 700 | 202.16 | 510 | 442 | No
2030-09-18 04:00 | 2030 50% ECP | 700 | 0 | 510 | 442 | No
2030-09-18 05:00 | 2030 50% ECP | 700 | 38.68 | 510 | 442 | No
2030-09-18 06:00 | 2030 50% ECP | 700 | 139.61 | 510 | 442 | No
2030-09-18 07:00 | 2030 50% ECP | 700 | 167.89 | 510 | 442 | No
2030-09-18 08:00 | 2030 50% ECP | 600 | 21.45 | 210 | 442 | No
2030-09-18 09:00 | 2030 50% ECP | 0 | 0 | -90 | 442 | No
2030-09-18 10:00 | 2030 50% ECP | -600 | -211.97 | -390 | 442 | No
2030-09-18 11:00 | 2030 50% ECP | -700 | -511.97 | -510 | 442 | No
2030-09-18 12:00 | 2030 50% ECP | -700 | -526 | -510 | 442 | No
2030-09-18 13:00 | 2030 50% ECP | -700 | -453.23 | -510 | 442 | No
2030-09-18 14:00 | 2030 50% ECP | -700 | -402.66 | -510 | 442 | No
2030-09-18 15:00 | 2030 50% ECP | -700 | -102.66 | -390 | 442 | No
2030-09-18 16:00 | 2030 50% ECP | -262.33 | 0 | -90 | 442 | No
2030-09-18 17:00 | 2030 50% ECP | 337.67 | 205 | 210 | 442 | No
2030-09-18 18:00 | 2030 50% ECP | 700 | 505 | 510 | 442 | No
2030-09-18 19:00 | 2030 50% ECP | 700 | 505 | 510 | 442 | No
2030-09-18 20:00 | 2030 50% ECP | 700 | 505 | 510 | 442 | No
2030-09-18 21:00 | 2030 50% ECP | 700 | 505 | 510 | 442 | No
2030-09-18 22:00 | 2030 50% ECP | 700 | 505 | 510 | 442 | No
2030-09-18 23:00 | 2030 50% ECP | 600.78 | 505 | 510 | 442 | No
2030-09-19 | 2030 50% ECP | 700 | 505 | 510 | 442 | No
2030-09-19 01:00 | 2030 50% ECP | 700 | 505 | 510 | 442 | No
2030-09-19 02:00 | 2030 50% ECP | 700 | 505 | 510 | 442 | No
2030-09-19 03:00 | 2030 50% ECP | 700 | 505 | 510 | 442 | No
2030-09-19 04:00 | 2030 50% ECP | 700 | 400.85 | 510 | 442 | No
2030-09-19 05:00 | 2030 50% ECP | 700 | 252.61 | 510 | 442 | No
2030-09-19 06:00 | 2030 50% ECP | 700 | 505 | 510 | 442 | No
2030-09-19 07:00 | 2030 50% ECP | 700 | 505 | 510 | 442 | No
2030-09-19 08:00 | 2030 50% ECP | 540.79 | 226.98 | 300 | 442 | No
2030-09-19 09:00 | 2030 50% ECP | -59.21 | 0 | 0 | 442 | No
2030-09-19 10:00 | 2030 50% ECP | -659.21 | -300 | -300 | 442 | No
2030-09-19 11:00 | 2030 50% ECP | -700 | -387.59 | -404.63 | 442 | No
2030-09-19 12:00 | 2030 50% ECP | -700 | -87.59 | -104.63 | 442 | No
2030-09-19 13:00 | 2030 50% ECP | -700 | 0 | 195.37 | 442 | No
2030-09-19 14:00 | 2030 50% ECP | -700 | 300 | 495.37 | 442 | No
2030-09-19 15:00 | 2030 50% ECP | -530.64 | 0 | 195.37 | 442 | No
2030-09-19 16:00 | 2030 50% ECP | 69.36 | 62.24 | 495.37 | 442 | No
2030-09-19 17:00 | 2030 50% ECP | 669.36 | 205 | 510 | 442 | No
2030-09-19 18:00 | 2030 50% ECP | 700 | 505 | 510 | 442 | No
2030-09-19 19:00 | 2030 50% ECP | 700 | 505 | 510 | 442 | No
2030-09-19 20:00 | 2030 50% ECP | 700 | 505 | 510 | 442 | No
2030-09-19 21:00 | 2030 50% ECP | 700 | 505 | 510 | 442 | No
2030-09-19 22:00 | 2030 50% ECP | 700 | 505 | 510 | 442 | No
2030-09-19 23:00 | 2030 50% ECP | 700 | 505 | 510 | 442 | No
2030-09-20 | 2030 50% ECP | 700 | 351.87 | 510 | 442 | No
2030-09-20 01:00 | 2030 50% ECP | 700 | 505 | 510 | 442 | No
2030-09-20 02:00 | 2030 50% ECP | 700 | 355.3 | 510 | 442 | No
2030-09-20 03:00 | 2030 50% ECP | 564.11 | 505 | 510 | 442 | No
2030-09-20 04:00 | 2030 50% ECP | 700 | 205 | 510 | 442 | No
2030-09-20 05:00 | 2030 50% ECP | 700 | 118.89 | 510 | 442 | No
2030-09-20 06:00 | 2030 50% ECP | 700 | 249.31 | 510 | 442 | No
2030-09-20 07:00 | 2030 50% ECP | 700 | 272.8 | 510 | 442 | No
2030-09-20 08:00 | 2030 50% ECP | 600 | 198.22 | 300 | 442 | No
2030-09-20 09:00 | 2030 50% ECP | 0 | 0 | 0 | 442 | No
2030-09-20 10:00 | 2030 50% ECP | -600 | 0 | -269.31 | 442 | No
2030-09-20 11:00 | 2030 50% ECP | -700 | 0 | -480.31 | 442 | No
2030-09-20 12:00 | 2030 50% ECP | -700 | 0 | -510 | 442 | No
2030-09-20 13:00 | 2030 50% ECP | -700 | 0 | -456.61 | 442 | No
2030-09-20 14:00 | 2030 50% ECP | -600 | 0 | -156.61 | 442 | No
2030-09-20 15:00 | 2030 50% ECP | 0 | -252.34 | -456.61 | 442 | No
2030-09-20 16:00 | 2030 50% ECP | 600 | 0 | -156.61 | 442 | No
2030-09-20 17:00 | 2030 50% ECP | 700 | 0 | -99.21 | 414.25 | No
2030-09-20 18:00 | 2030 50% ECP | 700 | 0 | -129.25 | 442 | No
2030-09-20 19:00 | 2030 50% ECP | 700 | -300 | -120.45 | 406.08 | No
2030-09-20 20:00 | 2030 50% ECP | 700 | 0 | 179.55 | 442 | No
2030-09-20 21:00 | 2030 50% ECP | 700 | 300 | 479.55 | 442 | No
2030-09-20 22:00 | 2030 50% ECP | 700 | 505 | 510 | 442 | No
2030-09-20 23:00 | 2030 50% ECP | 700 | 205 | 510 | 344.36 | No
2030-09-21 | 2030 50% ECP | 700 | 150.31 | 510 | 442 | No
2030-09-21 01:00 | 2030 50% ECP | 700 | 450.31 | 510 | 442 | No
2030-09-21 02:00 | 2030 50% ECP | 700 | 505 | 510 | 442 | No
2030-09-21 03:00 | 2030 50% ECP | 700 | 505 | 510 | 442 | No
2030-09-21 04:00 | 2030 50% ECP | 700 | 505 | 510 | 442 | No
2030-09-21 05:00 | 2030 50% ECP | 700 | 300 | 443.07 | 442 | No
2030-09-21 06:00 | 2030 50% ECP | 700 | 0 | 143.07 | 249.7 | No
2030-09-21 07:00 | 2030 50% ECP | 700 | 0 | -77.46 | 374.92 | No
2030-09-21 08:00 | 2030 50% ECP | 700 | -226 | -377.46 | 251.67 | No
2030-09-21 09:00 | 2030 50% ECP | 107.76 | -526 | -510 | 442 | No
2030-09-21 10:00 | 2030 50% ECP | -492.24 | -526 | -510 | 442 | No
2030-09-21 11:00 | 2030 50% ECP | -700 | -526 | -510 | 442 | No
2030-09-21 12:00 | 2030 50% ECP | -700 | -526 | -510 | 442 | No
2030-09-21 13:00 | 2030 50% ECP | -700 | -526 | -510 | 442 | No
2030-09-21 14:00 | 2030 50% ECP | -700 | -226 | -254.69 | 442 | No
2030-09-21 15:00 | 2030 50% ECP | -341.63 | -526 | -510 | 442 | No
2030-09-21 16:00 | 2030 50% ECP | 230.37 | -226 | -210 | 442 | No
2030-09-21 17:00 | 2030 50% ECP | 700 | -283.56 | -510 | 442 | No
2030-09-21 18:00 | 2030 50% ECP | 700 | -395 | -390 | 442 | No
2030-09-21 19:00 | 2030 50% ECP | 700 | -95 | -90 | 442 | No
2030-09-21 20:00 | 2030 50% ECP | 700 | 205 | 210 | 442 | No
2030-09-21 21:00 | 2030 50% ECP | 700 | 505 | 510 | 442 | No
2030-09-21 22:00 | 2030 50% ECP | 700 | 505 | 510 | 442 | No
2030-09-21 23:00 | 2030 50% ECP | 700 | 286.87 | 510 | 442 | No
2030-09-22 | 2030 50% ECP | 700 | 483.84 | 510 | 442 | No
2030-09-22 01:00 | 2030 50% ECP | 700 | 188.83 | 510 | 442 | No
2030-09-22 02:00 | 2030 50% ECP | 700 | 346.34 | 510 | 442 | No
2030-09-22 03:00 | 2030 50% ECP | 700 | 46.34 | 510 | 409.31 | No
2030-09-22 04:00 | 2030 50% ECP | 480.23 | 0 | 510 | 252.54 | No
2030-09-22 05:00 | 2030 50% ECP | -119.77 | 300 | 510 | 293.27 | No
2030-09-22 06:00 | 2030 50% ECP | -100.09 | 0 | 210 | -6.73 | No
2030-09-22 07:00 | 2030 50% ECP | 426.4 | 0 | 0 | -213.66 | No
2030-09-22 08:00 | 2030 50% ECP | -168.52 | 0 | 0 | -124.12 | No
2030-09-22 09:00 | 2030 50% ECP | -700 | 300 | 300 | 175.88 | Yes
2030-09-22 10:00 | 2030 50% ECP | -700 | 505 | 510 | 442 | Yes
2030-09-22 11:00 | 2030 50% ECP | -700 | 505 | 510 | 442 | Yes
2030-09-22 12:00 | 2030 50% ECP | -700 | 505 | 510 | 442 | Yes
2030-09-22 13:00 | 2030 50% ECP | -700 | 505 | 510 | 442 | Yes
2030-09-22 14:00 | 2030 50% ECP | -700 | 505 | 510 | 442 | Yes
2030-09-22 15:00 | 2030 50% ECP | -700 | 505 | 510 | 442 | Yes
2030-09-22 16:00 | 2030 50% ECP | -310.78 | 505 | 510 | 442 | No
2030-09-22 17:00 | 2030 50% ECP | 289.22 | 505 | 510 | 442 | No
2030-09-22 18:00 | 2030 50% ECP | 700 | 505 | 510 | 442 | No
2030-09-22 19:00 | 2030 50% ECP | 700 | 205 | 510 | 442 | No
2030-09-22 20:00 | 2030 50% ECP | 700 | 505 | 510 | 442 | No
2030-09-22 21:00 | 2030 50% ECP | 700 | 205 | 510 | 442 | No
2030-09-22 22:00 | 2030 50% ECP | 700 | 324.52 | 510 | 442 | No
2030-09-22 23:00 | 2030 50% ECP | 700 | 505 | 510 | 442 | No
2030-09-23 | 2030 50% ECP | 700 | 483.7 | 510 | 442 | No
2030-09-23 01:00 | 2030 50% ECP | 700 | 289.43 | 510 | 442 | No
2030-09-23 02:00 | 2030 50% ECP | 700 | 201.33 | 510 | 442 | No
2030-09-23 03:00 | 2030 50% ECP | 700 | 193.03 | 510 | 442 | No
2030-09-23 04:00 | 2030 50% ECP | 700 | 166.02 | 510 | 442 | No
2030-09-23 05:00 | 2030 50% ECP | 700 | 92.87 | 510 | 442 | No
2030-09-23 06:00 | 2030 50% ECP | 700 | 176.58 | 510 | 442 | No
2030-09-23 07:00 | 2030 50% ECP | 700 | 443.13 | 510 | 442 | No
2030-09-23 08:00 | 2030 50% ECP | 700 | 505 | 510 | 442 | No
2030-09-23 09:00 | 2030 50% ECP | 700 | 249.64 | 510 | 442 | No
2030-09-23 10:00 | 2030 50% ECP | 700 | 0 | 510 | 442 | No
2030-09-23 11:00 | 2030 50% ECP | 700 | 0 | 510 | 442 | No
2030-09-23 12:00 | 2030 50% ECP | 700 | 0 | 510 | 442 | No
2030-09-23 13:00 | 2030 50% ECP | 700 | 0 | 389.51 | 442 | No
2030-09-23 14:00 | 2030 50% ECP | 700 | 0 | 89.51 | 442 | No
2030-09-23 15:00 | 2030 50% ECP | 700 | -122.67 | -210.49 | 348.89 | No
2030-09-23 16:00 | 2030 50% ECP | 700 | 0 | 0 | 442 | No
2030-09-23 17:00 | 2030 50% ECP | 700 | 0 | 210 | 442 | No
2030-09-23 18:00 | 2030 50% ECP | 700 | 0 | 510 | 442 | No
2030-09-23 19:00 | 2030 50% ECP | 700 | 0 | 408.73 | 442 | No
2030-09-23 20:00 | 2030 50% ECP | 700 | 0 | 408.73 | 442 | No
2030-09-23 21:00 | 2030 50% ECP | 700 | 62.74 | 210 | 420.29 | No
2030-09-23 22:00 | 2030 50% ECP | 700 | 362.74 | 510 | 442 | No
2030-09-23 23:00 | 2030 50% ECP | 700 | 316.23 | 510 | 442 | No
2030-09-24 | 2030 50% ECP | 511.62 | 505 | 510 | 442 | No
2030-09-24 01:00 | 2030 50% ECP | -88.38 | 459.03 | 510 | 442 | No
2030-09-24 02:00 | 2030 50% ECP | -688.38 | 505 | 510 | 442 | No
2030-09-24 03:00 | 2030 50% ECP | -700 | 505 | 510 | 442 | No
2030-09-24 04:00 | 2030 50% ECP | -700 | 505 | 510 | 442 | No
2030-09-24 05:00 | 2030 50% ECP | -100 | 205 | 279.88 | 142 | No
2030-09-24 06:00 | 2030 50% ECP | 156.72 | 205 | 210 | 142 | No
2030-09-24 07:00 | 2030 50% ECP | -32.82 | 505 | 510 | 442 | No
2030-09-24 08:00 | 2030 50% ECP | 567.18 | 505 | 510 | 442 | No
2030-09-24 09:00 | 2030 50% ECP | 0 | 505 | 510 | 442 | No
2030-09-24 10:00 | 2030 50% ECP | -600 | 505 | 510 | 442 | No
2030-09-24 11:00 | 2030 50% ECP | -700 | 505 | 510 | 442 | No
2030-09-24 12:00 | 2030 50% ECP | -700 | 205 | 210 | 142 | No
2030-09-24 13:00 | 2030 50% ECP | -700 | -95 | -90 | -53.89 | No
2030-09-24 14:00 | 2030 50% ECP | -700 | -395 | -390 | -112.17 | No
2030-09-24 15:00 | 2030 50% ECP | -700 | -526 | -510 | 65.88 | No
2030-09-24 16:00 | 2030 50% ECP | -124.3 | -300 | -378.95 | 163.66 | No
2030-09-24 17:00 | 2030 50% ECP | 475.7 | 0 | -78.95 | 441.29 | No
2030-09-24 18:00 | 2030 50% ECP | 700 | -300 | -378.95 | 141.29 | No
2030-09-24 19:00 | 2030 50% ECP | 700 | 0 | -78.95 | 441.29 | No
2030-09-24 20:00 | 2030 50% ECP | 700 | 300 | 221.05 | 442 | No
2030-09-24 21:00 | 2030 50% ECP | 700 | 505 | 510 | 442 | No
2030-09-24 22:00 | 2030 50% ECP | 700 | 505 | 510 | 442 | No
2030-09-24 23:00 | 2030 50% ECP | 137.57 | 505 | 510 | 442 | No
2030-09-25 | 2030 50% ECP | -239.37 | 505 | 510 | 442 | No
2030-09-25 01:00 | 2030 50% ECP | -592.53 | 505 | 510 | 442 | No
2030-09-25 02:00 | 2030 50% ECP | -700 | 505 | 510 | 442 | No
2030-09-25 03:00 | 2030 50% ECP | -700 | 505 | 510 | 442 | No
2030-09-25 04:00 | 2030 50% ECP | -700 | 505 | 510 | 442 | No
2030-09-25 05:00 | 2030 50% ECP | -700 | 505 | 510 | 442 | No
2030-09-25 06:00 | 2030 50% ECP | -700 | 205 | 210 | 245.75 | No
2030-09-25 07:00 | 2030 50% ECP | -100 | 0 | 261.83 | 442 | No
2030-09-25 08:00 | 2030 50% ECP | -171.94 | 0 | 0 | 364.35 | No
2030-09-25 09:00 | 2030 50% ECP | -700 | 300 | 300 | 442 | Yes
2030-09-25 10:00 | 2030 50% ECP | -700 | 505 | 510 | 442 | Yes
2030-09-25 11:00 | 2030 50% ECP | -700 | 505 | 510 | 442 | Yes
2030-09-25 12:00 | 2030 50% ECP | -700 | 505 | 510 | 442 | Yes
2030-09-25 13:00 | 2030 50% ECP | -700 | 505 | 510 | 442 | Yes
2030-09-25 14:00 | 2030 50% ECP | -700 | 505 | 510 | 442 | Yes
2030-09-25 15:00 | 2030 50% ECP | -700 | 505 | 510 | 442 | Yes
2030-09-25 16:00 | 2030 50% ECP | -700 | 505 | 510 | 442 | No
2030-09-25 17:00 | 2030 50% ECP | -100 | 205 | 510 | 437.31 | No
2030-09-25 18:00 | 2030 50% ECP | 500 | 505 | 510 | 442 | No
2030-09-25 19:00 | 2030 50% ECP | 700 | 505 | 510 | 330.8 | No
2030-09-25 20:00 | 2030 50% ECP | 700 | 505 | 510 | 442 | No
2030-09-25 21:00 | 2030 50% ECP | 700 | 505 | 510 | 442 | No
2030-09-25 22:00 | 2030 50% ECP | 700 | 505 | 510 | 442 | No
2030-09-25 23:00 | 2030 50% ECP | 700 | 505 | 510 | 442 | No
2030-09-26 | 2030 50% ECP | 700 | 505 | 510 | 442 | No
2030-09-26 01:00 | 2030 50% ECP | 700 | 505 | 510 | 442 | No
2030-09-26 02:00 | 2030 50% ECP | 700 | 505 | 510 | 442 | No
2030-09-26 03:00 | 2030 50% ECP | 700 | 300 | 510 | 442 | No
2030-09-26 04:00 | 2030 50% ECP | 700 | 0 | 510 | 442 | No
2030-09-26 05:00 | 2030 50% ECP | 700 | 0 | 510 | 152.95 | No
2030-09-26 06:00 | 2030 50% ECP | 700 | 0 | 510 | 442 | No
2030-09-26 07:00 | 2030 50% ECP | 700 | 228.53 | 510 | 442 | No
2030-09-26 08:00 | 2030 50% ECP | 189.2 | 264.05 | 510 | 442 | No
2030-09-26 09:00 | 2030 50% ECP | -410.8 | 205 | 210 | 442 | No
2030-09-26 10:00 | 2030 50% ECP | -700 | 505 | 510 | 442 | No
2030-09-26 11:00 | 2030 50% ECP | -700 | 505 | 510 | 442 | No
2030-09-26 12:00 | 2030 50% ECP | -700 | 505 | 510 | 442 | No
2030-09-26 13:00 | 2030 50% ECP | -700 | 300 | 436.2 | 442 | No
2030-09-26 14:00 | 2030 50% ECP | -700 | 0 | 136.2 | 442 | No
2030-09-26 15:00 | 2030 50% ECP | -138.11 | -300 | -90 | 442 | No
2030-09-26 16:00 | 2030 50% ECP | 461.89 | 0 | 210 | 442 | No
2030-09-26 17:00 | 2030 50% ECP | 700 | 107.98 | 510 | 442 | No
2030-09-26 18:00 | 2030 50% ECP | 700 | 0 | 510 | 442 | No
2030-09-26 19:00 | 2030 50% ECP | 700 | 193.4 | 510 | 442 | No
2030-09-26 20:00 | 2030 50% ECP | 700 | 205 | 510 | 442 | No
2030-09-26 21:00 | 2030 50% ECP | 700 | 505 | 510 | 442 | No
2030-09-26 22:00 | 2030 50% ECP | 700 | 505 | 510 | 442 | No
2030-09-26 23:00 | 2030 50% ECP | 700 | 505 | 510 | 442 | No
2030-09-27 | 2030 50% ECP | 700 | 505 | 510 | 442 | No
2030-09-27 01:00 | 2030 50% ECP | 700 | 505 | 510 | 442 | No
2030-09-27 02:00 | 2030 50% ECP | 700 | 505 | 510 | 442 | No
2030-09-27 03:00 | 2030 50% ECP | 700 | 505 | 510 | 442 | No
2030-09-27 04:00 | 2030 50% ECP | 700 | 505 | 510 | 442 | No
2030-09-27 05:00 | 2030 50% ECP | 700 | 505 | 510 | 442 | No
2030-09-27 06:00 | 2030 50% ECP | 700 | 205 | 372.61 | 271.18 | No
2030-09-27 07:00 | 2030 50% ECP | 700 | 214 | 90 | 442 | No
2030-09-27 08:00 | 2030 50% ECP | 700 | -86 | -210 | 442 | No
2030-09-27 09:00 | 2030 50% ECP | 473.41 | -386 | -510 | 442 | No
2030-09-27 10:00 | 2030 50% ECP | 0 | -86 | -510 | 442 | No
2030-09-27 11:00 | 2030 50% ECP | 0 | 0 | -510 | 442 | No
2030-09-27 12:00 | 2030 50% ECP | 0 | 0 | -510 | 442 | No
2030-09-27 13:00 | 2030 50% ECP | 0 | 0 | -510 | 442 | No
2030-09-27 14:00 | 2030 50% ECP | 0 | -278.66 | -510 | 442 | No
2030-09-27 15:00 | 2030 50% ECP | 508.14 | -526 | -510 | 195.18 | No
2030-09-27 16:00 | 2030 50% ECP | 700 | -464.43 | -510 | 302.97 | No
2030-09-27 17:00 | 2030 50% ECP | 700 | -226 | -210 | 201.71 | No
2030-09-27 18:00 | 2030 50% ECP | 700 | -526 | -510 | -98.29 | No
2030-09-27 19:00 | 2030 50% ECP | 700 | -226 | -210 | 201.71 | No
2030-09-27 20:00 | 2030 50% ECP | 700 | 0 | 90 | 410.71 | No
2030-09-27 21:00 | 2030 50% ECP | 700 | 24.69 | 390 | 410.71 | No
2030-09-27 22:00 | 2030 50% ECP | 700 | 324.69 | 510 | 442 | No
2030-09-27 23:00 | 2030 50% ECP | 700 | 235.28 | 510 | 442 | No
2030-09-28 | 2030 50% ECP | 700 | 153.91 | 510 | 442 | No
2030-09-28 01:00 | 2030 50% ECP | 700 | 164.3 | 459.2 | 442 | No
2030-09-28 02:00 | 2030 50% ECP | 100 | 0 | 159.2 | 442 | No
2030-09-28 03:00 | 2030 50% ECP | 700 | 0 | 459.2 | 442 | No
2030-09-28 04:00 | 2030 50% ECP | 700 | 145.99 | 510 | 442 | No
2030-09-28 05:00 | 2030 50% ECP | 700 | 266.41 | 510 | 442 | No
2030-09-28 06:00 | 2030 50% ECP | 700 | 180.45 | 510 | 442 | No
2030-09-28 07:00 | 2030 50% ECP | 700 | 480.45 | 510 | 442 | No
2030-09-28 08:00 | 2030 50% ECP | 700 | 190.21 | 510 | 442 | No
2030-09-28 09:00 | 2030 50% ECP | 277.26 | 0 | 210 | 442 | No
2030-09-28 10:00 | 2030 50% ECP | -322.74 | 0 | 0 | 442 | No
2030-09-28 11:00 | 2030 50% ECP | -700 | 0 | 0 | 442 | No
2030-09-28 12:00 | 2030 50% ECP | -700 | 0 | 0 | 442 | No
2030-09-28 13:00 | 2030 50% ECP | -700 | 0 | 0 | 442 | No
2030-09-28 14:00 | 2030 50% ECP | -700 | 0 | -28.86 | 142 | No
2030-09-28 15:00 | 2030 50% ECP | -500 | 0 | -48.55 | 332.96 | No
2030-09-28 16:00 | 2030 50% ECP | 100 | 0 | -210 | 401.68 | No
2030-09-28 17:00 | 2030 50% ECP | 700 | -87.23 | -510 | 275.99 | No
2030-09-28 18:00 | 2030 50% ECP | 700 | 0 | -399.36 | 442 | No
2030-09-28 19:00 | 2030 50% ECP | 700 | 0 | -99.36 | 442 | No
2030-09-28 20:00 | 2030 50% ECP | 700 | 0 | -71.31 | 442 | No
2030-09-28 21:00 | 2030 50% ECP | 700 | 0 | 0 | 442 | No
2030-09-28 22:00 | 2030 50% ECP | 700 | 0 | 53.09 | 442 | No
2030-09-28 23:00 | 2030 50% ECP | 700 | 300 | 353.09 | 442 | No
2030-09-29 | 2030 50% ECP | 700 | 505 | 510 | 442 | No
2030-09-29 01:00 | 2030 50% ECP | 700 | 505 | 510 | 442 | No
2030-09-29 02:00 | 2030 50% ECP | 700 | 505 | 510 | 442 | No
2030-09-29 03:00 | 2030 50% ECP | 700 | 388.09 | 510 | 442 | No
2030-09-29 04:00 | 2030 50% ECP | 700 | 455.75 | 510 | 442 | No
2030-09-29 05:00 | 2030 50% ECP | 700 | 155.75 | 280.47 | 442 | No
2030-09-29 06:00 | 2030 50% ECP | 700 | 0 | 0 | 442 | No
2030-09-29 07:00 | 2030 50% ECP | 700 | 220.67 | 300 | 442 | No
2030-09-29 08:00 | 2030 50% ECP | 700 | 0 | 237.94 | 442 | No
2030-09-29 09:00 | 2030 50% ECP | 100 | 0 | -53.93 | 442 | No
2030-09-29 10:00 | 2030 50% ECP | -500 | -259.57 | -353.93 | 431.67 | No
2030-09-29 11:00 | 2030 50% ECP | -700 | -97.86 | -510 | 296.64 | No
2030-09-29 12:00 | 2030 50% ECP | -700 | -58.56 | -510 | 405.65 | No
2030-09-29 13:00 | 2030 50% ECP | -478.85 | 0 | -210 | 374.88 | No
2030-09-29 14:00 | 2030 50% ECP | -478.27 | 0 | 0 | 259.6 | No
2030-09-29 15:00 | 2030 50% ECP | -127.12 | 0 | 0 | 266.75 | No
2030-09-29 16:00 | 2030 50% ECP | 23.01 | 0 | 0 | 442 | No
2030-09-29 17:00 | 2030 50% ECP | 568.01 | 0 | 0 | 442 | No
2030-09-29 18:00 | 2030 50% ECP | 60.22 | 0 | 0 | 423.95 | No
2030-09-29 19:00 | 2030 50% ECP | -393.83 | 0 | 210 | 442 | No
2030-09-29 20:00 | 2030 50% ECP | -700 | 300 | 510 | 442 | Yes
2030-09-29 21:00 | 2030 50% ECP | -700 | 505 | 510 | 442 | Yes
2030-09-29 22:00 | 2030 50% ECP | -700 | 505 | 510 | 442 | Yes
2030-09-29 23:00 | 2030 50% ECP | -700 | 505 | 510 | 442 | Yes
2030-09-30 | 2030 50% ECP | -700 | 505 | 510 | 442 | No
2030-09-30 01:00 | 2030 50% ECP | -700 | 505 | 510 | 442 | No
2030-09-30 02:00 | 2030 50% ECP | -700 | 505 | 510 | 442 | No
2030-09-30 03:00 | 2030 50% ECP | -229.4 | 505 | 510 | 442 | No
2030-09-30 04:00 | 2030 50% ECP | 180 | 505 | 510 | 442 | No
2030-09-30 05:00 | 2030 50% ECP | 156.14 | 505 | 510 | 442 | No
2030-09-30 06:00 | 2030 50% ECP | 162.1 | 505 | 510 | 442 | No
2030-09-30 07:00 | 2030 50% ECP | 700 | 505 | 510 | 442 | No
2030-09-30 08:00 | 2030 50% ECP | 499.95 | 505 | 510 | 442 | No
2030-09-30 09:00 | 2030 50% ECP | 700 | 205 | 298.76 | 442 | No
2030-09-30 10:00 | 2030 50% ECP | 700 | 228.66 | 510 | 442 | No
2030-09-30 11:00 | 2030 50% ECP | 231.44 | 0 | 210 | 442 | No
2030-09-30 12:00 | 2030 50% ECP | 700 | 0 | 218.02 | 442 | No
2030-09-30 13:00 | 2030 50% ECP | 700 | 0 | 372.37 | 442 | No
2030-09-30 14:00 | 2030 50% ECP | 700 | 21.52 | 510 | 442 | No
2030-09-30 15:00 | 2030 50% ECP | 700 | 97.43 | 510 | 442 | No
2030-09-30 16:00 | 2030 50% ECP | 700 | 397.43 | 510 | 442 | No
2030-09-30 17:00 | 2030 50% ECP | 700 | 505 | 510 | 442 | No
2030-09-30 18:00 | 2030 50% ECP | 700 | 427.52 | 510 | 442 | No
2030-09-30 19:00 | 2030 50% ECP | 700 | 205 | 510 | 442 | No
2030-09-30 20:00 | 2030 50% ECP | 700 | 505 | 510 | 442 | No
2030-09-30 21:00 | 2030 50% ECP | 700 | 505 | 510 | 442 | No
2030-09-30 22:00 | 2030 50% ECP | 700 | 505 | 510 | 442 | No
2030-09-30 23:00 | 2030 50% ECP | 700 | 505 | 510 | 442 | No
2030-10-01 | 2030 50% ECP | 700 | 505 | 510 | 442 | No
2030-10-01 01:00 | 2030 50% ECP | 700 | 505 | 510 | 442 | No
2030-10-01 02:00 | 2030 50% ECP | 700 | 505 | 510 | 442 | No
2030-10-01 03:00 | 2030 50% ECP | 700 | 505 | 510 | 442 | No
2030-10-01 04:00 | 2030 50% ECP | 700 | 505 | 510 | 442 | No
2030-10-01 05:00 | 2030 50% ECP | 700 | 300 | 510 | 300 | No
2030-10-01 06:00 | 2030 50% ECP | 700 | 0 | 210 | 0 | No
2030-10-01 07:00 | 2030 50% ECP | 700 | 0 | 37.12 | 0 | No
2030-10-01 08:00 | 2030 50% ECP | 700 | -112.43 | -210 | 174.52 | No
2030-10-01 09:00 | 2030 50% ECP | 700 | -412.43 | -510 | 41.96 | No
2030-10-01 10:00 | 2030 50% ECP | 700 | -526 | -510 | -22.23 | No
2030-10-01 11:00 | 2030 50% ECP | 700 | -526 | -510 | -35.02 | No
2030-10-01 12:00 | 2030 50% ECP | 700 | -526 | -510 | -45.16 | No
2030-10-01 13:00 | 2030 50% ECP | 700 | -526 | -510 | -62.09 | No
2030-10-01 14:00 | 2030 50% ECP | 700 | -419.72 | -510 | -40.82 | No
2030-10-01 15:00 | 2030 50% ECP | 700 | -119.72 | -210 | 244.77 | No
2030-10-01 16:00 | 2030 50% ECP | 700 | -11.31 | -90 | -55.23 | No
2030-10-01 17:00 | 2030 50% ECP | 700 | -311.31 | -390 | -355.23 | No
2030-10-01 18:00 | 2030 50% ECP | 700 | -11.31 | -90 | -55.23 | No
2030-10-01 19:00 | 2030 50% ECP | 700 | 288.69 | 210 | 244.77 | No
2030-10-01 20:00 | 2030 50% ECP | 700 | 505 | 510 | 442 | No
2030-10-01 21:00 | 2030 50% ECP | 700 | 465.87 | 510 | 442 | No
2030-10-01 22:00 | 2030 50% ECP | 700 | 324.62 | 510 | 442 | No
2030-10-01 23:00 | 2030 50% ECP | 614.53 | 505 | 510 | 442 | No
2030-10-02 | 2030 50% ECP | 475.42 | 505 | 510 | 442 | No
2030-10-02 01:00 | 2030 50% ECP | 306.9 | 505 | 510 | 442 | No
2030-10-02 02:00 | 2030 50% ECP | 0 | 505 | 510 | 442 | No
2030-10-02 03:00 | 2030 50% ECP | -281.39 | 505 | 510 | 442 | No
2030-10-02 04:00 | 2030 50% ECP | -700 | 505 | 510 | 442 | No
2030-10-02 05:00 | 2030 50% ECP | -551.93 | 505 | 510 | 442 | No
2030-10-02 06:00 | 2030 50% ECP | -291.85 | 505 | 510 | 442 | No
2030-10-02 07:00 | 2030 50% ECP | 29.67 | 505 | 510 | 442 | No
2030-10-02 08:00 | 2030 50% ECP | -100 | 205 | 494.96 | 442 | No
2030-10-02 09:00 | 2030 50% ECP | -700 | 505 | 510 | 442 | Yes
2030-10-02 10:00 | 2030 50% ECP | -700 | 505 | 510 | 442 | Yes
2030-10-02 11:00 | 2030 50% ECP | -700 | 505 | 510 | 442 | Yes
2030-10-02 12:00 | 2030 50% ECP | -700 | 505 | 510 | 442 | Yes
2030-10-02 13:00 | 2030 50% ECP | -700 | 505 | 510 | 442 | Yes
2030-10-02 14:00 | 2030 50% ECP | -700 | 300 | 246.87 | 442 | Yes
2030-10-02 15:00 | 2030 50% ECP | -700 | 0 | -53.13 | 442 | Yes
2030-10-02 16:00 | 2030 50% ECP | -100 | -116.2 | 0 | 442 | No
2030-10-02 17:00 | 2030 50% ECP | 500 | 0 | 300 | 442 | No
2030-10-02 18:00 | 2030 50% ECP | 700 | 0 | 510 | 442 | No
2030-10-02 19:00 | 2030 50% ECP | 700 | 32.45 | 510 | 442 | No
2030-10-02 20:00 | 2030 50% ECP | 700 | 332.45 | 510 | 442 | No
2030-10-02 21:00 | 2030 50% ECP | 700 | 505 | 510 | 442 | No
2030-10-02 22:00 | 2030 50% ECP | 700 | 490.69 | 510 | 442 | No
2030-10-02 23:00 | 2030 50% ECP | 700 | 505 | 510 | 442 | No
2030-10-03 | 2030 50% ECP | 420.97 | 505 | 510 | 442 | No
2030-10-03 01:00 | 2030 50% ECP | 0 | 505 | 510 | 442 | No
2030-10-03 02:00 | 2030 50% ECP | 0 | 505 | 510 | 442 | No
2030-10-03 03:00 | 2030 50% ECP | 0 | 505 | 510 | 442 | No
2030-10-03 04:00 | 2030 50% ECP | 441.6 | 505 | 510 | 442 | No
2030-10-03 05:00 | 2030 50% ECP | 63.78 | 505 | 510 | 442 | No
2030-10-03 06:00 | 2030 50% ECP | 325.2 | 505 | 510 | 442 | No
2030-10-03 07:00 | 2030 50% ECP | 583.45 | 505 | 510 | 442 | No
2030-10-03 08:00 | 2030 50% ECP | 700 | 505 | 510 | 442 | No
2030-10-03 09:00 | 2030 50% ECP | 626.35 | 505 | 510 | 442 | No
2030-10-03 10:00 | 2030 50% ECP | 26.35 | 505 | 510 | 442 | No
2030-10-03 11:00 | 2030 50% ECP | -573.65 | 505 | 510 | 442 | No
2030-10-03 12:00 | 2030 50% ECP | -601.04 | 505 | 510 | 442 | No
2030-10-03 13:00 | 2030 50% ECP | -700 | 505 | 510 | 442 | No
2030-10-03 14:00 | 2030 50% ECP | -158.04 | 505 | 510 | 442 | No
2030-10-03 15:00 | 2030 50% ECP | 0 | 505 | 510 | 442 | No
2030-10-03 16:00 | 2030 50% ECP | 600 | 205 | 510 | 431.1 | No
2030-10-03 17:00 | 2030 50% ECP | 700 | 505 | 510 | 442 | No
2030-10-03 18:00 | 2030 50% ECP | 700 | 505 | 510 | 442 | No
2030-10-03 19:00 | 2030 50% ECP | 700 | 505 | 510 | 442 | No
2030-10-03 20:00 | 2030 50% ECP | 700 | 505 | 510 | 442 | No
2030-10-03 21:00 | 2030 50% ECP | 700 | 505 | 510 | 442 | No
2030-10-03 22:00 | 2030 50% ECP | 627.01 | 505 | 510 | 439.31 | No
2030-10-03 23:00 | 2030 50% ECP | 125.64 | 505 | 510 | 155.91 | No
2030-10-04 | 2030 50% ECP | -474.36 | 505 | 510 | 153.72 | No
2030-10-04 01:00 | 2030 50% ECP | -700 | 505 | 510 | 8.75 | Yes
2030-10-04 02:00 | 2030 50% ECP | -700 | 505 | 510 | 67.92 | Yes
2030-10-04 03:00 | 2030 50% ECP | -700 | 505 | 510 | 259.23 | Yes
2030-10-04 04:00 | 2030 50% ECP | -700 | 505 | 510 | 42.03 | Yes
2030-10-04 05:00 | 2030 50% ECP | -700 | 505 | 510 | 164.2 | Yes
2030-10-04 06:00 | 2030 50% ECP | -700 | 505 | 510 | 126.3 | Yes
2030-10-04 07:00 | 2030 50% ECP | -700 | 505 | 510 | 311.19 | Yes
2030-10-04 08:00 | 2030 50% ECP | -700 | 505 | 510 | 442 | Yes
2030-10-04 09:00 | 2030 50% ECP | -700 | 505 | 510 | 442 | Yes
2030-10-04 10:00 | 2030 50% ECP | -700 | 505 | 510 | 442 | Yes
2030-10-04 11:00 | 2030 50% ECP | -700 | 374 | 390 | 442 | Yes
2030-10-04 12:00 | 2030 50% ECP | -700 | 74 | 90 | 442 | Yes
2030-10-04 13:00 | 2030 50% ECP | -700 | -226 | -210 | 442 | Yes
2030-10-04 14:00 | 2030 50% ECP | -700 | -526 | -510 | 442 | No
2030-10-04 15:00 | 2030 50% ECP | -600 | -446 | -510 | 442 | No
2030-10-04 16:00 | 2030 50% ECP | 0 | -526 | -510 | 371.05 | No
2030-10-04 17:00 | 2030 50% ECP | 0 | -526 | -510 | 300 | No
2030-10-04 18:00 | 2030 50% ECP | 336.05 | -526 | -510 | 0 | No
2030-10-04 19:00 | 2030 50% ECP | 700 | -526 | -510 | 300 | No
2030-10-04 20:00 | 2030 50% ECP | 600 | -526 | -510 | 251.27 | No
2030-10-04 21:00 | 2030 50% ECP | 600 | -526 | -510 | 312.67 | No
2030-10-04 22:00 | 2030 50% ECP | 0 | -226 | -210 | 442 | No
2030-10-04 23:00 | 2030 50% ECP | 0 | 0 | 0 | 442 | No
2030-10-05 | 2030 50% ECP | 0 | 0 | 0 | 168.69 | No
2030-10-05 01:00 | 2030 50% ECP | -398.05 | 0 | 0 | 163.64 | No
2030-10-05 02:00 | 2030 50% ECP | -540.54 | 0 | 0 | 222.05 | No
2030-10-05 03:00 | 2030 50% ECP | -700 | 205 | 210 | 185.87 | No
2030-10-05 04:00 | 2030 50% ECP | -700 | 505 | 510 | 442 | No
2030-10-05 05:00 | 2030 50% ECP | -700 | 505 | 510 | 442 | No
2030-10-05 06:00 | 2030 50% ECP | -700 | 505 | 510 | 442 | No
2030-10-05 07:00 | 2030 50% ECP | -112.58 | 205 | 210 | 142 | No
2030-10-05 08:00 | 2030 50% ECP | 487.23 | 205 | 410.93 | 237.59 | No
2030-10-05 09:00 | 2030 50% ECP | -112.77 | 505 | 510 | 442 | No
2030-10-05 10:00 | 2030 50% ECP | -700 | 505 | 510 | 442 | No
2030-10-05 11:00 | 2030 50% ECP | -700 | 505 | 510 | 442 | No
2030-10-05 12:00 | 2030 50% ECP | -700 | 505 | 510 | 442 | No
2030-10-05 13:00 | 2030 50% ECP | -448.11 | 300 | 510 | 442 | No
2030-10-05 14:00 | 2030 50% ECP | 151.89 | 0 | 210 | 142 | No
2030-10-05 15:00 | 2030 50% ECP | 700 | 0 | 505.16 | 442 | No
2030-10-05 16:00 | 2030 50% ECP | 700 | 132.9 | 205.16 | 442 | No
2030-10-05 17:00 | 2030 50% ECP | 700 | -167.1 | -94.84 | 391.81 | No
2030-10-05 18:00 | 2030 50% ECP | 700 | -81.67 | -394.84 | 142 | No
2030-10-05 19:00 | 2030 50% ECP | 700 | -186.49 | -94.84 | 442 | No
2030-10-05 20:00 | 2030 50% ECP | 700 | 30.51 | 205.16 | 442 | No
2030-10-05 21:00 | 2030 50% ECP | 700 | 330.51 | 505.16 | 442 | No
2030-10-05 22:00 | 2030 50% ECP | 700 | 379.95 | 510 | 442 | No
2030-10-05 23:00 | 2030 50% ECP | 695.49 | 79.95 | 210 | 442 | No
2030-10-06 | 2030 50% ECP | 171.74 | 0 | 219.28 | 442 | No
2030-10-06 01:00 | 2030 50% ECP | -428.26 | 300 | 510 | 442 | No
2030-10-06 02:00 | 2030 50% ECP | -700 | 505 | 510 | 442 | Yes
2030-10-06 03:00 | 2030 50% ECP | -700 | 505 | 510 | 442 | No
2030-10-06 04:00 | 2030 50% ECP | -700 | 505 | 510 | 442 | No
2030-10-06 05:00 | 2030 50% ECP | -700 | 505 | 510 | 442 | Yes
2030-10-06 06:00 | 2030 50% ECP | -700 | 300 | 485.57 | 442 | Yes
2030-10-06 07:00 | 2030 50% ECP | -700 | 0 | 185.57 | 442 | No
2030-10-06 08:00 | 2030 50% ECP | -700 | 300 | 485.57 | 442 | No
2030-10-06 09:00 | 2030 50% ECP | -700 | 505 | 510 | 442 | Yes
2030-10-06 10:00 | 2030 50% ECP | -700 | 505 | 510 | 442 | Yes
2030-10-06 11:00 | 2030 50% ECP | -700 | 505 | 510 | 442 | Yes
2030-10-06 12:00 | 2030 50% ECP | -700 | 505 | 510 | 442 | Yes
2030-10-06 13:00 | 2030 50% ECP | -700 | 505 | 510 | 442 | Yes
2030-10-06 14:00 | 2030 50% ECP | -700 | 505 | 510 | 442 | Yes
2030-10-06 15:00 | 2030 50% ECP | -700 | 505 | 510 | 442 | Yes
2030-10-06 16:00 | 2030 50% ECP | -700 | 505 | 510 | 442 | Yes
2030-10-06 17:00 | 2030 50% ECP | -700 | 505 | 510 | 442 | Yes
2030-10-06 18:00 | 2030 50% ECP | -700 | 505 | 510 | 442 | Yes
2030-10-06 19:00 | 2030 50% ECP | -700 | 505 | 510 | 442 | No
2030-10-06 20:00 | 2030 50% ECP | -700 | 505 | 510 | 442 | No
2030-10-06 21:00 | 2030 50% ECP | -700 | 505 | 510 | 442 | No
2030-10-06 22:00 | 2030 50% ECP | -700 | 505 | 510 | 442 | No
2030-10-06 23:00 | 2030 50% ECP | -700 | 505 | 510 | 442 | No
2030-10-07 | 2030 50% ECP | -100 | 505 | 510 | 442 | No
2030-10-07 01:00 | 2030 50% ECP | 500 | 505 | 510 | 442 | No
2030-10-07 02:00 | 2030 50% ECP | 700 | 505 | 510 | 442 | No
2030-10-07 03:00 | 2030 50% ECP | 700 | 505 | 510 | 442 | No
2030-10-07 04:00 | 2030 50% ECP | 700 | 505 | 510 | 442 | No
2030-10-07 05:00 | 2030 50% ECP | 700 | 505 | 510 | 442 | No
2030-10-07 06:00 | 2030 50% ECP | 700 | 505 | 510 | 442 | No
2030-10-07 07:00 | 2030 50% ECP | 700 | 505 | 510 | 442 | No
2030-10-07 08:00 | 2030 50% ECP | 700 | 505 | 510 | 442 | No
2030-10-07 09:00 | 2030 50% ECP | 700 | 452.42 | 510 | 442 | No
2030-10-07 10:00 | 2030 50% ECP | 700 | 152.42 | 510 | 442 | No
2030-10-07 11:00 | 2030 50% ECP | 700 | 300 | 377 | 442 | No
2030-10-07 12:00 | 2030 50% ECP | 700 | 0 | 77 | 442 | No
2030-10-07 13:00 | 2030 50% ECP | 700 | -300 | -223 | 265.94 | No
2030-10-07 14:00 | 2030 50% ECP | 700 | -471.19 | -510 | 344.33 | No
2030-10-07 15:00 | 2030 50% ECP | 700 | -171.19 | -510 | 428.55 | No
2030-10-07 16:00 | 2030 50% ECP | 700 | -300 | -510 | 442 | No
2030-10-07 17:00 | 2030 50% ECP | 700 | 0 | -461.09 | 442 | No
2030-10-07 18:00 | 2030 50% ECP | 700 | 0 | -161.09 | 442 | No
2030-10-07 19:00 | 2030 50% ECP | 700 | 205 | 138.91 | 442 | No
2030-10-07 20:00 | 2030 50% ECP | 700 | 505 | 438.91 | 442 | No
2030-10-07 21:00 | 2030 50% ECP | 700 | 283.17 | 510 | 442 | No
2030-10-07 22:00 | 2030 50% ECP | 700 | 184.01 | 510 | 442 | No
2030-10-07 23:00 | 2030 50% ECP | 700 | 154.83 | 510 | 442 | No
2030-10-08 | 2030 50% ECP | 700 | 205 | 210 | 442 | No
2030-10-08 01:00 | 2030 50% ECP | 700 | 505 | 510 | 442 | No
2030-10-08 02:00 | 2030 50% ECP | 700 | 300 | 510 | 442 | No
2030-10-08 03:00 | 2030 50% ECP | 700 | 0 | 210 | 442 | No
2030-10-08 04:00 | 2030 50% ECP | 700 | 0 | 0 | 442 | No
2030-10-08 05:00 | 2030 50% ECP | 700 | 0 | 180.04 | 442 | No
2030-10-08 06:00 | 2030 50% ECP | 700 | 205 | 480.04 | 442 | No
2030-10-08 07:00 | 2030 50% ECP | 700 | 505 | 510 | 442 | No
2030-10-08 08:00 | 2030 50% ECP | 700 | 505 | 510 | 442 | No
2030-10-08 09:00 | 2030 50% ECP | 700 | 392.09 | 510 | 442 | No
2030-10-08 10:00 | 2030 50% ECP | 700 | 92.09 | 210 | 442 | No
2030-10-08 11:00 | 2030 50% ECP | 264.7 | 0 | 0 | 442 | No
2030-10-08 12:00 | 2030 50% ECP | 0 | 0 | 0 | 142 | No
2030-10-08 13:00 | 2030 50% ECP | 0 | 0 | 0 | 442 | No
2030-10-08 14:00 | 2030 50% ECP | 0 | 0 | 0 | 442 | No
2030-10-08 15:00 | 2030 50% ECP | 100 | 0 | 0 | 393.25 | No
2030-10-08 16:00 | 2030 50% ECP | 700 | -146.35 | -300 | 262.35 | No
2030-10-08 17:00 | 2030 50% ECP | 700 | 0 | -510 | 442 | No
2030-10-08 18:00 | 2030 50% ECP | 700 | -300 | -510 | 196.04 | No
2030-10-08 19:00 | 2030 50% ECP | 700 | 0 | -510 | 442 | No
2030-10-08 20:00 | 2030 50% ECP | 700 | 0 | -300 | 421.3 | No
2030-10-08 21:00 | 2030 50% ECP | 700 | 0 | 0 | 301.09 | No
2030-10-08 22:00 | 2030 50% ECP | 700 | 188.09 | 300 | 387.41 | No
2030-10-08 23:00 | 2030 50% ECP | 700 | 218.1 | 510 | 442 | No
2030-10-09 | 2030 50% ECP | 561.23 | 205 | 210 | 142 | No
2030-10-09 01:00 | 2030 50% ECP | 0 | 505 | 510 | 442 | No
2030-10-09 02:00 | 2030 50% ECP | 0 | 505 | 510 | 442 | No
2030-10-09 03:00 | 2030 50% ECP | 153.78 | 505 | 510 | 442 | No
2030-10-09 04:00 | 2030 50% ECP | 18.04 | 505 | 510 | 442 | No
2030-10-09 05:00 | 2030 50% ECP | 618.04 | 205 | 510 | 214.29 | No
2030-10-09 06:00 | 2030 50% ECP | 700 | 46.4 | 510 | 442 | No
2030-10-09 07:00 | 2030 50% ECP | 700 | 274.38 | 510 | 442 | No
2030-10-09 08:00 | 2030 50% ECP | 700 | 505 | 510 | 442 | No
2030-10-09 09:00 | 2030 50% ECP | 700 | 505 | 510 | 442 | No
2030-10-09 10:00 | 2030 50% ECP | 500 | 205 | 300 | 272.84 | No
2030-10-09 11:00 | 2030 50% ECP | -100 | 0 | 0 | 442 | No
2030-10-09 12:00 | 2030 50% ECP | -700 | 0 | -300 | 142 | No
2030-10-09 13:00 | 2030 50% ECP | -700 | 0 | -244.45 | 0 | No
2030-10-09 14:00 | 2030 50% ECP | -612.98 | 0 | -300 | 17.1 | No
2030-10-09 15:00 | 2030 50% ECP | -12.98 | 0 | 0 | 0 | No
2030-10-09 16:00 | 2030 50% ECP | 587.02 | 0 | 300 | 300 | No
2030-10-09 17:00 | 2030 50% ECP | 700 | 0 | 210 | 442 | No
2030-10-09 18:00 | 2030 50% ECP | 700 | 300 | 510 | 442 | No
2030-10-09 19:00 | 2030 50% ECP | 700 | 505 | 510 | 442 | No
2030-10-09 20:00 | 2030 50% ECP | 700 | 505 | 510 | 442 | No
2030-10-09 21:00 | 2030 50% ECP | 700 | 505 | 510 | 442 | No
2030-10-09 22:00 | 2030 50% ECP | 700 | 505 | 510 | 442 | No
2030-10-09 23:00 | 2030 50% ECP | 594.47 | 505 | 510 | 442 | No
2030-10-10 | 2030 50% ECP | 644.16 | 505 | 510 | 442 | No
2030-10-10 01:00 | 2030 50% ECP | 44.16 | 505 | 510 | 442 | No
2030-10-10 02:00 | 2030 50% ECP | -555.84 | 505 | 510 | 442 | No
2030-10-10 03:00 | 2030 50% ECP | -700 | 505 | 510 | 442 | No
2030-10-10 04:00 | 2030 50% ECP | -700 | 505 | 510 | 442 | No
2030-10-10 05:00 | 2030 50% ECP | -700 | 505 | 510 | 348.53 | No
2030-10-10 06:00 | 2030 50% ECP | -392.8 | 205 | 210 | 48.53 | No
2030-10-10 07:00 | 2030 50% ECP | 207.2 | 257.37 | 510 | 348.53 | No
2030-10-10 08:00 | 2030 50% ECP | 600 | 505 | 510 | 442 | No
2030-10-10 09:00 | 2030 50% ECP | 0 | 505 | 510 | 442 | No
2030-10-10 10:00 | 2030 50% ECP | -600 | 505 | 510 | 442 | No
2030-10-10 11:00 | 2030 50% ECP | -700 | 505 | 510 | 442 | No
2030-10-10 12:00 | 2030 50% ECP | -700 | 505 | 510 | 442 | No
2030-10-10 13:00 | 2030 50% ECP | -700 | 505 | 510 | 442 | No
2030-10-10 14:00 | 2030 50% ECP | -700 | 505 | 510 | 442 | No
2030-10-10 15:00 | 2030 50% ECP | -100 | 205 | 284.2 | 142 | No
2030-10-10 16:00 | 2030 50% ECP | 500 | 0 | 401.09 | 178.35 | No
2030-10-10 17:00 | 2030 50% ECP | 700 | 0 | 510 | 442 | No
2030-10-10 18:00 | 2030 50% ECP | 700 | 183.66 | 510 | 442 | No
2030-10-10 19:00 | 2030 50% ECP | 700 | 483.66 | 510 | 442 | No
2030-10-10 20:00 | 2030 50% ECP | 700 | 505 | 510 | 442 | No
2030-10-10 21:00 | 2030 50% ECP | 700 | 505 | 510 | 442 | No
2030-10-10 22:00 | 2030 50% ECP | 700 | 505 | 510 | 442 | No
2030-10-10 23:00 | 2030 50% ECP | 590.8 | 505 | 510 | 442 | No
2030-10-11 | 2030 50% ECP | 700 | 505 | 510 | 442 | No
2030-10-11 01:00 | 2030 50% ECP | 700 | 505 | 510 | 442 | No
2030-10-11 02:00 | 2030 50% ECP | 700 | 505 | 510 | 442 | No
2030-10-11 03:00 | 2030 50% ECP | 700 | 505 | 510 | 442 | No
2030-10-11 04:00 | 2030 50% ECP | 700 | 505 | 510 | 442 | No
2030-10-11 05:00 | 2030 50% ECP | 700 | 272.78 | 510 | 442 | No
2030-10-11 06:00 | 2030 50% ECP | 700 | 505 | 510 | 442 | No
2030-10-11 07:00 | 2030 50% ECP | 700 | 505 | 510 | 442 | No
2030-10-11 08:00 | 2030 50% ECP | 700 | 505 | 510 | 442 | No
2030-10-11 09:00 | 2030 50% ECP | 700 | 505 | 510 | 442 | No
2030-10-11 10:00 | 2030 50% ECP | 700 | 213.49 | 510 | 442 | No
2030-10-11 11:00 | 2030 50% ECP | 700 | 281.26 | 390 | 442 | No
2030-10-11 12:00 | 2030 50% ECP | 700 | 10.53 | 90 | 442 | No
2030-10-11 13:00 | 2030 50% ECP | 700 | -226 | -210 | 442 | No
2030-10-11 14:00 | 2030 50% ECP | 700 | -526 | -510 | 343.96 | No
2030-10-11 15:00 | 2030 50% ECP | 700 | -363.63 | -510 | 43.96 | No
2030-10-11 16:00 | 2030 50% ECP | 700 | -63.63 | -210 | 55.01 | No
2030-10-11 17:00 | 2030 50% ECP | 700 | -363.63 | -510 | -244.99 | No
2030-10-11 18:00 | 2030 50% ECP | 700 | -526 | -510 | -510 | No
2030-10-11 19:00 | 2030 50% ECP | 700 | -526 | -510 | -510 | No
2030-10-11 20:00 | 2030 50% ECP | 700 | -226 | -251.47 | -210 | No
2030-10-11 21:00 | 2030 50% ECP | 700 | 74 | 48.53 | 90 | No
2030-10-11 22:00 | 2030 50% ECP | 700 | 0 | -61.03 | 162.73 | No
2030-10-11 23:00 | 2030 50% ECP | 700 | 199.82 | 238.97 | 442 | No
2030-10-12 | 2030 50% ECP | 700 | 273.04 | 510 | 442 | No
2030-10-12 01:00 | 2030 50% ECP | 700 | 105.09 | 510 | 442 | No
2030-10-12 02:00 | 2030 50% ECP | 700 | 254.47 | 510 | 442 | No
2030-10-12 03:00 | 2030 50% ECP | 700 | 213.42 | 510 | 442 | No
2030-10-12 04:00 | 2030 50% ECP | 311.04 | 0 | 210 | 142 | No
2030-10-12 05:00 | 2030 50% ECP | -143.71 | 0 | 0 | 121.41 | No
2030-10-12 06:00 | 2030 50% ECP | -134.47 | 0 | 0 | 210.63 | No
2030-10-12 07:00 | 2030 50% ECP | 19.99 | -226 | -210 | -89.37 | No
2030-10-12 08:00 | 2030 50% ECP | 457.98 | -526 | -510 | -389.37 | No
2030-10-12 09:00 | 2030 50% ECP | -142.02 | -226 | -411.47 | -158 | No
2030-10-12 10:00 | 2030 50% ECP | -700 | 74 | -111.47 | 142 | Yes
2030-10-12 11:00 | 2030 50% ECP | -700 | 374 | 188.53 | 442 | Yes
2030-10-12 12:00 | 2030 50% ECP | -700 | 374 | 90 | 236.13 | Yes
2030-10-12 13:00 | 2030 50% ECP | -700 | 74 | -210 | -63.87 | Yes
2030-10-12 14:00 | 2030 50% ECP | -700 | -226 | -510 | -363.87 | No
2030-10-12 15:00 | 2030 50% ECP | -700 | -526 | -510 | -510 | No
2030-10-12 16:00 | 2030 50% ECP | -700 | -300 | -329.02 | -300 | No
2030-10-12 17:00 | 2030 50% ECP | -100 | 0 | -29.02 | 0 | No
2030-10-12 18:00 | 2030 50% ECP | 103.03 | 0 | 0 | 300 | No
2030-10-12 19:00 | 2030 50% ECP | 584.76 | 0 | 0 | 442 | No
2030-10-12 20:00 | 2030 50% ECP | 669.36 | 0 | 0 | 442 | No
2030-10-12 21:00 | 2030 50% ECP | 700 | 0 | 0 | 442 | No
2030-10-12 22:00 | 2030 50% ECP | 600 | 0 | 210 | 393.51 | No
2030-10-12 23:00 | 2030 50% ECP | 0 | 300 | 510 | 442 | No
2030-10-13 | 2030 50% ECP | -96.3 | 505 | 510 | 442 | No
2030-10-13 01:00 | 2030 50% ECP | -32.55 | 505 | 510 | 442 | No
2030-10-13 02:00 | 2030 50% ECP | -10.67 | 505 | 510 | 442 | No
2030-10-13 03:00 | 2030 50% ECP | -204.14 | 505 | 510 | 442 | No
2030-10-13 04:00 | 2030 50% ECP | -217.07 | 505 | 510 | 442 | No
2030-10-13 05:00 | 2030 50% ECP | -103.31 | 330.3 | 510 | 442 | No
2030-10-13 06:00 | 2030 50% ECP | 157.09 | 30.3 | 210 | 435.05 | No
2030-10-13 07:00 | 2030 50% ECP | 700 | 0 | 272.03 | 175.37 | No
2030-10-13 08:00 | 2030 50% ECP | 500 | 0 | 138.87 | 0 | No
2030-10-13 09:00 | 2030 50% ECP | -100 | 0 | 96.49 | -124.84 | No
2030-10-13 10:00 | 2030 50% ECP | -700 | 58.42 | 210 | 112.29 | No
2030-10-13 11:00 | 2030 50% ECP | -700 | 358.42 | 510 | 412.29 | Yes
2030-10-13 12:00 | 2030 50% ECP | -700 | 505 | 510 | 442 | Yes
2030-10-13 13:00 | 2030 50% ECP | -700 | 505 | 510 | 442 | Yes
2030-10-13 14:00 | 2030 50% ECP | -700 | 505 | 510 | 442 | No
2030-10-13 15:00 | 2030 50% ECP | -700 | 505 | 510 | 442 | No
2030-10-13 16:00 | 2030 50% ECP | -228.38 | 505 | 510 | 442 | No
2030-10-13 17:00 | 2030 50% ECP | 0 | 505 | 510 | 442 | No
2030-10-13 18:00 | 2030 50% ECP | 0 | 505 | 510 | 442 | No
2030-10-13 19:00 | 2030 50% ECP | 0 | 505 | 510 | 442 | No
2030-10-13 20:00 | 2030 50% ECP | 201.22 | 505 | 510 | 284.64 | No
2030-10-13 21:00 | 2030 50% ECP | 0 | 505 | 510 | 287.25 | No
2030-10-13 22:00 | 2030 50% ECP | 0 | 505 | 510 | 393.72 | No
2030-10-13 23:00 | 2030 50% ECP | 0 | 505 | 510 | 442 | No
2030-10-14 | 2030 50% ECP | 600 | 505 | 510 | 442 | No
2030-10-14 01:00 | 2030 50% ECP | 700 | 505 | 510 | 442 | No
2030-10-14 02:00 | 2030 50% ECP | 700 | 505 | 510 | 442 | No
2030-10-14 03:00 | 2030 50% ECP | 700 | 505 | 510 | 318.71 | No
2030-10-14 04:00 | 2030 50% ECP | 700 | 505 | 510 | 58.89 | No
2030-10-14 05:00 | 2030 50% ECP | 700 | 295.46 | 510 | -13.03 | No
2030-10-14 06:00 | 2030 50% ECP | 700 | 273.53 | 510 | -111.35 | No
2030-10-14 07:00 | 2030 50% ECP | 700 | 199.34 | 510 | 178.04 | No
2030-10-14 08:00 | 2030 50% ECP | 700 | 499.34 | 510 | 442 | No
2030-10-14 09:00 | 2030 50% ECP | 700 | 247.98 | 510 | 442 | No
2030-10-14 10:00 | 2030 50% ECP | 700 | 44.15 | 510 | 442 | No
2030-10-14 11:00 | 2030 50% ECP | 700 | 0 | 510 | 442 | No
2030-10-14 12:00 | 2030 50% ECP | 700 | 0 | 510 | 442 | No
2030-10-14 13:00 | 2030 50% ECP | 700 | 0 | 510 | 442 | No
2030-10-14 14:00 | 2030 50% ECP | 700 | 0 | 510 | 442 | No
2030-10-14 15:00 | 2030 50% ECP | 700 | 101.81 | 510 | 442 | No
2030-10-14 16:00 | 2030 50% ECP | 700 | 147.01 | 510 | 442 | No
2030-10-14 17:00 | 2030 50% ECP | 700 | 0 | 504.96 | 142 | No
2030-10-14 18:00 | 2030 50% ECP | 700 | 205 | 504.96 | 142 | No
2030-10-14 19:00 | 2030 50% ECP | 700 | 505 | 510 | 442 | No
2030-10-14 20:00 | 2030 50% ECP | 700 | 505 | 510 | 442 | No
2030-10-14 21:00 | 2030 50% ECP | 700 | 505 | 510 | 442 | No
2030-10-14 22:00 | 2030 50% ECP | 700 | 505 | 510 | 442 | No
2030-10-14 23:00 | 2030 50% ECP | 700 | 460.86 | 510 | 442 | No
2030-10-15 | 2030 50% ECP | 700 | 505 | 510 | 442 | No
2030-10-15 01:00 | 2030 50% ECP | 700 | 505 | 510 | 442 | No
2030-10-15 02:00 | 2030 50% ECP | 700 | 505 | 510 | 442 | No
2030-10-15 03:00 | 2030 50% ECP | 700 | 505 | 510 | 442 | No
2030-10-15 04:00 | 2030 50% ECP | 700 | 505 | 510 | 442 | No
2030-10-15 05:00 | 2030 50% ECP | 700 | 505 | 510 | 442 | No
2030-10-15 06:00 | 2030 50% ECP | 700 | 205 | 210 | 142 | No
2030-10-15 07:00 | 2030 50% ECP | 700 | 56.97 | 510 | 150.14 | No
2030-10-15 08:00 | 2030 50% ECP | 700 | 356.97 | 510 | 442 | No
2030-10-15 09:00 | 2030 50% ECP | 700 | 56.97 | 300 | 327.29 | No
2030-10-15 10:00 | 2030 50% ECP | 700 | 0 | 0 | 33.33 | No
2030-10-15 11:00 | 2030 50% ECP | 700 | 0 | 0 | 17.82 | No
2030-10-15 12:00 | 2030 50% ECP | 700 | 0 | 0 | 9.42 | No
2030-10-15 13:00 | 2030 50% ECP | 700 | 0 | -125.91 | 0 | No
2030-10-15 14:00 | 2030 50% ECP | 700 | 0 | 0 | 0 | No
2030-10-15 15:00 | 2030 50% ECP | 700 | 0 | 0 | 0 | No
2030-10-15 16:00 | 2030 50% ECP | 700 | -137.73 | -210 | -138.95 | No
2030-10-15 17:00 | 2030 50% ECP | 700 | -437.73 | -510 | -438.95 | No
2030-10-15 18:00 | 2030 50% ECP | 700 | -300 | -300 | -242.22 | No
2030-10-15 19:00 | 2030 50% ECP | 700 | 0 | 0 | 57.78 | No
2030-10-15 20:00 | 2030 50% ECP | 700 | 300 | 300 | 357.78 | No
2030-10-15 21:00 | 2030 50% ECP | 700 | 0 | 510 | 187.83 | No
2030-10-15 22:00 | 2030 50% ECP | 700 | 93.69 | 389.03 | 142 | No
2030-10-15 23:00 | 2030 50% ECP | 700 | 393.69 | 510 | 442 | No
2030-10-16 | 2030 50% ECP | 700 | 505 | 510 | 442 | No
2030-10-16 01:00 | 2030 50% ECP | 700 | 505 | 510 | 442 | No
2030-10-16 02:00 | 2030 50% ECP | 700 | 505 | 510 | 442 | No
2030-10-16 03:00 | 2030 50% ECP | 700 | 505 | 510 | 442 | No
2030-10-16 04:00 | 2030 50% ECP | 700 | 300 | 499.11 | 442 | No
2030-10-16 05:00 | 2030 50% ECP | 700 | 0 | 199.11 | 442 | No
2030-10-16 06:00 | 2030 50% ECP | 700 | -300 | -100.89 | 366.73 | No
2030-10-16 07:00 | 2030 50% ECP | 700 | 0 | -400.89 | 328.83 | No
2030-10-16 08:00 | 2030 50% ECP | 700 | 0 | -510 | 442 | No
2030-10-16 09:00 | 2030 50% ECP | 700 | 0 | -429.15 | 442 | No
2030-10-16 10:00 | 2030 50% ECP | 700 | 0 | -129.15 | 442 | No
2030-10-16 11:00 | 2030 50% ECP | 700 | 0 | -28.76 | 442 | No
2030-10-16 12:00 | 2030 50% ECP | 565.03 | 0 | 0 | 442 | No
2030-10-16 13:00 | 2030 50% ECP | 700 | -226 | -210 | 442 | No
2030-10-16 14:00 | 2030 50% ECP | 700 | -526 | -510 | 303.98 | No
2030-10-16 15:00 | 2030 50% ECP | 700 | -526 | -510 | 418.82 | No
2030-10-16 16:00 | 2030 50% ECP | 700 | -226 | -510 | 344.16 | No
2030-10-16 17:00 | 2030 50% ECP | 700 | -526 | -510 | 44.16 | No
2030-10-16 18:00 | 2030 50% ECP | 700 | -526 | -510 | 112.46 | No
2030-10-16 19:00 | 2030 50% ECP | 700 | -226 | -300 | 412.46 | No
2030-10-16 20:00 | 2030 50% ECP | 700 | 0 | 0 | 359.58 | No
2030-10-16 21:00 | 2030 50% ECP | 700 | 88.45 | 300 | 442 | No
2030-10-16 22:00 | 2030 50% ECP | 700 | 388.45 | 510 | 442 | No
2030-10-16 23:00 | 2030 50% ECP | 700 | 404.64 | 510 | 442 | No
2030-10-17 | 2030 50% ECP | 700 | 505 | 510 | 442 | No
2030-10-17 01:00 | 2030 50% ECP | 700 | 505 | 510 | 442 | No
2030-10-17 02:00 | 2030 50% ECP | 700 | 505 | 510 | 442 | No
2030-10-17 03:00 | 2030 50% ECP | 700 | 505 | 510 | 442 | No
2030-10-17 04:00 | 2030 50% ECP | 700 | 505 | 510 | 442 | No
2030-10-17 05:00 | 2030 50% ECP | 700 | 505 | 510 | 442 | No
2030-10-17 06:00 | 2030 50% ECP | 700 | 264.16 | 210 | 442 | No
2030-10-17 07:00 | 2030 50% ECP | 700 | -35.84 | -90 | 159.17 | No
2030-10-17 08:00 | 2030 50% ECP | 700 | 0 | -390 | 95.32 | No
2030-10-17 09:00 | 2030 50% ECP | 700 | 0 | -284.42 | 311.3 | No
2030-10-17 10:00 | 2030 50% ECP | 700 | 0 | 15.58 | 442 | No
2030-10-17 11:00 | 2030 50% ECP | 700 | 0 | -207.33 | 442 | No
2030-10-17 12:00 | 2030 50% ECP | 700 | -300 | -507.33 | 286.02 | No
2030-10-17 13:00 | 2030 50% ECP | 700 | -526 | -510 | 233.2 | No
2030-10-17 14:00 | 2030 50% ECP | 700 | -526 | -510 | 153.81 | No
2030-10-17 15:00 | 2030 50% ECP | 700 | -526 | -510 | -146.19 | No
2030-10-17 16:00 | 2030 50% ECP | 700 | -226 | -210 | -42.01 | No
2030-10-17 17:00 | 2030 50% ECP | 700 | -526 | -510 | -342.01 | No
2030-10-17 18:00 | 2030 50% ECP | 700 | -526 | -510 | -451.91 | No
2030-10-17 19:00 | 2030 50% ECP | 700 | -374.94 | -510 | -151.91 | No
2030-10-17 20:00 | 2030 50% ECP | 700 | -74.94 | -210 | 148.09 | No
2030-10-17 21:00 | 2030 50% ECP | 700 | 20.03 | 90 | 300 | No
2030-10-17 22:00 | 2030 50% ECP | 700 | 0 | -62.46 | 0 | No
2030-10-17 23:00 | 2030 50% ECP | 700 | 0 | -362.46 | -169.08 | No
2030-10-18 | 2030 50% ECP | 700 | 0 | -62.46 | 130.92 | No
2030-10-18 01:00 | 2030 50% ECP | 700 | 0 | 237.54 | 430.92 | No
2030-10-18 02:00 | 2030 50% ECP | 700 | 42.34 | 510 | 442 | No
2030-10-18 03:00 | 2030 50% ECP | 700 | 15.87 | 510 | 442 | No
2030-10-18 04:00 | 2030 50% ECP | 700 | 15.87 | 210 | 442 | No
2030-10-18 05:00 | 2030 50% ECP | 700 | -207.7 | -90 | 143.69 | No
2030-10-18 06:00 | 2030 50% ECP | 700 | 0 | -368.97 | 154.46 | No
2030-10-18 07:00 | 2030 50% ECP | 700 | 0 | -68.97 | 299.11 | No
2030-10-18 08:00 | 2030 50% ECP | 700 | 0 | 0 | 358.7 | No
2030-10-18 09:00 | 2030 50% ECP | 700 | -226 | -297.05 | 442 | No
2030-10-18 10:00 | 2030 50% ECP | 700 | -526 | -510 | 387.33 | No
2030-10-18 11:00 | 2030 50% ECP | 700 | -526 | -510 | 419.99 | No
2030-10-18 12:00 | 2030 50% ECP | 700 | -526 | -510 | 371.96 | No
2030-10-18 13:00 | 2030 50% ECP | 700 | -526 | -510 | 265.41 | No
2030-10-18 14:00 | 2030 50% ECP | 700 | -226 | -210 | 442 | No
2030-10-18 15:00 | 2030 50% ECP | 700 | -312.59 | -510 | 231.4 | No
2030-10-18 16:00 | 2030 50% ECP | 700 | -78.67 | -510 | 338.5 | No
2030-10-18 17:00 | 2030 50% ECP | 700 | 0 | -510 | 442 | No
2030-10-18 18:00 | 2030 50% ECP | 700 | 0 | -376.46 | 442 | No
2030-10-18 19:00 | 2030 50% ECP | 700 | 0 | -111.42 | 425.2 | No
2030-10-18 20:00 | 2030 50% ECP | 700 | 0 | 188.58 | 379.55 | No
2030-10-18 21:00 | 2030 50% ECP | 700 | 300 | 488.58 | 442 | No
2030-10-18 22:00 | 2030 50% ECP | 700 | 205 | 510 | 442 | No
2030-10-18 23:00 | 2030 50% ECP | 639.16 | 505 | 510 | 442 | No
2030-10-19 | 2030 50% ECP | 186.6 | 505 | 510 | 442 | No
2030-10-19 01:00 | 2030 50% ECP | -413.4 | 505 | 510 | 442 | No
2030-10-19 02:00 | 2030 50% ECP | -700 | 505 | 510 | 442 | Yes
2030-10-19 03:00 | 2030 50% ECP | -700 | 505 | 510 | 442 | Yes
2030-10-19 04:00 | 2030 50% ECP | -700 | 505 | 510 | 442 | Yes
2030-10-19 05:00 | 2030 50% ECP | -700 | 505 | 510 | 442 | Yes
2030-10-19 06:00 | 2030 50% ECP | -700 | 505 | 510 | 442 | Yes
2030-10-19 07:00 | 2030 50% ECP | -700 | 505 | 510 | 442 | Yes
2030-10-19 08:00 | 2030 50% ECP | -700 | 505 | 510 | 442 | Yes
2030-10-19 09:00 | 2030 50% ECP | -700 | 505 | 510 | 442 | Yes
2030-10-19 10:00 | 2030 50% ECP | -700 | 505 | 510 | 442 | Yes
2030-10-19 11:00 | 2030 50% ECP | -700 | 505 | 510 | 442 | Yes
2030-10-19 12:00 | 2030 50% ECP | -700 | 505 | 510 | 442 | Yes
2030-10-19 13:00 | 2030 50% ECP | -700 | 505 | 510 | 442 | No
2030-10-19 14:00 | 2030 50% ECP | -700 | 505 | 510 | 442 | No
2030-10-19 15:00 | 2030 50% ECP | -700 | 505 | 510 | 442 | No
2030-10-19 16:00 | 2030 50% ECP | -700 | 505 | 510 | 442 | No
2030-10-19 17:00 | 2030 50% ECP | -700 | 300 | 300 | 234.67 | No
2030-10-19 18:00 | 2030 50% ECP | -700 | 0 | 0 | -65.33 | No
2030-10-19 19:00 | 2030 50% ECP | -700 | -95 | -171.11 | -50.11 | No
2030-10-19 20:00 | 2030 50% ECP | -700 | 205 | 128.89 | 249.89 | No
2030-10-19 21:00 | 2030 50% ECP | -700 | 505 | 428.89 | 442 | Yes
2030-10-19 22:00 | 2030 50% ECP | -700 | 505 | 510 | 442 | Yes
2030-10-19 23:00 | 2030 50% ECP | -700 | 505 | 510 | 442 | Yes
2030-10-20 | 2030 50% ECP | -700 | 505 | 510 | 442 | Yes
2030-10-20 01:00 | 2030 50% ECP | -700 | 505 | 510 | 231.99 | Yes
2030-10-20 02:00 | 2030 50% ECP | -700 | 505 | 510 | 343.05 | Yes
2030-10-20 03:00 | 2030 50% ECP | -700 | 505 | 510 | 183.15 | Yes
2030-10-20 04:00 | 2030 50% ECP | -700 | 505 | 510 | 371.73 | Yes
2030-10-20 05:00 | 2030 50% ECP | -700 | 505 | 510 | 442 | Yes
2030-10-20 06:00 | 2030 50% ECP | -700 | 505 | 510 | 442 | Yes
2030-10-20 07:00 | 2030 50% ECP | -700 | 505 | 510 | 442 | Yes
2030-10-20 08:00 | 2030 50% ECP | -700 | 505 | 510 | 442 | Yes
2030-10-20 09:00 | 2030 50% ECP | -700 | 505 | 510 | 442 | Yes
2030-10-20 10:00 | 2030 50% ECP | -700 | 505 | 510 | 442 | Yes
2030-10-20 11:00 | 2030 50% ECP | -700 | 505 | 510 | 369.39 | Yes
2030-10-20 12:00 | 2030 50% ECP | -700 | 505 | 510 | 442 | Yes
2030-10-20 13:00 | 2030 50% ECP | -700 | 505 | 510 | 357.47 | Yes
2030-10-20 14:00 | 2030 50% ECP | -700 | 505 | 510 | 306.44 | Yes
2030-10-20 15:00 | 2030 50% ECP | -700 | 505 | 510 | 290.66 | Yes
2030-10-20 16:00 | 2030 50% ECP | -700 | 505 | 510 | 442 | Yes
2030-10-20 17:00 | 2030 50% ECP | -700 | 505 | 510 | 442 | Yes
2030-10-20 18:00 | 2030 50% ECP | -700 | 505 | 510 | 442 | Yes
2030-10-20 19:00 | 2030 50% ECP | -700 | 505 | 510 | 442 | Yes
2030-10-20 20:00 | 2030 50% ECP | -700 | 505 | 510 | 442 | No
2030-10-20 21:00 | 2030 50% ECP | -700 | 505 | 510 | 442 | No
2030-10-20 22:00 | 2030 50% ECP | -700 | 505 | 510 | 442 | No
2030-10-20 23:00 | 2030 50% ECP | -700 | 505 | 510 | 400.66 | No
2030-10-21 | 2030 50% ECP | -100 | 505 | 510 | 442 | No
2030-10-21 01:00 | 2030 50% ECP | 500 | 505 | 510 | 442 | No
2030-10-21 02:00 | 2030 50% ECP | 700 | 205 | 510 | 260.67 | No
2030-10-21 03:00 | 2030 50% ECP | 700 | 0 | 510 | 120.91 | No
2030-10-21 04:00 | 2030 50% ECP | 700 | 0 | 510 | 403.65 | No
2030-10-21 05:00 | 2030 50% ECP | 700 | 0 | 510 | 116.01 | No
2030-10-21 06:00 | 2030 50% ECP | 700 | 48.21 | 510 | 416.01 | No
2030-10-21 07:00 | 2030 50% ECP | 700 | 348.21 | 510 | 442 | No
2030-10-21 08:00 | 2030 50% ECP | 700 | 300 | 447.46 | 442 | No
2030-10-21 09:00 | 2030 50% ECP | 700 | 0 | 147.46 | 290.16 | No
2030-10-21 10:00 | 2030 50% ECP | 700 | 0 | 171.59 | 442 | No
2030-10-21 11:00 | 2030 50% ECP | 466.21 | 0 | 0 | 432.02 | No
2030-10-21 12:00 | 2030 50% ECP | -123.59 | 0 | 0 | 289.58 | No
2030-10-21 13:00 | 2030 50% ECP | -210.13 | 0 | 0 | 322.66 | No
2030-10-21 14:00 | 2030 50% ECP | -496.62 | 0 | 0 | 22.66 | No
2030-10-21 15:00 | 2030 50% ECP | -255.37 | 0 | -281.05 | 0 | No
2030-10-21 16:00 | 2030 50% ECP | 344.63 | 0 | 0 | -128.58 | No
2030-10-21 17:00 | 2030 50% ECP | 700 | 0 | 144.07 | 0 | No
2030-10-21 18:00 | 2030 50% ECP | 700 | 87.04 | 444.07 | 257.31 | No
2030-10-21 19:00 | 2030 50% ECP | 700 | 200.72 | 510 | 98.03 | No
2030-10-21 20:00 | 2030 50% ECP | 700 | 500.72 | 510 | -76.82 | No
2030-10-21 21:00 | 2030 50% ECP | 700 | 505 | 510 | -198.9 | No
2030-10-21 22:00 | 2030 50% ECP | 419.09 | 505 | 510 | -243.78 | No
2030-10-21 23:00 | 2030 50% ECP | 574.3 | 505 | 510 | -397.42 | No
2030-10-22 | 2030 50% ECP | 700 | 505 | 510 | -429.27 | No
2030-10-22 01:00 | 2030 50% ECP | 700 | 505 | 510 | -129.27 | No
2030-10-22 02:00 | 2030 50% ECP | 700 | 505 | 510 | 170.73 | No
2030-10-22 03:00 | 2030 50% ECP | 700 | 505 | 510 | 352.78 | No
2030-10-22 04:00 | 2030 50% ECP | 700 | 505 | 510 | 52.78 | No
2030-10-22 05:00 | 2030 50% ECP | 700 | 293.89 | 510 | -247.22 | No
2030-10-22 06:00 | 2030 50% ECP | 700 | 293.89 | 510 | 52.78 | No
2030-10-22 07:00 | 2030 50% ECP | 700 | 0 | 234 | 137.6 | No
2030-10-22 08:00 | 2030 50% ECP | 700 | -102.3 | -66 | 104.75 | No
2030-10-22 09:00 | 2030 50% ECP | 700 | 197.7 | 234 | 404.75 | No
2030-10-22 10:00 | 2030 50% ECP | 700 | 0 | 510 | 442 | No
2030-10-22 11:00 | 2030 50% ECP | 700 | 0 | 510 | 442 | No
2030-10-22 12:00 | 2030 50% ECP | 700 | 0 | 477.33 | 442 | No
2030-10-22 13:00 | 2030 50% ECP | 700 | 0 | 177.33 | 442 | No
2030-10-22 14:00 | 2030 50% ECP | 700 | -194.7 | -122.67 | 395.9 | No
2030-10-22 15:00 | 2030 50% ECP | 700 | 0 | -422.67 | 161.87 | No
2030-10-22 16:00 | 2030 50% ECP | 700 | -226 | -510 | 269.79 | No
2030-10-22 17:00 | 2030 50% ECP | 700 | -526 | -510 | -30.21 | No
2030-10-22 18:00 | 2030 50% ECP | 700 | -526 | -510 | -30.3 | No
2030-10-22 19:00 | 2030 50% ECP | 700 | -226 | -454.34 | 269.7 | No
2030-10-22 20:00 | 2030 50% ECP | 700 | 0 | -154.34 | 358.41 | No
2030-10-22 21:00 | 2030 50% ECP | 697.7 | 224.1 | 145.66 | 442 | No
2030-10-22 22:00 | 2030 50% ECP | 97.7 | 30.84 | 300 | 442 | No
2030-10-22 23:00 | 2030 50% ECP | -502.3 | 0 | 0 | 168.6 | No
2030-10-23 | 2030 50% ECP | 0 | 300 | 300 | 442 | No
2030-10-23 01:00 | 2030 50% ECP | 0 | 505 | 510 | 442 | No
2030-10-23 02:00 | 2030 50% ECP | 0 | 505 | 510 | 442 | No
2030-10-23 03:00 | 2030 50% ECP | 0 | 505 | 510 | 442 | No
2030-10-23 04:00 | 2030 50% ECP | 468.67 | 505 | 510 | 442 | No
2030-10-23 05:00 | 2030 50% ECP | 310.9 | 505 | 510 | 442 | No
2030-10-23 06:00 | 2030 50% ECP | 700 | 320.78 | 510 | 442 | No
2030-10-23 07:00 | 2030 50% ECP | 700 | 207.43 | 510 | 442 | No
2030-10-23 08:00 | 2030 50% ECP | 700 | 505 | 510 | 442 | No
2030-10-23 09:00 | 2030 50% ECP | 700 | 438.73 | 510 | 442 | No
2030-10-23 10:00 | 2030 50% ECP | 700 | 138.73 | 210 | 442 | No
2030-10-23 11:00 | 2030 50% ECP | 561.04 | 0 | 0 | 442 | No
2030-10-23 12:00 | 2030 50% ECP | 279.59 | 0 | 0 | 442 | No
2030-10-23 13:00 | 2030 50% ECP | 378.38 | 0 | 0 | 442 | No
2030-10-23 14:00 | 2030 50% ECP | 679.2 | 0 | 0 | 442 | No
2030-10-23 15:00 | 2030 50% ECP | 700 | 44.55 | 0 | 442 | No
2030-10-23 16:00 | 2030 50% ECP | 700 | -255.45 | -300 | 307.4 | No
2030-10-23 17:00 | 2030 50% ECP | 700 | -526 | -510 | 358.33 | No
2030-10-23 18:00 | 2030 50% ECP | 700 | -226 | -285.63 | 442 | No
2030-10-23 19:00 | 2030 50% ECP | 500 | 74 | 14.37 | 442 | No
2030-10-23 20:00 | 2030 50% ECP | -100 | 0 | -184.48 | 419.91 | No
2030-10-23 21:00 | 2030 50% ECP | -700 | 300 | 115.52 | 442 | Yes
2030-10-23 22:00 | 2030 50% ECP | -700 | 505 | 415.52 | 442 | Yes
2030-10-23 23:00 | 2030 50% ECP | -700 | 505 | 510 | 333.13 | Yes
2030-10-24 | 2030 50% ECP | -700 | 505 | 510 | 442 | Yes
2030-10-24 01:00 | 2030 50% ECP | -700 | 505 | 510 | 230.64 | Yes
2030-10-24 02:00 | 2030 50% ECP | -700 | 505 | 510 | 73.64 | Yes
2030-10-24 03:00 | 2030 50% ECP | -700 | 505 | 510 | 191.21 | Yes
2030-10-24 04:00 | 2030 50% ECP | -700 | 505 | 510 | 339.71 | Yes
2030-10-24 05:00 | 2030 50% ECP | -700 | 505 | 510 | 412.14 | Yes
2030-10-24 06:00 | 2030 50% ECP | -700 | 505 | 447.52 | 442 | Yes
2030-10-24 07:00 | 2030 50% ECP | -700 | 205 | 147.52 | 219.14 | No
2030-10-24 08:00 | 2030 50% ECP | -700 | -95 | -152.48 | -80.86 | No
2030-10-24 09:00 | 2030 50% ECP | -700 | 205 | 147.52 | 219.14 | No
2030-10-24 10:00 | 2030 50% ECP | -700 | 505 | 447.52 | 442 | No
2030-10-24 11:00 | 2030 50% ECP | -700 | 505 | 510 | 442 | No
2030-10-24 12:00 | 2030 50% ECP | -700 | 505 | 510 | 442 | Yes
2030-10-24 13:00 | 2030 50% ECP | -700 | 505 | 510 | 442 | No
2030-10-24 14:00 | 2030 50% ECP | -700 | 505 | 510 | 442 | No
2030-10-24 15:00 | 2030 50% ECP | -700 | 300 | 510 | 442 | No
2030-10-24 16:00 | 2030 50% ECP | -100 | 0 | 210 | 261.9 | No
2030-10-24 17:00 | 2030 50% ECP | 0 | 0 | 0 | 442 | No
2030-10-24 18:00 | 2030 50% ECP | 0 | 0 | 0 | 442 | No
2030-10-24 19:00 | 2030 50% ECP | 24.64 | 0 | 0 | 442 | No
2030-10-24 20:00 | 2030 50% ECP | 0 | 0 | 210 | 269.67 | No
2030-10-24 21:00 | 2030 50% ECP | -600 | 28.76 | 510 | 412.75 | No
2030-10-24 22:00 | 2030 50% ECP | -700 | 328.76 | 510 | 332.33 | Yes
2030-10-24 23:00 | 2030 50% ECP | -700 | 505 | 510 | 442 | Yes
2030-10-25 | 2030 50% ECP | -700 | 505 | 510 | 442 | Yes
2030-10-25 01:00 | 2030 50% ECP | -700 | 505 | 510 | 442 | Yes
2030-10-25 02:00 | 2030 50% ECP | -700 | 505 | 510 | 442 | Yes
2030-10-25 03:00 | 2030 50% ECP | -700 | 505 | 510 | 442 | Yes
2030-10-25 04:00 | 2030 50% ECP | -700 | 505 | 510 | 442 | Yes
2030-10-25 05:00 | 2030 50% ECP | -700 | 505 | 510 | 442 | Yes
2030-10-25 06:00 | 2030 50% ECP | -700 | 505 | 510 | 442 | Yes
2030-10-25 07:00 | 2030 50% ECP | -700 | 505 | 510 | 442 | Yes
2030-10-25 08:00 | 2030 50% ECP | -700 | 505 | 510 | 442 | No
2030-10-25 09:00 | 2030 50% ECP | -700 | 505 | 510 | 442 | Yes
2030-10-25 10:00 | 2030 50% ECP | -700 | 505 | 510 | 442 | Yes
2030-10-25 11:00 | 2030 50% ECP | -700 | 505 | 510 | 442 | Yes
2030-10-25 12:00 | 2030 50% ECP | -700 | 505 | 510 | 442 | Yes
2030-10-25 13:00 | 2030 50% ECP | -700 | 505 | 510 | 442 | Yes
2030-10-25 14:00 | 2030 50% ECP | -700 | 300 | 510 | 414.57 | Yes
2030-10-25 15:00 | 2030 50% ECP | -700 | 0 | 210 | 114.57 | No
2030-10-25 16:00 | 2030 50% ECP | -491.89 | 0 | 0 | 0 | No
2030-10-25 17:00 | 2030 50% ECP | -127.09 | 0 | 0 | 0 | No
2030-10-25 18:00 | 2030 50% ECP | -127.09 | 0 | 0 | 0 | No
2030-10-25 19:00 | 2030 50% ECP | -127.09 | 0 | 0 | 0 | No
2030-10-25 20:00 | 2030 50% ECP | -700 | 0 | 210 | 36.59 | No
2030-10-25 21:00 | 2030 50% ECP | -700 | 300 | 510 | 336.59 | No
2030-10-25 22:00 | 2030 50% ECP | -700 | 505 | 510 | 442 | Yes
2030-10-25 23:00 | 2030 50% ECP | -700 | 505 | 510 | 442 | Yes
2030-10-26 | 2030 50% ECP | -700 | 505 | 510 | 442 | Yes
2030-10-26 01:00 | 2030 50% ECP | -700 | 505 | 510 | 442 | Yes
2030-10-26 02:00 | 2030 50% ECP | -700 | 505 | 510 | 442 | Yes
2030-10-26 03:00 | 2030 50% ECP | -700 | 505 | 510 | 442 | Yes
2030-10-26 04:00 | 2030 50% ECP | -700 | 374 | 390 | 390 | Yes
2030-10-26 05:00 | 2030 50% ECP | -700 | 74 | 90 | 90 | Yes
2030-10-26 06:00 | 2030 50% ECP | -700 | -226 | -210 | -210 | Yes
2030-10-26 07:00 | 2030 50% ECP | -700 | -526 | -510 | -510 | No
2030-10-26 08:00 | 2030 50% ECP | -700 | -526 | -510 | -510 | No
2030-10-26 09:00 | 2030 50% ECP | -700 | -526 | -510 | -434.19 | No
2030-10-26 10:00 | 2030 50% ECP | -700 | -226 | -210 | -134.19 | No
2030-10-26 11:00 | 2030 50% ECP | -700 | 74 | 90 | 165.81 | Yes
2030-10-26 12:00 | 2030 50% ECP | -700 | 374 | 390 | 442 | Yes
2030-10-26 13:00 | 2030 50% ECP | -700 | 505 | 510 | 442 | Yes
2030-10-26 14:00 | 2030 50% ECP | -700 | 300 | 300 | 225.6 | Yes
2030-10-26 15:00 | 2030 50% ECP | -596.16 | 0 | 0 | -74.4 | No
2030-10-26 16:00 | 2030 50% ECP | 3.84 | 3.24 | 300 | 225.6 | No
2030-10-26 17:00 | 2030 50% ECP | 603.84 | 73.67 | 510 | 442 | No
2030-10-26 18:00 | 2030 50% ECP | 700 | 0 | 210 | 142 | No
2030-10-26 19:00 | 2030 50% ECP | 700 | 300 | 510 | 442 | No
2030-10-26 20:00 | 2030 50% ECP | 700 | 481.08 | 510 | 442 | No
2030-10-26 21:00 | 2030 50% ECP | 700 | 326.06 | 510 | 442 | No
2030-10-26 22:00 | 2030 50% ECP | 700 | 505 | 510 | 442 | No
2030-10-26 23:00 | 2030 50% ECP | 700 | 413.54 | 510 | 442 | No
2030-10-27 | 2030 50% ECP | 324.56 | 113.54 | 210 | 437.7 | No
2030-10-27 01:00 | 2030 50% ECP | -217.23 | 0 | 0 | 442 | No
2030-10-27 02:00 | 2030 50% ECP | -674.62 | 0 | 0 | 442 | No
2030-10-27 03:00 | 2030 50% ECP | -700 | 1 | 210 | 442 | No
2030-10-27 04:00 | 2030 50% ECP | -700 | 301 | 510 | 442 | No
2030-10-27 05:00 | 2030 50% ECP | -700 | 505 | 510 | 442 | No
2030-10-27 06:00 | 2030 50% ECP | -700 | 505 | 510 | 442 | No
2030-10-27 07:00 | 2030 50% ECP | -700 | 505 | 510 | 442 | No
2030-10-27 08:00 | 2030 50% ECP | -700 | 300 | 424.62 | 442 | No
2030-10-27 09:00 | 2030 50% ECP | -700 | 0 | 124.62 | 142 | No
2030-10-27 10:00 | 2030 50% ECP | -700 | 300 | 424.62 | 442 | No
2030-10-27 11:00 | 2030 50% ECP | -700 | 505 | 510 | 442 | Yes
2030-10-27 12:00 | 2030 50% ECP | -700 | 505 | 510 | 442 | Yes
2030-10-27 13:00 | 2030 50% ECP | -700 | 505 | 510 | 442 | Yes
2030-10-27 14:00 | 2030 50% ECP | -700 | 500.33 | 390 | 442 | Yes
2030-10-27 15:00 | 2030 50% ECP | -700 | 200.33 | 90 | 442 | No
2030-10-27 16:00 | 2030 50% ECP | -700 | -99.67 | -210 | 442 | No
2030-10-27 17:00 | 2030 50% ECP | -700 | -399.67 | -510 | 442 | No
2030-10-27 18:00 | 2030 50% ECP | -700 | -99.67 | -210 | 442 | No
2030-10-27 19:00 | 2030 50% ECP | -700 | 200.33 | 90 | 442 | No
2030-10-27 20:00 | 2030 50% ECP | -700 | 500.33 | 390 | 442 | No
2030-10-27 21:00 | 2030 50% ECP | -700 | 505 | 510 | 442 | No
2030-10-27 22:00 | 2030 50% ECP | -700 | 505 | 510 | 442 | Yes
2030-10-27 23:00 | 2030 50% ECP | -700 | 505 | 510 | 442 | Yes
2030-10-28 | 2030 50% ECP | -700 | 505 | 510 | 442 | Yes
2030-10-28 01:00 | 2030 50% ECP | -700 | 505 | 510 | 442 | Yes
2030-10-28 02:00 | 2030 50% ECP | -700 | 505 | 510 | 442 | Yes
2030-10-28 03:00 | 2030 50% ECP | -700 | 505 | 510 | 442 | Yes
2030-10-28 04:00 | 2030 50% ECP | -700 | 505 | 510 | 442 | Yes
2030-10-28 05:00 | 2030 50% ECP | -700 | 505 | 510 | 442 | Yes
2030-10-28 06:00 | 2030 50% ECP | -700 | 505 | 510 | 442 | Yes
2030-10-28 07:00 | 2030 50% ECP | -700 | 505 | 510 | 442 | Yes
2030-10-28 08:00 | 2030 50% ECP | -700 | 505 | 510 | 442 | Yes
2030-10-28 09:00 | 2030 50% ECP | -700 | 505 | 510 | 442 | Yes
2030-10-28 10:00 | 2030 50% ECP | -700 | 505 | 510 | 442 | Yes
2030-10-28 11:00 | 2030 50% ECP | -700 | 505 | 510 | 442 | Yes
2030-10-28 12:00 | 2030 50% ECP | -700 | 505 | 510 | 442 | Yes
2030-10-28 13:00 | 2030 50% ECP | -700 | 505 | 510 | 442 | Yes
2030-10-28 14:00 | 2030 50% ECP | -700 | 505 | 510 | 442 | Yes
2030-10-28 15:00 | 2030 50% ECP | -700 | 382.22 | 210 | 442 | Yes
2030-10-28 16:00 | 2030 50% ECP | -700 | 82.22 | -90 | 442 | Yes
2030-10-28 17:00 | 2030 50% ECP | -700 | -217.78 | -390 | 290.78 | No
2030-10-28 18:00 | 2030 50% ECP | -700 | 82.22 | -90 | 442 | No
2030-10-28 19:00 | 2030 50% ECP | -700 | 382.22 | 210 | 442 | No
2030-10-28 20:00 | 2030 50% ECP | -700 | 505 | 510 | 442 | No
2030-10-28 21:00 | 2030 50% ECP | -700 | 505 | 510 | 442 | No
2030-10-28 22:00 | 2030 50% ECP | -700 | 505 | 510 | 442 | No
2030-10-28 23:00 | 2030 50% ECP | -700 | 505 | 510 | 442 | No
2030-10-29 | 2030 50% ECP | -235.76 | 505 | 510 | 442 | No
2030-10-29 01:00 | 2030 50% ECP | -606.57 | 505 | 510 | 442 | No
2030-10-29 02:00 | 2030 50% ECP | -347.53 | 205 | 210 | 283.24 | No
2030-10-29 03:00 | 2030 50% ECP | -700 | 205 | 142.27 | 442 | No
2030-10-29 04:00 | 2030 50% ECP | -700 | -95 | -157.73 | 362.63 | No
2030-10-29 05:00 | 2030 50% ECP | -700 | 205 | 142.27 | 442 | Yes
2030-10-29 06:00 | 2030 50% ECP | -700 | 505 | 442.27 | 442 | Yes
2030-10-29 07:00 | 2030 50% ECP | -700 | 505 | 510 | 442 | Yes
2030-10-29 08:00 | 2030 50% ECP | -700 | 505 | 510 | 442 | Yes
2030-10-29 09:00 | 2030 50% ECP | -700 | 505 | 510 | 442 | Yes
2030-10-29 10:00 | 2030 50% ECP | -700 | 505 | 510 | 442 | Yes
2030-10-29 11:00 | 2030 50% ECP | -700 | 505 | 510 | 442 | Yes
2030-10-29 12:00 | 2030 50% ECP | -700 | 505 | 510 | 442 | Yes
2030-10-29 13:00 | 2030 50% ECP | -700 | 505 | 510 | 442 | Yes
2030-10-29 14:00 | 2030 50% ECP | -700 | 505 | 510 | 442 | Yes
2030-10-29 15:00 | 2030 50% ECP | -700 | 505 | 510 | 442 | Yes
2030-10-29 16:00 | 2030 50% ECP | -700 | 505 | 510 | 442 | Yes
2030-10-29 17:00 | 2030 50% ECP | -700 | 505 | 510 | 442 | Yes
2030-10-29 18:00 | 2030 50% ECP | -700 | 505 | 510 | 442 | Yes
2030-10-29 19:00 | 2030 50% ECP | -700 | 505 | 510 | 442 | Yes
2030-10-29 20:00 | 2030 50% ECP | -700 | 505 | 510 | 442 | Yes
2030-10-29 21:00 | 2030 50% ECP | -700 | 505 | 510 | 383.5 | Yes
2030-10-29 22:00 | 2030 50% ECP | -700 | 505 | 510 | 417.58 | Yes
2030-10-29 23:00 | 2030 50% ECP | -700 | 505 | 510 | 442 | Yes
2030-10-30 | 2030 50% ECP | -100 | 505 | 510 | 442 | No
2030-10-30 01:00 | 2030 50% ECP | 500 | 505 | 510 | 442 | No
2030-10-30 02:00 | 2030 50% ECP | 700 | 505 | 510 | 442 | No
2030-10-30 03:00 | 2030 50% ECP | 700 | 505 | 510 | 442 | No
2030-10-30 04:00 | 2030 50% ECP | 700 | 231.95 | 510 | 442 | No
2030-10-30 05:00 | 2030 50% ECP | 700 | 98.22 | 300 | 442 | No
2030-10-30 06:00 | 2030 50% ECP | 700 | 0 | 0 | 222.04 | No
2030-10-30 07:00 | 2030 50% ECP | 700 | 0 | -300 | -9.27 | No
2030-10-30 08:00 | 2030 50% ECP | 700 | 0 | 0 | 0 | No
2030-10-30 09:00 | 2030 50% ECP | 700 | 0 | -100.32 | 0 | No
2030-10-30 10:00 | 2030 50% ECP | 700 | -6.95 | -400.32 | -108.59 | No
2030-10-30 11:00 | 2030 50% ECP | 700 | -293.74 | -510 | -307.36 | No
2030-10-30 12:00 | 2030 50% ECP | 700 | -526 | -510 | -350.74 | No
2030-10-30 13:00 | 2030 50% ECP | 700 | -254.33 | -510 | -273.64 | No
2030-10-30 14:00 | 2030 50% ECP | 700 | 0 | -457.83 | 0 | No
2030-10-30 15:00 | 2030 50% ECP | 700 | -226 | -210 | 0 | No
2030-10-30 16:00 | 2030 50% ECP | 100 | -526 | -510 | -114.28 | No
2030-10-30 17:00 | 2030 50% ECP | 100 | -526 | -510 | -414.28 | No
2030-10-30 18:00 | 2030 50% ECP | 700 | -526 | -510 | -114.28 | No
2030-10-30 19:00 | 2030 50% ECP | 602.55 | -526 | -510 | 185.72 | No
2030-10-30 20:00 | 2030 50% ECP | 304.78 | -226 | -210 | 442 | No
2030-10-30 21:00 | 2030 50% ECP | 235.27 | 74 | 90 | 442 | No
2030-10-30 22:00 | 2030 50% ECP | -153.67 | 0 | 210 | 225.65 | No
2030-10-30 23:00 | 2030 50% ECP | -700 | 300 | 510 | 442 | Yes
2030-10-31 | 2030 50% ECP | -700 | 505 | 0 | 442 | Yes
2030-10-31 01:00 | 2030 50% ECP | -700 | 505 | 0 | 442 | Yes
2030-10-31 02:00 | 2030 50% ECP | -700 | 505 | 0 | 203.11 | Yes
2030-10-31 03:00 | 2030 50% ECP | -700 | 505 | 0 | 65.31 | Yes
2030-10-31 04:00 | 2030 50% ECP | -700 | 505 | 0 | 116.07 | Yes
2030-10-31 05:00 | 2030 50% ECP | -700 | 505 | 0 | 127.94 | Yes
2030-10-31 06:00 | 2030 50% ECP | -700 | 505 | 0 | 139.16 | Yes
2030-10-31 07:00 | 2030 50% ECP | -700 | 505 | 0 | 259.16 | Yes
2030-10-31 08:00 | 2030 50% ECP | -700 | 505 | 0 | 442 | Yes
2030-10-31 09:00 | 2030 50% ECP | -700 | 505 | 0 | 442 | Yes
2030-10-31 10:00 | 2030 50% ECP | -700 | 505 | 0 | 442 | Yes
2030-10-31 11:00 | 2030 50% ECP | -700 | 505 | 0 | 408.62 | Yes
2030-10-31 12:00 | 2030 50% ECP | -700 | 505 | 0 | 362.09 | Yes
2030-10-31 13:00 | 2030 50% ECP | -700 | 505 | 0 | 364.79 | Yes
2030-10-31 14:00 | 2030 50% ECP | -700 | 505 | 0 | 340.87 | Yes
2030-10-31 15:00 | 2030 50% ECP | -700 | 505 | 0 | 442 | Yes
2030-10-31 16:00 | 2030 50% ECP | -700 | 505 | 0 | 396.55 | Yes
2030-10-31 17:00 | 2030 50% ECP | -634.39 | 505 | 0 | 300 | No
2030-10-31 18:00 | 2030 50% ECP | -34.39 | 205 | 0 | 0 | No
2030-10-31 19:00 | 2030 50% ECP | 0 | 0 | 0 | 0 | No
2030-10-31 20:00 | 2030 50% ECP | -142.38 | 0 | 0 | 0 | No
2030-10-31 21:00 | 2030 50% ECP | -700 | 0 | 0 | 142 | No
2030-10-31 22:00 | 2030 50% ECP | -700 | 300 | 0 | 442 | Yes
2030-10-31 23:00 | 2030 50% ECP | -700 | 505 | 0 | 442 | Yes
2030-11-01 | 2030 50% ECP | -700 | 505 | 0 | 442 | Yes
2030-11-01 01:00 | 2030 50% ECP | -700 | 505 | 0 | 442 | Yes
2030-11-01 02:00 | 2030 50% ECP | -700 | 505 | 0 | 437.79 | Yes
2030-11-01 03:00 | 2030 50% ECP | -700 | 505 | 0 | 191.67 | Yes
2030-11-01 04:00 | 2030 50% ECP | -700 | 505 | 0 | 242.58 | Yes
2030-11-01 05:00 | 2030 50% ECP | -700 | 505 | 0 | 252.79 | Yes
2030-11-01 06:00 | 2030 50% ECP | -700 | 505 | 0 | 442 | Yes
2030-11-01 07:00 | 2030 50% ECP | -700 | 505 | 0 | 442 | Yes
2030-11-01 08:00 | 2030 50% ECP | -700 | 505 | 0 | 442 | Yes
2030-11-01 09:00 | 2030 50% ECP | -700 | 505 | 0 | 442 | Yes
2030-11-01 10:00 | 2030 50% ECP | -700 | 505 | 0 | 442 | Yes
2030-11-01 11:00 | 2030 50% ECP | -700 | 505 | 0 | 442 | Yes
2030-11-01 12:00 | 2030 50% ECP | -700 | 505 | 0 | 442 | Yes
2030-11-01 13:00 | 2030 50% ECP | -700 | 505 | 0 | 442 | Yes
2030-11-01 14:00 | 2030 50% ECP | -700 | 505 | 0 | 442 | Yes
2030-11-01 15:00 | 2030 50% ECP | -700 | 300 | 0 | 442 | No
2030-11-01 16:00 | 2030 50% ECP | -127.77 | 0 | 0 | 142 | No
2030-11-01 17:00 | 2030 50% ECP | 425.6 | 0 | 0 | 442 | No
2030-11-01 18:00 | 2030 50% ECP | 700 | 78.19 | 0 | 442 | No
2030-11-01 19:00 | 2030 50% ECP | 700 | 378.19 | 0 | 442 | No
2030-11-01 20:00 | 2030 50% ECP | 700 | 505 | 0 | 442 | No
2030-11-01 21:00 | 2030 50% ECP | 700 | 505 | 0 | 442 | No
2030-11-01 22:00 | 2030 50% ECP | 700 | 505 | 0 | 442 | No
2030-11-01 23:00 | 2030 50% ECP | 700 | 505 | 0 | 442 | No
2030-11-02 | 2030 50% ECP | 700 | 359.97 | 300 | 442 | No
2030-11-02 01:00 | 2030 50% ECP | 131.31 | 505 | 510 | 442 | No
2030-11-02 02:00 | 2030 50% ECP | -398.32 | 505 | 510 | 442 | No
2030-11-02 03:00 | 2030 50% ECP | -247.66 | 205 | 210 | 285.84 | No
2030-11-02 04:00 | 2030 50% ECP | 352.34 | 0 | 323.68 | 300 | No
2030-11-02 05:00 | 2030 50% ECP | 700 | 0 | 23.68 | 0 | No
2030-11-02 06:00 | 2030 50% ECP | 686.08 | 0 | 0 | 109.04 | No
2030-11-02 07:00 | 2030 50% ECP | 682.94 | 0 | 0 | 409.04 | No
2030-11-02 08:00 | 2030 50% ECP | 427.07 | 0 | 0 | 398.27 | No
2030-11-02 09:00 | 2030 50% ECP | 600 | 0 | 26.83 | 393.95 | No
2030-11-02 10:00 | 2030 50% ECP | 0 | 0 | -0.58 | 442 | No
2030-11-02 11:00 | 2030 50% ECP | -314.13 | 0 | 0 | 442 | No
2030-11-02 12:00 | 2030 50% ECP | -700 | 0 | 162.12 | 442 | No
2030-11-02 13:00 | 2030 50% ECP | -700 | 0 | -137.88 | 442 | No
2030-11-02 14:00 | 2030 50% ECP | -700 | 0 | -429.89 | 442 | No
2030-11-02 15:00 | 2030 50% ECP | -700 | -132.58 | -300.37 | 442 | No
2030-11-02 16:00 | 2030 50% ECP | -543.6 | 0 | -0.37 | 352.78 | No
2030-11-02 17:00 | 2030 50% ECP | -537.47 | 0 | 299.63 | 442 | No
2030-11-02 18:00 | 2030 50% ECP | 62.53 | 205 | 510 | 341.31 | No
2030-11-02 19:00 | 2030 50% ECP | 662.53 | 505 | 510 | 442 | No
2030-11-02 20:00 | 2030 50% ECP | 62.53 | 496.5 | 510 | 281.35 | No
2030-11-02 21:00 | 2030 50% ECP | 0 | 325.82 | 510 | 143.17 | No
2030-11-02 22:00 | 2030 50% ECP | -100 | 505 | 510 | 442 | No
2030-11-02 23:00 | 2030 50% ECP | -700 | 505 | 510 | 442 | Yes
2030-11-03 | 2030 50% ECP | -100 | 505 | 510 | 442 | No
2030-11-03 01:00 | 2030 50% ECP | 0 | 305.5 | 510 | 442 | No
2030-11-03 02:00 | 2030 50% ECP | 0 | 505 | 510 | 442 | No
2030-11-03 03:00 | 2030 50% ECP | -456.88 | 505 | 510 | 442 | No
2030-11-03 04:00 | 2030 50% ECP | -506.77 | 505 | 510 | 442 | No
2030-11-03 05:00 | 2030 50% ECP | -512.87 | 505 | 510 | 442 | No
2030-11-03 06:00 | 2030 50% ECP | -628.88 | 505 | 510 | 442 | No
2030-11-03 07:00 | 2030 50% ECP | -447.01 | 505 | 510 | 442 | No
2030-11-03 08:00 | 2030 50% ECP | 0 | 505 | 510 | 442 | No
2030-11-03 09:00 | 2030 50% ECP | 153.6 | 505 | 510 | 442 | No
2030-11-03 10:00 | 2030 50% ECP | -356.48 | 505 | 510 | 442 | No
2030-11-03 11:00 | 2030 50% ECP | -693.06 | 505 | 510 | 442 | No
2030-11-03 12:00 | 2030 50% ECP | -700 | 205 | 247.83 | 336.84 | No
2030-11-03 13:00 | 2030 50% ECP | -131.37 | 0 | 0 | 108.97 | No
2030-11-03 14:00 | 2030 50% ECP | 224.45 | 0 | 200.49 | 408.97 | No
2030-11-03 15:00 | 2030 50% ECP | 700 | 0 | 500.49 | 442 | No
2030-11-03 16:00 | 2030 50% ECP | 700 | 43.96 | 510 | 442 | No
2030-11-03 17:00 | 2030 50% ECP | 700 | 300 | 330.44 | 442 | No
2030-11-03 18:00 | 2030 50% ECP | 700 | 0 | 30.44 | 442 | No
2030-11-03 19:00 | 2030 50% ECP | 700 | 300 | 330.44 | 442 | No
2030-11-03 20:00 | 2030 50% ECP | 700 | 505 | 510 | 442 | No
2030-11-03 21:00 | 2030 50% ECP | 700 | 505 | 510 | 442 | No
2030-11-03 22:00 | 2030 50% ECP | 700 | 505 | 510 | 442 | No
2030-11-03 23:00 | 2030 50% ECP | 700 | 205 | 510 | 442 | No
2030-11-04 | 2030 50% ECP | 700 | 505 | 510 | 442 | No
2030-11-04 01:00 | 2030 50% ECP | 700 | 362.45 | 510 | 442 | No
2030-11-04 02:00 | 2030 50% ECP | 700 | 62.45 | 510 | 442 | No
2030-11-04 03:00 | 2030 50% ECP | 700 | 220.72 | 510 | 442 | No
2030-11-04 04:00 | 2030 50% ECP | 700 | 0 | 510 | 442 | No
2030-11-04 05:00 | 2030 50% ECP | 700 | 0 | 510 | 442 | No
2030-11-04 06:00 | 2030 50% ECP | 700 | 0 | 510 | 442 | No
2030-11-04 07:00 | 2030 50% ECP | 700 | 62.21 | 510 | 442 | No
2030-11-04 08:00 | 2030 50% ECP | 700 | 199.76 | 300 | 442 | No
2030-11-04 09:00 | 2030 50% ECP | 700 | 252.87 | 0 | 442 | No
2030-11-04 10:00 | 2030 50% ECP | 700 | 300 | 0 | 442 | No
2030-11-04 11:00 | 2030 50% ECP | 700 | 0 | 0 | 439.63 | No
2030-11-04 12:00 | 2030 50% ECP | 700 | -300 | 0 | 139.63 | No
2030-11-04 13:00 | 2030 50% ECP | 700 | -372.17 | 0 | 224.28 | No
2030-11-04 14:00 | 2030 50% ECP | 700 | -526 | 0 | -75.72 | No
2030-11-04 15:00 | 2030 50% ECP | 700 | -243.71 | 0 | -105.51 | No
2030-11-04 16:00 | 2030 50% ECP | 700 | -226 | 0 | -210 | No
2030-11-04 17:00 | 2030 50% ECP | 700 | -526 | 0 | -510 | No
2030-11-04 18:00 | 2030 50% ECP | 700 | -526 | 0 | -510 | No
2030-11-04 19:00 | 2030 50% ECP | 700 | -226 | 0 | -210 | No
2030-11-04 20:00 | 2030 50% ECP | 700 | 74 | 0 | 90 | No
2030-11-04 21:00 | 2030 50% ECP | 700 | 321.96 | 0 | 390 | No
2030-11-04 22:00 | 2030 50% ECP | 700 | 149.18 | 0 | 370.52 | No
2030-11-04 23:00 | 2030 50% ECP | 700 | 0 | 0 | 70.52 | No
2030-11-05 | 2030 50% ECP | 700 | -300 | 0 | 70.45 | No
2030-11-05 01:00 | 2030 50% ECP | 700 | 0 | 0 | 370.45 | No
2030-11-05 02:00 | 2030 50% ECP | 700 | 300 | 0 | 442 | No
2030-11-05 03:00 | 2030 50% ECP | 700 | 381.62 | 0 | 442 | No
2030-11-05 04:00 | 2030 50% ECP | 700 | 81.62 | 0 | 442 | No
2030-11-05 05:00 | 2030 50% ECP | 700 | -218.38 | 0 | 414.21 | No
2030-11-05 06:00 | 2030 50% ECP | 700 | -518.38 | 0 | 114.21 | No
2030-11-05 07:00 | 2030 50% ECP | 700 | -386.23 | 0 | -185.79 | No
2030-11-05 08:00 | 2030 50% ECP | 700 | -526 | 0 | -485.79 | No
2030-11-05 09:00 | 2030 50% ECP | 700 | -526 | 0 | -254.64 | No
2030-11-05 10:00 | 2030 50% ECP | 700 | -226 | 0 | 45.36 | No
2030-11-05 11:00 | 2030 50% ECP | 700 | -226 | 0 | 345.36 | No
2030-11-05 12:00 | 2030 50% ECP | 700 | -250.84 | 0 | 442 | No
2030-11-05 13:00 | 2030 50% ECP | 100 | 0 | 0 | 314.94 | No
2030-11-05 14:00 | 2030 50% ECP | 100 | -226.43 | 0 | 14.94 | No
2030-11-05 15:00 | 2030 50% ECP | 700 | -526 | 0 | -285.06 | No
2030-11-05 16:00 | 2030 50% ECP | 700 | -526 | 0 | -510 | No
2030-11-05 17:00 | 2030 50% ECP | 437.99 | -526 | 0 | -510 | No
2030-11-05 18:00 | 2030 50% ECP | 700 | -526 | 0 | -510 | No
2030-11-05 19:00 | 2030 50% ECP | 700 | -526 | 0 | -510 | No
2030-11-05 20:00 | 2030 50% ECP | 700 | -526 | 0 | -510 | No
2030-11-05 21:00 | 2030 50% ECP | 700 | -526 | 0 | -510 | No
2030-11-05 22:00 | 2030 50% ECP | 700 | -226 | 0 | -274.34 | No
2030-11-05 23:00 | 2030 50% ECP | 700 | 74 | 0 | 25.66 | No
2030-11-06 | 2030 50% ECP | 700 | 0 | 0 | -97.04 | No
2030-11-06 01:00 | 2030 50% ECP | 700 | -53.48 | 0 | -224.98 | No
2030-11-06 02:00 | 2030 50% ECP | 700 | -353.48 | 0 | -226.4 | No
2030-11-06 03:00 | 2030 50% ECP | 700 | -526 | 0 | 73.6 | No
2030-11-06 04:00 | 2030 50% ECP | 700 | -526 | 0 | 91.33 | No
2030-11-06 05:00 | 2030 50% ECP | 687.08 | -526 | 0 | 44.63 | No
2030-11-06 06:00 | 2030 50% ECP | 87.08 | -526 | 0 | -91.49 | No
2030-11-06 07:00 | 2030 50% ECP | 0 | -427.2 | 0 | 142.97 | No
2030-11-06 08:00 | 2030 50% ECP | 100 | -252.79 | 0 | 361.53 | No
2030-11-06 09:00 | 2030 50% ECP | 700 | -402.81 | -510 | 442 | No
2030-11-06 10:00 | 2030 50% ECP | 700 | -431.12 | -510 | 142 | No
2030-11-06 11:00 | 2030 50% ECP | 700 | -526 | -510 | 12.66 | No
2030-11-06 12:00 | 2030 50% ECP | 700 | -226 | -210 | 312.66 | No
2030-11-06 13:00 | 2030 50% ECP | 700 | 74 | 90 | 442 | No
2030-11-06 14:00 | 2030 50% ECP | 700 | -218.87 | -210 | 193.1 | No
2030-11-06 15:00 | 2030 50% ECP | 312.13 | -518.87 | -510 | -106.9 | No
2030-11-06 16:00 | 2030 50% ECP | 3.12 | -218.87 | -210 | 0 | No
2030-11-06 17:00 | 2030 50% ECP | 100 | -229.48 | -510 | -300 | No
2030-11-06 18:00 | 2030 50% ECP | 700 | 0 | -210 | 0 | No
2030-11-06 19:00 | 2030 50% ECP | 700 | 0 | 0 | 0 | No
2030-11-06 20:00 | 2030 50% ECP | 700 | 0 | 0 | 0 | No
2030-11-06 21:00 | 2030 50% ECP | 700 | 0 | 0 | 0 | No
2030-11-06 22:00 | 2030 50% ECP | 700 | 0 | 62.09 | 142 | No
2030-11-06 23:00 | 2030 50% ECP | 700 | 300 | 362.09 | 442 | No
2030-11-07 | 2030 50% ECP | 700 | 505 | 510 | 442 | No
2030-11-07 01:00 | 2030 50% ECP | 700 | 505 | 510 | 442 | No
2030-11-07 02:00 | 2030 50% ECP | 700 | 300 | 433.95 | 442 | No
2030-11-07 03:00 | 2030 50% ECP | 700 | 0 | 133.95 | 200.93 | No
2030-11-07 04:00 | 2030 50% ECP | 700 | 300 | 433.95 | 442 | No
2030-11-07 05:00 | 2030 50% ECP | 100 | 0 | 133.95 | 210 | No
2030-11-07 06:00 | 2030 50% ECP | -500 | 0 | -24.53 | 0 | No
2030-11-07 07:00 | 2030 50% ECP | 77.6 | 0 | -324.53 | -28.83 | No
2030-11-07 08:00 | 2030 50% ECP | 677.6 | 0 | -210 | 0 | No
2030-11-07 09:00 | 2030 50% ECP | 700 | -113.49 | -510 | 83.62 | No
2030-11-07 10:00 | 2030 50% ECP | 100 | -226 | -510 | -6.01 | No
2030-11-07 11:00 | 2030 50% ECP | 700 | -526 | -510 | -98.2 | No
2030-11-07 12:00 | 2030 50% ECP | 100 | -526 | -510 | -8.91 | No
2030-11-07 13:00 | 2030 50% ECP | -500 | -230.92 | -510 | -291.22 | No
2030-11-07 14:00 | 2030 50% ECP | -700 | 0 | -510 | -93.1 | No
2030-11-07 15:00 | 2030 50% ECP | -430.87 | -32.3 | -510 | -163.42 | No
2030-11-07 16:00 | 2030 50% ECP | 169.13 | -226 | -510 | -291.64 | No
2030-11-07 17:00 | 2030 50% ECP | 700 | -526 | -510 | -510 | No
2030-11-07 18:00 | 2030 50% ECP | 700 | -526 | -510 | -510 | No
2030-11-07 19:00 | 2030 50% ECP | 700 | -526 | -510 | -510 | No
2030-11-07 20:00 | 2030 50% ECP | 700 | -226 | -210 | -210 | No
2030-11-07 21:00 | 2030 50% ECP | 700 | 0 | -90 | -66.99 | No
2030-11-07 22:00 | 2030 50% ECP | 700 | 300 | 210 | 233.01 | No
2030-11-07 23:00 | 2030 50% ECP | 700 | 365.11 | 510 | 381.8 | No
2030-11-08 | 2030 50% ECP | 700 | 505 | 510 | 442 | No
2030-11-08 01:00 | 2030 50% ECP | 700 | 505 | 510 | 373.43 | No
2030-11-08 02:00 | 2030 50% ECP | 700 | 505 | 510 | 442 | No
2030-11-08 03:00 | 2030 50% ECP | 700 | 505 | 510 | 442 | No
2030-11-08 04:00 | 2030 50% ECP | 700 | 505 | 510 | 442 | No
2030-11-08 05:00 | 2030 50% ECP | 700 | 505 | 510 | 442 | No
2030-11-08 06:00 | 2030 50% ECP | 700 | 426.68 | 390 | 442 | No
2030-11-08 07:00 | 2030 50% ECP | 700 | 126.68 | 90 | 442 | No
2030-11-08 08:00 | 2030 50% ECP | 700 | -140.83 | -210 | 164.23 | No
2030-11-08 09:00 | 2030 50% ECP | 700 | -55.87 | -510 | 271.54 | No
2030-11-08 10:00 | 2030 50% ECP | 581.45 | 0 | -510 | 401.9 | No
2030-11-08 11:00 | 2030 50% ECP | -18.55 | 0 | -510 | 334.4 | No
2030-11-08 12:00 | 2030 50% ECP | 581.45 | 0 | -210 | 442 | No
2030-11-08 13:00 | 2030 50% ECP | 0 | -263.21 | -510 | 352.97 | No
2030-11-08 14:00 | 2030 50% ECP | 100 | 0 | -510 | 417.84 | No
2030-11-08 15:00 | 2030 50% ECP | 700 | -159.34 | -510 | 411.38 | No
2030-11-08 16:00 | 2030 50% ECP | 700 | -226 | -510 | 442 | No
2030-11-08 17:00 | 2030 50% ECP | 100 | -526 | -510 | 442 | No
2030-11-08 18:00 | 2030 50% ECP | 700 | -226 | -510 | 442 | No
2030-11-08 19:00 | 2030 50% ECP | 700 | -239.69 | -510 | 442 | No
2030-11-08 20:00 | 2030 50% ECP | 700 | -239.69 | -210 | 442 | No
2030-11-08 21:00 | 2030 50% ECP | 700 | 60.31 | 90 | 442 | No
2030-11-08 22:00 | 2030 50% ECP | 700 | 45.82 | 390 | 442 | No
2030-11-08 23:00 | 2030 50% ECP | 700 | 128.95 | 510 | 442 | No
2030-11-09 | 2030 50% ECP | 700 | 0 | 210 | 442 | No
2030-11-09 01:00 | 2030 50% ECP | 700 | 205 | 210 | 428.93 | No
2030-11-09 02:00 | 2030 50% ECP | 700 | 505 | 510 | 442 | No
2030-11-09 03:00 | 2030 50% ECP | 700 | 505 | 510 | 442 | No
2030-11-09 04:00 | 2030 50% ECP | 700 | 505 | 510 | 442 | No
2030-11-09 05:00 | 2030 50% ECP | 700 | 505 | 510 | 442 | No
2030-11-09 06:00 | 2030 50% ECP | 700 | 205 | 210 | 264.2 | No
2030-11-09 07:00 | 2030 50% ECP | 700 | 0 | 107.03 | 117.58 | No
2030-11-09 08:00 | 2030 50% ECP | 700 | 0 | 407.03 | 417.58 | No
2030-11-09 09:00 | 2030 50% ECP | 700 | 0 | 443.34 | 442 | No
2030-11-09 10:00 | 2030 50% ECP | 700 | 0 | 510 | 442 | No
2030-11-09 11:00 | 2030 50% ECP | 700 | 165.77 | 510 | 442 | No
2030-11-09 12:00 | 2030 50% ECP | 700 | 0 | 428.85 | 442 | No
2030-11-09 13:00 | 2030 50% ECP | 700 | 140.27 | 510 | 442 | No
2030-11-09 14:00 | 2030 50% ECP | 700 | 199.1 | 510 | 442 | No
2030-11-09 15:00 | 2030 50% ECP | 700 | 229.57 | 510 | 442 | No
2030-11-09 16:00 | 2030 50% ECP | 700 | 0 | 510 | 216.5 | No
2030-11-09 17:00 | 2030 50% ECP | 700 | 0 | 510 | 422.57 | No
2030-11-09 18:00 | 2030 50% ECP | 700 | 0 | 510 | 442 | No
2030-11-09 19:00 | 2030 50% ECP | 700 | 0 | 510 | 442 | No
2030-11-09 20:00 | 2030 50% ECP | 700 | 0 | 510 | 442 | No
2030-11-09 21:00 | 2030 50% ECP | 700 | 0 | 510 | 318.84 | No
2030-11-09 22:00 | 2030 50% ECP | 700 | 0 | 510 | 158.12 | No
2030-11-09 23:00 | 2030 50% ECP | 700 | 0 | 510 | 187.4 | No
2030-11-10 | 2030 50% ECP | 700 | 0 | 210 | 61.82 | No
2030-11-10 01:00 | 2030 50% ECP | 700 | 0 | 67.27 | 0 | No
2030-11-10 02:00 | 2030 50% ECP | 700 | 0 | -67.77 | 47.62 | No
2030-11-10 03:00 | 2030 50% ECP | 700 | 0 | -0.68 | 0 | No
2030-11-10 04:00 | 2030 50% ECP | 700 | 0 | -200.51 | 0 | No
2030-11-10 05:00 | 2030 50% ECP | 700 | 0 | -262.92 | 0 | No
2030-11-10 06:00 | 2030 50% ECP | 700 | 0 | -432.94 | 0 | No
2030-11-10 07:00 | 2030 50% ECP | 700 | -82.46 | -510 | -190.49 | No
2030-11-10 08:00 | 2030 50% ECP | 700 | -382.46 | -510 | -117.74 | No
2030-11-10 09:00 | 2030 50% ECP | 700 | -526 | -510 | -9.03 | No
2030-11-10 10:00 | 2030 50% ECP | 504.51 | -526 | -510 | 9.01 | No
2030-11-10 11:00 | 2030 50% ECP | 526.87 | -526 | -510 | 151.57 | No
2030-11-10 12:00 | 2030 50% ECP | 587.79 | -526 | -510 | 231.02 | No
2030-11-10 13:00 | 2030 50% ECP | 522.89 | -526 | -510 | 127.24 | No
2030-11-10 14:00 | 2030 50% ECP | 0 | -226 | -210 | 387.25 | No
2030-11-10 15:00 | 2030 50% ECP | -130.75 | 0 | 0 | 380.98 | No
2030-11-10 16:00 | 2030 50% ECP | -460.37 | 0 | 0 | 239.71 | No
2030-11-10 17:00 | 2030 50% ECP | -594.33 | 0 | 0 | 164.65 | No
2030-11-10 18:00 | 2030 50% ECP | 0 | 0 | 0 | 442 | No
2030-11-10 19:00 | 2030 50% ECP | 0 | 0 | 0 | 368.32 | No
2030-11-10 20:00 | 2030 50% ECP | -104.78 | 0 | 210 | 315.23 | No
2030-11-10 21:00 | 2030 50% ECP | -700 | 300 | 510 | 442 | Yes
2030-11-10 22:00 | 2030 50% ECP | -700 | 505 | 510 | 442 | Yes
2030-11-10 23:00 | 2030 50% ECP | -700 | 505 | 510 | 442 | Yes
2030-11-11 | 2030 50% ECP | -700 | 505 | 510 | 442 | Yes
2030-11-11 01:00 | 2030 50% ECP | -700 | 505 | 510 | 442 | Yes
2030-11-11 02:00 | 2030 50% ECP | -700 | 505 | 510 | 442 | Yes
2030-11-11 03:00 | 2030 50% ECP | -700 | 505 | 510 | 442 | Yes
2030-11-11 04:00 | 2030 50% ECP | -700 | 505 | 510 | 442 | Yes
2030-11-11 05:00 | 2030 50% ECP | -700 | 505 | 510 | 386.5 | Yes
2030-11-11 06:00 | 2030 50% ECP | -700 | 505 | 510 | 271.81 | Yes
2030-11-11 07:00 | 2030 50% ECP | -700 | 505 | 510 | 442 | Yes
2030-11-11 08:00 | 2030 50% ECP | -700 | 505 | 510 | 442 | Yes
2030-11-11 09:00 | 2030 50% ECP | -700 | 505 | 510 | 442 | Yes
2030-11-11 10:00 | 2030 50% ECP | -700 | 505 | 510 | 442 | Yes
2030-11-11 11:00 | 2030 50% ECP | -700 | 505 | 510 | 442 | Yes
2030-11-11 12:00 | 2030 50% ECP | -700 | 505 | 510 | 442 | Yes
2030-11-11 13:00 | 2030 50% ECP | -700 | 505 | 510 | 442 | Yes
2030-11-11 14:00 | 2030 50% ECP | -700 | 505 | 510 | 442 | No
2030-11-11 15:00 | 2030 50% ECP | -257.86 | 505 | 510 | 442 | No
2030-11-11 16:00 | 2030 50% ECP | 342.14 | 505 | 510 | 442 | No
2030-11-11 17:00 | 2030 50% ECP | 700 | 505 | 510 | 442 | No
2030-11-11 18:00 | 2030 50% ECP | 700 | 505 | 510 | 442 | No
2030-11-11 19:00 | 2030 50% ECP | 700 | 205 | 510 | 161.96 | No
2030-11-11 20:00 | 2030 50% ECP | 700 | 0 | 510 | 442 | No
2030-11-11 21:00 | 2030 50% ECP | 700 | 205 | 510 | 442 | No
2030-11-11 22:00 | 2030 50% ECP | 700 | 505 | 510 | 442 | No
2030-11-11 23:00 | 2030 50% ECP | 278.58 | 505 | 510 | 442 | No
2030-11-12 | 2030 50% ECP | 700 | 505 | 510 | 442 | No
2030-11-12 01:00 | 2030 50% ECP | 116.95 | 505 | 510 | 442 | No
2030-11-12 02:00 | 2030 50% ECP | 390.9 | 505 | 510 | 442 | No
2030-11-12 03:00 | 2030 50% ECP | 700 | 205 | 210 | 142 | No
2030-11-12 04:00 | 2030 50% ECP | 700 | 0 | 469.03 | 67.08 | No
2030-11-12 05:00 | 2030 50% ECP | 700 | 0 | 169.03 | 0 | No
2030-11-12 06:00 | 2030 50% ECP | 214.79 | 0 | 207.22 | 197.2 | No
2030-11-12 07:00 | 2030 50% ECP | 700 | 0 | 507.22 | 442 | No
2030-11-12 08:00 | 2030 50% ECP | 619.19 | 197.36 | 300 | 442 | No
2030-11-12 09:00 | 2030 50% ECP | 19.19 | 0 | 0 | 442 | No
2030-11-12 10:00 | 2030 50% ECP | -562.59 | 0 | 0 | 442 | No
2030-11-12 11:00 | 2030 50% ECP | -700 | 300 | 300 | 442 | Yes
2030-11-12 12:00 | 2030 50% ECP | -700 | 505 | 510 | 442 | Yes
2030-11-12 13:00 | 2030 50% ECP | -700 | 505 | 510 | 442 | Yes
2030-11-12 14:00 | 2030 50% ECP | -700 | 505 | 510 | 442 | Yes
2030-11-12 15:00 | 2030 50% ECP | -700 | 505 | 510 | 442 | Yes
2030-11-12 16:00 | 2030 50% ECP | -700 | 505 | 510 | 442 | Yes
2030-11-12 17:00 | 2030 50% ECP | -700 | 209.95 | 510 | 442 | Yes
2030-11-12 18:00 | 2030 50% ECP | -700 | 132.29 | 210 | 142 | No
2030-11-12 19:00 | 2030 50% ECP | -700 | 432.29 | 510 | 442 | No
2030-11-12 20:00 | 2030 50% ECP | -700 | 505 | 510 | 442 | No
2030-11-12 21:00 | 2030 50% ECP | -700 | 437.86 | 510 | 244.76 | No
2030-11-12 22:00 | 2030 50% ECP | -700 | 137.86 | 210 | -55.24 | No
2030-11-12 23:00 | 2030 50% ECP | -700 | 437.86 | 510 | 244.76 | No
2030-11-13 | 2030 50% ECP | -301.71 | 505 | 510 | 442 | No
2030-11-13 01:00 | 2030 50% ECP | -589.11 | 505 | 510 | 442 | No
2030-11-13 02:00 | 2030 50% ECP | -700 | 505 | 510 | 442 | No
2030-11-13 03:00 | 2030 50% ECP | -700 | 505 | 510 | 442 | No
2030-11-13 04:00 | 2030 50% ECP | -700 | 505 | 510 | 442 | No
2030-11-13 05:00 | 2030 50% ECP | -700 | 505 | 510 | 442 | No
2030-11-13 06:00 | 2030 50% ECP | -700 | 505 | 510 | 442 | No
2030-11-13 07:00 | 2030 50% ECP | -700 | 505 | 510 | 442 | No
2030-11-13 08:00 | 2030 50% ECP | -100 | 367.14 | 510 | 442 | No
2030-11-13 09:00 | 2030 50% ECP | 500 | 505 | 510 | 442 | No
2030-11-13 10:00 | 2030 50% ECP | -2.09 | 505 | 510 | 442 | No
2030-11-13 11:00 | 2030 50% ECP | -436.98 | 505 | 510 | 442 | No
2030-11-13 12:00 | 2030 50% ECP | -227.24 | 300 | 510 | 442 | No
2030-11-13 13:00 | 2030 50% ECP | 263.66 | 0 | 210 | 442 | No
2030-11-13 14:00 | 2030 50% ECP | 186.41 | 0 | 0 | 442 | No
2030-11-13 15:00 | 2030 50% ECP | 700 | 0 | 294.58 | 442 | No
2030-11-13 16:00 | 2030 50% ECP | 700 | 0 | 462.88 | 442 | No
2030-11-13 17:00 | 2030 50% ECP | 700 | 0 | 162.88 | 442 | No
2030-11-13 18:00 | 2030 50% ECP | 700 | 118.1 | 462.88 | 442 | No
2030-11-13 19:00 | 2030 50% ECP | 700 | 418.1 | 510 | 442 | No
2030-11-13 20:00 | 2030 50% ECP | 700 | 231.41 | 510 | 442 | No
2030-11-13 21:00 | 2030 50% ECP | 646.11 | 0 | 397.86 | 442 | No
2030-11-13 22:00 | 2030 50% ECP | 46.11 | 154.04 | 510 | 442 | No
2030-11-13 23:00 | 2030 50% ECP | -553.89 | 0 | 510 | 442 | No
2030-11-14 | 2030 50% ECP | -700 | 300 | 510 | 442 | No
2030-11-14 01:00 | 2030 50% ECP | -700 | 505 | 510 | 442 | Yes
2030-11-14 02:00 | 2030 50% ECP | -700 | 505 | 510 | 442 | Yes
2030-11-14 03:00 | 2030 50% ECP | -700 | 505 | 510 | 442 | Yes
2030-11-14 04:00 | 2030 50% ECP | -700 | 374 | 390 | 442 | Yes
2030-11-14 05:00 | 2030 50% ECP | -700 | 74 | 90 | 442 | No
2030-11-14 06:00 | 2030 50% ECP | -700 | -226 | -210 | 442 | No
2030-11-14 07:00 | 2030 50% ECP | -700 | -526 | -510 | 338 | No
2030-11-14 08:00 | 2030 50% ECP | -700 | -226 | -210 | 442 | No
2030-11-14 09:00 | 2030 50% ECP | -700 | 74 | 90 | 442 | No
2030-11-14 10:00 | 2030 50% ECP | -700 | 374 | 390 | 442 | Yes
2030-11-14 11:00 | 2030 50% ECP | -700 | 505 | 510 | 442 | Yes
2030-11-14 12:00 | 2030 50% ECP | -700 | 505 | 510 | 442 | Yes
2030-11-14 13:00 | 2030 50% ECP | -700 | 505 | 510 | 442 | Yes
2030-11-14 14:00 | 2030 50% ECP | -700 | 505 | 510 | 442 | Yes
2030-11-14 15:00 | 2030 50% ECP | -700 | 505 | 510 | 442 | Yes
2030-11-14 16:00 | 2030 50% ECP | -700 | 505 | 510 | 442 | Yes
2030-11-14 17:00 | 2030 50% ECP | -700 | 505 | 510 | 442 | Yes
2030-11-14 18:00 | 2030 50% ECP | -700 | 505 | 510 | 442 | No
2030-11-14 19:00 | 2030 50% ECP | -700 | 505 | 510 | 442 | No
2030-11-14 20:00 | 2030 50% ECP | -700 | 505 | 510 | 442 | No
2030-11-14 21:00 | 2030 50% ECP | -700 | 505 | 510 | 442 | No
2030-11-14 22:00 | 2030 50% ECP | -700 | 505 | 510 | 442 | No
2030-11-14 23:00 | 2030 50% ECP | -700 | 505 | 510 | 442 | No
2030-11-15 | 2030 50% ECP | -100 | 505 | 510 | 442 | No
2030-11-15 01:00 | 2030 50% ECP | -81.02 | 505 | 510 | 442 | No
2030-11-15 02:00 | 2030 50% ECP | -539.79 | 505 | 510 | 442 | No
2030-11-15 03:00 | 2030 50% ECP | -201.49 | 505 | 510 | 442 | No
2030-11-15 04:00 | 2030 50% ECP | -437.21 | 505 | 510 | 442 | No
2030-11-15 05:00 | 2030 50% ECP | -438.35 | 505 | 510 | 442 | No
2030-11-15 06:00 | 2030 50% ECP | -7.88 | 205 | 210 | 442 | No
2030-11-15 07:00 | 2030 50% ECP | 100 | 0 | 182.44 | 442 | No
2030-11-15 08:00 | 2030 50% ECP | 700 | 193.28 | 482.44 | 442 | No
2030-11-15 09:00 | 2030 50% ECP | 700 | 11.35 | 510 | 442 | No
2030-11-15 10:00 | 2030 50% ECP | 439.34 | 311.35 | 510 | 442 | No
2030-11-15 11:00 | 2030 50% ECP | 175.64 | 406.05 | 510 | 442 | No
2030-11-15 12:00 | 2030 50% ECP | 600 | 106.05 | 510 | 442 | No
2030-11-15 13:00 | 2030 50% ECP | 0 | 278.91 | 510 | 442 | No
2030-11-15 14:00 | 2030 50% ECP | -91.54 | 505 | 510 | 442 | No
2030-11-15 15:00 | 2030 50% ECP | -464.42 | 300 | 510 | 442 | No
2030-11-15 16:00 | 2030 50% ECP | 135.58 | 0 | 508.94 | 442 | No
2030-11-15 17:00 | 2030 50% ECP | 497.69 | 0 | 208.94 | 442 | No
2030-11-15 18:00 | 2030 50% ECP | 700 | 0 | 310.21 | 442 | No
2030-11-15 19:00 | 2030 50% ECP | 419 | 0 | 10.21 | 442 | No
2030-11-15 20:00 | 2030 50% ECP | -100 | 0 | 0 | 320.52 | No
2030-11-15 21:00 | 2030 50% ECP | -700 | 0 | -136.98 | 20.52 | No
2030-11-15 22:00 | 2030 50% ECP | -700 | 300 | 163.02 | 320.52 | Yes
2030-11-15 23:00 | 2030 50% ECP | -700 | 505 | 463.02 | 442 | Yes
2030-11-16 | 2030 50% ECP | -700 | 505 | 510 | 442 | No
2030-11-16 01:00 | 2030 50% ECP | -700 | 505 | 510 | 275.6 | No
2030-11-16 02:00 | 2030 50% ECP | -700 | 505 | 510 | 442 | No
2030-11-16 03:00 | 2030 50% ECP | -700 | 505 | 510 | 153.16 | No
2030-11-16 04:00 | 2030 50% ECP | -700 | 505 | 510 | 442 | No
2030-11-16 05:00 | 2030 50% ECP | -527.19 | 505 | 510 | 161.4 | No
2030-11-16 06:00 | 2030 50% ECP | 72.81 | 205 | 235.03 | 0 | No
2030-11-16 07:00 | 2030 50% ECP | 672.81 | 0 | 510 | 137.03 | No
2030-11-16 08:00 | 2030 50% ECP | 700 | 0 | 300 | 333.96 | No
2030-11-16 09:00 | 2030 50% ECP | 662.61 | 0 | 0 | 383.19 | No
2030-11-16 10:00 | 2030 50% ECP | 462.7 | 0 | 0 | 442 | No
2030-11-16 11:00 | 2030 50% ECP | 103.72 | 0 | 0 | 442 | No
2030-11-16 12:00 | 2030 50% ECP | -439.59 | 0 | 0 | 442 | No
2030-11-16 13:00 | 2030 50% ECP | -623.03 | 0 | 0 | 442 | No
2030-11-16 14:00 | 2030 50% ECP | -700 | 0 | -43.02 | 435.74 | No
2030-11-16 15:00 | 2030 50% ECP | -700 | 0 | -197.13 | 351.23 | No
2030-11-16 16:00 | 2030 50% ECP | -700 | 0 | -130.04 | 442 | No
2030-11-16 17:00 | 2030 50% ECP | -700 | 0 | -126.73 | 442 | No
2030-11-16 18:00 | 2030 50% ECP | -410.17 | 0 | 0 | 442 | No
2030-11-16 19:00 | 2030 50% ECP | -458.12 | 0 | 0 | 442 | No
2030-11-16 20:00 | 2030 50% ECP | -700 | 300 | 300 | 442 | Yes
2030-11-16 21:00 | 2030 50% ECP | -700 | 505 | 510 | 442 | Yes
2030-11-16 22:00 | 2030 50% ECP | -700 | 505 | 510 | 442 | Yes
2030-11-16 23:00 | 2030 50% ECP | -700 | 505 | 510 | 442 | Yes
2030-11-17 | 2030 50% ECP | -700 | 505 | 510 | 442 | Yes
2030-11-17 01:00 | 2030 50% ECP | -700 | 505 | 510 | 442 | Yes
2030-11-17 02:00 | 2030 50% ECP | -700 | 505 | 510 | 442 | Yes
2030-11-17 03:00 | 2030 50% ECP | -700 | 505 | 510 | 442 | Yes
2030-11-17 04:00 | 2030 50% ECP | -700 | 505 | 510 | 442 | Yes
2030-11-17 05:00 | 2030 50% ECP | -700 | 505 | 510 | 442 | Yes
2030-11-17 06:00 | 2030 50% ECP | -700 | 505 | 510 | 442 | Yes
2030-11-17 07:00 | 2030 50% ECP | -700 | 505 | 510 | 442 | Yes
2030-11-17 08:00 | 2030 50% ECP | -700 | 505 | 510 | 442 | Yes
2030-11-17 09:00 | 2030 50% ECP | -700 | 505 | 510 | 442 | Yes
2030-11-17 10:00 | 2030 50% ECP | -700 | 505 | 510 | 442 | Yes
2030-11-17 11:00 | 2030 50% ECP | -700 | 505 | 510 | 442 | Yes
2030-11-17 12:00 | 2030 50% ECP | -700 | 505 | 510 | 442 | Yes
2030-11-17 13:00 | 2030 50% ECP | -700 | 505 | 510 | 442 | Yes
2030-11-17 14:00 | 2030 50% ECP | -700 | 505 | 510 | 442 | Yes
2030-11-17 15:00 | 2030 50% ECP | -700 | 505 | 510 | 442 | Yes
2030-11-17 16:00 | 2030 50% ECP | -700 | 505 | 510 | 442 | Yes
2030-11-17 17:00 | 2030 50% ECP | -700 | 505 | 510 | 442 | Yes
2030-11-17 18:00 | 2030 50% ECP | -700 | 505 | 510 | 442 | Yes
2030-11-17 19:00 | 2030 50% ECP | -700 | 505 | 510 | 442 | Yes
2030-11-17 20:00 | 2030 50% ECP | -700 | 505 | 510 | 442 | Yes
2030-11-17 21:00 | 2030 50% ECP | -700 | 505 | 510 | 442 | Yes
2030-11-17 22:00 | 2030 50% ECP | -700 | 505 | 510 | 442 | Yes
2030-11-17 23:00 | 2030 50% ECP | -700 | 505 | 510 | 442 | Yes
2030-11-18 | 2030 50% ECP | -700 | 505 | 510 | 442 | Yes
2030-11-18 01:00 | 2030 50% ECP | -700 | 505 | 510 | 442 | Yes
2030-11-18 02:00 | 2030 50% ECP | -700 | 505 | 510 | 442 | Yes
2030-11-18 03:00 | 2030 50% ECP | -700 | 505 | 510 | 442 | Yes
2030-11-18 04:00 | 2030 50% ECP | -700 | 505 | 510 | 442 | Yes
2030-11-18 05:00 | 2030 50% ECP | -700 | 505 | 510 | 265.17 | Yes
2030-11-18 06:00 | 2030 50% ECP | -700 | 505 | 510 | 125.57 | Yes
2030-11-18 07:00 | 2030 50% ECP | -700 | 505 | 510 | 363.53 | Yes
2030-11-18 08:00 | 2030 50% ECP | -700 | 505 | 510 | 442 | Yes
2030-11-18 09:00 | 2030 50% ECP | -700 | 505 | 510 | 442 | Yes
2030-11-18 10:00 | 2030 50% ECP | -700 | 505 | 510 | 442 | Yes
2030-11-18 11:00 | 2030 50% ECP | -700 | 505 | 510 | 442 | Yes
2030-11-18 12:00 | 2030 50% ECP | -700 | 505 | 510 | 442 | Yes
2030-11-18 13:00 | 2030 50% ECP | -700 | 491.79 | 390 | 442 | Yes
2030-11-18 14:00 | 2030 50% ECP | -700 | 191.79 | 90 | 442 | Yes
2030-11-18 15:00 | 2030 50% ECP | -700 | -108.21 | -210 | 442 | Yes
2030-11-18 16:00 | 2030 50% ECP | -700 | -408.21 | -510 | 353.83 | No
2030-11-18 17:00 | 2030 50% ECP | -700 | -526 | -510 | 442 | No
2030-11-18 18:00 | 2030 50% ECP | -700 | -467.47 | -510 | 156.14 | No
2030-11-18 19:00 | 2030 50% ECP | -700 | -167.47 | -210 | 442 | No
2030-11-18 20:00 | 2030 50% ECP | -700 | 132.53 | 90 | 442 | No
2030-11-18 21:00 | 2030 50% ECP | -700 | 432.53 | 390 | 442 | Yes
2030-11-18 22:00 | 2030 50% ECP | -700 | 505 | 510 | 442 | Yes
2030-11-18 23:00 | 2030 50% ECP | -700 | 505 | 510 | 442 | Yes
2030-11-19 | 2030 50% ECP | -700 | 505 | 510 | 442 | No
2030-11-19 01:00 | 2030 50% ECP | -700 | 505 | 510 | 442 | Yes
2030-11-19 02:00 | 2030 50% ECP | -700 | 505 | 510 | 442 | Yes
2030-11-19 03:00 | 2030 50% ECP | -700 | 505 | 510 | 442 | Yes
2030-11-19 04:00 | 2030 50% ECP | -700 | 505 | 510 | 442 | Yes
2030-11-19 05:00 | 2030 50% ECP | -700 | 505 | 510 | 442 | No
2030-11-19 06:00 | 2030 50% ECP | -100 | 282.44 | 510 | 442 | No
2030-11-19 07:00 | 2030 50% ECP | 500 | 205 | 510 | 426.11 | No
2030-11-19 08:00 | 2030 50% ECP | 108.16 | 505 | 510 | 442 | No
2030-11-19 09:00 | 2030 50% ECP | 700 | 205 | 315.46 | 442 | No
2030-11-19 10:00 | 2030 50% ECP | 700 | 300 | 377.9 | 442 | No
2030-11-19 11:00 | 2030 50% ECP | 100 | 0 | 77.9 | 156.79 | No
2030-11-19 12:00 | 2030 50% ECP | -467.08 | 0 | 0 | 157.61 | No
2030-11-19 13:00 | 2030 50% ECP | -353.94 | 0 | 0 | 0 | No
2030-11-19 14:00 | 2030 50% ECP | -19.86 | 0 | -210 | -210 | No
2030-11-19 15:00 | 2030 50% ECP | 0 | -300 | -510 | -510 | No
2030-11-19 16:00 | 2030 50% ECP | 202.87 | -526 | -510 | -510 | No
2030-11-19 17:00 | 2030 50% ECP | 700 | -526 | -510 | -510 | No
2030-11-19 18:00 | 2030 50% ECP | 557 | -526 | -510 | -510 | No
2030-11-19 19:00 | 2030 50% ECP | 700 | -526 | -510 | -510 | No
2030-11-19 20:00 | 2030 50% ECP | 700 | -491.69 | -510 | -210 | No
2030-11-19 21:00 | 2030 50% ECP | 667.91 | -526 | -510 | 90 | No
2030-11-19 22:00 | 2030 50% ECP | 515.49 | -526 | -510 | 62.65 | No
2030-11-19 23:00 | 2030 50% ECP | 690.63 | -226 | -210 | 362.65 | No
2030-11-20 | 2030 50% ECP | 608.1 | 0 | 0 | 409.4 | No
2030-11-20 01:00 | 2030 50% ECP | 431.57 | 205 | 210 | 338.89 | No
2030-11-20 02:00 | 2030 50% ECP | -113.62 | 505 | 510 | 442 | No
2030-11-20 03:00 | 2030 50% ECP | 0 | 505 | 510 | 442 | No
2030-11-20 04:00 | 2030 50% ECP | 0 | 505 | 510 | 442 | No
2030-11-20 05:00 | 2030 50% ECP | -467.45 | 505 | 510 | 442 | No
2030-11-20 06:00 | 2030 50% ECP | -370.76 | 230.73 | 510 | 442 | No
2030-11-20 07:00 | 2030 50% ECP | 229.24 | 0 | 510 | 279.59 | No
2030-11-20 08:00 | 2030 50% ECP | 700 | 0 | 504.03 | 438.8 | No
2030-11-20 09:00 | 2030 50% ECP | 600 | 12.24 | 510 | 353.67 | No
2030-11-20 10:00 | 2030 50% ECP | 0 | 312.24 | 510 | 442 | No
2030-11-20 11:00 | 2030 50% ECP | 171.29 | 12.24 | 210 | 442 | No
2030-11-20 12:00 | 2030 50% ECP | -62.73 | 0 | 0 | 442 | No
2030-11-20 13:00 | 2030 50% ECP | -662.73 | 253.74 | 300 | 442 | No
2030-11-20 14:00 | 2030 50% ECP | -653.77 | 0 | 406.81 | 390.8 | No
2030-11-20 15:00 | 2030 50% ECP | -53.77 | 0 | 119.68 | 165.25 | No
2030-11-20 16:00 | 2030 50% ECP | 0 | 0 | 252.32 | 0 | No
2030-11-20 17:00 | 2030 50% ECP | 159.83 | 0 | 210 | 218.81 | No
2030-11-20 18:00 | 2030 50% ECP | 700 | 0 | 510 | 442 | No
2030-11-20 19:00 | 2030 50% ECP | 700 | 254.66 | 510 | 442 | No
2030-11-20 20:00 | 2030 50% ECP | 700 | 205 | 510 | 365.29 | No
2030-11-20 21:00 | 2030 50% ECP | 404.35 | 505 | 510 | 442 | No
2030-11-20 22:00 | 2030 50% ECP | -100 | 505 | 510 | 442 | No
2030-11-20 23:00 | 2030 50% ECP | -700 | 505 | 510 | 442 | No
2030-11-21 | 2030 50% ECP | -244.21 | 505 | 510 | 442 | No
2030-11-21 01:00 | 2030 50% ECP | -603.32 | 505 | 510 | 442 | No
2030-11-21 02:00 | 2030 50% ECP | -700 | 505 | 510 | 442 | No
2030-11-21 03:00 | 2030 50% ECP | -700 | 505 | 510 | 442 | No
2030-11-21 04:00 | 2030 50% ECP | -625.84 | 505 | 510 | 442 | No
2030-11-21 05:00 | 2030 50% ECP | -425.84 | 505 | 510 | 442 | No
2030-11-21 06:00 | 2030 50% ECP | 0 | 505 | 510 | 442 | No
2030-11-21 07:00 | 2030 50% ECP | 145.03 | 205 | 210 | 442 | No
2030-11-21 08:00 | 2030 50% ECP | 700 | 125.8 | 510 | 442 | No
2030-11-21 09:00 | 2030 50% ECP | 700 | 59.72 | 510 | 442 | No
2030-11-21 10:00 | 2030 50% ECP | 700 | 340.98 | 510 | 442 | No
2030-11-21 11:00 | 2030 50% ECP | 277.35 | 220.76 | 210 | 442 | No
2030-11-21 12:00 | 2030 50% ECP | 700 | -79.24 | -90 | 177.91 | No
2030-11-21 13:00 | 2030 50% ECP | 700 | 0 | 0 | 442 | No
2030-11-21 14:00 | 2030 50% ECP | 700 | 0 | 273.69 | 442 | No
2030-11-21 15:00 | 2030 50% ECP | 700 | 0 | 0 | 142 | No
2030-11-21 16:00 | 2030 50% ECP | 700 | 0 | 0 | 0 | No
2030-11-21 17:00 | 2030 50% ECP | 700 | 0 | 300 | 226.52 | No
2030-11-21 18:00 | 2030 50% ECP | 700 | 0 | 447.69 | 294.17 | No
2030-11-21 19:00 | 2030 50% ECP | 700 | 0 | 147.69 | 187.09 | No
2030-11-21 20:00 | 2030 50% ECP | 700 | 0 | 447.69 | 104.97 | No
2030-11-21 21:00 | 2030 50% ECP | 700 | 165.82 | 215.68 | 250.51 | No
2030-11-21 22:00 | 2030 50% ECP | 700 | 465.82 | 510 | 442 | No
2030-11-21 23:00 | 2030 50% ECP | 700 | 505 | 510 | 442 | No
2030-11-22 | 2030 50% ECP | 700 | 505 | 510 | 442 | No
2030-11-22 01:00 | 2030 50% ECP | 700 | 505 | 510 | 442 | No
2030-11-22 02:00 | 2030 50% ECP | 700 | 505 | 510 | 442 | No
2030-11-22 03:00 | 2030 50% ECP | 700 | 505 | 510 | 442 | No
2030-11-22 04:00 | 2030 50% ECP | 700 | 505 | 510 | 442 | No
2030-11-22 05:00 | 2030 50% ECP | 700 | 505 | 510 | 442 | No
2030-11-22 06:00 | 2030 50% ECP | 700 | 300 | 436.83 | 303.4 | No
2030-11-22 07:00 | 2030 50% ECP | 100 | 0 | 136.83 | 3.4 | No
2030-11-22 08:00 | 2030 50% ECP | 700 | 0 | 299.85 | 139.14 | No
2030-11-22 09:00 | 2030 50% ECP | 700 | 0 | 90 | 394.01 | No
2030-11-22 10:00 | 2030 50% ECP | 700 | -113.64 | -210 | 310.8 | No
2030-11-22 11:00 | 2030 50% ECP | 700 | -413.64 | -510 | 201.48 | No
2030-11-22 12:00 | 2030 50% ECP | 700 | -526 | -510 | -98.52 | No
2030-11-22 13:00 | 2030 50% ECP | 700 | -526 | -510 | -398.52 | No
2030-11-22 14:00 | 2030 50% ECP | 359.99 | -226 | -300 | -102.18 | No
2030-11-22 15:00 | 2030 50% ECP | 628.36 | 0 | 0 | 0 | No
2030-11-22 16:00 | 2030 50% ECP | 700 | 0 | -300 | -79.59 | No
2030-11-22 17:00 | 2030 50% ECP | 700 | -300 | -390 | -264.46 | No
2030-11-22 18:00 | 2030 50% ECP | 700 | -296.02 | -90 | -20.04 | No
2030-11-22 19:00 | 2030 50% ECP | 700 | 3.98 | 210 | 142 | No
2030-11-22 20:00 | 2030 50% ECP | 700 | 303.98 | 510 | 442 | No
2030-11-22 21:00 | 2030 50% ECP | 700 | 3.98 | 210 | 391.59 | No
2030-11-22 22:00 | 2030 50% ECP | 700 | -218.2 | -90 | 142 | No
2030-11-22 23:00 | 2030 50% ECP | 700 | 81.8 | 210 | 442 | No
2030-11-23 | 2030 50% ECP | 700 | 233.55 | 510 | 442 | No
2030-11-23 01:00 | 2030 50% ECP | 700 | 123.27 | 510 | 442 | No
2030-11-23 02:00 | 2030 50% ECP | 700 | 138.04 | 510 | 442 | No
2030-11-23 03:00 | 2030 50% ECP | 700 | 0 | 376.27 | 401.89 | No
2030-11-23 04:00 | 2030 50% ECP | 100 | 0 | 76.27 | 182.68 | No
2030-11-23 05:00 | 2030 50% ECP | -500 | -121.63 | -223.73 | -117.32 | No
2030-11-23 06:00 | 2030 50% ECP | -700 | 0 | -167.06 | 0 | No
2030-11-23 07:00 | 2030 50% ECP | -700 | 0 | -467.06 | -162.36 | No
2030-11-23 08:00 | 2030 50% ECP | -700 | -15.78 | -419.8 | 0 | No
2030-11-23 09:00 | 2030 50% ECP | -700 | -315.78 | -510 | 239.49 | No
2030-11-23 10:00 | 2030 50% ECP | -700 | -15.78 | -210 | 442 | No
2030-11-23 11:00 | 2030 50% ECP | -700 | 284.22 | 90 | 442 | Yes
2030-11-23 12:00 | 2030 50% ECP | -700 | 505 | 390 | 442 | Yes
2030-11-23 13:00 | 2030 50% ECP | -700 | 505 | 510 | 442 | Yes
2030-11-23 14:00 | 2030 50% ECP | -700 | 505 | 510 | 442 | Yes
2030-11-23 15:00 | 2030 50% ECP | -700 | 505 | 510 | 442 | Yes
2030-11-23 16:00 | 2030 50% ECP | -700 | 505 | 510 | 442 | Yes
2030-11-23 17:00 | 2030 50% ECP | -700 | 505 | 510 | 442 | Yes
2030-11-23 18:00 | 2030 50% ECP | -700 | 505 | 510 | 442 | Yes
2030-11-23 19:00 | 2030 50% ECP | -700 | 505 | 510 | 442 | Yes
2030-11-23 20:00 | 2030 50% ECP | -700 | 505 | 510 | 442 | Yes
2030-11-23 21:00 | 2030 50% ECP | -700 | 505 | 510 | 442 | Yes
2030-11-23 22:00 | 2030 50% ECP | -700 | 505 | 510 | 442 | Yes
2030-11-23 23:00 | 2030 50% ECP | -700 | 505 | 510 | 442 | Yes
2030-11-24 | 2030 50% ECP | -700 | 505 | 510 | 442 | No
2030-11-24 01:00 | 2030 50% ECP | -700 | 505 | 510 | 442 | No
2030-11-24 02:00 | 2030 50% ECP | -700 | 505 | 510 | 442 | No
2030-11-24 03:00 | 2030 50% ECP | -700 | 505 | 510 | 442 | No
2030-11-24 04:00 | 2030 50% ECP | -700 | 505 | 510 | 442 | No
2030-11-24 05:00 | 2030 50% ECP | -700 | 505 | 510 | 442 | No
2030-11-24 06:00 | 2030 50% ECP | -700 | 505 | 510 | 442 | No
2030-11-24 07:00 | 2030 50% ECP | -700 | 505 | 510 | 442 | Yes
2030-11-24 08:00 | 2030 50% ECP | -700 | 505 | 510 | 442 | Yes
2030-11-24 09:00 | 2030 50% ECP | -700 | 505 | 510 | 442 | Yes
2030-11-24 10:00 | 2030 50% ECP | -700 | 505 | 510 | 442 | Yes
2030-11-24 11:00 | 2030 50% ECP | -700 | 505 | 510 | 442 | Yes
2030-11-24 12:00 | 2030 50% ECP | -563.67 | 505 | 510 | 442 | No
2030-11-24 13:00 | 2030 50% ECP | -614.31 | 505 | 510 | 442 | No
2030-11-24 14:00 | 2030 50% ECP | -14.31 | 241.38 | 510 | 442 | No
2030-11-24 15:00 | 2030 50% ECP | 100 | 69.8 | 510 | 442 | No
2030-11-24 16:00 | 2030 50% ECP | 700 | 16.87 | 510 | 442 | No
2030-11-24 17:00 | 2030 50% ECP | 700 | 300 | 334.75 | 442 | No
2030-11-24 18:00 | 2030 50% ECP | 700 | 0 | 34.75 | 335.34 | No
2030-11-24 19:00 | 2030 50% ECP | 700 | 0 | -265.25 | 442 | No
2030-11-24 20:00 | 2030 50% ECP | 700 | 0 | -286.2 | 442 | No
2030-11-24 21:00 | 2030 50% ECP | 700 | 0 | -201.71 | 281.34 | No
2030-11-24 22:00 | 2030 50% ECP | 700 | 0 | 13.37 | 144.76 | No
2030-11-24 23:00 | 2030 50% ECP | 700 | 300 | 313.37 | 442 | No
2030-11-25 | 2030 50% ECP | 700 | 380.16 | 510 | 442 | No
2030-11-25 01:00 | 2030 50% ECP | 700 | 205 | 510 | 442 | No
2030-11-25 02:00 | 2030 50% ECP | 700 | 505 | 510 | 442 | No
2030-11-25 03:00 | 2030 50% ECP | 700 | 505 | 510 | 442 | No
2030-11-25 04:00 | 2030 50% ECP | 700 | 505 | 510 | 442 | No
2030-11-25 05:00 | 2030 50% ECP | 700 | 505 | 510 | 442 | No
2030-11-25 06:00 | 2030 50% ECP | 700 | 505 | 510 | 442 | No
2030-11-25 07:00 | 2030 50% ECP | 700 | 300 | 494.03 | 355.74 | No
2030-11-25 08:00 | 2030 50% ECP | 700 | 0 | 194.03 | 55.74 | No
2030-11-25 09:00 | 2030 50% ECP | 700 | 0 | 0 | 44.28 | No
2030-11-25 10:00 | 2030 50% ECP | 700 | 0 | 0 | 170.22 | No
2030-11-25 11:00 | 2030 50% ECP | 700 | 0 | -162.98 | 223.86 | No
2030-11-25 12:00 | 2030 50% ECP | 700 | -110.25 | -462.98 | 199.08 | No
2030-11-25 13:00 | 2030 50% ECP | 700 | -355.14 | -510 | 0 | No
2030-11-25 14:00 | 2030 50% ECP | 700 | -244.88 | -417.32 | -32.43 | No
2030-11-25 15:00 | 2030 50% ECP | 700 | 0 | -117.32 | 0 | No
2030-11-25 16:00 | 2030 50% ECP | 700 | 0 | 0 | 0 | No
2030-11-25 17:00 | 2030 50% ECP | 700 | 0 | 21.16 | 169.26 | No
2030-11-25 18:00 | 2030 50% ECP | 700 | 0 | 321.16 | 425.76 | No
2030-11-25 19:00 | 2030 50% ECP | 700 | 0 | 73.85 | 279.79 | No
2030-11-25 20:00 | 2030 50% ECP | 700 | 0 | 47.2 | 234.87 | No
2030-11-25 21:00 | 2030 50% ECP | 700 | 23.55 | 347.2 | 234.87 | No
2030-11-25 22:00 | 2030 50% ECP | 700 | 323.55 | 510 | 442 | No
2030-11-25 23:00 | 2030 50% ECP | 700 | 502.06 | 510 | 442 | No
2030-11-26 | 2030 50% ECP | 700 | 505 | 510 | 442 | No
2030-11-26 01:00 | 2030 50% ECP | 700 | 505 | 510 | 442 | No
2030-11-26 02:00 | 2030 50% ECP | 700 | 505 | 510 | 442 | No
2030-11-26 03:00 | 2030 50% ECP | 700 | 505 | 510 | 442 | No
2030-11-26 04:00 | 2030 50% ECP | 700 | 505 | 510 | 442 | No
2030-11-26 05:00 | 2030 50% ECP | 700 | 505 | 510 | 442 | No
2030-11-26 06:00 | 2030 50% ECP | 334.54 | 205 | 210 | 148.66 | No
2030-11-26 07:00 | 2030 50% ECP | 514.56 | 0 | 0 | 0 | No
2030-11-26 08:00 | 2030 50% ECP | 518.6 | 0 | 0 | -183.55 | No
2030-11-26 09:00 | 2030 50% ECP | 700 | -90.63 | -300 | -357.68 | No
2030-11-26 10:00 | 2030 50% ECP | 700 | 16.4 | 0 | -57.68 | No
2030-11-26 11:00 | 2030 50% ECP | 700 | 0 | -300 | -151.66 | No
2030-11-26 12:00 | 2030 50% ECP | 100 | 0 | -499.11 | -77.76 | No
2030-11-26 13:00 | 2030 50% ECP | 0 | 0 | -455.83 | -80.47 | No
2030-11-26 14:00 | 2030 50% ECP | 295.7 | -226 | -210 | -210 | No
2030-11-26 15:00 | 2030 50% ECP | 299.06 | -526 | -510 | -510 | No
2030-11-26 16:00 | 2030 50% ECP | 324.81 | -526 | -510 | -510 | No
2030-11-26 17:00 | 2030 50% ECP | -275.19 | -526 | -510 | -510 | No
2030-11-26 18:00 | 2030 50% ECP | 324.81 | -526 | -510 | -510 | No
2030-11-26 19:00 | 2030 50% ECP | 700 | -526 | -510 | -510 | No
2030-11-26 20:00 | 2030 50% ECP | 700 | -526 | -510 | -510 | No
2030-11-26 21:00 | 2030 50% ECP | 700 | -226 | -224.42 | -328.88 | No
2030-11-26 22:00 | 2030 50% ECP | 700 | 0 | 75.58 | -198.3 | No
2030-11-26 23:00 | 2030 50% ECP | 700 | 0 | 0 | 0 | No
2030-11-27 | 2030 50% ECP | 700 | 0 | 300 | 37.34 | No
2030-11-27 01:00 | 2030 50% ECP | 700 | 0 | 510 | 0 | No
2030-11-27 02:00 | 2030 50% ECP | 700 | 0 | 510 | 0 | No
2030-11-27 03:00 | 2030 50% ECP | 700 | 0 | 510 | 0 | No
2030-11-27 04:00 | 2030 50% ECP | 700 | 0 | 390 | 0 | No
2030-11-27 05:00 | 2030 50% ECP | 700 | 0 | 90 | 0 | No
2030-11-27 06:00 | 2030 50% ECP | 700 | -226 | -210 | -210 | No
2030-11-27 07:00 | 2030 50% ECP | 700 | -526 | -510 | -510 | No
2030-11-27 08:00 | 2030 50% ECP | 345.95 | -469.19 | -510 | -510 | No
2030-11-27 09:00 | 2030 50% ECP | 700 | -526 | -510 | -510 | No
2030-11-27 10:00 | 2030 50% ECP | 100 | -526 | -510 | -510 | No
2030-11-27 11:00 | 2030 50% ECP | 0 | -526 | -510 | -510 | No
2030-11-27 12:00 | 2030 50% ECP | -196.25 | -526 | -510 | -510 | No
2030-11-27 13:00 | 2030 50% ECP | -700 | -526 | -510 | -510 | No
2030-11-27 14:00 | 2030 50% ECP | -700 | -526 | -510 | -510 | No
2030-11-27 15:00 | 2030 50% ECP | -700 | -526 | -510 | -510 | No
2030-11-27 16:00 | 2030 50% ECP | -380.3 | -526 | -510 | -510 | No
2030-11-27 17:00 | 2030 50% ECP | 176.69 | -526 | -510 | -510 | No
2030-11-27 18:00 | 2030 50% ECP | 700 | -526 | -510 | -510 | No
2030-11-27 19:00 | 2030 50% ECP | 700 | -526 | -510 | -510 | No
2030-11-27 20:00 | 2030 50% ECP | 700 | -226 | -259.22 | -210 | No
2030-11-27 21:00 | 2030 50% ECP | 700 | 74 | 40.78 | 90 | No
2030-11-27 22:00 | 2030 50% ECP | 700 | 0 | 80.7 | 109.54 | No
2030-11-27 23:00 | 2030 50% ECP | 700 | 218.53 | 380.7 | 409.54 | No
2030-11-28 | 2030 50% ECP | 700 | 505 | 510 | 442 | No
2030-11-28 01:00 | 2030 50% ECP | 700 | 286.5 | 510 | 442 | No
2030-11-28 02:00 | 2030 50% ECP | 700 | 333.47 | 510 | 442 | No
2030-11-28 03:00 | 2030 50% ECP | 700 | 395.22 | 510 | 442 | No
2030-11-28 04:00 | 2030 50% ECP | 700 | 414.51 | 510 | 442 | No
2030-11-28 05:00 | 2030 50% ECP | 700 | 505 | 510 | 442 | No
2030-11-28 06:00 | 2030 50% ECP | 700 | 300 | 300 | 376.99 | No
2030-11-28 07:00 | 2030 50% ECP | 700 | 0 | 0 | 76.99 | No
2030-11-28 08:00 | 2030 50% ECP | 600 | -298.76 | -300 | 145.83 | No
2030-11-28 09:00 | 2030 50% ECP | 0 | 0 | -228.42 | 0 | No
2030-11-28 10:00 | 2030 50% ECP | 370.82 | 0 | 0 | 0 | No
2030-11-28 11:00 | 2030 50% ECP | 153.86 | 0 | 0 | 0 | No
2030-11-28 12:00 | 2030 50% ECP | -224.3 | 0 | -140.5 | 0 | No
2030-11-28 13:00 | 2030 50% ECP | 0 | 0 | -188.97 | 8.23 | No
2030-11-28 14:00 | 2030 50% ECP | 511.82 | 0 | -210 | -57.5 | No
2030-11-28 15:00 | 2030 50% ECP | 700 | -13.94 | -510 | -357.5 | No
2030-11-28 16:00 | 2030 50% ECP | 700 | -226 | -507.25 | -236.37 | No
2030-11-28 17:00 | 2030 50% ECP | 700 | -526 | -510 | -510 | No
2030-11-28 18:00 | 2030 50% ECP | 700 | -526 | -510 | -510 | No
2030-11-28 19:00 | 2030 50% ECP | 700 | -526 | -510 | -510 | No
2030-11-28 20:00 | 2030 50% ECP | 700 | -408.73 | 0 | -510 | No
2030-11-28 21:00 | 2030 50% ECP | 700 | -108.73 | 0 | -210 | No
2030-11-28 22:00 | 2030 50% ECP | 700 | 191.27 | 0 | 90 | No
2030-11-28 23:00 | 2030 50% ECP | 700 | 233.43 | 0 | 390 | No
2030-11-29 | 2030 50% ECP | 700 | 505 | 0 | 442 | No
2030-11-29 01:00 | 2030 50% ECP | 700 | 505 | 0 | 442 | No
2030-11-29 02:00 | 2030 50% ECP | 700 | 505 | 0 | 442 | No
2030-11-29 03:00 | 2030 50% ECP | 700 | 505 | 0 | 442 | No
2030-11-29 04:00 | 2030 50% ECP | 700 | 505 | 0 | 442 | No
2030-11-29 05:00 | 2030 50% ECP | 700 | 505 | 0 | 442 | No
2030-11-29 06:00 | 2030 50% ECP | 700 | 505 | 0 | 442 | No
2030-11-29 07:00 | 2030 50% ECP | 299.07 | 205 | 0 | 142 | No
2030-11-29 08:00 | 2030 50% ECP | 700 | 100.38 | 0 | -50.99 | No
2030-11-29 09:00 | 2030 50% ECP | 700 | 400.38 | 0 | 65.65 | No
2030-11-29 10:00 | 2030 50% ECP | 700 | 211.72 | 0 | -9.74 | No
2030-11-29 11:00 | 2030 50% ECP | 700 | 0 | 0 | -1.97 | No
2030-11-29 12:00 | 2030 50% ECP | 490.68 | 0 | 0 | -34.56 | No
2030-11-29 13:00 | 2030 50% ECP | 457.28 | 0 | 0 | -24.56 | No
2030-11-29 14:00 | 2030 50% ECP | 516.9 | -226 | 0 | -210 | No
2030-11-29 15:00 | 2030 50% ECP | 700 | -526 | 0 | -510 | No
2030-11-29 16:00 | 2030 50% ECP | 700 | -526 | 0 | -510 | No
2030-11-29 17:00 | 2030 50% ECP | 700 | -526 | 0 | -510 | No
2030-11-29 18:00 | 2030 50% ECP | 700 | -526 | 0 | -510 | No
2030-11-29 19:00 | 2030 50% ECP | 700 | -526 | 0 | -510 | No
2030-11-29 20:00 | 2030 50% ECP | 700 | -526 | 0 | -510 | No
2030-11-29 21:00 | 2030 50% ECP | 700 | -226 | 0 | -222.53 | No
2030-11-29 22:00 | 2030 50% ECP | 700 | 74 | 0 | 77.47 | No
2030-11-29 23:00 | 2030 50% ECP | 700 | -1.46 | 0 | -222.53 | No
2030-11-30 | 2030 50% ECP | 700 | -208.35 | 0 | 77.47 | No
2030-11-30 01:00 | 2030 50% ECP | 700 | 91.65 | 0 | 377.47 | No
2030-11-30 02:00 | 2030 50% ECP | 700 | 391.65 | 0 | 442 | No
2030-11-30 03:00 | 2030 50% ECP | 542.31 | 91.65 | 0 | 288.81 | No
2030-11-30 04:00 | 2030 50% ECP | 0 | 0 | 0 | 0 | No
2030-11-30 05:00 | 2030 50% ECP | -91.09 | 0 | 0 | 0 | No
2030-11-30 06:00 | 2030 50% ECP | -287.73 | 0 | 0 | 0 | No
2030-11-30 07:00 | 2030 50% ECP | -160.21 | 0 | 0 | 0 | No
2030-11-30 08:00 | 2030 50% ECP | -642.39 | 0 | 0 | 0 | No
2030-11-30 09:00 | 2030 50% ECP | -378.06 | 0 | 0 | 0 | No
2030-11-30 10:00 | 2030 50% ECP | -330.12 | 0 | 0 | 0 | No
2030-11-30 11:00 | 2030 50% ECP | -700 | 300 | 0 | 300 | No
2030-11-30 12:00 | 2030 50% ECP | -389.45 | 505 | 0 | 442 | No
2030-11-30 13:00 | 2030 50% ECP | -414.52 | 505 | 0 | 442 | No
2030-11-30 14:00 | 2030 50% ECP | -350.13 | 205 | 0 | 265.91 | No
2030-11-30 15:00 | 2030 50% ECP | 100 | 505 | 0 | 442 | No
2030-11-30 16:00 | 2030 50% ECP | 700 | 383.13 | 0 | 442 | No
2030-11-30 17:00 | 2030 50% ECP | 700 | 83.13 | 0 | 442 | No
2030-11-30 18:00 | 2030 50% ECP | 100 | 0 | 0 | 442 | No
2030-11-30 19:00 | 2030 50% ECP | 700 | 0 | 0 | 442 | No
2030-11-30 20:00 | 2030 50% ECP | 700 | 0 | -87.97 | 442 | No
2030-11-30 21:00 | 2030 50% ECP | 700 | 6.41 | 210 | 442 | No
2030-11-30 22:00 | 2030 50% ECP | 700 | 306.41 | 510 | 442 | No
2030-11-30 23:00 | 2030 50% ECP | 700 | 342.09 | 510 | 442 | No
2030-12-01 | 2030 50% ECP | 700 | 505 | 510 | 442 | No
2030-12-01 01:00 | 2030 50% ECP | 700 | 505 | 510 | 442 | No
2030-12-01 02:00 | 2030 50% ECP | 700 | 505 | 510 | 442 | No
2030-12-01 03:00 | 2030 50% ECP | 700 | 505 | 510 | 442 | No
2030-12-01 04:00 | 2030 50% ECP | 700 | 300 | 470.43 | 442 | No
2030-12-01 05:00 | 2030 50% ECP | 700 | 0 | 170.43 | 149.28 | No
2030-12-01 06:00 | 2030 50% ECP | 700 | -25.57 | -129.57 | -150.72 | No
2030-12-01 07:00 | 2030 50% ECP | 311.17 | 0 | 0 | 0 | No
2030-12-01 08:00 | 2030 50% ECP | 525.28 | 0 | 0 | 0 | No
2030-12-01 09:00 | 2030 50% ECP | 700 | 0 | 54.41 | 0 | No
2030-12-01 10:00 | 2030 50% ECP | 700 | 0 | 0 | 0 | No
2030-12-01 11:00 | 2030 50% ECP | 700 | 0 | -300 | -41.75 | No
2030-12-01 12:00 | 2030 50% ECP | 557.14 | 0 | 0 | 0 | No
2030-12-01 13:00 | 2030 50% ECP | 634.31 | 0 | 0 | 0 | No
2030-12-01 14:00 | 2030 50% ECP | 700 | 0 | 206.69 | 71.96 | No
2030-12-01 15:00 | 2030 50% ECP | 700 | 0 | 297.93 | 0 | No
2030-12-01 16:00 | 2030 50% ECP | 700 | 0 | 108.5 | 97.69 | No
2030-12-01 17:00 | 2030 50% ECP | 700 | 0 | 122.73 | 160 | No
2030-12-01 18:00 | 2030 50% ECP | 700 | 0 | 422.73 | 357.45 | No
2030-12-01 19:00 | 2030 50% ECP | 700 | 0 | 451.72 | 183.01 | No
2030-12-01 20:00 | 2030 50% ECP | 700 | 0 | 151.72 | 125.72 | No
2030-12-01 21:00 | 2030 50% ECP | 700 | 0 | -48.99 | 0 | No
2030-12-01 22:00 | 2030 50% ECP | 700 | 0 | -160.07 | 62.66 | No
2030-12-01 23:00 | 2030 50% ECP | 700 | 300 | 139.93 | 362.66 | No
2030-12-02 | 2030 50% ECP | 700 | 245.74 | 439.93 | 442 | No
2030-12-02 01:00 | 2030 50% ECP | 700 | 0 | 442.66 | 442 | No
2030-12-02 02:00 | 2030 50% ECP | 700 | 0 | 142.66 | 430.15 | No
2030-12-02 03:00 | 2030 50% ECP | 700 | 0 | 304.24 | 142 | No
2030-12-02 04:00 | 2030 50% ECP | 100 | 64.97 | 510 | 442 | No
2030-12-02 05:00 | 2030 50% ECP | 0 | 0 | 210 | 142 | No
2030-12-02 06:00 | 2030 50% ECP | 0 | 205 | 210 | 142 | No
2030-12-02 07:00 | 2030 50% ECP | 0 | 505 | 510 | 442 | No
2030-12-02 08:00 | 2030 50% ECP | 579.5 | 505 | 510 | 442 | No
2030-12-02 09:00 | 2030 50% ECP | 700 | 505 | 510 | 442 | No
2030-12-02 10:00 | 2030 50% ECP | 700 | 505 | 510 | 442 | No
2030-12-02 11:00 | 2030 50% ECP | 700 | 205 | 435.68 | 442 | No
2030-12-02 12:00 | 2030 50% ECP | 100 | 453.19 | 510 | 442 | No
2030-12-02 13:00 | 2030 50% ECP | 99.53 | 153.19 | 210 | 442 | No
2030-12-02 14:00 | 2030 50% ECP | 630.89 | 0 | 49.39 | 442 | No
2030-12-02 15:00 | 2030 50% ECP | 700 | 0 | 349.39 | 442 | No
2030-12-02 16:00 | 2030 50% ECP | 700 | 224.99 | 510 | 442 | No
2030-12-02 17:00 | 2030 50% ECP | 700 | 195.72 | 243.19 | 442 | No
2030-12-02 18:00 | 2030 50% ECP | 700 | 495.72 | 510 | 442 | No
2030-12-02 19:00 | 2030 50% ECP | 700 | 505 | 510 | 442 | No
2030-12-02 20:00 | 2030 50% ECP | 700 | 505 | 510 | 442 | No
2030-12-02 21:00 | 2030 50% ECP | 700 | 505 | 510 | 442 | No
2030-12-02 22:00 | 2030 50% ECP | 648.79 | 505 | 510 | 442 | No
2030-12-02 23:00 | 2030 50% ECP | 657.13 | 505 | 510 | 442 | No
2030-12-03 | 2030 50% ECP | 700 | 505 | 510 | 442 | No
2030-12-03 01:00 | 2030 50% ECP | 700 | 505 | 510 | 442 | No
2030-12-03 02:00 | 2030 50% ECP | 700 | 505 | 510 | 442 | No
2030-12-03 03:00 | 2030 50% ECP | 700 | 505 | 510 | 442 | No
2030-12-03 04:00 | 2030 50% ECP | 700 | 505 | 510 | 442 | No
2030-12-03 05:00 | 2030 50% ECP | 700 | 505 | 510 | 442 | No
2030-12-03 06:00 | 2030 50% ECP | 700 | 505 | 510 | 442 | No
2030-12-03 07:00 | 2030 50% ECP | 553.7 | 205 | 210 | 142 | No
2030-12-03 08:00 | 2030 50% ECP | 700 | 300 | 423.18 | 300 | No
2030-12-03 09:00 | 2030 50% ECP | 700 | 0 | 123.18 | 0 | No
2030-12-03 10:00 | 2030 50% ECP | 100 | 0 | -176.82 | -64.35 | No
2030-12-03 11:00 | 2030 50% ECP | 74.56 | 0 | -300 | 0 | No
2030-12-03 12:00 | 2030 50% ECP | 674.56 | 0 | 0 | 0 | No
2030-12-03 13:00 | 2030 50% ECP | 74.56 | 162.07 | 300 | 300 | No
2030-12-03 14:00 | 2030 50% ECP | 580.84 | 0 | 510 | 442 | No
2030-12-03 15:00 | 2030 50% ECP | 700 | 67.06 | 510 | 442 | No
2030-12-03 16:00 | 2030 50% ECP | 700 | 205 | 510 | 442 | No
2030-12-03 17:00 | 2030 50% ECP | 700 | 505 | 510 | 442 | No
2030-12-03 18:00 | 2030 50% ECP | 700 | 505 | 510 | 442 | No
2030-12-03 19:00 | 2030 50% ECP | 700 | 505 | 510 | 442 | No
2030-12-03 20:00 | 2030 50% ECP | 700 | 505 | 510 | 442 | No
2030-12-03 21:00 | 2030 50% ECP | 700 | 505 | 510 | 442 | No
2030-12-03 22:00 | 2030 50% ECP | 700 | 505 | 510 | 442 | No
2030-12-03 23:00 | 2030 50% ECP | 700 | 505 | 510 | 442 | No
2030-12-04 | 2030 50% ECP | 700 | 387.31 | 510 | 442 | No
2030-12-04 01:00 | 2030 50% ECP | 600 | 244.16 | 510 | 442 | No
2030-12-04 02:00 | 2030 50% ECP | 0 | 447.32 | 510 | 442 | No
2030-12-04 03:00 | 2030 50% ECP | -303.02 | 505 | 510 | 442 | No
2030-12-04 04:00 | 2030 50% ECP | -700 | 505 | 510 | 412.66 | No
2030-12-04 05:00 | 2030 50% ECP | -700 | 505 | 510 | 112.66 | No
2030-12-04 06:00 | 2030 50% ECP | -700 | 505 | 510 | -187.34 | No
2030-12-04 07:00 | 2030 50% ECP | -700 | 205 | 210 | -487.34 | No
2030-12-04 08:00 | 2030 50% ECP | -505.38 | 0 | 0 | -491.27 | No
2030-12-04 09:00 | 2030 50% ECP | -700 | 300 | 300 | -191.27 | No
2030-12-04 10:00 | 2030 50% ECP | -700 | 505 | 510 | 108.73 | Yes
2030-12-04 11:00 | 2030 50% ECP | -700 | 505 | 510 | 408.73 | Yes
2030-12-04 12:00 | 2030 50% ECP | -700 | 505 | 510 | 442 | Yes
2030-12-04 13:00 | 2030 50% ECP | -700 | 505 | 510 | 442 | Yes
2030-12-04 14:00 | 2030 50% ECP | -700 | 505 | 510 | 442 | Yes
2030-12-04 15:00 | 2030 50% ECP | -700 | 505 | 510 | 442 | Yes
2030-12-04 16:00 | 2030 50% ECP | -700 | 505 | 314.73 | 442 | Yes
2030-12-04 17:00 | 2030 50% ECP | -700 | 205 | 14.73 | 142 | Yes
2030-12-04 18:00 | 2030 50% ECP | -700 | -95 | -285.27 | -158 | No
2030-12-04 19:00 | 2030 50% ECP | -700 | 0 | 14.73 | 36.55 | No
2030-12-04 20:00 | 2030 50% ECP | -700 | 300 | 314.73 | 336.55 | Yes
2030-12-04 21:00 | 2030 50% ECP | -700 | 505 | 510 | 442 | Yes
2030-12-04 22:00 | 2030 50% ECP | -700 | 505 | 510 | 439.07 | Yes
2030-12-04 23:00 | 2030 50% ECP | -700 | 505 | 510 | 287.11 | Yes
2030-12-05 | 2030 50% ECP | -700 | 505 | 510 | 442 | Yes
2030-12-05 01:00 | 2030 50% ECP | -700 | 505 | 510 | 442 | Yes
2030-12-05 02:00 | 2030 50% ECP | -700 | 505 | 510 | 442 | Yes
2030-12-05 03:00 | 2030 50% ECP | -700 | 505 | 510 | 442 | Yes
2030-12-05 04:00 | 2030 50% ECP | -700 | 505 | 510 | 442 | Yes
2030-12-05 05:00 | 2030 50% ECP | -700 | 505 | 510 | 442 | Yes
2030-12-05 06:00 | 2030 50% ECP | -700 | 505 | 510 | 442 | Yes
2030-12-05 07:00 | 2030 50% ECP | -700 | 505 | 510 | 442 | Yes
2030-12-05 08:00 | 2030 50% ECP | -700 | 280.98 | 329.48 | 442 | Yes
2030-12-05 09:00 | 2030 50% ECP | -203.85 | 0 | 29.48 | 442 | No
2030-12-05 10:00 | 2030 50% ECP | -100 | 101.33 | 329.48 | 442 | No
2030-12-05 11:00 | 2030 50% ECP | -700 | 293.39 | 510 | 442 | No
2030-12-05 12:00 | 2030 50% ECP | -100 | 151.5 | 361.99 | 442 | No
2030-12-05 13:00 | 2030 50% ECP | -700 | 451.5 | 510 | 442 | No
2030-12-05 14:00 | 2030 50% ECP | -600 | 151.5 | 449.29 | 142 | No
2030-12-05 15:00 | 2030 50% ECP | 0 | 0 | 300 | 376.64 | No
2030-12-05 16:00 | 2030 50% ECP | 566.45 | 0 | 0 | 132.05 | No
2030-12-05 17:00 | 2030 50% ECP | 700 | 0 | 210 | 432.05 | No
2030-12-05 18:00 | 2030 50% ECP | 700 | 0 | -90 | 153.85 | No
2030-12-05 19:00 | 2030 50% ECP | 700 | -300 | -390 | -146.15 | No
2030-12-05 20:00 | 2030 50% ECP | 700 | -95 | -90 | -106.64 | No
2030-12-05 21:00 | 2030 50% ECP | 700 | 205 | 210 | 193.36 | No
2030-12-05 22:00 | 2030 50% ECP | 700 | 505 | 510 | 442 | No
2030-12-05 23:00 | 2030 50% ECP | 700 | 205 | 510 | 369.97 | No
2030-12-06 | 2030 50% ECP | 700 | 505 | 510 | 442 | No
2030-12-06 01:00 | 2030 50% ECP | 700 | 505 | 510 | 442 | No
2030-12-06 02:00 | 2030 50% ECP | 700 | 505 | 510 | 442 | No
2030-12-06 03:00 | 2030 50% ECP | 700 | 505 | 510 | 442 | No
2030-12-06 04:00 | 2030 50% ECP | 700 | 505 | 510 | 442 | No
2030-12-06 05:00 | 2030 50% ECP | 700 | 505 | 510 | 442 | No
2030-12-06 06:00 | 2030 50% ECP | 700 | 505 | 371.6 | 142 | No
2030-12-06 07:00 | 2030 50% ECP | 100 | 205 | 71.6 | -158 | No
2030-12-06 08:00 | 2030 50% ECP | 0 | -81.64 | -228.4 | -458 | No
2030-12-06 09:00 | 2030 50% ECP | 0 | -315.11 | -510 | -510 | No
2030-12-06 10:00 | 2030 50% ECP | 0 | -78.69 | -371.29 | -300 | No
2030-12-06 11:00 | 2030 50% ECP | 600 | 0 | -71.29 | 0 | No
2030-12-06 12:00 | 2030 50% ECP | 635.15 | 0 | 0 | 0 | No
2030-12-06 13:00 | 2030 50% ECP | 35.15 | -300 | -300 | -300 | No
2030-12-06 14:00 | 2030 50% ECP | 0 | 0 | -510 | -510 | No
2030-12-06 15:00 | 2030 50% ECP | 0 | 0 | -510 | -510 | No
2030-12-06 16:00 | 2030 50% ECP | 0 | 0 | -510 | -510 | No
2030-12-06 17:00 | 2030 50% ECP | 0 | 0 | -510 | -415.1 | No
2030-12-06 18:00 | 2030 50% ECP | 100 | 0 | -510 | -415.1 | No
2030-12-06 19:00 | 2030 50% ECP | 700 | 0 | -510 | -483.4 | No
2030-12-06 20:00 | 2030 50% ECP | 700 | 0 | -510 | -325.21 | No
2030-12-06 21:00 | 2030 50% ECP | 700 | 0 | -510 | -510 | No
2030-12-06 22:00 | 2030 50% ECP | 700 | -240.73 | -510 | -398.36 | No
2030-12-06 23:00 | 2030 50% ECP | 700 | 0 | -210 | -98.36 | No
2030-12-07 | 2030 50% ECP | 700 | 300 | 90 | 201.64 | No
2030-12-07 01:00 | 2030 50% ECP | 700 | 448.63 | 390 | 442 | No
2030-12-07 02:00 | 2030 50% ECP | 700 | 148.63 | 510 | 442 | No
2030-12-07 03:00 | 2030 50% ECP | 700 | 0 | 510 | 351.9 | No
2030-12-07 04:00 | 2030 50% ECP | 700 | 0 | 510 | 310.52 | No
2030-12-07 05:00 | 2030 50% ECP | 700 | 0 | 390 | 237.83 | No
2030-12-07 06:00 | 2030 50% ECP | 700 | 0 | 90 | 0 | No
2030-12-07 07:00 | 2030 50% ECP | 393.52 | -209.02 | -210 | -265.18 | No
2030-12-07 08:00 | 2030 50% ECP | 700 | -509.02 | -510 | -510 | No
2030-12-07 09:00 | 2030 50% ECP | 700 | -526 | -510 | -510 | No
2030-12-07 10:00 | 2030 50% ECP | 500 | -526 | -510 | -510 | No
2030-12-07 11:00 | 2030 50% ECP | -100 | -226 | -324.37 | -210 | No
2030-12-07 12:00 | 2030 50% ECP | -700 | -526 | -510 | -510 | No
2030-12-07 13:00 | 2030 50% ECP | -100 | -226 | -210 | -210 | No
2030-12-07 14:00 | 2030 50% ECP | 500 | 0 | 0 | 90 | No
2030-12-07 15:00 | 2030 50% ECP | 700 | 0 | 0 | 107.22 | No
2030-12-07 16:00 | 2030 50% ECP | 700 | 278.02 | 0 | 235.11 | No
2030-12-07 17:00 | 2030 50% ECP | 700 | 151.09 | 0 | 171.22 | No
2030-12-07 18:00 | 2030 50% ECP | 700 | 295.01 | 0 | 427.02 | No
2030-12-07 19:00 | 2030 50% ECP | 700 | 205 | 0 | 322.38 | No
2030-12-07 20:00 | 2030 50% ECP | 700 | 505 | 0 | 442 | No
2030-12-07 21:00 | 2030 50% ECP | 700 | 505 | 0 | 442 | No
2030-12-07 22:00 | 2030 50% ECP | 700 | 505 | 0 | 442 | No
2030-12-07 23:00 | 2030 50% ECP | 700 | 505 | 0 | 442 | No
2030-12-08 | 2030 50% ECP | 700 | 505 | 0 | 442 | No
2030-12-08 01:00 | 2030 50% ECP | 700 | 505 | 0 | 442 | No
2030-12-08 02:00 | 2030 50% ECP | 700 | 505 | 0 | 442 | No
2030-12-08 03:00 | 2030 50% ECP | 349.84 | 505 | 0 | 395.17 | No
2030-12-08 04:00 | 2030 50% ECP | 75.89 | 504.05 | 0 | 95.17 | No
2030-12-08 05:00 | 2030 50% ECP | 0 | 204.05 | 0 | -204.83 | No
2030-12-08 06:00 | 2030 50% ECP | -185.46 | 300 | 0 | -73.21 | No
2030-12-08 07:00 | 2030 50% ECP | 0 | 0 | 0 | -293.69 | No
2030-12-08 08:00 | 2030 50% ECP | -6.72 | 0 | 0 | -429.01 | No
2030-12-08 09:00 | 2030 50% ECP | -189.89 | 0 | 0 | -308.83 | No
2030-12-08 10:00 | 2030 50% ECP | 0 | 0 | 0 | -251.19 | No
2030-12-08 11:00 | 2030 50% ECP | 0 | 0 | 0 | -170.81 | No
2030-12-08 12:00 | 2030 50% ECP | -140.61 | 0 | 0 | -163.48 | No
2030-12-08 13:00 | 2030 50% ECP | -700 | 205 | 0 | 102.4 | No
2030-12-08 14:00 | 2030 50% ECP | -519.87 | 505 | 0 | 402.4 | No
2030-12-08 15:00 | 2030 50% ECP | 0 | 205 | 0 | 102.4 | No
2030-12-08 16:00 | 2030 50% ECP | 0 | 0 | 0 | 63.34 | No
2030-12-08 17:00 | 2030 50% ECP | 324.54 | 205 | 0 | 142 | No
2030-12-08 18:00 | 2030 50% ECP | 700 | 505 | 0 | 442 | No
2030-12-08 19:00 | 2030 50% ECP | 700 | 505 | 0 | 442 | No
2030-12-08 20:00 | 2030 50% ECP | 700 | 505 | 0 | 442 | No
2030-12-08 21:00 | 2030 50% ECP | 700 | 505 | 0 | 442 | No
2030-12-08 22:00 | 2030 50% ECP | 700 | 505 | 0 | 442 | No
2030-12-08 23:00 | 2030 50% ECP | 700 | 505 | 0 | 442 | No
2030-12-09 | 2030 50% ECP | 700 | 505 | 0 | 442 | No
2030-12-09 01:00 | 2030 50% ECP | 700 | 505 | 0 | 442 | No
2030-12-09 02:00 | 2030 50% ECP | 700 | 505 | 0 | 398.72 | No
2030-12-09 03:00 | 2030 50% ECP | 700 | 505 | 0 | 442 | No
2030-12-09 04:00 | 2030 50% ECP | 700 | 505 | 0 | 442 | No
2030-12-09 05:00 | 2030 50% ECP | 700 | 383.4 | 0 | 442 | No
2030-12-09 06:00 | 2030 50% ECP | 700 | 83.4 | 0 | 392.43 | No
2030-12-09 07:00 | 2030 50% ECP | 700 | -216.6 | 0 | 92.43 | No
2030-12-09 08:00 | 2030 50% ECP | 700 | -516.6 | 0 | 67.53 | No
2030-12-09 09:00 | 2030 50% ECP | 700 | -526 | 0 | 319.08 | No
2030-12-09 10:00 | 2030 50% ECP | 700 | -526 | 0 | 353.27 | No
2030-12-09 11:00 | 2030 50% ECP | 700 | -526 | 0 | 401.7 | No
2030-12-09 12:00 | 2030 50% ECP | 314.19 | -226 | 0 | 442 | No
2030-12-09 13:00 | 2030 50% ECP | 700 | 0 | 0 | 442 | No
2030-12-09 14:00 | 2030 50% ECP | 700 | 0 | 73.22 | 442 | No
2030-12-09 15:00 | 2030 50% ECP | 700 | 0 | 373.22 | 224.88 | No
2030-12-09 16:00 | 2030 50% ECP | 700 | 205 | 435.68 | 332.37 | No
2030-12-09 17:00 | 2030 50% ECP | 700 | 505 | 510 | 442 | No
2030-12-09 18:00 | 2030 50% ECP | 700 | 505 | 510 | 442 | No
2030-12-09 19:00 | 2030 50% ECP | 700 | 505 | 510 | 442 | No
2030-12-09 20:00 | 2030 50% ECP | 700 | 505 | 510 | 442 | No
2030-12-09 21:00 | 2030 50% ECP | 700 | 505 | 510 | 442 | No
2030-12-09 22:00 | 2030 50% ECP | 435.55 | 505 | 510 | 442 | No
2030-12-09 23:00 | 2030 50% ECP | 498.53 | 505 | 510 | 442 | No
2030-12-10 | 2030 50% ECP | 700 | 505 | 510 | 442 | No
2030-12-10 01:00 | 2030 50% ECP | 700 | 505 | 510 | 442 | No
2030-12-10 02:00 | 2030 50% ECP | 700 | 505 | 510 | 442 | No
2030-12-10 03:00 | 2030 50% ECP | 700 | 505 | 510 | 442 | No
2030-12-10 04:00 | 2030 50% ECP | 700 | 505 | 510 | 442 | No
2030-12-10 05:00 | 2030 50% ECP | 700 | 205 | 210 | 159.3 | No
2030-12-10 06:00 | 2030 50% ECP | 374.98 | 0 | 0 | 0 | No
2030-12-10 07:00 | 2030 50% ECP | 700 | -141.88 | -210 | -210 | No
2030-12-10 08:00 | 2030 50% ECP | 700 | -441.88 | -510 | -510 | No
2030-12-10 09:00 | 2030 50% ECP | 700 | -526 | -510 | -510 | No
2030-12-10 10:00 | 2030 50% ECP | 700 | -526 | -510 | -510 | No
2030-12-10 11:00 | 2030 50% ECP | 320.78 | -526 | -510 | -510 | No
2030-12-10 12:00 | 2030 50% ECP | 630.42 | -526 | -510 | -210 | No
2030-12-10 13:00 | 2030 50% ECP | 30.42 | -526 | -510 | 53.05 | No
2030-12-10 14:00 | 2030 50% ECP | -99.84 | -526 | -510 | -128.78 | No
2030-12-10 15:00 | 2030 50% ECP | 186.5 | -526 | -510 | 81.59 | No
2030-12-10 16:00 | 2030 50% ECP | -218.21 | -226 | -210 | 381.59 | No
2030-12-10 17:00 | 2030 50% ECP | 313.94 | 0 | 0 | 442 | No
2030-12-10 18:00 | 2030 50% ECP | 551.67 | 205 | 210 | 442 | No
2030-12-10 19:00 | 2030 50% ECP | 700 | 505 | 510 | 442 | No
2030-12-10 20:00 | 2030 50% ECP | 700 | 505 | 510 | 442 | No
2030-12-10 21:00 | 2030 50% ECP | 679.86 | 205 | 210 | 442 | No
2030-12-10 22:00 | 2030 50% ECP | 700 | 448.04 | 510 | 442 | No
2030-12-10 23:00 | 2030 50% ECP | 700 | 448.43 | 510 | 442 | No
2030-12-11 | 2030 50% ECP | 700 | 505 | 510 | 442 | No
2030-12-11 01:00 | 2030 50% ECP | 700 | 505 | 510 | 442 | No
2030-12-11 02:00 | 2030 50% ECP | 700 | 505 | 510 | 442 | No
2030-12-11 03:00 | 2030 50% ECP | 700 | 505 | 510 | 442 | No
2030-12-11 04:00 | 2030 50% ECP | 700 | 505 | 510 | 442 | No
2030-12-11 05:00 | 2030 50% ECP | 700 | 300 | 327.95 | 300 | No
2030-12-11 06:00 | 2030 50% ECP | 100 | 0 | 27.95 | 0 | No
2030-12-11 07:00 | 2030 50% ECP | 397.37 | 0 | 0 | 0 | No
2030-12-11 08:00 | 2030 50% ECP | 700 | 207.19 | 0 | 263.37 | No
2030-12-11 09:00 | 2030 50% ECP | 700 | -92.81 | -300 | -36.63 | No
2030-12-11 10:00 | 2030 50% ECP | 700 | -239.52 | -510 | -336.63 | No
2030-12-11 11:00 | 2030 50% ECP | 700 | -526 | -510 | -381.67 | No
2030-12-11 12:00 | 2030 50% ECP | 100 | -526 | -510 | -409.83 | No
2030-12-11 13:00 | 2030 50% ECP | -500 | -526 | -510 | -510 | No
2030-12-11 14:00 | 2030 50% ECP | 100 | -526 | -510 | -510 | No
2030-12-11 15:00 | 2030 50% ECP | 700 | -526 | -510 | -430.35 | No
2030-12-11 16:00 | 2030 50% ECP | 700 | -526 | -510 | -457.85 | No
2030-12-11 17:00 | 2030 50% ECP | 700 | -526 | -510 | -158 | No
2030-12-11 18:00 | 2030 50% ECP | 700 | -526 | -510 | 142 | No
2030-12-11 19:00 | 2030 50% ECP | 700 | -300 | -309 | 442 | No
2030-12-11 20:00 | 2030 50% ECP | 700 | 0 | -9 | 293.43 | No
2030-12-11 21:00 | 2030 50% ECP | 700 | 300 | 291 | 442 | No
2030-12-11 22:00 | 2030 50% ECP | 700 | 0 | 325.37 | 442 | No
2030-12-11 23:00 | 2030 50% ECP | 700 | 59.62 | 510 | 442 | No
2030-12-12 | 2030 50% ECP | 700 | 359.62 | 510 | 442 | No
2030-12-12 01:00 | 2030 50% ECP | 700 | 505 | 510 | 442 | No
2030-12-12 02:00 | 2030 50% ECP | 700 | 505 | 510 | 442 | No
2030-12-12 03:00 | 2030 50% ECP | 700 | 505 | 510 | 442 | No
2030-12-12 04:00 | 2030 50% ECP | 700 | 205 | 510 | 442 | No
2030-12-12 05:00 | 2030 50% ECP | 700 | 300 | 510 | 442 | No
2030-12-12 06:00 | 2030 50% ECP | 700 | 0 | 510 | 442 | No
2030-12-12 07:00 | 2030 50% ECP | 700 | 263.11 | 510 | 442 | No
2030-12-12 08:00 | 2030 50% ECP | 700 | 505 | 510 | 442 | No
2030-12-12 09:00 | 2030 50% ECP | 700 | 505 | 510 | 442 | No
2030-12-12 10:00 | 2030 50% ECP | 700 | 505 | 510 | 442 | No
2030-12-12 11:00 | 2030 50% ECP | 700 | 505 | 510 | 442 | No
2030-12-12 12:00 | 2030 50% ECP | 700 | 389.71 | 510 | 442 | No
2030-12-12 13:00 | 2030 50% ECP | 700 | 322.04 | 510 | 442 | No
2030-12-12 14:00 | 2030 50% ECP | 700 | 374 | 390 | 442 | No
2030-12-12 15:00 | 2030 50% ECP | 700 | 74 | 90 | 202.02 | No
2030-12-12 16:00 | 2030 50% ECP | 700 | -226 | -210 | -97.98 | No
2030-12-12 17:00 | 2030 50% ECP | 700 | -526 | -510 | -397.98 | No
2030-12-12 18:00 | 2030 50% ECP | 700 | -526 | -510 | -510 | No
2030-12-12 19:00 | 2030 50% ECP | 700 | -526 | -510 | -510 | No
2030-12-12 20:00 | 2030 50% ECP | 700 | -526 | -510 | -462.51 | No
2030-12-12 21:00 | 2030 50% ECP | 700 | -526 | -510 | -162.51 | No
2030-12-12 22:00 | 2030 50% ECP | 437.36 | -526 | -510 | 137.49 | No
2030-12-12 23:00 | 2030 50% ECP | 394.02 | -226 | -210 | 437.49 | No
2030-12-13 | 2030 50% ECP | -205.98 | -95 | -387.23 | 335.59 | No
2030-12-13 01:00 | 2030 50% ECP | -700 | 205 | -87.23 | 442 | No
2030-12-13 02:00 | 2030 50% ECP | -700 | 505 | 212.77 | 442 | No
2030-12-13 03:00 | 2030 50% ECP | -700 | 505 | 510 | 442 | No
2030-12-13 04:00 | 2030 50% ECP | -700 | 505 | 510 | 442 | No
2030-12-13 05:00 | 2030 50% ECP | -700 | 505 | 510 | 442 | No
2030-12-13 06:00 | 2030 50% ECP | -700 | 505 | 510 | 442 | No
2030-12-13 07:00 | 2030 50% ECP | -700 | 505 | 510 | 442 | No
2030-12-13 08:00 | 2030 50% ECP | -641.78 | 505 | 510 | 427.96 | No
2030-12-13 09:00 | 2030 50% ECP | -41.78 | 205 | 509.34 | 127.96 | No
2030-12-13 10:00 | 2030 50% ECP | -334.68 | 205 | 210 | 142 | No
2030-12-13 11:00 | 2030 50% ECP | -227.49 | 505 | 510 | 442 | No
2030-12-13 12:00 | 2030 50% ECP | -700 | 505 | 510 | 442 | No
2030-12-13 13:00 | 2030 50% ECP | -700 | 505 | 510 | 442 | No
2030-12-13 14:00 | 2030 50% ECP | -669.21 | 242.08 | 510 | 442 | No
2030-12-13 15:00 | 2030 50% ECP | -700 | 300 | 300 | 442 | No
2030-12-13 16:00 | 2030 50% ECP | -700 | 0 | 0 | 442 | No
2030-12-13 17:00 | 2030 50% ECP | -209.5 | 0 | 0 | 442 | No
2030-12-13 18:00 | 2030 50% ECP | -274.2 | 0 | 0 | 442 | No
2030-12-13 19:00 | 2030 50% ECP | -101.88 | 205 | 210 | 442 | No
2030-12-13 20:00 | 2030 50% ECP | -700 | 505 | 510 | 442 | No
2030-12-13 21:00 | 2030 50% ECP | -700 | 505 | 510 | 442 | No
2030-12-13 22:00 | 2030 50% ECP | -700 | 505 | 510 | 442 | Yes
2030-12-13 23:00 | 2030 50% ECP | -700 | 505 | 510 | 442 | Yes
2030-12-14 | 2030 50% ECP | -700 | 505 | 510 | 442 | No
2030-12-14 01:00 | 2030 50% ECP | -700 | 505 | 510 | 442 | No
2030-12-14 02:00 | 2030 50% ECP | -700 | 505 | 510 | 442 | No
2030-12-14 03:00 | 2030 50% ECP | -700 | 505 | 510 | 442 | No
2030-12-14 04:00 | 2030 50% ECP | -700 | 505 | 510 | 442 | No
2030-12-14 05:00 | 2030 50% ECP | -700 | 505 | 510 | 442 | No
2030-12-14 06:00 | 2030 50% ECP | -700 | 505 | 510 | 442 | No
2030-12-14 07:00 | 2030 50% ECP | -698.63 | 505 | 510 | 442 | No
2030-12-14 08:00 | 2030 50% ECP | -98.63 | 205 | 210 | 142 | No
2030-12-14 09:00 | 2030 50% ECP | 248.71 | 0 | 142.94 | 142 | No
2030-12-14 10:00 | 2030 50% ECP | 0 | 0 | 442.94 | 442 | No
2030-12-14 11:00 | 2030 50% ECP | 0 | 0 | 510 | 421.5 | No
2030-12-14 12:00 | 2030 50% ECP | 0 | 0 | 438.91 | 442 | No
2030-12-14 13:00 | 2030 50% ECP | -155.37 | 0 | 185.5 | 286.45 | No
2030-12-14 14:00 | 2030 50% ECP | -493.87 | 0 | 485.5 | 442 | No
2030-12-14 15:00 | 2030 50% ECP | 0 | 0 | 253.58 | 365.88 | No
2030-12-14 16:00 | 2030 50% ECP | 0 | 146.52 | 510 | 442 | No
2030-12-14 17:00 | 2030 50% ECP | 478.15 | 0 | 210 | 142 | No
2030-12-14 18:00 | 2030 50% ECP | 700 | 0 | 0 | 62.53 | No
2030-12-14 19:00 | 2030 50% ECP | 700 | 0 | 0 | 18.69 | No
2030-12-14 20:00 | 2030 50% ECP | 600 | 0 | 210 | 142 | No
2030-12-14 21:00 | 2030 50% ECP | 0 | 250.48 | 510 | 442 | No
2030-12-14 22:00 | 2030 50% ECP | -246.47 | 205 | 489.67 | 330.73 | No
2030-12-14 23:00 | 2030 50% ECP | -397.97 | 505 | 510 | 442 | No
2030-12-15 | 2030 50% ECP | -420.95 | 505 | 510 | 442 | No
2030-12-15 01:00 | 2030 50% ECP | -66.76 | 505 | 510 | 442 | No
2030-12-15 02:00 | 2030 50% ECP | -666.76 | 505 | 510 | 442 | No
2030-12-15 03:00 | 2030 50% ECP | -262.75 | 505 | 510 | 442 | No
2030-12-15 04:00 | 2030 50% ECP | -578.9 | 505 | 510 | 442 | No
2030-12-15 05:00 | 2030 50% ECP | -700 | 505 | 510 | 442 | No
2030-12-15 06:00 | 2030 50% ECP | -600 | 233.31 | 300 | 324.7 | No
2030-12-15 07:00 | 2030 50% ECP | 0 | 0 | 0 | 24.7 | No
2030-12-15 08:00 | 2030 50% ECP | 274.81 | 0 | 137.38 | 324.7 | No
2030-12-15 09:00 | 2030 50% ECP | 700 | 0 | 437.38 | 442 | No
2030-12-15 10:00 | 2030 50% ECP | 700 | 25.3 | 510 | 442 | No
2030-12-15 11:00 | 2030 50% ECP | 700 | 325.3 | 510 | 442 | No
2030-12-15 12:00 | 2030 50% ECP | 136.77 | 330.65 | 510 | 442 | No
2030-12-15 13:00 | 2030 50% ECP | 0 | 30.65 | 510 | 442 | No
2030-12-15 14:00 | 2030 50% ECP | 0 | 48.27 | 510 | 442 | No
2030-12-15 15:00 | 2030 50% ECP | 600 | 0 | 510 | 372.16 | No
2030-12-15 16:00 | 2030 50% ECP | 700 | 205 | 365.12 | 442 | No
2030-12-15 17:00 | 2030 50% ECP | 700 | 505 | 510 | 442 | No
2030-12-15 18:00 | 2030 50% ECP | 700 | 205 | 309.74 | 442 | No
2030-12-15 19:00 | 2030 50% ECP | 500 | 263.9 | 510 | 442 | No
2030-12-15 20:00 | 2030 50% ECP | -100 | 257.32 | 510 | 442 | No
2030-12-15 21:00 | 2030 50% ECP | -700 | 505 | 510 | 442 | No
2030-12-15 22:00 | 2030 50% ECP | -700 | 505 | 510 | 442 | Yes
2030-12-15 23:00 | 2030 50% ECP | -700 | 505 | 510 | 442 | Yes
2030-12-16 | 2030 50% ECP | -700 | 505 | 510 | 442 | No
2030-12-16 01:00 | 2030 50% ECP | -700 | 505 | 510 | 442 | Yes
2030-12-16 02:00 | 2030 50% ECP | -700 | 505 | 510 | 413.53 | Yes
2030-12-16 03:00 | 2030 50% ECP | -700 | 505 | 510 | 353.34 | Yes
2030-12-16 04:00 | 2030 50% ECP | -700 | 505 | 510 | 60.75 | Yes
2030-12-16 05:00 | 2030 50% ECP | -700 | 505 | 510 | 19.25 | Yes
2030-12-16 06:00 | 2030 50% ECP | -700 | 505 | 510 | 23.79 | Yes
2030-12-16 07:00 | 2030 50% ECP | -700 | 505 | 510 | 146.39 | Yes
2030-12-16 08:00 | 2030 50% ECP | -700 | 505 | 510 | 319.71 | No
2030-12-16 09:00 | 2030 50% ECP | -700 | 505 | 510 | 442 | Yes
2030-12-16 10:00 | 2030 50% ECP | -700 | 505 | 510 | 442 | No
2030-12-16 11:00 | 2030 50% ECP | -568.32 | 505 | 510 | 442 | No
2030-12-16 12:00 | 2030 50% ECP | -528.86 | 505 | 510 | 442 | No
2030-12-16 13:00 | 2030 50% ECP | -277.39 | 505 | 510 | 442 | No
2030-12-16 14:00 | 2030 50% ECP | 322.61 | 205 | 510 | 148.3 | No
2030-12-16 15:00 | 2030 50% ECP | 700 | 0 | 510 | 442 | No
2030-12-16 16:00 | 2030 50% ECP | 700 | 183.65 | 510 | 442 | No
2030-12-16 17:00 | 2030 50% ECP | 700 | 483.65 | 510 | 442 | No
2030-12-16 18:00 | 2030 50% ECP | 700 | 505 | 510 | 442 | No
2030-12-16 19:00 | 2030 50% ECP | 700 | 452.07 | 510 | 442 | No
2030-12-16 20:00 | 2030 50% ECP | 700 | 152.07 | 510 | 442 | No
2030-12-16 21:00 | 2030 50% ECP | 700 | 173.43 | 510 | 442 | No
2030-12-16 22:00 | 2030 50% ECP | 700 | 0 | 510 | 442 | No
2030-12-16 23:00 | 2030 50% ECP | 700 | 0 | 510 | 442 | No
2030-12-17 | 2030 50% ECP | 700 | 256.18 | 510 | 442 | No
2030-12-17 01:00 | 2030 50% ECP | 700 | 205 | 435.92 | 385.69 | No
2030-12-17 02:00 | 2030 50% ECP | 679.93 | 505 | 510 | 442 | No
2030-12-17 03:00 | 2030 50% ECP | 254.96 | 505 | 510 | 442 | No
2030-12-17 04:00 | 2030 50% ECP | 338.06 | 505 | 510 | 442 | No
2030-12-17 05:00 | 2030 50% ECP | 607.2 | 505 | 510 | 442 | No
2030-12-17 06:00 | 2030 50% ECP | 528.6 | 205 | 210 | 406.88 | No
2030-12-17 07:00 | 2030 50% ECP | 700 | 205 | 455.45 | 441.35 | No
2030-12-17 08:00 | 2030 50% ECP | 700 | 505 | 510 | 442 | No
2030-12-17 09:00 | 2030 50% ECP | 700 | 505 | 510 | 442 | No
2030-12-17 10:00 | 2030 50% ECP | 559.49 | 505 | 510 | 442 | No
2030-12-17 11:00 | 2030 50% ECP | -40.51 | 205 | 210 | 442 | No
2030-12-17 12:00 | 2030 50% ECP | -640.51 | 505 | 510 | 442 | No
2030-12-17 13:00 | 2030 50% ECP | -700 | 505 | 510 | 442 | No
2030-12-17 14:00 | 2030 50% ECP | -700 | 505 | 510 | 442 | No
2030-12-17 15:00 | 2030 50% ECP | -700 | 505 | 510 | 442 | No
2030-12-17 16:00 | 2030 50% ECP | -700 | 505 | 510 | 442 | No
2030-12-17 17:00 | 2030 50% ECP | -167.71 | 505 | 510 | 442 | No
2030-12-17 18:00 | 2030 50% ECP | 427.3 | 205 | 210 | 142 | No
2030-12-17 19:00 | 2030 50% ECP | 527.62 | 505 | 510 | 442 | No
2030-12-17 20:00 | 2030 50% ECP | 585.02 | 213.2 | 510 | 366.96 | No
2030-12-17 21:00 | 2030 50% ECP | 589.27 | 505 | 510 | 442 | No
2030-12-17 22:00 | 2030 50% ECP | 419.44 | 505 | 510 | 442 | No
2030-12-17 23:00 | 2030 50% ECP | 615.72 | 505 | 510 | 442 | No
2030-12-18 | 2030 50% ECP | 98.25 | 505 | 510 | 442 | No
2030-12-18 01:00 | 2030 50% ECP | -268.21 | 505 | 510 | 442 | No
2030-12-18 02:00 | 2030 50% ECP | -700 | 505 | 510 | 442 | No
2030-12-18 03:00 | 2030 50% ECP | -700 | 505 | 510 | 442 | Yes
2030-12-18 04:00 | 2030 50% ECP | -700 | 505 | 510 | 442 | Yes
2030-12-18 05:00 | 2030 50% ECP | -700 | 505 | 510 | 442 | Yes
2030-12-18 06:00 | 2030 50% ECP | -700 | 505 | 510 | 442 | Yes
2030-12-18 07:00 | 2030 50% ECP | -700 | 505 | 510 | 442 | Yes
2030-12-18 08:00 | 2030 50% ECP | -700 | 505 | 510 | 442 | Yes
2030-12-18 09:00 | 2030 50% ECP | -700 | 505 | 510 | 442 | Yes
2030-12-18 10:00 | 2030 50% ECP | -700 | 505 | 510 | 442 | No
2030-12-18 11:00 | 2030 50% ECP | -217.39 | 505 | 510 | 442 | No
2030-12-18 12:00 | 2030 50% ECP | -103.58 | 505 | 510 | 442 | No
2030-12-18 13:00 | 2030 50% ECP | 496.42 | 471.19 | 510 | 442 | No
2030-12-18 14:00 | 2030 50% ECP | 700 | 377.88 | 510 | 442 | No
2030-12-18 15:00 | 2030 50% ECP | 700 | 438.9 | 510 | 442 | No
2030-12-18 16:00 | 2030 50% ECP | 700 | 505 | 510 | 442 | No
2030-12-18 17:00 | 2030 50% ECP | 700 | 300 | 510 | 442 | No
2030-12-18 18:00 | 2030 50% ECP | 700 | 0 | 210 | 322.63 | No
2030-12-18 19:00 | 2030 50% ECP | 700 | 300 | 510 | 442 | No
2030-12-18 20:00 | 2030 50% ECP | 700 | 0 | 510 | 442 | No
2030-12-18 21:00 | 2030 50% ECP | 700 | 174.56 | 510 | 442 | No
2030-12-18 22:00 | 2030 50% ECP | 289.61 | 239.22 | 510 | 442 | No
2030-12-18 23:00 | 2030 50% ECP | -310.39 | 505 | 510 | 442 | No
2030-12-19 | 2030 50% ECP | -700 | 505 | 510 | 442 | No
2030-12-19 01:00 | 2030 50% ECP | -700 | 505 | 510 | 442 | No
2030-12-19 02:00 | 2030 50% ECP | -700 | 505 | 510 | 442 | No
2030-12-19 03:00 | 2030 50% ECP | -700 | 505 | 510 | 442 | No
2030-12-19 04:00 | 2030 50% ECP | -700 | 505 | 510 | 442 | No
2030-12-19 05:00 | 2030 50% ECP | -700 | 505 | 510 | 442 | No
2030-12-19 06:00 | 2030 50% ECP | -700 | 505 | 510 | 442 | No
2030-12-19 07:00 | 2030 50% ECP | -700 | 505 | 510 | 442 | No
2030-12-19 08:00 | 2030 50% ECP | -514.77 | 505 | 510 | 442 | No
2030-12-19 09:00 | 2030 50% ECP | 0 | 505 | 510 | 442 | No
2030-12-19 10:00 | 2030 50% ECP | -269.36 | 505 | 510 | 442 | No
2030-12-19 11:00 | 2030 50% ECP | -700 | 505 | 510 | 442 | No
2030-12-19 12:00 | 2030 50% ECP | -700 | 505 | 510 | 442 | No
2030-12-19 13:00 | 2030 50% ECP | -600 | 205 | 397.24 | 142 | No
2030-12-19 14:00 | 2030 50% ECP | 0 | 0 | 97.24 | 29.62 | No
2030-12-19 15:00 | 2030 50% ECP | 600 | 0 | 154.37 | 329.62 | No
2030-12-19 16:00 | 2030 50% ECP | 700 | 0 | 13.7 | 360.5 | No
2030-12-19 17:00 | 2030 50% ECP | 700 | 0 | 13.7 | 415.13 | No
2030-12-19 18:00 | 2030 50% ECP | 700 | 0 | 313.7 | 442 | No
2030-12-19 19:00 | 2030 50% ECP | 700 | 0 | 509.97 | 442 | No
2030-12-19 20:00 | 2030 50% ECP | 700 | 205 | 210 | 318.04 | No
2030-12-19 21:00 | 2030 50% ECP | 700 | 505 | 510 | 442 | No
2030-12-19 22:00 | 2030 50% ECP | 700 | 505 | 510 | 442 | No
2030-12-19 23:00 | 2030 50% ECP | 700 | 505 | 510 | 442 | No
2030-12-20 | 2030 50% ECP | 700 | 505 | 510 | 442 | No
2030-12-20 01:00 | 2030 50% ECP | 298.77 | 505 | 510 | 442 | No
2030-12-20 02:00 | 2030 50% ECP | 0 | 505 | 510 | 442 | No
2030-12-20 03:00 | 2030 50% ECP | 0 | 505 | 510 | 442 | No
2030-12-20 04:00 | 2030 50% ECP | 0 | 505 | 510 | 442 | No
2030-12-20 05:00 | 2030 50% ECP | 0 | 505 | 510 | 442 | No
2030-12-20 06:00 | 2030 50% ECP | 157.72 | 205 | 210 | 191.62 | No
2030-12-20 07:00 | 2030 50% ECP | 187.46 | 0 | 174.46 | 306.14 | No
2030-12-20 08:00 | 2030 50% ECP | 700 | 0 | 474.46 | 442 | No
2030-12-20 09:00 | 2030 50% ECP | 700 | 205 | 320.72 | 442 | No
2030-12-20 10:00 | 2030 50% ECP | 665.82 | 505 | 510 | 442 | No
2030-12-20 11:00 | 2030 50% ECP | 255.76 | 505 | 510 | 442 | No
2030-12-20 12:00 | 2030 50% ECP | 0 | 505 | 510 | 442 | No
2030-12-20 13:00 | 2030 50% ECP | 438.39 | 205 | 247.96 | 404.44 | No
2030-12-20 14:00 | 2030 50% ECP | 700 | 0 | 47.41 | 436.32 | No
2030-12-20 15:00 | 2030 50% ECP | 700 | 0 | 283.44 | 290.61 | No
2030-12-20 16:00 | 2030 50% ECP | 700 | 0 | 490.62 | 249.69 | No
2030-12-20 17:00 | 2030 50% ECP | 700 | 205 | 510 | 166.71 | No
2030-12-20 18:00 | 2030 50% ECP | 700 | 505 | 510 | 442 | No
2030-12-20 19:00 | 2030 50% ECP | 700 | 505 | 510 | 442 | No
2030-12-20 20:00 | 2030 50% ECP | 700 | 505 | 510 | 442 | No
2030-12-20 21:00 | 2030 50% ECP | 700 | 505 | 510 | 442 | No
2030-12-20 22:00 | 2030 50% ECP | 700 | 505 | 510 | 442 | No
2030-12-20 23:00 | 2030 50% ECP | 700 | 505 | 510 | 442 | No
2030-12-21 | 2030 50% ECP | 700 | 505 | 510 | 442 | No
2030-12-21 01:00 | 2030 50% ECP | 700 | 505 | 510 | 442 | No
2030-12-21 02:00 | 2030 50% ECP | 700 | 505 | 510 | 442 | No
2030-12-21 03:00 | 2030 50% ECP | 700 | 505 | 510 | 442 | No
2030-12-21 04:00 | 2030 50% ECP | 700 | 505 | 510 | 442 | No
2030-12-21 05:00 | 2030 50% ECP | 700 | 505 | 510 | 442 | No
2030-12-21 06:00 | 2030 50% ECP | 700 | 375.14 | 510 | 442 | No
2030-12-21 07:00 | 2030 50% ECP | 700 | 75.14 | 210 | 442 | No
2030-12-21 08:00 | 2030 50% ECP | 700 | -224.86 | -90 | 158.38 | No
2030-12-21 09:00 | 2030 50% ECP | 700 | 0 | 0 | 327.77 | No
2030-12-21 10:00 | 2030 50% ECP | 700 | 0 | 234.48 | 253.66 | No
2030-12-21 11:00 | 2030 50% ECP | 700 | 0 | -14.99 | 336.08 | No
2030-12-21 12:00 | 2030 50% ECP | 700 | -160.6 | -314.99 | 410.11 | No
2030-12-21 13:00 | 2030 50% ECP | 700 | 0 | -284.12 | 442 | No
2030-12-21 14:00 | 2030 50% ECP | 597.07 | 0 | 0 | 197.1 | No
2030-12-21 15:00 | 2030 50% ECP | 700 | 0 | -167.04 | 159.34 | No
2030-12-21 16:00 | 2030 50% ECP | 700 | -226 | -210 | 112.43 | No
2030-12-21 17:00 | 2030 50% ECP | 700 | -526 | -510 | -169.04 | No
2030-12-21 18:00 | 2030 50% ECP | 700 | -226 | -210 | 130.96 | No
2030-12-21 19:00 | 2030 50% ECP | 700 | 0 | 76.84 | 430.96 | No
2030-12-21 20:00 | 2030 50% ECP | 700 | 113.57 | 376.84 | 424.25 | No
2030-12-21 21:00 | 2030 50% ECP | 700 | 413.57 | 510 | 442 | No
2030-12-21 22:00 | 2030 50% ECP | 700 | 505 | 510 | 442 | No
2030-12-21 23:00 | 2030 50% ECP | 700 | 505 | 510 | 442 | No
2030-12-22 | 2030 50% ECP | 700 | 505 | 510 | 442 | No
2030-12-22 01:00 | 2030 50% ECP | 700 | 505 | 510 | 442 | No
2030-12-22 02:00 | 2030 50% ECP | 700 | 505 | 510 | 442 | No
2030-12-22 03:00 | 2030 50% ECP | 700 | 505 | 510 | 442 | No
2030-12-22 04:00 | 2030 50% ECP | 700 | 505 | 510 | 442 | No
2030-12-22 05:00 | 2030 50% ECP | 700 | 505 | 510 | 442 | No
2030-12-22 06:00 | 2030 50% ECP | 700 | 300 | 483.72 | 375.76 | No
2030-12-22 07:00 | 2030 50% ECP | 700 | 0 | 183.72 | 75.76 | No
2030-12-22 08:00 | 2030 50% ECP | 700 | 0 | -74.63 | 0 | No
2030-12-22 09:00 | 2030 50% ECP | 700 | 0 | 220.87 | 0 | No
2030-12-22 10:00 | 2030 50% ECP | 700 | 0 | 271.59 | 0 | No
2030-12-22 11:00 | 2030 50% ECP | 700 | 0 | 407.18 | 0 | No
2030-12-22 12:00 | 2030 50% ECP | 700 | 0 | 322.59 | 0 | No
2030-12-22 13:00 | 2030 50% ECP | 700 | 0 | 215.7 | 55.56 | No
2030-12-22 14:00 | 2030 50% ECP | 700 | 74 | 90 | 272.44 | No
2030-12-22 15:00 | 2030 50% ECP | 700 | -226 | -210 | -27.56 | No
2030-12-22 16:00 | 2030 50% ECP | 700 | -526 | -510 | -327.56 | No
2030-12-22 17:00 | 2030 50% ECP | 700 | -459.52 | -510 | -158 | No
2030-12-22 18:00 | 2030 50% ECP | 700 | -159.52 | -210 | 142 | No
2030-12-22 19:00 | 2030 50% ECP | 700 | 140.48 | 90 | 442 | No
2030-12-22 20:00 | 2030 50% ECP | 700 | 440.48 | 390 | 442 | No
2030-12-22 21:00 | 2030 50% ECP | 700 | 468.11 | 510 | 442 | No
2030-12-22 22:00 | 2030 50% ECP | 496.09 | 505 | 510 | 442 | No
2030-12-22 23:00 | 2030 50% ECP | 448.29 | 505 | 510 | 442 | No
2030-12-23 | 2030 50% ECP | 213.55 | 505 | 510 | 442 | No
2030-12-23 01:00 | 2030 50% ECP | -386.45 | 505 | 510 | 442 | No
2030-12-23 02:00 | 2030 50% ECP | -690.36 | 505 | 510 | 442 | No
2030-12-23 03:00 | 2030 50% ECP | -700 | 505 | 510 | 442 | Yes
2030-12-23 04:00 | 2030 50% ECP | -700 | 505 | 510 | 442 | Yes
2030-12-23 05:00 | 2030 50% ECP | -700 | 505 | 510 | 442 | Yes
2030-12-23 06:00 | 2030 50% ECP | -700 | 505 | 510 | 442 | Yes
2030-12-23 07:00 | 2030 50% ECP | -700 | 505 | 510 | 442 | Yes
2030-12-23 08:00 | 2030 50% ECP | -700 | 505 | 510 | 442 | Yes
2030-12-23 09:00 | 2030 50% ECP | -700 | 505 | 510 | 442 | Yes
2030-12-23 10:00 | 2030 50% ECP | -700 | 505 | 510 | 442 | Yes
2030-12-23 11:00 | 2030 50% ECP | -700 | 505 | 510 | 442 | Yes
2030-12-23 12:00 | 2030 50% ECP | -700 | 505 | 510 | 442 | Yes
2030-12-23 13:00 | 2030 50% ECP | -700 | 505 | 510 | 442 | Yes
2030-12-23 14:00 | 2030 50% ECP | -700 | 505 | 510 | 442 | Yes
2030-12-23 15:00 | 2030 50% ECP | -700 | 505 | 510 | 442 | Yes
2030-12-23 16:00 | 2030 50% ECP | -700 | 505 | 510 | 442 | Yes
2030-12-23 17:00 | 2030 50% ECP | -700 | 505 | 510 | 442 | Yes
2030-12-23 18:00 | 2030 50% ECP | -700 | 505 | 510 | 442 | Yes
2030-12-23 19:00 | 2030 50% ECP | -700 | 505 | 510 | 442 | Yes
2030-12-23 20:00 | 2030 50% ECP | -700 | 505 | 510 | 442 | Yes
2030-12-23 21:00 | 2030 50% ECP | -700 | 505 | 510 | 442 | No
2030-12-23 22:00 | 2030 50% ECP | -700 | 505 | 510 | 442 | No
2030-12-23 23:00 | 2030 50% ECP | -700 | 505 | 510 | 442 | Yes
2030-12-24 | 2030 50% ECP | -700 | 505 | 510 | 442 | No
2030-12-24 01:00 | 2030 50% ECP | -700 | 505 | 510 | 442 | No
2030-12-24 02:00 | 2030 50% ECP | -700 | 505 | 510 | 442 | No
2030-12-24 03:00 | 2030 50% ECP | -700 | 505 | 510 | 442 | No
2030-12-24 04:00 | 2030 50% ECP | -700 | 505 | 510 | 442 | No
2030-12-24 05:00 | 2030 50% ECP | -700 | 505 | 510 | 442 | No
2030-12-24 06:00 | 2030 50% ECP | -700 | 505 | 510 | 442 | No
2030-12-24 07:00 | 2030 50% ECP | -700 | 505 | 510 | 386.97 | No
2030-12-24 08:00 | 2030 50% ECP | -100 | 205 | 318.03 | 86.97 | No
2030-12-24 09:00 | 2030 50% ECP | 500 | 0 | 510 | 167.76 | No
2030-12-24 10:00 | 2030 50% ECP | 700 | 155.52 | 510 | 442 | No
2030-12-24 11:00 | 2030 50% ECP | 683.03 | 98.33 | 510 | 442 | No
2030-12-24 12:00 | 2030 50% ECP | 94.36 | 398.33 | 510 | 442 | No
2030-12-24 13:00 | 2030 50% ECP | 2.96 | 505 | 510 | 442 | No
2030-12-24 14:00 | 2030 50% ECP | 0 | 451.81 | 510 | 442 | No
2030-12-24 15:00 | 2030 50% ECP | 600 | 377.45 | 510 | 442 | No
2030-12-24 16:00 | 2030 50% ECP | 700 | 77.45 | 510 | 442 | No
2030-12-24 17:00 | 2030 50% ECP | 700 | 377.45 | 510 | 442 | No
2030-12-24 18:00 | 2030 50% ECP | 700 | 505 | 510 | 442 | No
2030-12-24 19:00 | 2030 50% ECP | 700 | 505 | 510 | 442 | No
2030-12-24 20:00 | 2030 50% ECP | 700 | 300 | 433.6 | 442 | No
2030-12-24 21:00 | 2030 50% ECP | 700 | 0 | 133.6 | 442 | No
2030-12-24 22:00 | 2030 50% ECP | 700 | 300 | 433.6 | 442 | No
2030-12-24 23:00 | 2030 50% ECP | 700 | 505 | 510 | 442 | No
2030-12-25 | 2030 50% ECP | 700 | 306.6 | 510 | 442 | No
2030-12-25 01:00 | 2030 50% ECP | 700 | 248.91 | 510 | 442 | No
2030-12-25 02:00 | 2030 50% ECP | 700 | 505 | 510 | 442 | No
2030-12-25 03:00 | 2030 50% ECP | 700 | 505 | 510 | 442 | No
2030-12-25 04:00 | 2030 50% ECP | 700 | 505 | 510 | 442 | No
2030-12-25 05:00 | 2030 50% ECP | 700 | 505 | 510 | 442 | No
2030-12-25 06:00 | 2030 50% ECP | 700 | 300 | 285.05 | 442 | No
2030-12-25 07:00 | 2030 50% ECP | 700 | 0 | -14.95 | 188.2 | No
2030-12-25 08:00 | 2030 50% ECP | 700 | 0 | -305.12 | 196.97 | No
2030-12-25 09:00 | 2030 50% ECP | 700 | 0 | -510 | 209.99 | No
2030-12-25 10:00 | 2030 50% ECP | 700 | 0 | -510 | 212.26 | No
2030-12-25 11:00 | 2030 50% ECP | 700 | 0 | -448.55 | 378.55 | No
2030-12-25 12:00 | 2030 50% ECP | 700 | -92.02 | -510 | 204.54 | No
2030-12-25 13:00 | 2030 50% ECP | 700 | -156.87 | -510 | 389.18 | No
2030-12-25 14:00 | 2030 50% ECP | 700 | -169.28 | -510 | 418.53 | No
2030-12-25 15:00 | 2030 50% ECP | 700 | 0 | -210 | 442 | No
2030-12-25 16:00 | 2030 50% ECP | 700 | -300 | -300 | 356.25 | No
2030-12-25 17:00 | 2030 50% ECP | 485.12 | 0 | 0 | 442 | No
2030-12-25 18:00 | 2030 50% ECP | 700 | 75.35 | 300 | 442 | No
2030-12-25 19:00 | 2030 50% ECP | 700 | 0 | 373.76 | 442 | No
2030-12-25 20:00 | 2030 50% ECP | 501.8 | 0 | 510 | 326.4 | No
2030-12-25 21:00 | 2030 50% ECP | -98.2 | 205 | 510 | 208.34 | No
2030-12-25 22:00 | 2030 50% ECP | -698.2 | 505 | 510 | 416.27 | No
2030-12-25 23:00 | 2030 50% ECP | -700 | 505 | 510 | 206.58 | Yes
2030-12-26 | 2030 50% ECP | -700 | 505 | 510 | 442 | No
2030-12-26 01:00 | 2030 50% ECP | -700 | 505 | 510 | 442 | No
2030-12-26 02:00 | 2030 50% ECP | -240.31 | 205 | 210 | 142 | No
2030-12-26 03:00 | 2030 50% ECP | -296.15 | 0 | 0 | 0 | No
2030-12-26 04:00 | 2030 50% ECP | -700 | 300 | 300 | 300 | Yes
2030-12-26 05:00 | 2030 50% ECP | -700 | 505 | 510 | 442 | Yes
2030-12-26 06:00 | 2030 50% ECP | -700 | 505 | 510 | 442 | Yes
2030-12-26 07:00 | 2030 50% ECP | -700 | 505 | 510 | 442 | Yes
2030-12-26 08:00 | 2030 50% ECP | -700 | 505 | 510 | 379.88 | Yes
2030-12-26 09:00 | 2030 50% ECP | -700 | 505 | 510 | 344.92 | Yes
2030-12-26 10:00 | 2030 50% ECP | -700 | 505 | 510 | 442 | Yes
2030-12-26 11:00 | 2030 50% ECP | -700 | 505 | 510 | 442 | Yes
2030-12-26 12:00 | 2030 50% ECP | -700 | 505 | 510 | 442 | Yes
2030-12-26 13:00 | 2030 50% ECP | -700 | 505 | 510 | 442 | Yes
2030-12-26 14:00 | 2030 50% ECP | -700 | 505 | 510 | 442 | Yes
2030-12-26 15:00 | 2030 50% ECP | -700 | 505 | 510 | 427.93 | Yes
2030-12-26 16:00 | 2030 50% ECP | -700 | 505 | 510 | 311.54 | Yes
2030-12-26 17:00 | 2030 50% ECP | -700 | 505 | 510 | 273.61 | Yes
2030-12-26 18:00 | 2030 50% ECP | -700 | 505 | 510 | 229.36 | Yes
2030-12-26 19:00 | 2030 50% ECP | -700 | 505 | 510 | 243.69 | Yes
2030-12-26 20:00 | 2030 50% ECP | -700 | 505 | 510 | 308.95 | Yes
2030-12-26 21:00 | 2030 50% ECP | -700 | 505 | 510 | 442 | Yes
2030-12-26 22:00 | 2030 50% ECP | -700 | 505 | 510 | 298.97 | Yes
2030-12-26 23:00 | 2030 50% ECP | -700 | 505 | 510 | 326.92 | Yes
2030-12-27 | 2030 50% ECP | -700 | 505 | 510 | 442 | No
2030-12-27 01:00 | 2030 50% ECP | -700 | 505 | 510 | 442 | Yes
2030-12-27 02:00 | 2030 50% ECP | -700 | 505 | 510 | 442 | Yes
2030-12-27 03:00 | 2030 50% ECP | -700 | 505 | 510 | 442 | Yes
2030-12-27 04:00 | 2030 50% ECP | -700 | 505 | 510 | 442 | Yes
2030-12-27 05:00 | 2030 50% ECP | -700 | 505 | 420.35 | 442 | Yes
2030-12-27 06:00 | 2030 50% ECP | -700 | 300 | 120.35 | 410.26 | Yes
2030-12-27 07:00 | 2030 50% ECP | -700 | 0 | -179.65 | 110.26 | No
2030-12-27 08:00 | 2030 50% ECP | -334.7 | 0 | 0 | 160.54 | No
2030-12-27 09:00 | 2030 50% ECP | -170.31 | 0 | 0 | 442 | No
2030-12-27 10:00 | 2030 50% ECP | 429.69 | 0 | 0 | 442 | No
2030-12-27 11:00 | 2030 50% ECP | 161.35 | 0 | 0 | 361.78 | No
2030-12-27 12:00 | 2030 50% ECP | 442.2 | 0 | 0 | 355.12 | No
2030-12-27 13:00 | 2030 50% ECP | 591.17 | 0 | 0 | 437.62 | No
2030-12-27 14:00 | 2030 50% ECP | 700 | 0 | 0 | 442 | No
2030-12-27 15:00 | 2030 50% ECP | 700 | 0 | 0 | 142 | No
2030-12-27 16:00 | 2030 50% ECP | 700 | 0 | 0 | 442 | No
2030-12-27 17:00 | 2030 50% ECP | 700 | 0 | 0 | 442 | No
2030-12-27 18:00 | 2030 50% ECP | 700 | 0 | 0 | 313.44 | No
2030-12-27 19:00 | 2030 50% ECP | 147.85 | 0 | 0 | 13.44 | No
2030-12-27 20:00 | 2030 50% ECP | 349.56 | 0 | 0 | 313.44 | No
2030-12-27 21:00 | 2030 50% ECP | 0 | 0 | 0 | 442 | No
2030-12-27 22:00 | 2030 50% ECP | -600 | 0 | -134.88 | 442 | No
2030-12-27 23:00 | 2030 50% ECP | -700 | 0 | -50.55 | 442 | No
2030-12-28 | 2030 50% ECP | -700 | 300 | 249.45 | 442 | Yes
2030-12-28 01:00 | 2030 50% ECP | -700 | 505 | 510 | 442 | Yes
2030-12-28 02:00 | 2030 50% ECP | -700 | 505 | 510 | 442 | Yes
2030-12-28 03:00 | 2030 50% ECP | -700 | 505 | 510 | 442 | Yes
2030-12-28 04:00 | 2030 50% ECP | -700 | 505 | 510 | 442 | Yes
2030-12-28 05:00 | 2030 50% ECP | -700 | 505 | 510 | 442 | Yes
2030-12-28 06:00 | 2030 50% ECP | -700 | 505 | 510 | 442 | Yes
2030-12-28 07:00 | 2030 50% ECP | -700 | 374 | 390 | 442 | Yes
2030-12-28 08:00 | 2030 50% ECP | -700 | 74 | 90 | 442 | Yes
2030-12-28 09:00 | 2030 50% ECP | -700 | -226 | -210 | 442 | Yes
2030-12-28 10:00 | 2030 50% ECP | -700 | -526 | -510 | 442 | Yes
2030-12-28 11:00 | 2030 50% ECP | -700 | -226 | -210 | 442 | Yes
2030-12-28 12:00 | 2030 50% ECP | -700 | 74 | 90 | 442 | Yes
2030-12-28 13:00 | 2030 50% ECP | -700 | 374 | 390 | 442 | Yes
2030-12-28 14:00 | 2030 50% ECP | -700 | 374 | 390 | 442 | Yes
2030-12-28 15:00 | 2030 50% ECP | -700 | 74 | 90 | 142 | Yes
2030-12-28 16:00 | 2030 50% ECP | -700 | -226 | -210 | -158 | Yes
2030-12-28 17:00 | 2030 50% ECP | -700 | -526 | -510 | -458 | No
2030-12-28 18:00 | 2030 50% ECP | -700 | -526 | -510 | -195.44 | No
2030-12-28 19:00 | 2030 50% ECP | -700 | -526 | -510 | -435.94 | No
2030-12-28 20:00 | 2030 50% ECP | -700 | -526 | -510 | -135.94 | No
2030-12-28 21:00 | 2030 50% ECP | -700 | -368.43 | -510 | 164.06 | No
2030-12-28 22:00 | 2030 50% ECP | -700 | -68.43 | -210 | 442 | Yes
2030-12-28 23:00 | 2030 50% ECP | -700 | 231.57 | 90 | 442 | Yes
2030-12-29 | 2030 50% ECP | -700 | 505 | 390 | 442 | Yes
2030-12-29 01:00 | 2030 50% ECP | -700 | 505 | 510 | 442 | Yes
2030-12-29 02:00 | 2030 50% ECP | -700 | 505 | 510 | 442 | Yes
2030-12-29 03:00 | 2030 50% ECP | -700 | 505 | 510 | 442 | Yes
2030-12-29 04:00 | 2030 50% ECP | -700 | 505 | 510 | 442 | Yes
2030-12-29 05:00 | 2030 50% ECP | -700 | 505 | 510 | 442 | Yes
2030-12-29 06:00 | 2030 50% ECP | -700 | 505 | 510 | 442 | Yes
2030-12-29 07:00 | 2030 50% ECP | -700 | 505 | 510 | 442 | Yes
2030-12-29 08:00 | 2030 50% ECP | -700 | 300 | 328.6 | 442 | Yes
2030-12-29 09:00 | 2030 50% ECP | -700 | 0 | 28.6 | 381.76 | Yes
2030-12-29 10:00 | 2030 50% ECP | -700 | 300 | 328.6 | 442 | Yes
2030-12-29 11:00 | 2030 50% ECP | -700 | 485.29 | 510 | 442 | Yes
2030-12-29 12:00 | 2030 50% ECP | -700 | 505 | 510 | 442 | Yes
2030-12-29 13:00 | 2030 50% ECP | -700 | 505 | 510 | 442 | Yes
2030-12-29 14:00 | 2030 50% ECP | -700 | 505 | 510 | 442 | Yes
2030-12-29 15:00 | 2030 50% ECP | -700 | 300 | 510 | 442 | No
2030-12-29 16:00 | 2030 50% ECP | -100 | 0 | 386.28 | 142 | No
2030-12-29 17:00 | 2030 50% ECP | 374.74 | 0 | 210 | 142 | No
2030-12-29 18:00 | 2030 50% ECP | 700 | 0 | 510 | 442 | No
2030-12-29 19:00 | 2030 50% ECP | 700 | 0 | 510 | 442 | No
2030-12-29 20:00 | 2030 50% ECP | 700 | 167.5 | 510 | 442 | No
2030-12-29 21:00 | 2030 50% ECP | 700 | 467.5 | 510 | 442 | No
2030-12-29 22:00 | 2030 50% ECP | 700 | 505 | 510 | 442 | No
2030-12-29 23:00 | 2030 50% ECP | 700 | 253.86 | 510 | 442 | No
2030-12-30 | 2030 50% ECP | 700 | 505 | 510 | 442 | No
2030-12-30 01:00 | 2030 50% ECP | 700 | 505 | 510 | 442 | No
2030-12-30 02:00 | 2030 50% ECP | 700 | 505 | 510 | 442 | No
2030-12-30 03:00 | 2030 50% ECP | 700 | 505 | 510 | 442 | No
2030-12-30 04:00 | 2030 50% ECP | 700 | 505 | 510 | 442 | No
2030-12-30 05:00 | 2030 50% ECP | 700 | 505 | 510 | 442 | No
2030-12-30 06:00 | 2030 50% ECP | 700 | 505 | 510 | 442 | No
2030-12-30 07:00 | 2030 50% ECP | 700 | 443.93 | 510 | 442 | No
2030-12-30 08:00 | 2030 50% ECP | 700 | 143.93 | 213.86 | 142 | No
2030-12-30 09:00 | 2030 50% ECP | 700 | 0 | 510 | 2.96 | No
2030-12-30 10:00 | 2030 50% ECP | 700 | 0 | 510 | 2.96 | No
2030-12-30 11:00 | 2030 50% ECP | 700 | 0 | 510 | 302.96 | No
2030-12-30 12:00 | 2030 50% ECP | 700 | 0 | 510 | 214.93 | No
2030-12-30 13:00 | 2030 50% ECP | 700 | 0 | 439.99 | 135.93 | No
2030-12-30 14:00 | 2030 50% ECP | 700 | 0 | 510 | 190.07 | No
2030-12-30 15:00 | 2030 50% ECP | 700 | 0 | 510 | 367.6 | No
2030-12-30 16:00 | 2030 50% ECP | 700 | 0 | 510 | 329.7 | No
2030-12-30 17:00 | 2030 50% ECP | 700 | 0 | 510 | 438.22 | No
2030-12-30 18:00 | 2030 50% ECP | 700 | 0 | 510 | 442 | No
2030-12-30 19:00 | 2030 50% ECP | 700 | 0 | 510 | 442 | No
2030-12-30 20:00 | 2030 50% ECP | 700 | 152.86 | 510 | 442 | No
2030-12-30 21:00 | 2030 50% ECP | 700 | 452.86 | 510 | 442 | No
2030-12-30 22:00 | 2030 50% ECP | 700 | 152.86 | 510 | 442 | No
2030-12-30 23:00 | 2030 50% ECP | 700 | 270.29 | 510 | 442 | No
2030-12-31 | 2030 50% ECP | 700 | 505 | 510 | 442 | No
2030-12-31 01:00 | 2030 50% ECP | 700 | 364.42 | 510 | 442 | No
2030-12-31 02:00 | 2030 50% ECP | 700 | 75.74 | 510 | 442 | No
2030-12-31 03:00 | 2030 50% ECP | 700 | 289.23 | 510 | 442 | No
2030-12-31 04:00 | 2030 50% ECP | 700 | 505 | 510 | 442 | No
2030-12-31 05:00 | 2030 50% ECP | 349.09 | 505 | 510 | 442 | No
2030-12-31 06:00 | 2030 50% ECP | 384.64 | 505 | 510 | 442 | No
2030-12-31 07:00 | 2030 50% ECP | 700 | 233.91 | 510 | 442 | No
2030-12-31 08:00 | 2030 50% ECP | 700 | 62.22 | 510 | 442 | No
2030-12-31 09:00 | 2030 50% ECP | 700 | 362.22 | 510 | 442 | No
2030-12-31 10:00 | 2030 50% ECP | 700 | 232.19 | 510 | 442 | No
2030-12-31 11:00 | 2030 50% ECP | 700 | 255.9 | 510 | 442 | No
2030-12-31 12:00 | 2030 50% ECP | 700 | 0 | 401.09 | 161.3 | No
2030-12-31 13:00 | 2030 50% ECP | 700 | 0 | 101.09 | 0 | No
2030-12-31 14:00 | 2030 50% ECP | 669.65 | 0 | 0 | 0 | No
2030-12-31 15:00 | 2030 50% ECP | 321.23 | 0 | 0 | 0 | No
2030-12-31 16:00 | 2030 50% ECP | 28.79 | 0 | 0 | 74.16 | No
2030-12-31 17:00 | 2030 50% ECP | 349.85 | 0 | 0 | 374.16 | No
2030-12-31 18:00 | 2030 50% ECP | 623.17 | 0 | 0 | 74.16 | No
2030-12-31 19:00 | 2030 50% ECP | 700 | 11.61 | 300 | 374.16 | No
2030-12-31 20:00 | 2030 50% ECP | 608.43 | 0 | 510 | 311.58 | No
2030-12-31 21:00 | 2030 50% ECP | 8.43 | 205 | 307.58 | 142 | No
2030-12-31 22:00 | 2030 50% ECP | -591.57 | 505 | 510 | 442 | No
2030-12-31 23:00 | 2030 50% ECP | 8.43 | 505 | 510 | 442 | No
2030-01-01 | 2030 100% ECP | -100 | 225.88 | 510 | 442 | No
2030-01-01 01:00 | 2030 100% ECP | 500 | 0 | 492.04 | 338.58 | No
2030-01-01 02:00 | 2030 100% ECP | 700 | 0 | 388.12 | 442 | No
2030-01-01 03:00 | 2030 100% ECP | 700 | 300 | 510 | 442 | No
2030-01-01 04:00 | 2030 100% ECP | 700 | 505 | 510 | 442 | No
2030-01-01 05:00 | 2030 100% ECP | 700 | 505 | 510 | 442 | No
2030-01-01 06:00 | 2030 100% ECP | 700 | 205 | 390 | 442 | No
2030-01-01 07:00 | 2030 100% ECP | 700 | 143.59 | 90 | 442 | No
2030-01-01 08:00 | 2030 100% ECP | 700 | -156.41 | -210 | 142 | No
2030-01-01 09:00 | 2030 100% ECP | 700 | -168.95 | -510 | 26.38 | No
2030-01-01 10:00 | 2030 100% ECP | 700 | -241.28 | -510 | 249.01 | No
2030-01-01 11:00 | 2030 100% ECP | 700 | -526 | -510 | 0 | No
2030-01-01 12:00 | 2030 100% ECP | 509.64 | -461.77 | -510 | 132.42 | No
2030-01-01 13:00 | 2030 100% ECP | 469.11 | -161.77 | -210 | 432.42 | No
2030-01-01 14:00 | 2030 100% ECP | 700 | 0 | 38.66 | 442 | No
2030-01-01 15:00 | 2030 100% ECP | 700 | 0 | -198.64 | 280.92 | No
2030-01-01 16:00 | 2030 100% ECP | 383.02 | -288.05 | -498.64 | 189.22 | No
2030-01-01 17:00 | 2030 100% ECP | -35.27 | -141.16 | -510 | 79.3 | No
2030-01-01 18:00 | 2030 100% ECP | -635.27 | 0 | -495.86 | 0 | No
2030-01-01 19:00 | 2030 100% ECP | -700 | -92.27 | -390 | -39.59 | No
2030-01-01 20:00 | 2030 100% ECP | -700 | 207.73 | -90 | 260.41 | Yes
2030-01-01 21:00 | 2030 100% ECP | -700 | 505 | 210 | 442 | Yes
2030-01-01 22:00 | 2030 100% ECP | -700 | 505 | 510 | 442 | Yes
2030-01-01 23:00 | 2030 100% ECP | -700 | 505 | 510 | 442 | Yes
2030-01-02 | 2030 100% ECP | -700 | 505 | 510 | 442 | Yes
2030-01-02 01:00 | 2030 100% ECP | -700 | 505 | 510 | 442 | Yes
2030-01-02 02:00 | 2030 100% ECP | -700 | 505 | 510 | 442 | Yes
2030-01-02 03:00 | 2030 100% ECP | -700 | 505 | 510 | 442 | Yes
2030-01-02 04:00 | 2030 100% ECP | -700 | 505 | 510 | 442 | Yes
2030-01-02 05:00 | 2030 100% ECP | -700 | 505 | 510 | 442 | Yes
2030-01-02 06:00 | 2030 100% ECP | -700 | 505 | 510 | 442 | Yes
2030-01-02 07:00 | 2030 100% ECP | -700 | 505 | 510 | 442 | Yes
2030-01-02 08:00 | 2030 100% ECP | -700 | 505 | 510 | 442 | Yes
2030-01-02 09:00 | 2030 100% ECP | -700 | 505 | 510 | 442 | Yes
2030-01-02 10:00 | 2030 100% ECP | -700 | 505 | 510 | 442 | Yes
2030-01-02 11:00 | 2030 100% ECP | -700 | 505 | 510 | 442 | Yes
2030-01-02 12:00 | 2030 100% ECP | -700 | 505 | 510 | 442 | Yes
2030-01-02 13:00 | 2030 100% ECP | -700 | 374 | 390 | 442 | Yes
2030-01-02 14:00 | 2030 100% ECP | -700 | 74 | 90 | 413.75 | Yes
2030-01-02 15:00 | 2030 100% ECP | -700 | -226 | -210 | 113.75 | Yes
2030-01-02 16:00 | 2030 100% ECP | -700 | -526 | -510 | -186.25 | No
2030-01-02 17:00 | 2030 100% ECP | -700 | -226 | -210 | 113.75 | No
2030-01-02 18:00 | 2030 100% ECP | -700 | -526 | -510 | 0 | No
2030-01-02 19:00 | 2030 100% ECP | -700 | -526 | -510 | -170.96 | No
2030-01-02 20:00 | 2030 100% ECP | -700 | -526 | -510 | -469.44 | No
2030-01-02 21:00 | 2030 100% ECP | -700 | -226 | -478.72 | -300 | No
2030-01-02 22:00 | 2030 100% ECP | -700 | 74 | -178.72 | 0 | No
2030-01-02 23:00 | 2030 100% ECP | -700 | 374 | 121.28 | 300 | Yes
2030-01-03 | 2030 100% ECP | -100 | 74 | 210 | 140.35 | No
2030-01-03 01:00 | 2030 100% ECP | 0 | 205 | 510 | 440.35 | No
2030-01-03 02:00 | 2030 100% ECP | 0 | 505 | 510 | 442 | No
2030-01-03 03:00 | 2030 100% ECP | 570.7 | 505 | 510 | 442 | No
2030-01-03 04:00 | 2030 100% ECP | 0 | 505 | 510 | 442 | No
2030-01-03 05:00 | 2030 100% ECP | 0 | 505 | 510 | 442 | No
2030-01-03 06:00 | 2030 100% ECP | 462.85 | 205 | 210 | 142 | No
2030-01-03 07:00 | 2030 100% ECP | 0 | 95.37 | 380.69 | 442 | No
2030-01-03 08:00 | 2030 100% ECP | 100 | 395.37 | 510 | 442 | No
2030-01-03 09:00 | 2030 100% ECP | 700 | 505 | 510 | 442 | No
2030-01-03 10:00 | 2030 100% ECP | 700 | 300.53 | 510 | 442 | No
2030-01-03 11:00 | 2030 100% ECP | 700 | 0.53 | 305.57 | 442 | No
2030-01-03 12:00 | 2030 100% ECP | 700 | 0 | 5.57 | 442 | No
2030-01-03 13:00 | 2030 100% ECP | 698.47 | 0 | 0 | 442 | No
2030-01-03 14:00 | 2030 100% ECP | 467.19 | 0 | 279.18 | 442 | No
2030-01-03 15:00 | 2030 100% ECP | -132.81 | 0 | -20.82 | 321.35 | No
2030-01-03 16:00 | 2030 100% ECP | -600 | 0 | -320.82 | 188.3 | No
2030-01-03 17:00 | 2030 100% ECP | 0 | 0 | -90 | 442 | No
2030-01-03 18:00 | 2030 100% ECP | 600 | 205 | 210 | 442 | No
2030-01-03 19:00 | 2030 100% ECP | 700 | 505 | 510 | 442 | No
2030-01-03 20:00 | 2030 100% ECP | 700 | 505 | 510 | 442 | No
2030-01-03 21:00 | 2030 100% ECP | 700 | 320.49 | 510 | 442 | No
2030-01-03 22:00 | 2030 100% ECP | 700 | 261.54 | 510 | 442 | No
2030-01-03 23:00 | 2030 100% ECP | 514.62 | 0 | 210 | 142 | No
2030-01-04 | 2030 100% ECP | 700 | 300 | 510 | 442 | No
2030-01-04 01:00 | 2030 100% ECP | 700 | 505 | 510 | 442 | No
2030-01-04 02:00 | 2030 100% ECP | 700 | 505 | 510 | 442 | No
2030-01-04 03:00 | 2030 100% ECP | 700 | 505 | 510 | 328.45 | No
2030-01-04 04:00 | 2030 100% ECP | 700 | 505 | 510 | 396.9 | No
2030-01-04 05:00 | 2030 100% ECP | 700 | 505 | 510 | 442 | No
2030-01-04 06:00 | 2030 100% ECP | 700 | 300 | 510 | 442 | No
2030-01-04 07:00 | 2030 100% ECP | 100 | 0 | 210 | 274.83 | No
2030-01-04 08:00 | 2030 100% ECP | 81.53 | 300 | 300 | 442 | No
2030-01-04 09:00 | 2030 100% ECP | -356.66 | 0 | 0 | 364.84 | No
2030-01-04 10:00 | 2030 100% ECP | 0 | 0 | 0 | 442 | No
2030-01-04 11:00 | 2030 100% ECP | 0 | 0 | 0 | 442 | No
2030-01-04 12:00 | 2030 100% ECP | 0 | 0 | 0 | 213.8 | No
2030-01-04 13:00 | 2030 100% ECP | -194.92 | 0 | 0 | 297.32 | No
2030-01-04 14:00 | 2030 100% ECP | -87.72 | 0 | 0 | 415.29 | No
2030-01-04 15:00 | 2030 100% ECP | 0 | 0 | 0 | 442 | No
2030-01-04 16:00 | 2030 100% ECP | 0 | 0 | 0 | 416.66 | No
2030-01-04 17:00 | 2030 100% ECP | 0 | 0 | 0 | 274.94 | No
2030-01-04 18:00 | 2030 100% ECP | 100 | 0 | 0 | 324.2 | No
2030-01-04 19:00 | 2030 100% ECP | 700 | 0 | 300 | 409.57 | No
2030-01-04 20:00 | 2030 100% ECP | 700 | 199.52 | 510 | 442 | No
2030-01-04 21:00 | 2030 100% ECP | 700 | 188.66 | 510 | 442 | No
2030-01-04 22:00 | 2030 100% ECP | 348.27 | 0 | 210 | 156.13 | No
2030-01-04 23:00 | 2030 100% ECP | 405.81 | 0 | 0 | 344.82 | No
2030-01-05 | 2030 100% ECP | -44.29 | 0 | 218.2 | 281.24 | No
2030-01-05 01:00 | 2030 100% ECP | -644.29 | 205 | 210 | 142 | No
2030-01-05 02:00 | 2030 100% ECP | -700 | 505 | 510 | 442 | No
2030-01-05 03:00 | 2030 100% ECP | -700 | 505 | 510 | 442 | No
2030-01-05 04:00 | 2030 100% ECP | -700 | 505 | 510 | 442 | No
2030-01-05 05:00 | 2030 100% ECP | -700 | 505 | 510 | 442 | No
2030-01-05 06:00 | 2030 100% ECP | -700 | 434.93 | 390 | 442 | No
2030-01-05 07:00 | 2030 100% ECP | -700 | 134.93 | 90 | 142 | No
2030-01-05 08:00 | 2030 100% ECP | -700 | -165.07 | -210 | 21.42 | No
2030-01-05 09:00 | 2030 100% ECP | -700 | -465.07 | -510 | -278.58 | No
2030-01-05 10:00 | 2030 100% ECP | -700 | -526 | -510 | 0 | No
2030-01-05 11:00 | 2030 100% ECP | -700 | -526 | -510 | 122.85 | No
2030-01-05 12:00 | 2030 100% ECP | -700 | -526 | -510 | 278.72 | No
2030-01-05 13:00 | 2030 100% ECP | -700 | -226 | -343.56 | 268.85 | No
2030-01-05 14:00 | 2030 100% ECP | -700 | 74 | -43.56 | 442 | No
2030-01-05 15:00 | 2030 100% ECP | -700 | -226 | -343.56 | 142 | No
2030-01-05 16:00 | 2030 100% ECP | -700 | -526 | -510 | 22.44 | No
2030-01-05 17:00 | 2030 100% ECP | -700 | -526 | -510 | 322.44 | No
2030-01-05 18:00 | 2030 100% ECP | -700 | -526 | -510 | 442 | No
2030-01-05 19:00 | 2030 100% ECP | -700 | -526 | -510 | 382.46 | No
2030-01-05 20:00 | 2030 100% ECP | -700 | -526 | -510 | 312.85 | No
2030-01-05 21:00 | 2030 100% ECP | -700 | -226 | -210 | 442 | Yes
2030-01-05 22:00 | 2030 100% ECP | -700 | 74 | 90 | 442 | Yes
2030-01-05 23:00 | 2030 100% ECP | -700 | 374 | 390 | 442 | Yes
2030-01-06 | 2030 100% ECP | -700 | 505 | 510 | 442 | Yes
2030-01-06 01:00 | 2030 100% ECP | -700 | 505 | 510 | 354.66 | Yes
2030-01-06 02:00 | 2030 100% ECP | -700 | 505 | 510 | 386.51 | Yes
2030-01-06 03:00 | 2030 100% ECP | -700 | 505 | 510 | 404.85 | Yes
2030-01-06 04:00 | 2030 100% ECP | -700 | 505 | 510 | 142 | Yes
2030-01-06 05:00 | 2030 100% ECP | -700 | 505 | 510 | 442 | Yes
2030-01-06 06:00 | 2030 100% ECP | -700 | 505 | 510 | 400.15 | Yes
2030-01-06 07:00 | 2030 100% ECP | -700 | 505 | 510 | 368.55 | Yes
2030-01-06 08:00 | 2030 100% ECP | -700 | 505 | 510 | 68.55 | Yes
2030-01-06 09:00 | 2030 100% ECP | -700 | 505 | 510 | 323.94 | Yes
2030-01-06 10:00 | 2030 100% ECP | -700 | 300 | 347.21 | 300 | Yes
2030-01-06 11:00 | 2030 100% ECP | -700 | 0 | 47.21 | 0 | Yes
2030-01-06 12:00 | 2030 100% ECP | -700 | 300 | 347.21 | 300 | Yes
2030-01-06 13:00 | 2030 100% ECP | -700 | 505 | 510 | 442 | Yes
2030-01-06 14:00 | 2030 100% ECP | -700 | 505 | 510 | 442 | Yes
2030-01-06 15:00 | 2030 100% ECP | -700 | 300 | 510 | 442 | Yes
2030-01-06 16:00 | 2030 100% ECP | -100 | 0 | 210 | 142 | No
2030-01-06 17:00 | 2030 100% ECP | 110.48 | 0 | 0 | 397.51 | No
2030-01-06 18:00 | 2030 100% ECP | 110.48 | 0 | 0 | 430.74 | No
2030-01-06 19:00 | 2030 100% ECP | 600 | 0 | 0 | 192.55 | No
2030-01-06 20:00 | 2030 100% ECP | 600 | 0 | 0 | 442 | No
2030-01-06 21:00 | 2030 100% ECP | 0 | 0 | 0 | 442 | No
2030-01-06 22:00 | 2030 100% ECP | 0 | 0 | 0 | 442 | No
2030-01-06 23:00 | 2030 100% ECP | -461.05 | 0 | 0 | 422.3 | No
2030-01-07 | 2030 100% ECP | -700 | -41.03 | -300 | 413.88 | No
2030-01-07 01:00 | 2030 100% ECP | -700 | 258.97 | 0 | 442 | Yes
2030-01-07 02:00 | 2030 100% ECP | -700 | 505 | 300 | 442 | Yes
2030-01-07 03:00 | 2030 100% ECP | -700 | 505 | 510 | 442 | Yes
2030-01-07 04:00 | 2030 100% ECP | -700 | 505 | 510 | 259.38 | Yes
2030-01-07 05:00 | 2030 100% ECP | -700 | 505 | 510 | 286.21 | Yes
2030-01-07 06:00 | 2030 100% ECP | -700 | 505 | 510 | 442 | Yes
2030-01-07 07:00 | 2030 100% ECP | -700 | 505 | 510 | 316.94 | Yes
2030-01-07 08:00 | 2030 100% ECP | -700 | 505 | 510 | 442 | Yes
2030-01-07 09:00 | 2030 100% ECP | -700 | 505 | 510 | 442 | Yes
2030-01-07 10:00 | 2030 100% ECP | -700 | 505 | 510 | 442 | Yes
2030-01-07 11:00 | 2030 100% ECP | -700 | 505 | 510 | 442 | Yes
2030-01-07 12:00 | 2030 100% ECP | -700 | 505 | 510 | 442 | Yes
2030-01-07 13:00 | 2030 100% ECP | -700 | 505 | 510 | 442 | Yes
2030-01-07 14:00 | 2030 100% ECP | -700 | 505 | 510 | 442 | Yes
2030-01-07 15:00 | 2030 100% ECP | -700 | 505 | 510 | 442 | Yes
2030-01-07 16:00 | 2030 100% ECP | -700 | 505 | 510 | 442 | Yes
2030-01-07 17:00 | 2030 100% ECP | -700 | 505 | 510 | 442 | Yes
2030-01-07 18:00 | 2030 100% ECP | -700 | 505 | 510 | 442 | Yes
2030-01-07 19:00 | 2030 100% ECP | -700 | 505 | 510 | 442 | Yes
2030-01-07 20:00 | 2030 100% ECP | -700 | 505 | 510 | 442 | Yes
2030-01-07 21:00 | 2030 100% ECP | -700 | 505 | 510 | 442 | Yes
2030-01-07 22:00 | 2030 100% ECP | -700 | 505 | 510 | 442 | Yes
2030-01-07 23:00 | 2030 100% ECP | -700 | 505 | 510 | 442 | Yes
2030-01-08 | 2030 100% ECP | -100 | 505 | 510 | 442 | No
2030-01-08 01:00 | 2030 100% ECP | 500 | 505 | 510 | 442 | No
2030-01-08 02:00 | 2030 100% ECP | 700 | 205 | 510 | 385.4 | No
2030-01-08 03:00 | 2030 100% ECP | 700 | 463.65 | 510 | 442 | No
2030-01-08 04:00 | 2030 100% ECP | 700 | 461.54 | 510 | 437.98 | No
2030-01-08 05:00 | 2030 100% ECP | 700 | 168.72 | 510 | 442 | No
2030-01-08 06:00 | 2030 100% ECP | 273.21 | 262.9 | 300 | 431.98 | No
2030-01-08 07:00 | 2030 100% ECP | -49.32 | 0 | 0 | 131.98 | No
2030-01-08 08:00 | 2030 100% ECP | 0 | 0 | -226.7 | -21.93 | No
2030-01-08 09:00 | 2030 100% ECP | 600 | 0 | 73.3 | 32 | No
2030-01-08 10:00 | 2030 100% ECP | 656.52 | 0 | 91.04 | 0 | No
2030-01-08 11:00 | 2030 100% ECP | 56.52 | 0 | 0 | 0 | No
2030-01-08 12:00 | 2030 100% ECP | -496.71 | 0 | 0 | 116.01 | No
2030-01-08 13:00 | 2030 100% ECP | -528.07 | 0 | -210 | 90 | No
2030-01-08 14:00 | 2030 100% ECP | -140.54 | -300 | -510 | -210 | No
2030-01-08 15:00 | 2030 100% ECP | -605.65 | -526 | -510 | -510 | No
2030-01-08 16:00 | 2030 100% ECP | -700 | -526 | -510 | -510 | No
2030-01-08 17:00 | 2030 100% ECP | -700 | -526 | -510 | -510 | No
2030-01-08 18:00 | 2030 100% ECP | -290.34 | -526 | -510 | -510 | No
2030-01-08 19:00 | 2030 100% ECP | 100 | -526 | -510 | -510 | No
2030-01-08 20:00 | 2030 100% ECP | 700 | -526 | -510 | -210 | No
2030-01-08 21:00 | 2030 100% ECP | 700 | -300 | -288.95 | 90 | No
2030-01-08 22:00 | 2030 100% ECP | 700 | 0 | 11.05 | 390 | No
2030-01-08 23:00 | 2030 100% ECP | 700 | 92.55 | 311.05 | 442 | No
2030-01-09 | 2030 100% ECP | 700 | 392.55 | 510 | 442 | No
2030-01-09 01:00 | 2030 100% ECP | 700 | 505 | 510 | 442 | No
2030-01-09 02:00 | 2030 100% ECP | 700 | 505 | 510 | 442 | No
2030-01-09 03:00 | 2030 100% ECP | 700 | 505 | 510 | 442 | No
2030-01-09 04:00 | 2030 100% ECP | 700 | 505 | 510 | 442 | No
2030-01-09 05:00 | 2030 100% ECP | 691.16 | 205 | 210 | 142 | No
2030-01-09 06:00 | 2030 100% ECP | 700 | 505 | 510 | 442 | No
2030-01-09 07:00 | 2030 100% ECP | 545.05 | 374 | 390 | 390 | No
2030-01-09 08:00 | 2030 100% ECP | 500 | 74 | 90 | 90 | No
2030-01-09 09:00 | 2030 100% ECP | -100 | -226 | -210 | -210 | No
2030-01-09 10:00 | 2030 100% ECP | -700 | -526 | -510 | -510 | No
2030-01-09 11:00 | 2030 100% ECP | -100 | -300 | -510 | -510 | No
2030-01-09 12:00 | 2030 100% ECP | -166.74 | 0 | -210 | -210 | No
2030-01-09 13:00 | 2030 100% ECP | -162.99 | -4.42 | -210 | -210 | No
2030-01-09 14:00 | 2030 100% ECP | -700 | -304.42 | -510 | -510 | No
2030-01-09 15:00 | 2030 100% ECP | -100 | -53.14 | -510 | -510 | No
2030-01-09 16:00 | 2030 100% ECP | 0 | 0 | -510 | -271.51 | No
2030-01-09 17:00 | 2030 100% ECP | 111.94 | -226 | -210 | -210 | No
2030-01-09 18:00 | 2030 100% ECP | 698.11 | -526 | -510 | -510 | No
2030-01-09 19:00 | 2030 100% ECP | 650.02 | -226 | -210 | -210 | No
2030-01-09 20:00 | 2030 100% ECP | 50.02 | 0 | -92.74 | 90 | No
2030-01-09 21:00 | 2030 100% ECP | 448.85 | -300 | -392.74 | 287.89 | No
2030-01-09 22:00 | 2030 100% ECP | 480.11 | 0 | -92.74 | 442 | No
2030-01-09 23:00 | 2030 100% ECP | 700 | 112.52 | 207.26 | 442 | No
2030-01-10 | 2030 100% ECP | 700 | 412.52 | 507.26 | 442 | No
2030-01-10 01:00 | 2030 100% ECP | 700 | 505 | 510 | 442 | No
2030-01-10 02:00 | 2030 100% ECP | 700 | 505 | 510 | 442 | No
2030-01-10 03:00 | 2030 100% ECP | 700 | 505 | 510 | 442 | No
2030-01-10 04:00 | 2030 100% ECP | 700 | 505 | 510 | 442 | No
2030-01-10 05:00 | 2030 100% ECP | 700 | 505 | 510 | 442 | No
2030-01-10 06:00 | 2030 100% ECP | 700 | 505 | 510 | 442 | No
2030-01-10 07:00 | 2030 100% ECP | 448.86 | 205 | 210 | 142 | No
2030-01-10 08:00 | 2030 100% ECP | 392.16 | 0 | 0 | 40.86 | No
2030-01-10 09:00 | 2030 100% ECP | 500 | -226 | -210 | 258.91 | No
2030-01-10 10:00 | 2030 100% ECP | -100 | -526 | -510 | 23.49 | No
2030-01-10 11:00 | 2030 100% ECP | -700 | -526 | -510 | -39.81 | Yes
2030-01-10 12:00 | 2030 100% ECP | -700 | -526 | -510 | -339.81 | Yes
2030-01-10 13:00 | 2030 100% ECP | -700 | -526 | -510 | -510 | Yes
2030-01-10 14:00 | 2030 100% ECP | -700 | -226 | -210 | -210 | Yes
2030-01-10 15:00 | 2030 100% ECP | -700 | 74 | 90 | 90 | Yes
2030-01-10 16:00 | 2030 100% ECP | -700 | 374 | 390 | 390 | Yes
2030-01-10 17:00 | 2030 100% ECP | -700 | 300 | 210 | 184.24 | Yes
2030-01-10 18:00 | 2030 100% ECP | -700 | 0 | -90 | -115.76 | Yes
2030-01-10 19:00 | 2030 100% ECP | -700 | 300 | 210 | 184.24 | Yes
2030-01-10 20:00 | 2030 100% ECP | -700 | 505 | 510 | 442 | Yes
2030-01-10 21:00 | 2030 100% ECP | -700 | 505 | 510 | 442 | Yes
2030-01-10 22:00 | 2030 100% ECP | -700 | 505 | 510 | 442 | Yes
2030-01-10 23:00 | 2030 100% ECP | -700 | 505 | 510 | 436.18 | Yes
2030-01-11 | 2030 100% ECP | -700 | 505 | 510 | 442 | Yes
2030-01-11 01:00 | 2030 100% ECP | -700 | 505 | 510 | 442 | Yes
2030-01-11 02:00 | 2030 100% ECP | -700 | 505 | 510 | 335.33 | Yes
2030-01-11 03:00 | 2030 100% ECP | -700 | 505 | 510 | 442 | Yes
2030-01-11 04:00 | 2030 100% ECP | -700 | 505 | 510 | 442 | Yes
2030-01-11 05:00 | 2030 100% ECP | -700 | 505 | 510 | 442 | Yes
2030-01-11 06:00 | 2030 100% ECP | -700 | 505 | 510 | 398.31 | Yes
2030-01-11 07:00 | 2030 100% ECP | -700 | 505 | 510 | 442 | Yes
2030-01-11 08:00 | 2030 100% ECP | -700 | 505 | 510 | 442 | Yes
2030-01-11 09:00 | 2030 100% ECP | -700 | 505 | 510 | 442 | Yes
2030-01-11 10:00 | 2030 100% ECP | -700 | 505 | 510 | 442 | Yes
2030-01-11 11:00 | 2030 100% ECP | -700 | 300 | 510 | 442 | Yes
2030-01-11 12:00 | 2030 100% ECP | -100 | 0 | 291.31 | 410.48 | No
2030-01-11 13:00 | 2030 100% ECP | -700 | 205 | 210 | 410.48 | No
2030-01-11 14:00 | 2030 100% ECP | -692.35 | 505 | 510 | 442 | No
2030-01-11 15:00 | 2030 100% ECP | -92.35 | 205 | 510 | 347.55 | No
2030-01-11 16:00 | 2030 100% ECP | 507.65 | 173.32 | 390 | 437.91 | No
2030-01-11 17:00 | 2030 100% ECP | 700 | 0 | 90 | 442 | No
2030-01-11 18:00 | 2030 100% ECP | 700 | -226 | -210 | 205.82 | No
2030-01-11 19:00 | 2030 100% ECP | 700 | -526 | -510 | -94.18 | No
2030-01-11 20:00 | 2030 100% ECP | 700 | -226 | -210 | 205.82 | No
2030-01-11 21:00 | 2030 100% ECP | 700 | 0 | 90 | 442 | No
2030-01-11 22:00 | 2030 100% ECP | 700 | 0 | 390 | 442 | No
2030-01-11 23:00 | 2030 100% ECP | 700 | 137.87 | 510 | 442 | No
2030-01-12 | 2030 100% ECP | 700 | 0 | 510 | 248.98 | No
2030-01-12 01:00 | 2030 100% ECP | 700 | 0 | 479.77 | 294.37 | No
2030-01-12 02:00 | 2030 100% ECP | 700 | 0 | 359.85 | 442 | No
2030-01-12 03:00 | 2030 100% ECP | 700 | 300 | 510 | 442 | No
2030-01-12 04:00 | 2030 100% ECP | 700 | 505 | 510 | 442 | No
2030-01-12 05:00 | 2030 100% ECP | 700 | 505 | 510 | 442 | No
2030-01-12 06:00 | 2030 100% ECP | 700 | 505 | 510 | 442 | No
2030-01-12 07:00 | 2030 100% ECP | 700 | 505 | 510 | 442 | No
2030-01-12 08:00 | 2030 100% ECP | 700 | 505 | 510 | 442 | No
2030-01-12 09:00 | 2030 100% ECP | 700 | 505 | 510 | 442 | No
2030-01-12 10:00 | 2030 100% ECP | 700 | 494.52 | 390 | 442 | No
2030-01-12 11:00 | 2030 100% ECP | 600 | 194.52 | 90 | 442 | No
2030-01-12 12:00 | 2030 100% ECP | 0 | -105.48 | -210 | 325.72 | No
2030-01-12 13:00 | 2030 100% ECP | -600 | -405.48 | -510 | 42.56 | No
2030-01-12 14:00 | 2030 100% ECP | 0 | -526 | -510 | 0 | No
2030-01-12 15:00 | 2030 100% ECP | 0 | -526 | -510 | 86.84 | No
2030-01-12 16:00 | 2030 100% ECP | 0 | -526 | -510 | 386.84 | No
2030-01-12 17:00 | 2030 100% ECP | -500 | -526 | -510 | 281.3 | No
2030-01-12 18:00 | 2030 100% ECP | 100 | -526 | -510 | 425.84 | No
2030-01-12 19:00 | 2030 100% ECP | 700 | -300 | -414.72 | 414.54 | No
2030-01-12 20:00 | 2030 100% ECP | 700 | 0 | -114.72 | 204.75 | No
2030-01-12 21:00 | 2030 100% ECP | 700 | 0 | 132.44 | 357.65 | No
2030-01-12 22:00 | 2030 100% ECP | 110.92 | 0 | 0 | 95.41 | No
2030-01-12 23:00 | 2030 100% ECP | -161.78 | 0 | 0 | 264.59 | No
2030-01-13 | 2030 100% ECP | -700 | 0 | -13.66 | 0 | Yes
2030-01-13 01:00 | 2030 100% ECP | -700 | 300 | 286.34 | 300 | Yes
2030-01-13 02:00 | 2030 100% ECP | -700 | 505 | 510 | 442 | Yes
2030-01-13 03:00 | 2030 100% ECP | -700 | 505 | 510 | 442 | Yes
2030-01-13 04:00 | 2030 100% ECP | -700 | 505 | 510 | 442 | Yes
2030-01-13 05:00 | 2030 100% ECP | -700 | 505 | 452.95 | 442 | Yes
2030-01-13 06:00 | 2030 100% ECP | -700 | 467.94 | 152.95 | 142 | Yes
2030-01-13 07:00 | 2030 100% ECP | -700 | 497.09 | 210 | -68 | Yes
2030-01-13 08:00 | 2030 100% ECP | -700 | 505 | 510 | 104.21 | Yes
2030-01-13 09:00 | 2030 100% ECP | -700 | 505 | 510 | 129.16 | Yes
2030-01-13 10:00 | 2030 100% ECP | -700 | 374 | 390 | 241.19 | Yes
2030-01-13 11:00 | 2030 100% ECP | -700 | 74 | 90 | 90 | Yes
2030-01-13 12:00 | 2030 100% ECP | -700 | -226 | -210 | -210 | Yes
2030-01-13 13:00 | 2030 100% ECP | -700 | -526 | -510 | -510 | Yes
2030-01-13 14:00 | 2030 100% ECP | -700 | -226 | -210 | -210 | Yes
2030-01-13 15:00 | 2030 100% ECP | -700 | 74 | 90 | 90 | Yes
2030-01-13 16:00 | 2030 100% ECP | -700 | 374 | 390 | 390 | Yes
2030-01-13 17:00 | 2030 100% ECP | -700 | 505 | 510 | 442 | Yes
2030-01-13 18:00 | 2030 100% ECP | -700 | 505 | 510 | 442 | Yes
2030-01-13 19:00 | 2030 100% ECP | -700 | 505 | 510 | 442 | Yes
2030-01-13 20:00 | 2030 100% ECP | -700 | 505 | 510 | 442 | Yes
2030-01-13 21:00 | 2030 100% ECP | -700 | 505 | 510 | 442 | Yes
2030-01-13 22:00 | 2030 100% ECP | -700 | 505 | 510 | 442 | Yes
2030-01-13 23:00 | 2030 100% ECP | -700 | 505 | 510 | 333.19 | Yes
2030-01-14 | 2030 100% ECP | -700 | 505 | 510 | 442 | No
2030-01-14 01:00 | 2030 100% ECP | -700 | 505 | 510 | 442 | Yes
2030-01-14 02:00 | 2030 100% ECP | -700 | 505 | 510 | 442 | Yes
2030-01-14 03:00 | 2030 100% ECP | -700 | 505 | 510 | 442 | Yes
2030-01-14 04:00 | 2030 100% ECP | -700 | 505 | 510 | 442 | Yes
2030-01-14 05:00 | 2030 100% ECP | -700 | 505 | 510 | 442 | Yes
2030-01-14 06:00 | 2030 100% ECP | -700 | 505 | 510 | 442 | Yes
2030-01-14 07:00 | 2030 100% ECP | -700 | 505 | 510 | 442 | Yes
2030-01-14 08:00 | 2030 100% ECP | -242.5 | 505 | 510 | 442 | No
2030-01-14 09:00 | 2030 100% ECP | 0 | 505 | 510 | 442 | No
2030-01-14 10:00 | 2030 100% ECP | 478.69 | 505 | 510 | 442 | No
2030-01-14 11:00 | 2030 100% ECP | 618.05 | 505 | 510 | 442 | No
2030-01-14 12:00 | 2030 100% ECP | 700 | 205 | 210 | 442 | No
2030-01-14 13:00 | 2030 100% ECP | 700 | -95 | -90 | 261.14 | No
2030-01-14 14:00 | 2030 100% ECP | 700 | -395 | -390 | 265.04 | No
2030-01-14 15:00 | 2030 100% ECP | 542.81 | -95 | -90 | 442 | No
2030-01-14 16:00 | 2030 100% ECP | 486.83 | 0 | 0 | 442 | No
2030-01-14 17:00 | 2030 100% ECP | 0 | 0 | 0 | 442 | No
2030-01-14 18:00 | 2030 100% ECP | 0 | 0 | 0 | 442 | No
2030-01-14 19:00 | 2030 100% ECP | -225.13 | 0 | 210 | 417.21 | No
2030-01-14 20:00 | 2030 100% ECP | -700 | 300 | 510 | 442 | Yes
2030-01-14 21:00 | 2030 100% ECP | -700 | 505 | 510 | 442 | Yes
2030-01-14 22:00 | 2030 100% ECP | -700 | 505 | 510 | 442 | Yes
2030-01-14 23:00 | 2030 100% ECP | -700 | 505 | 510 | 442 | Yes
2030-01-15 | 2030 100% ECP | -700 | 505 | 510 | 442 | Yes
2030-01-15 01:00 | 2030 100% ECP | -700 | 505 | 510 | 442 | Yes
2030-01-15 02:00 | 2030 100% ECP | -700 | 505 | 510 | 442 | Yes
2030-01-15 03:00 | 2030 100% ECP | -700 | 505 | 510 | 442 | Yes
2030-01-15 04:00 | 2030 100% ECP | -700 | 505 | 510 | 442 | Yes
2030-01-15 05:00 | 2030 100% ECP | -700 | 505 | 510 | 442 | Yes
2030-01-15 06:00 | 2030 100% ECP | -700 | 505 | 510 | 442 | Yes
2030-01-15 07:00 | 2030 100% ECP | -700 | 505 | 510 | 442 | Yes
2030-01-15 08:00 | 2030 100% ECP | -700 | 505 | 510 | 442 | Yes
2030-01-15 09:00 | 2030 100% ECP | -700 | 505 | 510 | 442 | Yes
2030-01-15 10:00 | 2030 100% ECP | -700 | 505 | 510 | 442 | Yes
2030-01-15 11:00 | 2030 100% ECP | -700 | 505 | 510 | 442 | Yes
2030-01-15 12:00 | 2030 100% ECP | -700 | 505 | 510 | 442 | Yes
2030-01-15 13:00 | 2030 100% ECP | -700 | 505 | 510 | 442 | Yes
2030-01-15 14:00 | 2030 100% ECP | -700 | 505 | 510 | 442 | Yes
2030-01-15 15:00 | 2030 100% ECP | -700 | 505 | 510 | 442 | Yes
2030-01-15 16:00 | 2030 100% ECP | -700 | 300 | 510 | 442 | Yes
2030-01-15 17:00 | 2030 100% ECP | -700 | 0 | 210 | 163.02 | No
2030-01-15 18:00 | 2030 100% ECP | -700 | 0 | 0 | 142 | No
2030-01-15 19:00 | 2030 100% ECP | -700 | 0 | 0 | 442 | No
2030-01-15 20:00 | 2030 100% ECP | -700 | 0 | 0 | 442 | No
2030-01-15 21:00 | 2030 100% ECP | -325.87 | 0 | 0 | 442 | No
2030-01-15 22:00 | 2030 100% ECP | -700 | 0 | 0 | 442 | No
2030-01-15 23:00 | 2030 100% ECP | -700 | 0 | -170.96 | 442 | Yes
2030-01-16 | 2030 100% ECP | -700 | 300 | 129.04 | 442 | Yes
2030-01-16 01:00 | 2030 100% ECP | -700 | 505 | 429.04 | 442 | Yes
2030-01-16 02:00 | 2030 100% ECP | -700 | 505 | 510 | 442 | Yes
2030-01-16 03:00 | 2030 100% ECP | -700 | 505 | 510 | 442 | Yes
2030-01-16 04:00 | 2030 100% ECP | -700 | 505 | 510 | 442 | Yes
2030-01-16 05:00 | 2030 100% ECP | -700 | 505 | 510 | 442 | Yes
2030-01-16 06:00 | 2030 100% ECP | -700 | 505 | 510 | 442 | Yes
2030-01-16 07:00 | 2030 100% ECP | -700 | 505 | 510 | 442 | Yes
2030-01-16 08:00 | 2030 100% ECP | -700 | 505 | 510 | 442 | Yes
2030-01-16 09:00 | 2030 100% ECP | -700 | 505 | 510 | 442 | Yes
2030-01-16 10:00 | 2030 100% ECP | -700 | 505 | 510 | 442 | Yes
2030-01-16 11:00 | 2030 100% ECP | -700 | 505 | 510 | 442 | Yes
2030-01-16 12:00 | 2030 100% ECP | -700 | 505 | 510 | 442 | Yes
2030-01-16 13:00 | 2030 100% ECP | -700 | 505 | 510 | 442 | Yes
2030-01-16 14:00 | 2030 100% ECP | -700 | 505 | 510 | 442 | Yes
2030-01-16 15:00 | 2030 100% ECP | -700 | 300 | 300 | 300 | Yes
2030-01-16 16:00 | 2030 100% ECP | -323.29 | 0 | 0 | 0 | No
2030-01-16 17:00 | 2030 100% ECP | 276.71 | 0 | 0 | 300 | No
2030-01-16 18:00 | 2030 100% ECP | 700 | 0 | 0 | 442 | No
2030-01-16 19:00 | 2030 100% ECP | 700 | 0 | 0 | 442 | No
2030-01-16 20:00 | 2030 100% ECP | 700 | 0 | 86.55 | 434.72 | No
2030-01-16 21:00 | 2030 100% ECP | 700 | 0 | 386.55 | 364.11 | No
2030-01-16 22:00 | 2030 100% ECP | 700 | 0 | 161.9 | 64.11 | No
2030-01-16 23:00 | 2030 100% ECP | 700 | 0 | 0 | 144 | No
2030-01-17 | 2030 100% ECP | 700 | 300 | 300 | 442 | No
2030-01-17 01:00 | 2030 100% ECP | 700 | 0 | 429.61 | 442 | No
2030-01-17 02:00 | 2030 100% ECP | 700 | 0 | 129.61 | 442 | No
2030-01-17 03:00 | 2030 100% ECP | 700 | 0 | 429.61 | 442 | No
2030-01-17 04:00 | 2030 100% ECP | 700 | 0 | 510 | 442 | No
2030-01-17 05:00 | 2030 100% ECP | 700 | 300 | 510 | 442 | No
2030-01-17 06:00 | 2030 100% ECP | 700 | 0 | 510 | 442 | No
2030-01-17 07:00 | 2030 100% ECP | 700 | 0 | 510 | 442 | No
2030-01-17 08:00 | 2030 100% ECP | 700 | 205 | 510 | 442 | No
2030-01-17 09:00 | 2030 100% ECP | 700 | 505 | 510 | 442 | No
2030-01-17 10:00 | 2030 100% ECP | 700 | 477.3 | 510 | 442 | No
2030-01-17 11:00 | 2030 100% ECP | 700 | 177.3 | 510 | 442 | No
2030-01-17 12:00 | 2030 100% ECP | 700 | 0 | 390 | 442 | No
2030-01-17 13:00 | 2030 100% ECP | 600 | 0 | 90 | 442 | No
2030-01-17 14:00 | 2030 100% ECP | 0 | -300 | -210 | 442 | No
2030-01-17 15:00 | 2030 100% ECP | 0 | -526 | -510 | 442 | No
2030-01-17 16:00 | 2030 100% ECP | 0 | -395 | -390 | 442 | No
2030-01-17 17:00 | 2030 100% ECP | 589.68 | -95 | -90 | 142 | No
2030-01-17 18:00 | 2030 100% ECP | 700 | 205 | 210 | 142 | No
2030-01-17 19:00 | 2030 100% ECP | 700 | 505 | 510 | 442 | No
2030-01-17 20:00 | 2030 100% ECP | 700 | 505 | 510 | 442 | No
2030-01-17 21:00 | 2030 100% ECP | 700 | 505 | 510 | 442 | No
2030-01-17 22:00 | 2030 100% ECP | 700 | 505 | 510 | 442 | No
2030-01-17 23:00 | 2030 100% ECP | 700 | 505 | 510 | 442 | No
2030-01-18 | 2030 100% ECP | 700 | 505 | 510 | 442 | No
2030-01-18 01:00 | 2030 100% ECP | 700 | 505 | 510 | 442 | No
2030-01-18 02:00 | 2030 100% ECP | 700 | 505 | 510 | 442 | No
2030-01-18 03:00 | 2030 100% ECP | 700 | 505 | 510 | 442 | No
2030-01-18 04:00 | 2030 100% ECP | 700 | 505 | 510 | 442 | No
2030-01-18 05:00 | 2030 100% ECP | 700 | 505 | 510 | 442 | No
2030-01-18 06:00 | 2030 100% ECP | 700 | 300 | 390 | 442 | No
2030-01-18 07:00 | 2030 100% ECP | 700 | 0 | 90 | 305.47 | No
2030-01-18 08:00 | 2030 100% ECP | 700 | -300 | -210 | 5.47 | No
2030-01-18 09:00 | 2030 100% ECP | 700 | -526 | -510 | -91.24 | No
2030-01-18 10:00 | 2030 100% ECP | 700 | -226 | -210 | 208.76 | No
2030-01-18 11:00 | 2030 100% ECP | 700 | 74 | 90 | 442 | No
2030-01-18 12:00 | 2030 100% ECP | 700 | 374 | 390 | 442 | No
2030-01-18 13:00 | 2030 100% ECP | 700 | 267.27 | 390 | 390 | No
2030-01-18 14:00 | 2030 100% ECP | 700 | 74 | 90 | 90 | No
2030-01-18 15:00 | 2030 100% ECP | 700 | -226 | -210 | -210 | No
2030-01-18 16:00 | 2030 100% ECP | 700 | -526 | -510 | -510 | No
2030-01-18 17:00 | 2030 100% ECP | 700 | -526 | -510 | -510 | No
2030-01-18 18:00 | 2030 100% ECP | 700 | -526 | -510 | -510 | No
2030-01-18 19:00 | 2030 100% ECP | 700 | -526 | -510 | -510 | No
2030-01-18 20:00 | 2030 100% ECP | 700 | -526 | -510 | -510 | No
2030-01-18 21:00 | 2030 100% ECP | 700 | -226 | -210 | -210 | No
2030-01-18 22:00 | 2030 100% ECP | 700 | 74 | 90 | 90 | No
2030-01-18 23:00 | 2030 100% ECP | 700 | 356.72 | 390 | 390 | No
2030-01-19 | 2030 100% ECP | 700 | 56.72 | 510 | 141.67 | No
2030-01-19 01:00 | 2030 100% ECP | 700 | 0 | 304.64 | 33.33 | No
2030-01-19 02:00 | 2030 100% ECP | 700 | 0 | 4.64 | 0 | No
2030-01-19 03:00 | 2030 100% ECP | 700 | 0 | 92.84 | 0 | No
2030-01-19 04:00 | 2030 100% ECP | 700 | 0 | -207.16 | 0 | No
2030-01-19 05:00 | 2030 100% ECP | 700 | 0 | -210 | 0 | No
2030-01-19 06:00 | 2030 100% ECP | 700 | 0 | -510 | -52.74 | No
2030-01-19 07:00 | 2030 100% ECP | 700 | 0 | -397.3 | -68.6 | No
2030-01-19 08:00 | 2030 100% ECP | 700 | -112.97 | -510 | -368.6 | No
2030-01-19 09:00 | 2030 100% ECP | 700 | -255.02 | -510 | -68.6 | No
2030-01-19 10:00 | 2030 100% ECP | 370.18 | -526 | -510 | 179.29 | No
2030-01-19 11:00 | 2030 100% ECP | 0 | -526 | -510 | 168.52 | No
2030-01-19 12:00 | 2030 100% ECP | 0 | -526 | -510 | -12.02 | No
2030-01-19 13:00 | 2030 100% ECP | -522.5 | -526 | -510 | -53.69 | No
2030-01-19 14:00 | 2030 100% ECP | -403.17 | -526 | -510 | 104.68 | No
2030-01-19 15:00 | 2030 100% ECP | 190.37 | -526 | -510 | 149.6 | No
2030-01-19 16:00 | 2030 100% ECP | 628.11 | -526 | -510 | 198.98 | No
2030-01-19 17:00 | 2030 100% ECP | 700 | -526 | -510 | 383.37 | No
2030-01-19 18:00 | 2030 100% ECP | 700 | -526 | -510 | 442 | No
2030-01-19 19:00 | 2030 100% ECP | 700 | -526 | -510 | 442 | No
2030-01-19 20:00 | 2030 100% ECP | 700 | -302.14 | -510 | 440.97 | No
2030-01-19 21:00 | 2030 100% ECP | 700 | -2.14 | -210 | 442 | No
2030-01-19 22:00 | 2030 100% ECP | 700 | 63.47 | 90 | 442 | No
2030-01-19 23:00 | 2030 100% ECP | 100 | 0 | -99.46 | 284.44 | No
2030-01-20 | 2030 100% ECP | 700 | 0 | 0 | 442 | No
2030-01-20 01:00 | 2030 100% ECP | 541.8 | 0 | 0 | 442 | No
2030-01-20 02:00 | 2030 100% ECP | 275.86 | 0 | 0 | 442 | No
2030-01-20 03:00 | 2030 100% ECP | 150.15 | 0 | 0 | 442 | No
2030-01-20 04:00 | 2030 100% ECP | 107.89 | 0 | 0 | 442 | No
2030-01-20 05:00 | 2030 100% ECP | 0 | 0 | 0 | 442 | No
2030-01-20 06:00 | 2030 100% ECP | 0 | 0 | 0 | 442 | No
2030-01-20 07:00 | 2030 100% ECP | 0 | 0 | 0 | 442 | No
2030-01-20 08:00 | 2030 100% ECP | 0 | 0 | 0 | 442 | No
2030-01-20 09:00 | 2030 100% ECP | 203.69 | 0 | 0 | 442 | No
2030-01-20 10:00 | 2030 100% ECP | 83.64 | 0 | 0 | 442 | No
2030-01-20 11:00 | 2030 100% ECP | 0 | 0 | 0 | 442 | No
2030-01-20 12:00 | 2030 100% ECP | 0 | 0 | 0 | 442 | No
2030-01-20 13:00 | 2030 100% ECP | 0 | 0 | 0 | 442 | No
2030-01-20 14:00 | 2030 100% ECP | 86.51 | 0 | 0 | 442 | No
2030-01-20 15:00 | 2030 100% ECP | 686.51 | 0 | -210 | 442 | No
2030-01-20 16:00 | 2030 100% ECP | 700 | -226.79 | -510 | 415.37 | No
2030-01-20 17:00 | 2030 100% ECP | 700 | -226.79 | -510 | 427.33 | No
2030-01-20 18:00 | 2030 100% ECP | 700 | -300 | -510 | 442 | No
2030-01-20 19:00 | 2030 100% ECP | 700 | 0 | -390 | 442 | No
2030-01-20 20:00 | 2030 100% ECP | 700 | 0 | -90 | 442 | No
2030-01-20 21:00 | 2030 100% ECP | 700 | 205 | 210 | 177.69 | No
2030-01-20 22:00 | 2030 100% ECP | 700 | 505 | 510 | 442 | No
2030-01-20 23:00 | 2030 100% ECP | 700 | 505 | 510 | 442 | No
2030-01-21 | 2030 100% ECP | 700 | 505 | 510 | 442 | No
2030-01-21 01:00 | 2030 100% ECP | 700 | 505 | 510 | 442 | No
2030-01-21 02:00 | 2030 100% ECP | 700 | 505 | 510 | 442 | No
2030-01-21 03:00 | 2030 100% ECP | 700 | 505 | 510 | 442 | No
2030-01-21 04:00 | 2030 100% ECP | 700 | 505 | 510 | 442 | No
2030-01-21 05:00 | 2030 100% ECP | 700 | 505 | 510 | 442 | No
2030-01-21 06:00 | 2030 100% ECP | 700 | 505 | 510 | 442 | No
2030-01-21 07:00 | 2030 100% ECP | 700 | 205 | 510 | 442 | No
2030-01-21 08:00 | 2030 100% ECP | 700 | 169.88 | 510 | 442 | No
2030-01-21 09:00 | 2030 100% ECP | 700 | 469.88 | 510 | 442 | No
2030-01-21 10:00 | 2030 100% ECP | 700 | 505 | 510 | 442 | No
2030-01-21 11:00 | 2030 100% ECP | 700 | 223.02 | 510 | 442 | No
2030-01-21 12:00 | 2030 100% ECP | 700 | 505 | 510 | 442 | No
2030-01-21 13:00 | 2030 100% ECP | 700 | 302 | 510 | 442 | No
2030-01-21 14:00 | 2030 100% ECP | 700 | 300 | 300 | 442 | No
2030-01-21 15:00 | 2030 100% ECP | 700 | 0 | 0 | 258.27 | No
2030-01-21 16:00 | 2030 100% ECP | 700 | -300 | -300 | -41.73 | No
2030-01-21 17:00 | 2030 100% ECP | 700 | -526 | -510 | -341.73 | No
2030-01-21 18:00 | 2030 100% ECP | 700 | -395 | -393.65 | -255.86 | No
2030-01-21 19:00 | 2030 100% ECP | 700 | -95 | -93.65 | 44.14 | No
2030-01-21 20:00 | 2030 100% ECP | 700 | 205 | 206.35 | 344.14 | No
2030-01-21 21:00 | 2030 100% ECP | 700 | 505 | 506.35 | 442 | No
2030-01-21 22:00 | 2030 100% ECP | 700 | 382.12 | 510 | 442 | No
2030-01-21 23:00 | 2030 100% ECP | 700 | 246.97 | 510 | 442 | No
2030-01-22 | 2030 100% ECP | 700 | 505 | 510 | 442 | No
2030-01-22 01:00 | 2030 100% ECP | 700 | 505 | 510 | 442 | No
2030-01-22 02:00 | 2030 100% ECP | 700 | 505 | 510 | 362.84 | No
2030-01-22 03:00 | 2030 100% ECP | 700 | 505 | 510 | 362.84 | No
2030-01-22 04:00 | 2030 100% ECP | 700 | 505 | 510 | 442 | No
2030-01-22 05:00 | 2030 100% ECP | 700 | 505 | 510 | 442 | No
2030-01-22 06:00 | 2030 100% ECP | 700 | 505 | 510 | 217.11 | No
2030-01-22 07:00 | 2030 100% ECP | 700 | 205 | 510 | 57.49 | No
2030-01-22 08:00 | 2030 100% ECP | 700 | 0 | 272.73 | -63.1 | No
2030-01-22 09:00 | 2030 100% ECP | 700 | 0.01 | 510 | 63.65 | No
2030-01-22 10:00 | 2030 100% ECP | 700 | 0 | 510 | 0 | No
2030-01-22 11:00 | 2030 100% ECP | 700 | 0 | 245.09 | 0 | No
2030-01-22 12:00 | 2030 100% ECP | 700 | 0 | 118.87 | 0 | No
2030-01-22 13:00 | 2030 100% ECP | 700 | 0 | 0 | 0 | No
2030-01-22 14:00 | 2030 100% ECP | 700 | 0 | 26.38 | 0 | No
2030-01-22 15:00 | 2030 100% ECP | 700 | -226 | -210 | -210 | No
2030-01-22 16:00 | 2030 100% ECP | 700 | -526 | -510 | -510 | No
2030-01-22 17:00 | 2030 100% ECP | 700 | -526 | -510 | -510 | No
2030-01-22 18:00 | 2030 100% ECP | 700 | -526 | -510 | -510 | No
2030-01-22 19:00 | 2030 100% ECP | 700 | -526 | -510 | -510 | No
2030-01-22 20:00 | 2030 100% ECP | 700 | -526 | -510 | -510 | No
2030-01-22 21:00 | 2030 100% ECP | 700 | -226 | -210 | -210 | No
2030-01-22 22:00 | 2030 100% ECP | 700 | 67.26 | 90 | 0 | No
2030-01-22 23:00 | 2030 100% ECP | 700 | 367.26 | 390 | 300 | No
2030-01-23 | 2030 100% ECP | 700 | 505 | 510 | 442 | No
2030-01-23 01:00 | 2030 100% ECP | 700 | 505 | 510 | 442 | No
2030-01-23 02:00 | 2030 100% ECP | 700 | 505 | 510 | 442 | No
2030-01-23 03:00 | 2030 100% ECP | 700 | 505 | 510 | 274.04 | No
2030-01-23 04:00 | 2030 100% ECP | 700 | 505 | 510 | 205.48 | No
2030-01-23 05:00 | 2030 100% ECP | 700 | 374 | 390 | 162.81 | No
2030-01-23 06:00 | 2030 100% ECP | 700 | 74 | 90 | -137.19 | No
2030-01-23 07:00 | 2030 100% ECP | 700 | -226 | -210 | -437.19 | No
2030-01-23 08:00 | 2030 100% ECP | 700 | -526 | -510 | -510 | No
2030-01-23 09:00 | 2030 100% ECP | 700 | -526 | -510 | -510 | No
2030-01-23 10:00 | 2030 100% ECP | 700 | -226 | -210 | -210 | No
2030-01-23 11:00 | 2030 100% ECP | 700 | 0 | -510 | -112.56 | No
2030-01-23 12:00 | 2030 100% ECP | 427.09 | 0 | -510 | -201.54 | No
2030-01-23 13:00 | 2030 100% ECP | 148.76 | -226 | -210 | -210 | No
2030-01-23 14:00 | 2030 100% ECP | 549.93 | -526 | -510 | -510 | No
2030-01-23 15:00 | 2030 100% ECP | 700 | -526 | -510 | -510 | No
2030-01-23 16:00 | 2030 100% ECP | 700 | -526 | -510 | -510 | No
2030-01-23 17:00 | 2030 100% ECP | 700 | -526 | -510 | -510 | No
2030-01-23 18:00 | 2030 100% ECP | 700 | -526 | -510 | -510 | No
2030-01-23 19:00 | 2030 100% ECP | 700 | -526 | -510 | -510 | No
2030-01-23 20:00 | 2030 100% ECP | 700 | -526 | -510 | -510 | No
2030-01-23 21:00 | 2030 100% ECP | 700 | -526 | -510 | -510 | No
2030-01-23 22:00 | 2030 100% ECP | 700 | -226 | -210 | -210 | No
2030-01-23 23:00 | 2030 100% ECP | 700 | 74 | 90 | 90 | No
2030-01-24 | 2030 100% ECP | 700 | 374 | 390 | 390 | No
2030-01-24 01:00 | 2030 100% ECP | 700 | 505 | 510 | 442 | No
2030-01-24 02:00 | 2030 100% ECP | 700 | 505 | 510 | 442 | No
2030-01-24 03:00 | 2030 100% ECP | 700 | 505 | 510 | 388.96 | No
2030-01-24 04:00 | 2030 100% ECP | 700 | 505 | 510 | 355.27 | No
2030-01-24 05:00 | 2030 100% ECP | 700 | 505 | 510 | 269.82 | No
2030-01-24 06:00 | 2030 100% ECP | 700 | 300 | 331.16 | 63.4 | No
2030-01-24 07:00 | 2030 100% ECP | 100 | 0 | 31.16 | -236.6 | No
2030-01-24 08:00 | 2030 100% ECP | 700 | -300 | -268.84 | -510 | No
2030-01-24 09:00 | 2030 100% ECP | 700 | -526 | -510 | -510 | No
2030-01-24 10:00 | 2030 100% ECP | 647.86 | -226 | -210 | -210 | No
2030-01-24 11:00 | 2030 100% ECP | 78.97 | 0 | -510 | -121.89 | No
2030-01-24 12:00 | 2030 100% ECP | 144.09 | 0 | -509.63 | -264.22 | No
2030-01-24 13:00 | 2030 100% ECP | 244.29 | -101.95 | -463.16 | -326.35 | No
2030-01-24 14:00 | 2030 100% ECP | 700 | -401.95 | -510 | -510 | No
2030-01-24 15:00 | 2030 100% ECP | 700 | -526 | -510 | -510 | No
2030-01-24 16:00 | 2030 100% ECP | 700 | -526 | -510 | -510 | No
2030-01-24 17:00 | 2030 100% ECP | 700 | -526 | -510 | -510 | No
2030-01-24 18:00 | 2030 100% ECP | 700 | -526 | -510 | -510 | No
2030-01-24 19:00 | 2030 100% ECP | 700 | -526 | -510 | -510 | No
2030-01-24 20:00 | 2030 100% ECP | 700 | -226 | -279.2 | -210 | No
2030-01-24 21:00 | 2030 100% ECP | 700 | 0 | -268.43 | -160.39 | No
2030-01-24 22:00 | 2030 100% ECP | 700 | 289.71 | 31.57 | 139.61 | No
2030-01-24 23:00 | 2030 100% ECP | 700 | 0 | -268.43 | -114.34 | No
2030-01-25 | 2030 100% ECP | 700 | 0 | -207.92 | 142 | No
2030-01-25 01:00 | 2030 100% ECP | 561.67 | 0 | 0 | 442 | No
2030-01-25 02:00 | 2030 100% ECP | 570.98 | 0 | 0 | 167.24 | No
2030-01-25 03:00 | 2030 100% ECP | 700 | 0 | 300 | 31.15 | No
2030-01-25 04:00 | 2030 100% ECP | 700 | 0 | 106.62 | 0 | No
2030-01-25 05:00 | 2030 100% ECP | 577.79 | 0 | 0 | 0 | No
2030-01-25 06:00 | 2030 100% ECP | 351.58 | 0 | 0 | 0 | No
2030-01-25 07:00 | 2030 100% ECP | 589.7 | 0 | 71.63 | 142 | No
2030-01-25 08:00 | 2030 100% ECP | 700 | 0 | 371.63 | 442 | No
2030-01-25 09:00 | 2030 100% ECP | 700 | 0 | 510 | 368.33 | No
2030-01-25 10:00 | 2030 100% ECP | 700 | 76.34 | 510 | 442 | No
2030-01-25 11:00 | 2030 100% ECP | 647.74 | 0 | 210 | 442 | No
2030-01-25 12:00 | 2030 100% ECP | 700 | 0 | 0 | 241.51 | No
2030-01-25 13:00 | 2030 100% ECP | 280.68 | 0 | 0 | 0 | No
2030-01-25 14:00 | 2030 100% ECP | 638.04 | 0 | 56.29 | 2.87 | No
2030-01-25 15:00 | 2030 100% ECP | 700 | 131.28 | 356.29 | 302.87 | No
2030-01-25 16:00 | 2030 100% ECP | 700 | 431.28 | 510 | 442 | No
2030-01-25 17:00 | 2030 100% ECP | 700 | 131.28 | 280.37 | 429.35 | No
2030-01-25 18:00 | 2030 100% ECP | 700 | 0 | 510 | 333.91 | No
2030-01-25 19:00 | 2030 100% ECP | 500 | 0 | 275.78 | 442 | No
2030-01-25 20:00 | 2030 100% ECP | -100 | 137.2 | 352.64 | 442 | No
2030-01-25 21:00 | 2030 100% ECP | -700 | 0 | 52.64 | 282.05 | No
2030-01-25 22:00 | 2030 100% ECP | -700 | 300 | 352.64 | 442 | Yes
2030-01-25 23:00 | 2030 100% ECP | -700 | 505 | 510 | 442 | Yes
2030-01-26 | 2030 100% ECP | -700 | 505 | 510 | 442 | No
2030-01-26 01:00 | 2030 100% ECP | -700 | 505 | 510 | 442 | Yes
2030-01-26 02:00 | 2030 100% ECP | -700 | 505 | 510 | 442 | Yes
2030-01-26 03:00 | 2030 100% ECP | -700 | 505 | 510 | 442 | No
2030-01-26 04:00 | 2030 100% ECP | -700 | 505 | 510 | 442 | No
2030-01-26 05:00 | 2030 100% ECP | -700 | 505 | 510 | 442 | No
2030-01-26 06:00 | 2030 100% ECP | -700 | 453.01 | 510 | 442 | Yes
2030-01-26 07:00 | 2030 100% ECP | -146.01 | 153.01 | 210 | 142 | No
2030-01-26 08:00 | 2030 100% ECP | -700 | 453.01 | 510 | 442 | No
2030-01-26 09:00 | 2030 100% ECP | -700 | 153.01 | 210 | 442 | No
2030-01-26 10:00 | 2030 100% ECP | -569.22 | 0 | -83.33 | 442 | No
2030-01-26 11:00 | 2030 100% ECP | 30.78 | 300 | 216.67 | 442 | No
2030-01-26 12:00 | 2030 100% ECP | -569.22 | 0 | -83.33 | 142 | No
2030-01-26 13:00 | 2030 100% ECP | -700 | 0 | -383.33 | -8.41 | No
2030-01-26 14:00 | 2030 100% ECP | -700 | -226 | -510 | -308.41 | No
2030-01-26 15:00 | 2030 100% ECP | -700 | -526 | -510 | -510 | No
2030-01-26 16:00 | 2030 100% ECP | -700 | -526 | -510 | -510 | No
2030-01-26 17:00 | 2030 100% ECP | -700 | -526 | -510 | -510 | No
2030-01-26 18:00 | 2030 100% ECP | -700 | -526 | -510 | -458 | No
2030-01-26 19:00 | 2030 100% ECP | -199.76 | -226 | -210 | -158 | No
2030-01-26 20:00 | 2030 100% ECP | -313.45 | 74 | 90 | 142 | No
2030-01-26 21:00 | 2030 100% ECP | -196.98 | 374 | 390 | 442 | No
2030-01-26 22:00 | 2030 100% ECP | -700 | 505 | 510 | 442 | Yes
2030-01-26 23:00 | 2030 100% ECP | -700 | 505 | 510 | 442 | Yes
2030-01-27 | 2030 100% ECP | -700 | 505 | 510 | 442 | No
2030-01-27 01:00 | 2030 100% ECP | -700 | 505 | 510 | 442 | No
2030-01-27 02:00 | 2030 100% ECP | -700 | 505 | 510 | 442 | No
2030-01-27 03:00 | 2030 100% ECP | -700 | 505 | 510 | 442 | No
2030-01-27 04:00 | 2030 100% ECP | -700 | 505 | 510 | 442 | No
2030-01-27 05:00 | 2030 100% ECP | -700 | 505 | 405.82 | 351.27 | No
2030-01-27 06:00 | 2030 100% ECP | -700 | 205 | 105.82 | 51.27 | No
2030-01-27 07:00 | 2030 100% ECP | -700 | -95 | -194.18 | -248.73 | No
2030-01-27 08:00 | 2030 100% ECP | -100 | 0 | 105.82 | 0 | No
2030-01-27 09:00 | 2030 100% ECP | -100 | 0 | 91.72 | 17.8 | No
2030-01-27 10:00 | 2030 100% ECP | -700 | 0 | 251.48 | 317.8 | No
2030-01-27 11:00 | 2030 100% ECP | -700 | -283.37 | -48.52 | 17.8 | No
2030-01-27 12:00 | 2030 100% ECP | -700 | -224.75 | -237.42 | 317.8 | No
2030-01-27 13:00 | 2030 100% ECP | -700 | -524.75 | -510 | 17.8 | No
2030-01-27 14:00 | 2030 100% ECP | -700 | -224.75 | -210 | 78.8 | No
2030-01-27 15:00 | 2030 100% ECP | -700 | 0 | -506.81 | 129.25 | No
2030-01-27 16:00 | 2030 100% ECP | -106.63 | -226 | -210 | 347.31 | No
2030-01-27 17:00 | 2030 100% ECP | -700 | -526 | -510 | 47.31 | No
2030-01-27 18:00 | 2030 100% ECP | -100 | -226 | -210 | 347.31 | No
2030-01-27 19:00 | 2030 100% ECP | 100 | 21.01 | 90 | 442 | No
2030-01-27 20:00 | 2030 100% ECP | 700 | 321.01 | 390 | 442 | No
2030-01-27 21:00 | 2030 100% ECP | 700 | 364.01 | 510 | 442 | No
2030-01-27 22:00 | 2030 100% ECP | 700 | 288.31 | 510 | 442 | No
2030-01-27 23:00 | 2030 100% ECP | 700 | 451.9 | 510 | 442 | No
2030-01-28 | 2030 100% ECP | 600 | 337.17 | 510 | 442 | No
2030-01-28 01:00 | 2030 100% ECP | 0 | 147.98 | 510 | 442 | No
2030-01-28 02:00 | 2030 100% ECP | -100 | 0 | 368.27 | 248.75 | No
2030-01-28 03:00 | 2030 100% ECP | -700 | 205 | 257.51 | 142 | Yes
2030-01-28 04:00 | 2030 100% ECP | -700 | 505 | 510 | 442 | Yes
2030-01-28 05:00 | 2030 100% ECP | -700 | 505 | 510 | 442 | Yes
2030-01-28 06:00 | 2030 100% ECP | -700 | 505 | 510 | 442 | Yes
2030-01-28 07:00 | 2030 100% ECP | -700 | 505 | 510 | 442 | Yes
2030-01-28 08:00 | 2030 100% ECP | -700 | 505 | 510 | 442 | No
2030-01-28 09:00 | 2030 100% ECP | -700 | 205 | 510 | 218.16 | Yes
2030-01-28 10:00 | 2030 100% ECP | -700 | 505 | 510 | 442 | Yes
2030-01-28 11:00 | 2030 100% ECP | -700 | 505 | 510 | 442 | Yes
2030-01-28 12:00 | 2030 100% ECP | -700 | 386.06 | 390 | 442 | No
2030-01-28 13:00 | 2030 100% ECP | -700 | 505 | 90 | 442 | Yes
2030-01-28 14:00 | 2030 100% ECP | -700 | 212.44 | -210 | 442 | No
2030-01-28 15:00 | 2030 100% ECP | -700 | -87.56 | -510 | 142 | No
2030-01-28 16:00 | 2030 100% ECP | -700 | 0 | -510 | 88.88 | No
2030-01-28 17:00 | 2030 100% ECP | -700 | 0 | -210 | 209.55 | No
2030-01-28 18:00 | 2030 100% ECP | -700 | 0 | 0 | 209.55 | No
2030-01-28 19:00 | 2030 100% ECP | -700 | 0 | -145.34 | 113 | No
2030-01-28 20:00 | 2030 100% ECP | -700 | 0 | 0 | 413 | No
2030-01-28 21:00 | 2030 100% ECP | -700 | 0 | 210 | 442 | No
2030-01-28 22:00 | 2030 100% ECP | -700 | 300 | 510 | 442 | No
2030-01-28 23:00 | 2030 100% ECP | -700 | 505 | 510 | 442 | Yes
2030-01-29 | 2030 100% ECP | -700 | 505 | 510 | 442 | No
2030-01-29 01:00 | 2030 100% ECP | -700 | 505 | 510 | 442 | No
2030-01-29 02:00 | 2030 100% ECP | -700 | 505 | 510 | 442 | No
2030-01-29 03:00 | 2030 100% ECP | -700 | 505 | 510 | 442 | No
2030-01-29 04:00 | 2030 100% ECP | -700 | 505 | 510 | 442 | No
2030-01-29 05:00 | 2030 100% ECP | -700 | 505 | 510 | 442 | No
2030-01-29 06:00 | 2030 100% ECP | -700 | 505 | 510 | 442 | No
2030-01-29 07:00 | 2030 100% ECP | -700 | 205 | 210 | 362.44 | No
2030-01-29 08:00 | 2030 100% ECP | -700 | -95 | -90 | 62.44 | No
2030-01-29 09:00 | 2030 100% ECP | -700 | 0 | 0 | 362.44 | No
2030-01-29 10:00 | 2030 100% ECP | -700 | 0 | -67.6 | 442 | No
2030-01-29 11:00 | 2030 100% ECP | -700 | 205 | 210 | 442 | No
2030-01-29 12:00 | 2030 100% ECP | -700 | 505 | 510 | 442 | No
2030-01-29 13:00 | 2030 100% ECP | -700 | 205 | 210 | 142 | No
2030-01-29 14:00 | 2030 100% ECP | -700 | 505 | 510 | 442 | No
2030-01-29 15:00 | 2030 100% ECP | -700 | 205 | 210 | 142 | No
2030-01-29 16:00 | 2030 100% ECP | -496.96 | 0 | 0 | -158 | No
2030-01-29 17:00 | 2030 100% ECP | -700 | 0 | -210 | -148.56 | No
2030-01-29 18:00 | 2030 100% ECP | -700 | -104.39 | -510 | -176.81 | No
2030-01-29 19:00 | 2030 100% ECP | -100 | 0 | -210 | 0 | No
2030-01-29 20:00 | 2030 100% ECP | 0 | 0 | 0 | 204.21 | No
2030-01-29 21:00 | 2030 100% ECP | 0 | 205 | 210 | 433.48 | No
2030-01-29 22:00 | 2030 100% ECP | -498.01 | 505 | 510 | 442 | No
2030-01-29 23:00 | 2030 100% ECP | -47.49 | 205 | 210 | 142 | No
2030-01-30 | 2030 100% ECP | 0 | 0 | 212.22 | 334.14 | No
2030-01-30 01:00 | 2030 100% ECP | 0 | 0 | 81.91 | 34.14 | No
2030-01-30 02:00 | 2030 100% ECP | -600 | 0 | -17.25 | 152.68 | No
2030-01-30 03:00 | 2030 100% ECP | -700 | 205 | 210 | 142 | No
2030-01-30 04:00 | 2030 100% ECP | -700 | 505 | 510 | 442 | No
2030-01-30 05:00 | 2030 100% ECP | -700 | 505 | 510 | 442 | No
2030-01-30 06:00 | 2030 100% ECP | -700 | 505 | 510 | 442 | No
2030-01-30 07:00 | 2030 100% ECP | -700 | 505 | 510 | 442 | No
2030-01-30 08:00 | 2030 100% ECP | -700 | 205 | 210 | 142 | No
2030-01-30 09:00 | 2030 100% ECP | -700 | -95 | -90 | -42.07 | No
2030-01-30 10:00 | 2030 100% ECP | -700 | -227.91 | -90 | -150.82 | No
2030-01-30 11:00 | 2030 100% ECP | -700 | 72.09 | 210 | 142 | No
2030-01-30 12:00 | 2030 100% ECP | -700 | 372.09 | 510 | 442 | No
2030-01-30 13:00 | 2030 100% ECP | -700 | 505 | 510 | 442 | No
2030-01-30 14:00 | 2030 100% ECP | -700 | 205 | 210 | 142 | No
2030-01-30 15:00 | 2030 100% ECP | -700 | 505 | 510 | 442 | No
2030-01-30 16:00 | 2030 100% ECP | -700 | 205 | 210 | 142 | No
2030-01-30 17:00 | 2030 100% ECP | -100 | 31.29 | 501.51 | 190.78 | No
2030-01-30 18:00 | 2030 100% ECP | 0 | 0 | 201.51 | 0 | No
2030-01-30 19:00 | 2030 100% ECP | 0 | 0 | 0 | 0 | No
2030-01-30 20:00 | 2030 100% ECP | 100 | 0 | -300 | -39.67 | No
2030-01-30 21:00 | 2030 100% ECP | 700 | 0 | 0 | 74.53 | No
2030-01-30 22:00 | 2030 100% ECP | 523.69 | 0 | 0 | 374.53 | No
2030-01-30 23:00 | 2030 100% ECP | -76.31 | -57.27 | -300 | 117.91 | No
2030-01-31 | 2030 100% ECP | -676.31 | 242.73 | 0 | 417.91 | Yes
2030-01-31 01:00 | 2030 100% ECP | -700 | 505 | 300 | 442 | Yes
2030-01-31 02:00 | 2030 100% ECP | -700 | 505 | 510 | 442 | Yes
2030-01-31 03:00 | 2030 100% ECP | -700 | 505 | 510 | 442 | Yes
2030-01-31 04:00 | 2030 100% ECP | -700 | 505 | 510 | 442 | Yes
2030-01-31 05:00 | 2030 100% ECP | -700 | 505 | 510 | 442 | Yes
2030-01-31 06:00 | 2030 100% ECP | -700 | 505 | 510 | 442 | Yes
2030-01-31 07:00 | 2030 100% ECP | -700 | 505 | 510 | 442 | Yes
2030-01-31 08:00 | 2030 100% ECP | -700 | 505 | 510 | 442 | Yes
2030-01-31 09:00 | 2030 100% ECP | -700 | 505 | 510 | 442 | Yes
2030-01-31 10:00 | 2030 100% ECP | -700 | 505 | 510 | 442 | Yes
2030-01-31 11:00 | 2030 100% ECP | -700 | 505 | 510 | 442 | Yes
2030-01-31 12:00 | 2030 100% ECP | -700 | 505 | 510 | 442 | Yes
2030-01-31 13:00 | 2030 100% ECP | -700 | 505 | 510 | 442 | Yes
2030-01-31 14:00 | 2030 100% ECP | -700 | 505 | 510 | 442 | Yes
2030-01-31 15:00 | 2030 100% ECP | -700 | 505 | 510 | 442 | Yes
2030-01-31 16:00 | 2030 100% ECP | -700 | 449.9 | 300 | 442 | Yes
2030-01-31 17:00 | 2030 100% ECP | -700 | 149.9 | 0 | 442 | Yes
2030-01-31 18:00 | 2030 100% ECP | -700 | -150.1 | -300 | 142 | No
2030-01-31 19:00 | 2030 100% ECP | -700 | 149.9 | 0 | 442 | Yes
2030-01-31 20:00 | 2030 100% ECP | -700 | 449.9 | 300 | 442 | Yes
2030-01-31 21:00 | 2030 100% ECP | -700 | 505 | 510 | 442 | Yes
2030-01-31 22:00 | 2030 100% ECP | -700 | 505 | 510 | 442 | Yes
2030-01-31 23:00 | 2030 100% ECP | -700 | 505 | 510 | 442 | Yes
2030-02-01 | 2030 100% ECP | -700 | 505 | 510 | 442 | Yes
2030-02-01 01:00 | 2030 100% ECP | -700 | 505 | 510 | 442 | Yes
2030-02-01 02:00 | 2030 100% ECP | -700 | 505 | 510 | 442 | Yes
2030-02-01 03:00 | 2030 100% ECP | -700 | 505 | 510 | 442 | Yes
2030-02-01 04:00 | 2030 100% ECP | -700 | 505 | 510 | 442 | Yes
2030-02-01 05:00 | 2030 100% ECP | -700 | 505 | 510 | 442 | Yes
2030-02-01 06:00 | 2030 100% ECP | -700 | 505 | 510 | 442 | Yes
2030-02-01 07:00 | 2030 100% ECP | -700 | 505 | 510 | 442 | Yes
2030-02-01 08:00 | 2030 100% ECP | -700 | 505 | 510 | 442 | Yes
2030-02-01 09:00 | 2030 100% ECP | -700 | 505 | 510 | 442 | Yes
2030-02-01 10:00 | 2030 100% ECP | -700 | 505 | 510 | 442 | Yes
2030-02-01 11:00 | 2030 100% ECP | -700 | 505 | 510 | 442 | Yes
2030-02-01 12:00 | 2030 100% ECP | -700 | 505 | 510 | 442 | Yes
2030-02-01 13:00 | 2030 100% ECP | -700 | 505 | 510 | 442 | Yes
2030-02-01 14:00 | 2030 100% ECP | -700 | 505 | 510 | 442 | Yes
2030-02-01 15:00 | 2030 100% ECP | -700 | 505 | 510 | 442 | No
2030-02-01 16:00 | 2030 100% ECP | -100 | 232.26 | 510 | 422.81 | No
2030-02-01 17:00 | 2030 100% ECP | 437.9 | 505 | 510 | 442 | No
2030-02-01 18:00 | 2030 100% ECP | 700 | 300 | 446.66 | 407.24 | No
2030-02-01 19:00 | 2030 100% ECP | 700 | 0 | 146.66 | 107.24 | No
2030-02-01 20:00 | 2030 100% ECP | 700 | -300 | -153.34 | -192.76 | No
2030-02-01 21:00 | 2030 100% ECP | 700 | 0 | -265.2 | -5.49 | No
2030-02-01 22:00 | 2030 100% ECP | 700 | 300 | 34.8 | 294.51 | No
2030-02-01 23:00 | 2030 100% ECP | 700 | 0 | 334.8 | 442 | No
2030-02-02 | 2030 100% ECP | 700 | 0 | 327.14 | 426.52 | No
2030-02-02 01:00 | 2030 100% ECP | 374.6 | 124.79 | 210 | 442 | No
2030-02-02 02:00 | 2030 100% ECP | 700 | 424.79 | 510 | 442 | No
2030-02-02 03:00 | 2030 100% ECP | 117.38 | 463.41 | 510 | 442 | No
2030-02-02 04:00 | 2030 100% ECP | -482.62 | 505 | 510 | 442 | No
2030-02-02 05:00 | 2030 100% ECP | -682.83 | 300 | 300 | 420.97 | No
2030-02-02 06:00 | 2030 100% ECP | -202.37 | 0 | 0 | 120.97 | No
2030-02-02 07:00 | 2030 100% ECP | -300.09 | 0 | 0 | 323.23 | No
2030-02-02 08:00 | 2030 100% ECP | 0 | 0 | 0 | 347.6 | No
2030-02-02 09:00 | 2030 100% ECP | -600 | -157.35 | -300 | 215.36 | No
2030-02-02 10:00 | 2030 100% ECP | -700 | 115.86 | 0 | 442 | Yes
2030-02-02 11:00 | 2030 100% ECP | -700 | 415.86 | 300 | 442 | Yes
2030-02-02 12:00 | 2030 100% ECP | -700 | 505 | 510 | 442 | Yes
2030-02-02 13:00 | 2030 100% ECP | -700 | 374 | 390 | 442 | Yes
2030-02-02 14:00 | 2030 100% ECP | -700 | 74 | 90 | 442 | Yes
2030-02-02 15:00 | 2030 100% ECP | -700 | -226 | -210 | 436.05 | Yes
2030-02-02 16:00 | 2030 100% ECP | -700 | -526 | -510 | 136.05 | Yes
2030-02-02 17:00 | 2030 100% ECP | -700 | -526 | -510 | -163.95 | Yes
2030-02-02 18:00 | 2030 100% ECP | -700 | -526 | -510 | 76.34 | No
2030-02-02 19:00 | 2030 100% ECP | -700 | -226 | -210 | 376.34 | Yes
2030-02-02 20:00 | 2030 100% ECP | -700 | 74 | 90 | 442 | Yes
2030-02-02 21:00 | 2030 100% ECP | -700 | 374 | 390 | 442 | Yes
2030-02-02 22:00 | 2030 100% ECP | -700 | 505 | 510 | 442 | Yes
2030-02-02 23:00 | 2030 100% ECP | -700 | 505 | 510 | 442 | Yes
2030-02-03 | 2030 100% ECP | -700 | 505 | 510 | 442 | Yes
2030-02-03 01:00 | 2030 100% ECP | -700 | 505 | 510 | 442 | Yes
2030-02-03 02:00 | 2030 100% ECP | -700 | 505 | 510 | 442 | Yes
2030-02-03 03:00 | 2030 100% ECP | -700 | 505 | 510 | 442 | Yes
2030-02-03 04:00 | 2030 100% ECP | -700 | 505 | 510 | 442 | Yes
2030-02-03 05:00 | 2030 100% ECP | -700 | 505 | 510 | 442 | Yes
2030-02-03 06:00 | 2030 100% ECP | -700 | 374 | 390 | 390 | Yes
2030-02-03 07:00 | 2030 100% ECP | -700 | 74 | 90 | 90 | Yes
2030-02-03 08:00 | 2030 100% ECP | -700 | -226 | -210 | -210 | No
2030-02-03 09:00 | 2030 100% ECP | -700 | -526 | -510 | -510 | No
2030-02-03 10:00 | 2030 100% ECP | -700 | -526 | -510 | -510 | No
2030-02-03 11:00 | 2030 100% ECP | -700 | -526 | -510 | -510 | Yes
2030-02-03 12:00 | 2030 100% ECP | -700 | -226 | -210 | -210 | Yes
2030-02-03 13:00 | 2030 100% ECP | -700 | 74 | 90 | 90 | Yes
2030-02-03 14:00 | 2030 100% ECP | -700 | -226 | -210 | -210 | Yes
2030-02-03 15:00 | 2030 100% ECP | -700 | -526 | -510 | -510 | No
2030-02-03 16:00 | 2030 100% ECP | -700 | -226 | -210 | -210 | No
2030-02-03 17:00 | 2030 100% ECP | -700 | -526 | -510 | -510 | No
2030-02-03 18:00 | 2030 100% ECP | -700 | -526 | -510 | -510 | No
2030-02-03 19:00 | 2030 100% ECP | -700 | -226 | -210 | -210 | No
2030-02-03 20:00 | 2030 100% ECP | -700 | 74 | 90 | 90 | Yes
2030-02-03 21:00 | 2030 100% ECP | -700 | 374 | 390 | 390 | Yes
2030-02-03 22:00 | 2030 100% ECP | -700 | 505 | 510 | 442 | Yes
2030-02-03 23:00 | 2030 100% ECP | -700 | 505 | 510 | 442 | Yes
2030-02-04 | 2030 100% ECP | -700 | 505 | 510 | 442 | Yes
2030-02-04 01:00 | 2030 100% ECP | -700 | 505 | 510 | 391.73 | Yes
2030-02-04 02:00 | 2030 100% ECP | -700 | 505 | 510 | 391.73 | Yes
2030-02-04 03:00 | 2030 100% ECP | -700 | 505 | 510 | 269.59 | Yes
2030-02-04 04:00 | 2030 100% ECP | -700 | 505 | 510 | 269.59 | Yes
2030-02-04 05:00 | 2030 100% ECP | -700 | 505 | 510 | 270.99 | Yes
2030-02-04 06:00 | 2030 100% ECP | -700 | 505 | 510 | 270.99 | Yes
2030-02-04 07:00 | 2030 100% ECP | -700 | 505 | 510 | 100.23 | Yes
2030-02-04 08:00 | 2030 100% ECP | -700 | 505 | 510 | 334.47 | Yes
2030-02-04 09:00 | 2030 100% ECP | -700 | 505 | 510 | 442 | Yes
2030-02-04 10:00 | 2030 100% ECP | -700 | 505 | 510 | 442 | Yes
2030-02-04 11:00 | 2030 100% ECP | -700 | 505 | 510 | 442 | Yes
2030-02-04 12:00 | 2030 100% ECP | -700 | 505 | 510 | 442 | Yes
2030-02-04 13:00 | 2030 100% ECP | -700 | 505 | 510 | 442 | Yes
2030-02-04 14:00 | 2030 100% ECP | -700 | 505 | 510 | 442 | Yes
2030-02-04 15:00 | 2030 100% ECP | -100 | 219 | 510 | 442 | No
2030-02-04 16:00 | 2030 100% ECP | 500 | 505 | 510 | 442 | No
2030-02-04 17:00 | 2030 100% ECP | 700 | 505 | 510 | 442 | No
2030-02-04 18:00 | 2030 100% ECP | 700 | 505 | 510 | 442 | No
2030-02-04 19:00 | 2030 100% ECP | 700 | 505 | 510 | 442 | No
2030-02-04 20:00 | 2030 100% ECP | 700 | 505 | 510 | 442 | No
2030-02-04 21:00 | 2030 100% ECP | 700 | 505 | 510 | 442 | No
2030-02-04 22:00 | 2030 100% ECP | 700 | 505 | 510 | 442 | No
2030-02-04 23:00 | 2030 100% ECP | 700 | 505 | 510 | 442 | No
2030-02-05 | 2030 100% ECP | 700 | 505 | 510 | 442 | No
2030-02-05 01:00 | 2030 100% ECP | 700 | 370.17 | 510 | 442 | No
2030-02-05 02:00 | 2030 100% ECP | 700 | 505 | 510 | 442 | No
2030-02-05 03:00 | 2030 100% ECP | 700 | 205 | 510 | 401.81 | No
2030-02-05 04:00 | 2030 100% ECP | 700 | 0 | 510 | 401.81 | No
2030-02-05 05:00 | 2030 100% ECP | 700 | 0 | 272.07 | 101.81 | No
2030-02-05 06:00 | 2030 100% ECP | 700 | 0 | 66.84 | 348.57 | No
2030-02-05 07:00 | 2030 100% ECP | 700 | 0 | 366.84 | 72.76 | No
2030-02-05 08:00 | 2030 100% ECP | 700 | 0 | 318.71 | 104.33 | No
2030-02-05 09:00 | 2030 100% ECP | 700 | 0 | 18.71 | 404.33 | No
2030-02-05 10:00 | 2030 100% ECP | 700 | 0 | 0 | 442 | No
2030-02-05 11:00 | 2030 100% ECP | 700 | 0 | 0 | 442 | No
2030-02-05 12:00 | 2030 100% ECP | 700 | 0 | 0 | 215.99 | No
2030-02-05 13:00 | 2030 100% ECP | 100 | 0 | 0 | 350.2 | No
2030-02-05 14:00 | 2030 100% ECP | 152.76 | 0 | 0 | 235.86 | No
2030-02-05 15:00 | 2030 100% ECP | 556.86 | 0 | 0 | 391.18 | No
2030-02-05 16:00 | 2030 100% ECP | 700 | -54.82 | -210 | 442 | No
2030-02-05 17:00 | 2030 100% ECP | 100 | -354.82 | -510 | 142 | No
2030-02-05 18:00 | 2030 100% ECP | 700 | -526 | -510 | 50.08 | No
2030-02-05 19:00 | 2030 100% ECP | 700 | -526 | -510 | 0 | No
2030-02-05 20:00 | 2030 100% ECP | 700 | -300 | -306.82 | 283.69 | No
2030-02-05 21:00 | 2030 100% ECP | 700 | 0 | -6.82 | 442 | No
2030-02-05 22:00 | 2030 100% ECP | 700 | 0 | 293.18 | 441.03 | No
2030-02-05 23:00 | 2030 100% ECP | 700 | 293.61 | 510 | 442 | No
2030-02-06 | 2030 100% ECP | 700 | 505 | 510 | 442 | No
2030-02-06 01:00 | 2030 100% ECP | 700 | 505 | 510 | 442 | No
2030-02-06 02:00 | 2030 100% ECP | 700 | 505 | 510 | 442 | No
2030-02-06 03:00 | 2030 100% ECP | 700 | 505 | 510 | 442 | No
2030-02-06 04:00 | 2030 100% ECP | 700 | 505 | 510 | 442 | No
2030-02-06 05:00 | 2030 100% ECP | 700 | 505 | 510 | 442 | No
2030-02-06 06:00 | 2030 100% ECP | 700 | 300 | 510 | 442 | No
2030-02-06 07:00 | 2030 100% ECP | 600 | 0 | 210 | 300 | No
2030-02-06 08:00 | 2030 100% ECP | 0 | 0 | -90 | 0 | No
2030-02-06 09:00 | 2030 100% ECP | 165.73 | 0 | -381.1 | 0 | No
2030-02-06 10:00 | 2030 100% ECP | 700 | 0 | -81.1 | 300 | No
2030-02-06 11:00 | 2030 100% ECP | 700 | 0 | 0 | 442 | No
2030-02-06 12:00 | 2030 100% ECP | 231.95 | 0 | -210 | 336.78 | No
2030-02-06 13:00 | 2030 100% ECP | -368.05 | -300 | -510 | 36.78 | No
2030-02-06 14:00 | 2030 100% ECP | 0 | -526 | -510 | -31.14 | No
2030-02-06 15:00 | 2030 100% ECP | 0 | -526 | -510 | -30.44 | No
2030-02-06 16:00 | 2030 100% ECP | 0 | -444.41 | -510 | -69.69 | No
2030-02-06 17:00 | 2030 100% ECP | 0 | -144.41 | -411.96 | 142 | No
2030-02-06 18:00 | 2030 100% ECP | 600 | 0 | -111.96 | 442 | No
2030-02-06 19:00 | 2030 100% ECP | 700 | 143.22 | 188.04 | 442 | No
2030-02-06 20:00 | 2030 100% ECP | 527.44 | 300 | 300 | 436.19 | No
2030-02-06 21:00 | 2030 100% ECP | -72.56 | 0 | 0 | 136.19 | No
2030-02-06 22:00 | 2030 100% ECP | -672.56 | 0 | 210 | 63.82 | No
2030-02-06 23:00 | 2030 100% ECP | -700 | 300 | 510 | 363.82 | Yes
2030-02-07 | 2030 100% ECP | -700 | 505 | 510 | 442 | Yes
2030-02-07 01:00 | 2030 100% ECP | -700 | 505 | 510 | 442 | Yes
2030-02-07 02:00 | 2030 100% ECP | -700 | 505 | 510 | 442 | Yes
2030-02-07 03:00 | 2030 100% ECP | -700 | 505 | 510 | 442 | Yes
2030-02-07 04:00 | 2030 100% ECP | -700 | 505 | 510 | 442 | Yes
2030-02-07 05:00 | 2030 100% ECP | -700 | 505 | 510 | 442 | Yes
2030-02-07 06:00 | 2030 100% ECP | -700 | 505 | 510 | 442 | Yes
2030-02-07 07:00 | 2030 100% ECP | -700 | 505 | 510 | 442 | Yes
2030-02-07 08:00 | 2030 100% ECP | -700 | 505 | 510 | 442 | Yes
2030-02-07 09:00 | 2030 100% ECP | -700 | 505 | 510 | 442 | Yes
2030-02-07 10:00 | 2030 100% ECP | -700 | 505 | 510 | 442 | Yes
2030-02-07 11:00 | 2030 100% ECP | -700 | 505 | 510 | 442 | Yes
2030-02-07 12:00 | 2030 100% ECP | -700 | 505 | 510 | 442 | Yes
2030-02-07 13:00 | 2030 100% ECP | -700 | 505 | 510 | 442 | Yes
2030-02-07 14:00 | 2030 100% ECP | -700 | 505 | 510 | 442 | Yes
2030-02-07 15:00 | 2030 100% ECP | -700 | 505 | 396.03 | 442 | Yes
2030-02-07 16:00 | 2030 100% ECP | -700 | 205 | 96.03 | 142 | Yes
2030-02-07 17:00 | 2030 100% ECP | -700 | -95 | -203.97 | -158 | Yes
2030-02-07 18:00 | 2030 100% ECP | -700 | 205 | 96.03 | 142 | Yes
2030-02-07 19:00 | 2030 100% ECP | -700 | 505 | 396.03 | 442 | Yes
2030-02-07 20:00 | 2030 100% ECP | -700 | 505 | 510 | 442 | Yes
2030-02-07 21:00 | 2030 100% ECP | -700 | 505 | 510 | 442 | Yes
2030-02-07 22:00 | 2030 100% ECP | -700 | 505 | 510 | 442 | Yes
2030-02-07 23:00 | 2030 100% ECP | -700 | 505 | 510 | 442 | Yes
2030-02-08 | 2030 100% ECP | -700 | 505 | 510 | 442 | Yes
2030-02-08 01:00 | 2030 100% ECP | -700 | 505 | 510 | 442 | Yes
2030-02-08 02:00 | 2030 100% ECP | -700 | 505 | 510 | 442 | Yes
2030-02-08 03:00 | 2030 100% ECP | -700 | 505 | 510 | 442 | Yes
2030-02-08 04:00 | 2030 100% ECP | -700 | 505 | 510 | 442 | Yes
2030-02-08 05:00 | 2030 100% ECP | -700 | 505 | 510 | 442 | Yes
2030-02-08 06:00 | 2030 100% ECP | -700 | 505 | 510 | 442 | Yes
2030-02-08 07:00 | 2030 100% ECP | -700 | 205 | 510 | 270.22 | Yes
2030-02-08 08:00 | 2030 100% ECP | -700 | 279.32 | 510 | 442 | Yes
2030-02-08 09:00 | 2030 100% ECP | -700 | 505 | 510 | 442 | Yes
2030-02-08 10:00 | 2030 100% ECP | -700 | 505 | 510 | 442 | Yes
2030-02-08 11:00 | 2030 100% ECP | -700 | 505 | 510 | 442 | Yes
2030-02-08 12:00 | 2030 100% ECP | -700 | 505 | 510 | 442 | Yes
2030-02-08 13:00 | 2030 100% ECP | -700 | 505 | 510 | 442 | Yes
2030-02-08 14:00 | 2030 100% ECP | -700 | 505 | 510 | 442 | Yes
2030-02-08 15:00 | 2030 100% ECP | -700 | 505 | 510 | 442 | Yes
2030-02-08 16:00 | 2030 100% ECP | -700 | 505 | 510 | 442 | Yes
2030-02-08 17:00 | 2030 100% ECP | -700 | 505 | 510 | 442 | Yes
2030-02-08 18:00 | 2030 100% ECP | -700 | 505 | 510 | 442 | Yes
2030-02-08 19:00 | 2030 100% ECP | -700 | 505 | 510 | 442 | Yes
2030-02-08 20:00 | 2030 100% ECP | -700 | 505 | 510 | 442 | Yes
2030-02-08 21:00 | 2030 100% ECP | -700 | 505 | 510 | 442 | Yes
2030-02-08 22:00 | 2030 100% ECP | -700 | 505 | 510 | 442 | Yes
2030-02-08 23:00 | 2030 100% ECP | -700 | 505 | 510 | 442 | Yes
2030-02-09 | 2030 100% ECP | -700 | 505 | 510 | 442 | Yes
2030-02-09 01:00 | 2030 100% ECP | -700 | 505 | 510 | 442 | Yes
2030-02-09 02:00 | 2030 100% ECP | -700 | 505 | 510 | 442 | Yes
2030-02-09 03:00 | 2030 100% ECP | -700 | 505 | 510 | 442 | Yes
2030-02-09 04:00 | 2030 100% ECP | -700 | 505 | 510 | 442 | Yes
2030-02-09 05:00 | 2030 100% ECP | -700 | 505 | 510 | 208.08 | Yes
2030-02-09 06:00 | 2030 100% ECP | -700 | 505 | 510 | 234.48 | Yes
2030-02-09 07:00 | 2030 100% ECP | -700 | 505 | 510 | 255.01 | Yes
2030-02-09 08:00 | 2030 100% ECP | -700 | 205 | 470.15 | 0 | Yes
2030-02-09 09:00 | 2030 100% ECP | -700 | 505 | 510 | 232.98 | Yes
2030-02-09 10:00 | 2030 100% ECP | -700 | 505 | 510 | 283.84 | Yes
2030-02-09 11:00 | 2030 100% ECP | -700 | 505 | 510 | 291.42 | Yes
2030-02-09 12:00 | 2030 100% ECP | -700 | 505 | 510 | 292.95 | Yes
2030-02-09 13:00 | 2030 100% ECP | -700 | 505 | 510 | 337.08 | Yes
2030-02-09 14:00 | 2030 100% ECP | -700 | 505 | 493.43 | 403.44 | Yes
2030-02-09 15:00 | 2030 100% ECP | -700 | 205 | 193.43 | 118.37 | Yes
2030-02-09 16:00 | 2030 100% ECP | -700 | -95 | -106.57 | -181.63 | Yes
2030-02-09 17:00 | 2030 100% ECP | -700 | -395 | -406.57 | -481.63 | Yes
2030-02-09 18:00 | 2030 100% ECP | -700 | -95 | -106.57 | -181.63 | Yes
2030-02-09 19:00 | 2030 100% ECP | -700 | 205 | 193.43 | 118.37 | Yes
2030-02-09 20:00 | 2030 100% ECP | -700 | 505 | 493.43 | 418.37 | Yes
2030-02-09 21:00 | 2030 100% ECP | -700 | 505 | 510 | 442 | Yes
2030-02-09 22:00 | 2030 100% ECP | -700 | 505 | 510 | 442 | Yes
2030-02-09 23:00 | 2030 100% ECP | -700 | 505 | 510 | 442 | Yes
2030-02-10 | 2030 100% ECP | -700 | 505 | 510 | 442 | Yes
2030-02-10 01:00 | 2030 100% ECP | -700 | 505 | 510 | 229.64 | Yes
2030-02-10 02:00 | 2030 100% ECP | -700 | 505 | 510 | 236.76 | Yes
2030-02-10 03:00 | 2030 100% ECP | -700 | 505 | 510 | 391.84 | Yes
2030-02-10 04:00 | 2030 100% ECP | -700 | 505 | 510 | 375.46 | Yes
2030-02-10 05:00 | 2030 100% ECP | -700 | 505 | 510 | 112.96 | Yes
2030-02-10 06:00 | 2030 100% ECP | -700 | 505 | 510 | 80.42 | Yes
2030-02-10 07:00 | 2030 100% ECP | -700 | 505 | 510 | 256.64 | Yes
2030-02-10 08:00 | 2030 100% ECP | -700 | 505 | 510 | 399.89 | Yes
2030-02-10 09:00 | 2030 100% ECP | -700 | 505 | 510 | 212.6 | Yes
2030-02-10 10:00 | 2030 100% ECP | -700 | 505 | 510 | 368.48 | Yes
2030-02-10 11:00 | 2030 100% ECP | -700 | 505 | 510 | 442 | Yes
2030-02-10 12:00 | 2030 100% ECP | -700 | 205 | 308.28 | 142 | Yes
2030-02-10 13:00 | 2030 100% ECP | -700 | 505 | 510 | 442 | Yes
2030-02-10 14:00 | 2030 100% ECP | -700 | 505 | 510 | 442 | Yes
2030-02-10 15:00 | 2030 100% ECP | -700 | 505 | 510 | 274.83 | Yes
2030-02-10 16:00 | 2030 100% ECP | -700 | 505 | 510 | 442 | Yes
2030-02-10 17:00 | 2030 100% ECP | -700 | 505 | 510 | 356.09 | Yes
2030-02-10 18:00 | 2030 100% ECP | -700 | 505 | 510 | 442 | Yes
2030-02-10 19:00 | 2030 100% ECP | -700 | 505 | 510 | 442 | Yes
2030-02-10 20:00 | 2030 100% ECP | -700 | 505 | 510 | 442 | Yes
2030-02-10 21:00 | 2030 100% ECP | -700 | 505 | 510 | 442 | Yes
2030-02-10 22:00 | 2030 100% ECP | -700 | 505 | 510 | 442 | Yes
2030-02-10 23:00 | 2030 100% ECP | -700 | 505 | 510 | 323.94 | Yes
2030-02-11 | 2030 100% ECP | -700 | 505 | 510 | 262.19 | Yes
2030-02-11 01:00 | 2030 100% ECP | -700 | 505 | 510 | 209.7 | Yes
2030-02-11 02:00 | 2030 100% ECP | -700 | 505 | 510 | 220.77 | Yes
2030-02-11 03:00 | 2030 100% ECP | -700 | 505 | 510 | 167.76 | Yes
2030-02-11 04:00 | 2030 100% ECP | -700 | 505 | 510 | 216.16 | Yes
2030-02-11 05:00 | 2030 100% ECP | -700 | 505 | 510 | 125.57 | Yes
2030-02-11 06:00 | 2030 100% ECP | -700 | 505 | 510 | 162.35 | Yes
2030-02-11 07:00 | 2030 100% ECP | -700 | 505 | 510 | 442 | Yes
2030-02-11 08:00 | 2030 100% ECP | -700 | 505 | 510 | 442 | Yes
2030-02-11 09:00 | 2030 100% ECP | -700 | 505 | 510 | 442 | Yes
2030-02-11 10:00 | 2030 100% ECP | -700 | 505 | 510 | 442 | Yes
2030-02-11 11:00 | 2030 100% ECP | -700 | 505 | 510 | 442 | Yes
2030-02-11 12:00 | 2030 100% ECP | -700 | 505 | 510 | 442 | Yes
2030-02-11 13:00 | 2030 100% ECP | -700 | 505 | 510 | 442 | Yes
2030-02-11 14:00 | 2030 100% ECP | -700 | 505 | 510 | 442 | Yes
2030-02-11 15:00 | 2030 100% ECP | -700 | 505 | 510 | 442 | Yes
2030-02-11 16:00 | 2030 100% ECP | -700 | 505 | 510 | 442 | Yes
2030-02-11 17:00 | 2030 100% ECP | -700 | 505 | 510 | 442 | Yes
2030-02-11 18:00 | 2030 100% ECP | -700 | 505 | 510 | 442 | Yes
2030-02-11 19:00 | 2030 100% ECP | -700 | 505 | 510 | 442 | Yes
2030-02-11 20:00 | 2030 100% ECP | -700 | 505 | 510 | 442 | No
2030-02-11 21:00 | 2030 100% ECP | -700 | 505 | 510 | 442 | No
2030-02-11 22:00 | 2030 100% ECP | -700 | 505 | 510 | 442 | No
2030-02-11 23:00 | 2030 100% ECP | -700 | 505 | 510 | 442 | Yes
2030-02-12 | 2030 100% ECP | -100 | 505 | 510 | 442 | No
2030-02-12 01:00 | 2030 100% ECP | 500 | 505 | 510 | 442 | No
2030-02-12 02:00 | 2030 100% ECP | 500 | 505 | 510 | 442 | No
2030-02-12 03:00 | 2030 100% ECP | 0 | 505 | 510 | 442 | No
2030-02-12 04:00 | 2030 100% ECP | 0 | 505 | 510 | 442 | No
2030-02-12 05:00 | 2030 100% ECP | 0 | 505 | 510 | 442 | No
2030-02-12 06:00 | 2030 100% ECP | 320.73 | 505 | 510 | 442 | No
2030-02-12 07:00 | 2030 100% ECP | 700 | 505 | 510 | 442 | No
2030-02-12 08:00 | 2030 100% ECP | 700 | 505 | 510 | 442 | No
2030-02-12 09:00 | 2030 100% ECP | 700 | 502.33 | 510 | 442 | No
2030-02-12 10:00 | 2030 100% ECP | 578.9 | 202.33 | 210 | 442 | No
2030-02-12 11:00 | 2030 100% ECP | 610.28 | 0 | 0 | 362.09 | No
2030-02-12 12:00 | 2030 100% ECP | 623.66 | 0 | 0 | 309.55 | No
2030-02-12 13:00 | 2030 100% ECP | 700 | 21.39 | 0 | 442 | No
2030-02-12 14:00 | 2030 100% ECP | 100 | -114.56 | -300 | 142 | No
2030-02-12 15:00 | 2030 100% ECP | 700 | -414.56 | -510 | -137.05 | No
2030-02-12 16:00 | 2030 100% ECP | 700 | -191.34 | -510 | 0 | No
2030-02-12 17:00 | 2030 100% ECP | 100 | -191.34 | -510 | 0 | No
2030-02-12 18:00 | 2030 100% ECP | 700 | -300 | -300 | 142 | No
2030-02-12 19:00 | 2030 100% ECP | 100 | 0 | 0 | 442 | No
2030-02-12 20:00 | 2030 100% ECP | -500 | 0 | -237.67 | 376.83 | No
2030-02-12 21:00 | 2030 100% ECP | -700 | 300 | 62.33 | 442 | Yes
2030-02-12 22:00 | 2030 100% ECP | -700 | 505 | 362.33 | 442 | Yes
2030-02-12 23:00 | 2030 100% ECP | -700 | 505 | 510 | 442 | Yes
2030-02-13 | 2030 100% ECP | -100 | 505 | 510 | 442 | No
2030-02-13 01:00 | 2030 100% ECP | 0 | 505 | 510 | 442 | No
2030-02-13 02:00 | 2030 100% ECP | 0 | 505 | 510 | 442 | No
2030-02-13 03:00 | 2030 100% ECP | 0 | 505 | 510 | 442 | No
2030-02-13 04:00 | 2030 100% ECP | 0 | 505 | 510 | 174.19 | No
2030-02-13 05:00 | 2030 100% ECP | 56.99 | 505 | 510 | -125.81 | No
2030-02-13 06:00 | 2030 100% ECP | 656.99 | 300 | 400.42 | -400.77 | No
2030-02-13 07:00 | 2030 100% ECP | 56.99 | 0 | 100.42 | -464.38 | No
2030-02-13 08:00 | 2030 100% ECP | -543.01 | -300 | -199.58 | -164.38 | No
2030-02-13 09:00 | 2030 100% ECP | 0 | 0 | -238.65 | 135.62 | No
2030-02-13 10:00 | 2030 100% ECP | 0 | 0 | 0 | 435.62 | No
2030-02-13 11:00 | 2030 100% ECP | 0 | 0 | 0 | 442 | No
2030-02-13 12:00 | 2030 100% ECP | 0 | 119.91 | 210 | 142 | No
2030-02-13 13:00 | 2030 100% ECP | 0 | 419.91 | 510 | 442 | No
2030-02-13 14:00 | 2030 100% ECP | 0 | 119.91 | 210 | 142 | No
2030-02-13 15:00 | 2030 100% ECP | 600 | 0 | 443.54 | 442 | No
2030-02-13 16:00 | 2030 100% ECP | 700 | 264.64 | 390 | 442 | No
2030-02-13 17:00 | 2030 100% ECP | 700 | 74 | 90 | 301.15 | No
2030-02-13 18:00 | 2030 100% ECP | 700 | -226 | -210 | 1.15 | No
2030-02-13 19:00 | 2030 100% ECP | 700 | -526 | -510 | -298.85 | No
2030-02-13 20:00 | 2030 100% ECP | 700 | -226 | -492.84 | 1.15 | No
2030-02-13 21:00 | 2030 100% ECP | 700 | -27.64 | -492.84 | 218.91 | No
2030-02-13 22:00 | 2030 100% ECP | 700 | -327.64 | -510 | 376.19 | No
2030-02-13 23:00 | 2030 100% ECP | 558.43 | -27.64 | -210 | 390.52 | No
2030-02-14 | 2030 100% ECP | -41.57 | 0 | -455.65 | 311.26 | No
2030-02-14 01:00 | 2030 100% ECP | -641.57 | -104.28 | -510 | 50.57 | No
2030-02-14 02:00 | 2030 100% ECP | -700 | 195.72 | -210 | 350.57 | Yes
2030-02-14 03:00 | 2030 100% ECP | -700 | 495.72 | 90 | 442 | Yes
2030-02-14 04:00 | 2030 100% ECP | -700 | 505 | 390 | 442 | Yes
2030-02-14 05:00 | 2030 100% ECP | -700 | 505 | 510 | 442 | Yes
2030-02-14 06:00 | 2030 100% ECP | -700 | 505 | 510 | 442 | Yes
2030-02-14 07:00 | 2030 100% ECP | -700 | 505 | 510 | 442 | Yes
2030-02-14 08:00 | 2030 100% ECP | -700 | 505 | 510 | 442 | Yes
2030-02-14 09:00 | 2030 100% ECP | -700 | 505 | 510 | 442 | Yes
2030-02-14 10:00 | 2030 100% ECP | -700 | 505 | 510 | 442 | Yes
2030-02-14 11:00 | 2030 100% ECP | -700 | 505 | 510 | 442 | Yes
2030-02-14 12:00 | 2030 100% ECP | -700 | 505 | 510 | 442 | Yes
2030-02-14 13:00 | 2030 100% ECP | -700 | 505 | 510 | 442 | Yes
2030-02-14 14:00 | 2030 100% ECP | -700 | 505 | 489.57 | 442 | Yes
2030-02-14 15:00 | 2030 100% ECP | -700 | 300 | 189.57 | 166.49 | Yes
2030-02-14 16:00 | 2030 100% ECP | -600 | 0 | -110.43 | -133.51 | No
2030-02-14 17:00 | 2030 100% ECP | 0 | -226 | -210 | 145.72 | No
2030-02-14 18:00 | 2030 100% ECP | 600 | -526 | -510 | 173.45 | No
2030-02-14 19:00 | 2030 100% ECP | 700 | -226 | -210 | 442 | No
2030-02-14 20:00 | 2030 100% ECP | 355.95 | 0 | 0 | 442 | No
2030-02-14 21:00 | 2030 100% ECP | 0 | 0 | 0 | 442 | No
2030-02-14 22:00 | 2030 100% ECP | -100 | 0 | 210 | 329.64 | No
2030-02-14 23:00 | 2030 100% ECP | -700 | 300 | 510 | 442 | Yes
2030-02-15 | 2030 100% ECP | -700 | 505 | 510 | 442 | Yes
2030-02-15 01:00 | 2030 100% ECP | -700 | 505 | 510 | 442 | Yes
2030-02-15 02:00 | 2030 100% ECP | -700 | 505 | 510 | 442 | Yes
2030-02-15 03:00 | 2030 100% ECP | -700 | 505 | 510 | 442 | Yes
2030-02-15 04:00 | 2030 100% ECP | -700 | 505 | 510 | 442 | Yes
2030-02-15 05:00 | 2030 100% ECP | -700 | 505 | 510 | 442 | Yes
2030-02-15 06:00 | 2030 100% ECP | -700 | 505 | 510 | 442 | Yes
2030-02-15 07:00 | 2030 100% ECP | -700 | 505 | 510 | 442 | Yes
2030-02-15 08:00 | 2030 100% ECP | -700 | 505 | 510 | 442 | Yes
2030-02-15 09:00 | 2030 100% ECP | -700 | 505 | 510 | 442 | Yes
2030-02-15 10:00 | 2030 100% ECP | -700 | 505 | 510 | 442 | Yes
2030-02-15 11:00 | 2030 100% ECP | -700 | 327.61 | 300 | 390 | Yes
2030-02-15 12:00 | 2030 100% ECP | -700 | 27.61 | 0 | 90 | Yes
2030-02-15 13:00 | 2030 100% ECP | -700 | -272.39 | -300 | -210 | Yes
2030-02-15 14:00 | 2030 100% ECP | -700 | 27.61 | 0 | 90 | Yes
2030-02-15 15:00 | 2030 100% ECP | -700 | -226 | -210 | -210 | Yes
2030-02-15 16:00 | 2030 100% ECP | -700 | -526 | -510 | -510 | Yes
2030-02-15 17:00 | 2030 100% ECP | -700 | -526 | -510 | -247.57 | No
2030-02-15 18:00 | 2030 100% ECP | -700 | -226 | -210 | 52.43 | No
2030-02-15 19:00 | 2030 100% ECP | -700 | -526 | -510 | 85.99 | No
2030-02-15 20:00 | 2030 100% ECP | -700 | -226 | -210 | 385.99 | No
2030-02-15 21:00 | 2030 100% ECP | -700 | 74 | 90 | 442 | Yes
2030-02-15 22:00 | 2030 100% ECP | -700 | 374 | 390 | 442 | Yes
2030-02-15 23:00 | 2030 100% ECP | -700 | 505 | 510 | 442 | Yes
2030-02-16 | 2030 100% ECP | -700 | 505 | 510 | 356.03 | Yes
2030-02-16 01:00 | 2030 100% ECP | -700 | 505 | 510 | 112.01 | Yes
2030-02-16 02:00 | 2030 100% ECP | -700 | 505 | 510 | 412.01 | Yes
2030-02-16 03:00 | 2030 100% ECP | -700 | 505 | 510 | 350.74 | Yes
2030-02-16 04:00 | 2030 100% ECP | -700 | 505 | 510 | 113.53 | Yes
2030-02-16 05:00 | 2030 100% ECP | -700 | 505 | 510 | 301.81 | Yes
2030-02-16 06:00 | 2030 100% ECP | -700 | 505 | 510 | 442 | Yes
2030-02-16 07:00 | 2030 100% ECP | -700 | 505 | 510 | 442 | Yes
2030-02-16 08:00 | 2030 100% ECP | -700 | 505 | 510 | 442 | Yes
2030-02-16 09:00 | 2030 100% ECP | -700 | 505 | 510 | 442 | Yes
2030-02-16 10:00 | 2030 100% ECP | -700 | 505 | 510 | 425.2 | Yes
2030-02-16 11:00 | 2030 100% ECP | -700 | 505 | 510 | 421.74 | Yes
2030-02-16 12:00 | 2030 100% ECP | -700 | 505 | 510 | 401.43 | Yes
2030-02-16 13:00 | 2030 100% ECP | -700 | 505 | 510 | 410.4 | Yes
2030-02-16 14:00 | 2030 100% ECP | -700 | 505 | 510 | 415.78 | Yes
2030-02-16 15:00 | 2030 100% ECP | -700 | 505 | 510 | 319.31 | Yes
2030-02-16 16:00 | 2030 100% ECP | -700 | 505 | 510 | 333.12 | Yes
2030-02-16 17:00 | 2030 100% ECP | -700 | 505 | 510 | 442 | Yes
2030-02-16 18:00 | 2030 100% ECP | -700 | 505 | 510 | 442 | Yes
2030-02-16 19:00 | 2030 100% ECP | -700 | 505 | 510 | 442 | Yes
2030-02-16 20:00 | 2030 100% ECP | -700 | 505 | 510 | 442 | Yes
2030-02-16 21:00 | 2030 100% ECP | -700 | 505 | 510 | 442 | Yes
2030-02-16 22:00 | 2030 100% ECP | -700 | 505 | 510 | 333.88 | Yes
2030-02-16 23:00 | 2030 100% ECP | -700 | 505 | 510 | 243.03 | Yes
2030-02-17 | 2030 100% ECP | -700 | 505 | 510 | 113.7 | Yes
2030-02-17 01:00 | 2030 100% ECP | -700 | 505 | 510 | 99.05 | Yes
2030-02-17 02:00 | 2030 100% ECP | -700 | 505 | 510 | 100 | Yes
2030-02-17 03:00 | 2030 100% ECP | -700 | 505 | 510 | 73.43 | Yes
2030-02-17 04:00 | 2030 100% ECP | -700 | 505 | 510 | 147.49 | Yes
2030-02-17 05:00 | 2030 100% ECP | -700 | 505 | 510 | 442 | Yes
2030-02-17 06:00 | 2030 100% ECP | -700 | 505 | 510 | 442 | Yes
2030-02-17 07:00 | 2030 100% ECP | -700 | 505 | 510 | 442 | Yes
2030-02-17 08:00 | 2030 100% ECP | -700 | 505 | 510 | 442 | Yes
2030-02-17 09:00 | 2030 100% ECP | -700 | 505 | 510 | 442 | Yes
2030-02-17 10:00 | 2030 100% ECP | -700 | 505 | 510 | 442 | Yes
2030-02-17 11:00 | 2030 100% ECP | -700 | 505 | 510 | 442 | Yes
2030-02-17 12:00 | 2030 100% ECP | -700 | 505 | 510 | 442 | Yes
2030-02-17 13:00 | 2030 100% ECP | -700 | 505 | 510 | 442 | Yes
2030-02-17 14:00 | 2030 100% ECP | -700 | 505 | 510 | 442 | Yes
2030-02-17 15:00 | 2030 100% ECP | -700 | 505 | 510 | 442 | Yes
2030-02-17 16:00 | 2030 100% ECP | -700 | 505 | 510 | 408 | Yes
2030-02-17 17:00 | 2030 100% ECP | -700 | 505 | 510 | 442 | Yes
2030-02-17 18:00 | 2030 100% ECP | -700 | 344.59 | 510 | 442 | Yes
2030-02-17 19:00 | 2030 100% ECP | -700 | 505 | 510 | 442 | Yes
2030-02-17 20:00 | 2030 100% ECP | -700 | 505 | 510 | 442 | Yes
2030-02-17 21:00 | 2030 100% ECP | -700 | 505 | 510 | 442 | Yes
2030-02-17 22:00 | 2030 100% ECP | -700 | 505 | 510 | 442 | Yes
2030-02-17 23:00 | 2030 100% ECP | -700 | 505 | 510 | 365.17 | Yes
2030-02-18 | 2030 100% ECP | -700 | 505 | 510 | 442 | Yes
2030-02-18 01:00 | 2030 100% ECP | -700 | 505 | 510 | 442 | Yes
2030-02-18 02:00 | 2030 100% ECP | -700 | 505 | 510 | 442 | Yes
2030-02-18 03:00 | 2030 100% ECP | -700 | 505 | 510 | 442 | Yes
2030-02-18 04:00 | 2030 100% ECP | -700 | 505 | 510 | 442 | Yes
2030-02-18 05:00 | 2030 100% ECP | -700 | 505 | 510 | 442 | Yes
2030-02-18 06:00 | 2030 100% ECP | -700 | 505 | 510 | 442 | Yes
2030-02-18 07:00 | 2030 100% ECP | -700 | 505 | 510 | 442 | Yes
2030-02-18 08:00 | 2030 100% ECP | -700 | 505 | 510 | 442 | Yes
2030-02-18 09:00 | 2030 100% ECP | -700 | 505 | 510 | 442 | Yes
2030-02-18 10:00 | 2030 100% ECP | -700 | 505 | 510 | 442 | Yes
2030-02-18 11:00 | 2030 100% ECP | -700 | 505 | 510 | 442 | Yes
2030-02-18 12:00 | 2030 100% ECP | -700 | 505 | 510 | 442 | Yes
2030-02-18 13:00 | 2030 100% ECP | -700 | 505 | 510 | 442 | Yes
2030-02-18 14:00 | 2030 100% ECP | -700 | 505 | 510 | 442 | Yes
2030-02-18 15:00 | 2030 100% ECP | -700 | 505 | 510 | 442 | Yes
2030-02-18 16:00 | 2030 100% ECP | -700 | 505 | 406.14 | 442 | Yes
2030-02-18 17:00 | 2030 100% ECP | -700 | 205 | 106.14 | 311.59 | No
2030-02-18 18:00 | 2030 100% ECP | -700 | -95 | -193.86 | 11.59 | No
2030-02-18 19:00 | 2030 100% ECP | -700 | -395 | -493.86 | -288.41 | No
2030-02-18 20:00 | 2030 100% ECP | -700 | -95 | -193.86 | 11.59 | No
2030-02-18 21:00 | 2030 100% ECP | -700 | 205 | 106.14 | 311.59 | No
2030-02-18 22:00 | 2030 100% ECP | -700 | 505 | 406.14 | 442 | No
2030-02-18 23:00 | 2030 100% ECP | -700 | 505 | 510 | 442 | No
2030-02-19 | 2030 100% ECP | -110.03 | 505 | 510 | 442 | No
2030-02-19 01:00 | 2030 100% ECP | 446.24 | 505 | 510 | 442 | No
2030-02-19 02:00 | 2030 100% ECP | 100 | 505 | 510 | 442 | No
2030-02-19 03:00 | 2030 100% ECP | 700 | 205 | 332.12 | 270.56 | No
2030-02-19 04:00 | 2030 100% ECP | 461.69 | 300 | 510 | 442 | No
2030-02-19 05:00 | 2030 100% ECP | 147.63 | 0 | 210 | 142 | No
2030-02-19 06:00 | 2030 100% ECP | 0 | 0 | 0 | 442 | No
2030-02-19 07:00 | 2030 100% ECP | -600 | 0 | -165.42 | 430.77 | No
2030-02-19 08:00 | 2030 100% ECP | -700 | -39.73 | -295.84 | 442 | No
2030-02-19 09:00 | 2030 100% ECP | -700 | -339.73 | -510 | 442 | No
2030-02-19 10:00 | 2030 100% ECP | -700 | -39.73 | -210 | 442 | Yes
2030-02-19 11:00 | 2030 100% ECP | -700 | 260.27 | 90 | 442 | Yes
2030-02-19 12:00 | 2030 100% ECP | -700 | 505 | 390 | 442 | Yes
2030-02-19 13:00 | 2030 100% ECP | -700 | 505 | 510 | 442 | Yes
2030-02-19 14:00 | 2030 100% ECP | -700 | 505 | 510 | 442 | Yes
2030-02-19 15:00 | 2030 100% ECP | -700 | 505 | 510 | 442 | Yes
2030-02-19 16:00 | 2030 100% ECP | -700 | 505 | 510 | 442 | Yes
2030-02-19 17:00 | 2030 100% ECP | -700 | 505 | 510 | 442 | Yes
2030-02-19 18:00 | 2030 100% ECP | -700 | 380.4 | 510 | 442 | Yes
2030-02-19 19:00 | 2030 100% ECP | -700 | 505 | 510 | 442 | No
2030-02-19 20:00 | 2030 100% ECP | -700 | 505 | 510 | 442 | No
2030-02-19 21:00 | 2030 100% ECP | -700 | 505 | 510 | 442 | No
2030-02-19 22:00 | 2030 100% ECP | -700 | 505 | 510 | 442 | Yes
2030-02-19 23:00 | 2030 100% ECP | -700 | 505 | 510 | 442 | Yes
2030-02-20 | 2030 100% ECP | -700 | 505 | 510 | 442 | No
2030-02-20 01:00 | 2030 100% ECP | -700 | 505 | 510 | 442 | No
2030-02-20 02:00 | 2030 100% ECP | -700 | 505 | 510 | 442 | No
2030-02-20 03:00 | 2030 100% ECP | -700 | 505 | 510 | 442 | No
2030-02-20 04:00 | 2030 100% ECP | -700 | 505 | 510 | 442 | No
2030-02-20 05:00 | 2030 100% ECP | -700 | 505 | 423.57 | 442 | No
2030-02-20 06:00 | 2030 100% ECP | -700 | 205 | 123.57 | 142 | No
2030-02-20 07:00 | 2030 100% ECP | -700 | -95 | -176.43 | -158 | No
2030-02-20 08:00 | 2030 100% ECP | -700 | -226 | -210 | 31.97 | No
2030-02-20 09:00 | 2030 100% ECP | -700 | -526 | -510 | -268.03 | No
2030-02-20 10:00 | 2030 100% ECP | -700 | -226 | -210 | 31.97 | Yes
2030-02-20 11:00 | 2030 100% ECP | -700 | 74 | 90 | 331.97 | Yes
2030-02-20 12:00 | 2030 100% ECP | -700 | 374 | 390 | 442 | Yes
2030-02-20 13:00 | 2030 100% ECP | -700 | 505 | 510 | 442 | Yes
2030-02-20 14:00 | 2030 100% ECP | -700 | 374 | 390 | 442 | Yes
2030-02-20 15:00 | 2030 100% ECP | -700 | 74 | 90 | 197.33 | Yes
2030-02-20 16:00 | 2030 100% ECP | -700 | -226 | -210 | -102.67 | Yes
2030-02-20 17:00 | 2030 100% ECP | -700 | -526 | -510 | -402.67 | No
2030-02-20 18:00 | 2030 100% ECP | -700 | -526 | -510 | -458 | No
2030-02-20 19:00 | 2030 100% ECP | -700 | -526 | -510 | -158 | No
2030-02-20 20:00 | 2030 100% ECP | -700 | -526 | -510 | 142 | No
2030-02-20 21:00 | 2030 100% ECP | -700 | -226 | -210 | 442 | No
2030-02-20 22:00 | 2030 100% ECP | -700 | 74 | 90 | 442 | No
2030-02-20 23:00 | 2030 100% ECP | -700 | 374 | 390 | 442 | Yes
2030-02-21 | 2030 100% ECP | -700 | 505 | 510 | 442 | Yes
2030-02-21 01:00 | 2030 100% ECP | -700 | 505 | 510 | 442 | Yes
2030-02-21 02:00 | 2030 100% ECP | -700 | 505 | 510 | 442 | Yes
2030-02-21 03:00 | 2030 100% ECP | -700 | 505 | 510 | 442 | Yes
2030-02-21 04:00 | 2030 100% ECP | -700 | 505 | 510 | 410.52 | Yes
2030-02-21 05:00 | 2030 100% ECP | -700 | 505 | 510 | 442 | Yes
2030-02-21 06:00 | 2030 100% ECP | -700 | 505 | 510 | 442 | Yes
2030-02-21 07:00 | 2030 100% ECP | -700 | 505 | 510 | 442 | Yes
2030-02-21 08:00 | 2030 100% ECP | -700 | 505 | 510 | 442 | Yes
2030-02-21 09:00 | 2030 100% ECP | -700 | 505 | 510 | 442 | Yes
2030-02-21 10:00 | 2030 100% ECP | -700 | 505 | 510 | 442 | Yes
2030-02-21 11:00 | 2030 100% ECP | -700 | 505 | 510 | 442 | Yes
2030-02-21 12:00 | 2030 100% ECP | -700 | 505 | 510 | 442 | Yes
2030-02-21 13:00 | 2030 100% ECP | -700 | 505 | 510 | 442 | Yes
2030-02-21 14:00 | 2030 100% ECP | -700 | 505 | 510 | 442 | Yes
2030-02-21 15:00 | 2030 100% ECP | -700 | 505 | 510 | 442 | Yes
2030-02-21 16:00 | 2030 100% ECP | -700 | 505 | 510 | 442 | Yes
2030-02-21 17:00 | 2030 100% ECP | -700 | 505 | 510 | 442 | Yes
2030-02-21 18:00 | 2030 100% ECP | -700 | 505 | 510 | 442 | Yes
2030-02-21 19:00 | 2030 100% ECP | -700 | 505 | 510 | 442 | Yes
2030-02-21 20:00 | 2030 100% ECP | -700 | 505 | 510 | 442 | Yes
2030-02-21 21:00 | 2030 100% ECP | -700 | 505 | 510 | 442 | Yes
2030-02-21 22:00 | 2030 100% ECP | -700 | 505 | 510 | 442 | Yes
2030-02-21 23:00 | 2030 100% ECP | -700 | 505 | 510 | 380.16 | Yes
2030-02-22 | 2030 100% ECP | -700 | 505 | 510 | 442 | Yes
2030-02-22 01:00 | 2030 100% ECP | -700 | 505 | 510 | 442 | Yes
2030-02-22 02:00 | 2030 100% ECP | -700 | 505 | 510 | 442 | Yes
2030-02-22 03:00 | 2030 100% ECP | -700 | 505 | 510 | 393.12 | Yes
2030-02-22 04:00 | 2030 100% ECP | -700 | 505 | 510 | 427.56 | Yes
2030-02-22 05:00 | 2030 100% ECP | -700 | 505 | 510 | 303.36 | Yes
2030-02-22 06:00 | 2030 100% ECP | -700 | 505 | 510 | 442 | Yes
2030-02-22 07:00 | 2030 100% ECP | -700 | 505 | 510 | 442 | Yes
2030-02-22 08:00 | 2030 100% ECP | -700 | 505 | 510 | 442 | Yes
2030-02-22 09:00 | 2030 100% ECP | -700 | 505 | 510 | 442 | Yes
2030-02-22 10:00 | 2030 100% ECP | -700 | 505 | 510 | 442 | Yes
2030-02-22 11:00 | 2030 100% ECP | -700 | 505 | 510 | 442 | Yes
2030-02-22 12:00 | 2030 100% ECP | -700 | 374 | 390 | 390 | Yes
2030-02-22 13:00 | 2030 100% ECP | -700 | 74 | 90 | 90 | Yes
2030-02-22 14:00 | 2030 100% ECP | -700 | -226 | -210 | -210 | Yes
2030-02-22 15:00 | 2030 100% ECP | -700 | -526 | -510 | -510 | No
2030-02-22 16:00 | 2030 100% ECP | -700 | -226 | -353.66 | -210 | No
2030-02-22 17:00 | 2030 100% ECP | -700 | 0 | -510 | -436.71 | No
2030-02-22 18:00 | 2030 100% ECP | -700 | 0 | -210 | -136.71 | No
2030-02-22 19:00 | 2030 100% ECP | -100 | 0 | 0 | 0 | No
2030-02-22 20:00 | 2030 100% ECP | 0 | 0 | 0 | 0 | No
2030-02-22 21:00 | 2030 100% ECP | -557.45 | 0 | 0 | 232 | No
2030-02-22 22:00 | 2030 100% ECP | -557.45 | 300 | 300 | 442 | No
2030-02-22 23:00 | 2030 100% ECP | -700 | 0 | 0 | 142 | No
2030-02-23 | 2030 100% ECP | -100 | 300 | 300 | 442 | No
2030-02-23 01:00 | 2030 100% ECP | 500 | 0 | 214.66 | 442 | No
2030-02-23 02:00 | 2030 100% ECP | 108.74 | 34.44 | 336.18 | 442 | No
2030-02-23 03:00 | 2030 100% ECP | 0 | 0 | 36.18 | 442 | No
2030-02-23 04:00 | 2030 100% ECP | 113.13 | 0 | 335.1 | 442 | No
2030-02-23 05:00 | 2030 100% ECP | -11.58 | 0 | 35.1 | 442 | No
2030-02-23 06:00 | 2030 100% ECP | -11.58 | 0 | 0 | 368.54 | No
2030-02-23 07:00 | 2030 100% ECP | -219.1 | 0 | 0 | 353.64 | No
2030-02-23 08:00 | 2030 100% ECP | -169.13 | 0 | 0 | 53.64 | No
2030-02-23 09:00 | 2030 100% ECP | -700 | 0 | 0 | 0 | No
2030-02-23 10:00 | 2030 100% ECP | -670.32 | 0 | 0 | 58.9 | No
2030-02-23 11:00 | 2030 100% ECP | -700 | 0 | 0 | 0 | No
2030-02-23 12:00 | 2030 100% ECP | -700 | 0 | 0 | 0 | No
2030-02-23 13:00 | 2030 100% ECP | -600 | 0 | 0 | 0 | No
2030-02-23 14:00 | 2030 100% ECP | 0 | -226 | -210 | -210 | No
2030-02-23 15:00 | 2030 100% ECP | 571.32 | -526 | -510 | -510 | No
2030-02-23 16:00 | 2030 100% ECP | 700 | -226 | -432.05 | -510 | No
2030-02-23 17:00 | 2030 100% ECP | 700 | -526 | -510 | -510 | No
2030-02-23 18:00 | 2030 100% ECP | 694.84 | -526 | -510 | -440.02 | No
2030-02-23 19:00 | 2030 100% ECP | 100 | -526 | -510 | -440.02 | No
2030-02-23 20:00 | 2030 100% ECP | 700 | -526 | -510 | -403.2 | No
2030-02-23 21:00 | 2030 100% ECP | 182.38 | -526 | -510 | -325.48 | No
2030-02-23 22:00 | 2030 100% ECP | 596.29 | -526 | -510 | -90.74 | No
2030-02-23 23:00 | 2030 100% ECP | 405.74 | -226 | -210 | 176.1 | No
2030-02-24 | 2030 100% ECP | -194.26 | -95 | -491.54 | 337.71 | No
2030-02-24 01:00 | 2030 100% ECP | -700 | 205 | -191.54 | 442 | Yes
2030-02-24 02:00 | 2030 100% ECP | -700 | 505 | 108.46 | 442 | Yes
2030-02-24 03:00 | 2030 100% ECP | -700 | 505 | 408.46 | 442 | Yes
2030-02-24 04:00 | 2030 100% ECP | -700 | 505 | 510 | 442 | Yes
2030-02-24 05:00 | 2030 100% ECP | -700 | 505 | 510 | 198.43 | Yes
2030-02-24 06:00 | 2030 100% ECP | -700 | 505 | 510 | 442 | Yes
2030-02-24 07:00 | 2030 100% ECP | -700 | 505 | 510 | 414.17 | Yes
2030-02-24 08:00 | 2030 100% ECP | -700 | 505 | 510 | 223.3 | Yes
2030-02-24 09:00 | 2030 100% ECP | -700 | 505 | 510 | 442 | Yes
2030-02-24 10:00 | 2030 100% ECP | -700 | 505 | 510 | 442 | Yes
2030-02-24 11:00 | 2030 100% ECP | -700 | 505 | 510 | 442 | Yes
2030-02-24 12:00 | 2030 100% ECP | -700 | 505 | 510 | 442 | Yes
2030-02-24 13:00 | 2030 100% ECP | -700 | 505 | 510 | 442 | Yes
2030-02-24 14:00 | 2030 100% ECP | -700 | 374 | 390 | 390 | Yes
2030-02-24 15:00 | 2030 100% ECP | -700 | 74 | 90 | 90 | Yes
2030-02-24 16:00 | 2030 100% ECP | -700 | -226 | -210 | -210 | Yes
2030-02-24 17:00 | 2030 100% ECP | -700 | -526 | -510 | -510 | No
2030-02-24 18:00 | 2030 100% ECP | -440.46 | -226 | -210 | -210 | No
2030-02-24 19:00 | 2030 100% ECP | -209.6 | 0 | 0 | 0 | No
2030-02-24 20:00 | 2030 100% ECP | -417.13 | 0 | 0 | 0 | No
2030-02-24 21:00 | 2030 100% ECP | 0 | 0 | 0 | 0 | No
2030-02-24 22:00 | 2030 100% ECP | -223.42 | 0 | 0 | 0 | No
2030-02-24 23:00 | 2030 100% ECP | -674.62 | 0 | 300 | 70.29 | No
2030-02-25 | 2030 100% ECP | -74.62 | 0 | 339.83 | 335.7 | No
2030-02-25 01:00 | 2030 100% ECP | -5.03 | 0 | 39.83 | 266.73 | No
2030-02-25 02:00 | 2030 100% ECP | -605.03 | 205 | 210 | 142 | No
2030-02-25 03:00 | 2030 100% ECP | -700 | 505 | 510 | 442 | No
2030-02-25 04:00 | 2030 100% ECP | -700 | 505 | 510 | 442 | No
2030-02-25 05:00 | 2030 100% ECP | -700 | 505 | 510 | 442 | No
2030-02-25 06:00 | 2030 100% ECP | -700 | 505 | 510 | 442 | No
2030-02-25 07:00 | 2030 100% ECP | -431.18 | 505 | 510 | 442 | No
2030-02-25 08:00 | 2030 100% ECP | 168.82 | 300 | 300 | 442 | No
2030-02-25 09:00 | 2030 100% ECP | -100 | 0 | 0 | 442 | No
2030-02-25 10:00 | 2030 100% ECP | -700 | -300 | -300 | 368.42 | No
2030-02-25 11:00 | 2030 100% ECP | -700 | -526 | -510 | 442 | No
2030-02-25 12:00 | 2030 100% ECP | -700 | -526 | -510 | 442 | No
2030-02-25 13:00 | 2030 100% ECP | -700 | -300 | -300 | 349.05 | No
2030-02-25 14:00 | 2030 100% ECP | -700 | 0 | 0 | 418.2 | No
2030-02-25 15:00 | 2030 100% ECP | -700 | 300 | 300 | 442 | No
2030-02-25 16:00 | 2030 100% ECP | -700 | 0 | 0 | 442 | No
2030-02-25 17:00 | 2030 100% ECP | -700 | -66.38 | -300 | 228.37 | No
2030-02-25 18:00 | 2030 100% ECP | -700 | 0 | -510 | 442 | No
2030-02-25 19:00 | 2030 100% ECP | -700 | 0 | -510 | 442 | No
2030-02-25 20:00 | 2030 100% ECP | -700 | 0 | -510 | 442 | No
2030-02-25 21:00 | 2030 100% ECP | -700 | -300 | -510 | 442 | No
2030-02-25 22:00 | 2030 100% ECP | -700 | -109.91 | -487.97 | 442 | No
2030-02-25 23:00 | 2030 100% ECP | -700 | -409.91 | -510 | 419.18 | No
2030-02-26 | 2030 100% ECP | -700 | -109.91 | -210 | 442 | No
2030-02-26 01:00 | 2030 100% ECP | -700 | 190.09 | 90 | 442 | No
2030-02-26 02:00 | 2030 100% ECP | -700 | 490.09 | 390 | 442 | No
2030-02-26 03:00 | 2030 100% ECP | -700 | 505 | 510 | 442 | No
2030-02-26 04:00 | 2030 100% ECP | -700 | 505 | 510 | 442 | No
2030-02-26 05:00 | 2030 100% ECP | -700 | 505 | 510 | 442 | No
2030-02-26 06:00 | 2030 100% ECP | -700 | 205 | 210 | 142 | No
2030-02-26 07:00 | 2030 100% ECP | -700 | 315.61 | 510 | 142 | No
2030-02-26 08:00 | 2030 100% ECP | -100 | 232.31 | 210 | 442 | No
2030-02-26 09:00 | 2030 100% ECP | -100 | -67.69 | -90 | 442 | No
2030-02-26 10:00 | 2030 100% ECP | -700 | -367.69 | -390 | 227.24 | No
2030-02-26 11:00 | 2030 100% ECP | -700 | -526 | -510 | 169.75 | No
2030-02-26 12:00 | 2030 100% ECP | -700 | -526 | -510 | 0 | No
2030-02-26 13:00 | 2030 100% ECP | -700 | -526 | -510 | -89.19 | No
2030-02-26 14:00 | 2030 100% ECP | -669.3 | -284.32 | -510 | -32.67 | No
2030-02-26 15:00 | 2030 100% ECP | -69.3 | -94.46 | -300 | -126.48 | No
2030-02-26 16:00 | 2030 100% ECP | 530.7 | 0 | 0 | 173.52 | No
2030-02-26 17:00 | 2030 100% ECP | 700 | 0 | -210 | -107.7 | No
2030-02-26 18:00 | 2030 100% ECP | 100 | -300 | -510 | -407.7 | No
2030-02-26 19:00 | 2030 100% ECP | 700 | -526 | -510 | -510 | No
2030-02-26 20:00 | 2030 100% ECP | 700 | -226 | -210 | -210 | No
2030-02-26 21:00 | 2030 100% ECP | 700 | 74 | 90 | 90 | No
2030-02-26 22:00 | 2030 100% ECP | 700 | 374 | 390 | 390 | No
2030-02-26 23:00 | 2030 100% ECP | 700 | 235.97 | 510 | 442 | No
2030-02-27 | 2030 100% ECP | 700 | 233.18 | 510 | 442 | No
2030-02-27 01:00 | 2030 100% ECP | 700 | 210.32 | 510 | 430.12 | No
2030-02-27 02:00 | 2030 100% ECP | 700 | 0 | 510 | 273.58 | No
2030-02-27 03:00 | 2030 100% ECP | 700 | 0 | 321.73 | 270.24 | No
2030-02-27 04:00 | 2030 100% ECP | 700 | 0 | 21.73 | -14.31 | No
2030-02-27 05:00 | 2030 100% ECP | 100 | 92.78 | 210 | 142 | No
2030-02-27 06:00 | 2030 100% ECP | -500 | 392.78 | 510 | 442 | No
2030-02-27 07:00 | 2030 100% ECP | 2.62 | 505 | 510 | 380.31 | No
2030-02-27 08:00 | 2030 100% ECP | 600 | 324.31 | 510 | 442 | No
2030-02-27 09:00 | 2030 100% ECP | 0 | 24.31 | 210 | 442 | No
2030-02-27 10:00 | 2030 100% ECP | -600 | 0 | -90 | 290.12 | No
2030-02-27 11:00 | 2030 100% ECP | -700 | 0 | -390 | 416.64 | No
2030-02-27 12:00 | 2030 100% ECP | -700 | 0 | -510 | 130.57 | No
2030-02-27 13:00 | 2030 100% ECP | -700 | 0 | -510 | 0 | No
2030-02-27 14:00 | 2030 100% ECP | -500 | 0 | -510 | 30.83 | No
2030-02-27 15:00 | 2030 100% ECP | 100 | 0 | -510 | 0 | No
2030-02-27 16:00 | 2030 100% ECP | 700 | -226 | -216.27 | -210 | No
2030-02-27 17:00 | 2030 100% ECP | 611.54 | -526 | -510 | -510 | No
2030-02-27 18:00 | 2030 100% ECP | 700 | -526 | -510 | -510 | No
2030-02-27 19:00 | 2030 100% ECP | 100 | -526 | -510 | -510 | No
2030-02-27 20:00 | 2030 100% ECP | 277.75 | -526 | -510 | -510 | No
2030-02-27 21:00 | 2030 100% ECP | 700 | -226 | -210 | -210 | No
2030-02-27 22:00 | 2030 100% ECP | 700 | -91.93 | -210 | 70.1 | No
2030-02-27 23:00 | 2030 100% ECP | 700 | -391.93 | -510 | -177.11 | No
2030-02-28 | 2030 100% ECP | 626.8 | -91.93 | -210 | 122.89 | No
2030-02-28 01:00 | 2030 100% ECP | 152.76 | 208.07 | 90 | 422.89 | No
2030-02-28 02:00 | 2030 100% ECP | -447.24 | 0 | -75.19 | 442 | No
2030-02-28 03:00 | 2030 100% ECP | -518.07 | 300 | 224.81 | 442 | No
2030-02-28 04:00 | 2030 100% ECP | -700 | 505 | 510 | 442 | No
2030-02-28 05:00 | 2030 100% ECP | -700 | 505 | 510 | 442 | No
2030-02-28 06:00 | 2030 100% ECP | -700 | 505 | 510 | 442 | No
2030-02-28 07:00 | 2030 100% ECP | -700 | 505 | 510 | 442 | No
2030-02-28 08:00 | 2030 100% ECP | -700 | 374 | 390 | 442 | No
2030-02-28 09:00 | 2030 100% ECP | -700 | 74 | 90 | 442 | No
2030-02-28 10:00 | 2030 100% ECP | -700 | -226 | -210 | 186.04 | No
2030-02-28 11:00 | 2030 100% ECP | -700 | -526 | -510 | -113.96 | No
2030-02-28 12:00 | 2030 100% ECP | -700 | -226 | -210 | 186.04 | No
2030-02-28 13:00 | 2030 100% ECP | -700 | 74 | 90 | 442 | Yes
2030-02-28 14:00 | 2030 100% ECP | -700 | 300 | 390 | 442 | No
2030-02-28 15:00 | 2030 100% ECP | -700 | 0 | 90 | 442 | No
2030-02-28 16:00 | 2030 100% ECP | -700 | 0 | 0 | 331.55 | No
2030-02-28 17:00 | 2030 100% ECP | -700 | 0 | 0 | 436.88 | No
2030-02-28 18:00 | 2030 100% ECP | -700 | 0 | -248 | 442 | No
2030-02-28 19:00 | 2030 100% ECP | -700 | 0 | -13.69 | 442 | No
2030-02-28 20:00 | 2030 100% ECP | -700 | 0 | -38.07 | 442 | No
2030-02-28 21:00 | 2030 100% ECP | -700 | 0 | 137.56 | 442 | No
2030-02-28 22:00 | 2030 100% ECP | -700 | 300 | 437.56 | 442 | Yes
2030-02-28 23:00 | 2030 100% ECP | -700 | 505 | 510 | 442 | Yes
2030-03-01 | 2030 100% ECP | -700 | 505 | 510 | 439.88 | Yes
2030-03-01 01:00 | 2030 100% ECP | -700 | 505 | 510 | 139.88 | Yes
2030-03-01 02:00 | 2030 100% ECP | -700 | 505 | 510 | 267.7 | Yes
2030-03-01 03:00 | 2030 100% ECP | -700 | 505 | 510 | 304.75 | Yes
2030-03-01 04:00 | 2030 100% ECP | -700 | 505 | 510 | 223.66 | Yes
2030-03-01 05:00 | 2030 100% ECP | -700 | 505 | 510 | 223.66 | Yes
2030-03-01 06:00 | 2030 100% ECP | -700 | 505 | 510 | 356.51 | Yes
2030-03-01 07:00 | 2030 100% ECP | -700 | 505 | 510 | 415.16 | Yes
2030-03-01 08:00 | 2030 100% ECP | -700 | 505 | 510 | 442 | Yes
2030-03-01 09:00 | 2030 100% ECP | -700 | 505 | 510 | 442 | Yes
2030-03-01 10:00 | 2030 100% ECP | -700 | 505 | 510 | 442 | Yes
2030-03-01 11:00 | 2030 100% ECP | -700 | 505 | 510 | 442 | Yes
2030-03-01 12:00 | 2030 100% ECP | -700 | 374 | 390 | 442 | Yes
2030-03-01 13:00 | 2030 100% ECP | -700 | 74 | 90 | 387.51 | Yes
2030-03-01 14:00 | 2030 100% ECP | -700 | -226 | -210 | 87.51 | Yes
2030-03-01 15:00 | 2030 100% ECP | -700 | -526 | -510 | -212.49 | No
2030-03-01 16:00 | 2030 100% ECP | -100 | -226 | -210 | 87.51 | No
2030-03-01 17:00 | 2030 100% ECP | 500 | 74 | 90 | 387.51 | No
2030-03-01 18:00 | 2030 100% ECP | 700 | 0 | 59.82 | 342.55 | No
2030-03-01 19:00 | 2030 100% ECP | 700 | -124.1 | -240.18 | 42.55 | No
2030-03-01 20:00 | 2030 100% ECP | 700 | 0 | 59.82 | 342.55 | No
2030-03-01 21:00 | 2030 100% ECP | 700 | 0 | 359.82 | 442 | No
2030-03-01 22:00 | 2030 100% ECP | 700 | 0 | 510 | 265.85 | No
2030-03-01 23:00 | 2030 100% ECP | 700 | 0 | 510 | 442 | No
2030-03-02 | 2030 100% ECP | 700 | 226.15 | 510 | 442 | No
2030-03-02 01:00 | 2030 100% ECP | 700 | 52.93 | 510 | 442 | No
2030-03-02 02:00 | 2030 100% ECP | 700 | 0 | 510 | 401.17 | No
2030-03-02 03:00 | 2030 100% ECP | 700 | 0 | 448.37 | 283.3 | No
2030-03-02 04:00 | 2030 100% ECP | 700 | 0 | 148.37 | 374.89 | No
2030-03-02 05:00 | 2030 100% ECP | 700 | 0 | 186.11 | 376.28 | No
2030-03-02 06:00 | 2030 100% ECP | 700 | 0 | 48.68 | 76.28 | No
2030-03-02 07:00 | 2030 100% ECP | 500 | 0 | 0 | 142 | No
2030-03-02 08:00 | 2030 100% ECP | -100 | -226 | -210 | 442 | No
2030-03-02 09:00 | 2030 100% ECP | -700 | -526 | -510 | 442 | No
2030-03-02 10:00 | 2030 100% ECP | -700 | -526 | -510 | 317.44 | Yes
2030-03-02 11:00 | 2030 100% ECP | -700 | -526 | -510 | 17.44 | Yes
2030-03-02 12:00 | 2030 100% ECP | -700 | -526 | -510 | -254.17 | Yes
2030-03-02 13:00 | 2030 100% ECP | -700 | -526 | -510 | -181.11 | Yes
2030-03-02 14:00 | 2030 100% ECP | -700 | -526 | -510 | 55.57 | Yes
2030-03-02 15:00 | 2030 100% ECP | -700 | -526 | -510 | -137.41 | No
2030-03-02 16:00 | 2030 100% ECP | -700 | -526 | -510 | 86.73 | No
2030-03-02 17:00 | 2030 100% ECP | -700 | -226 | -210 | 367.08 | No
2030-03-02 18:00 | 2030 100% ECP | -700 | 0 | 0 | 300.6 | No
2030-03-02 19:00 | 2030 100% ECP | -627.26 | 0 | 0 | 442 | No
2030-03-02 20:00 | 2030 100% ECP | -700 | 0 | 0 | 442 | No
2030-03-02 21:00 | 2030 100% ECP | -700 | 0 | 0 | 442 | No
2030-03-02 22:00 | 2030 100% ECP | -700 | 0 | 0 | 442 | No
2030-03-02 23:00 | 2030 100% ECP | -700 | 0 | 0 | 414.81 | No
2030-03-03 | 2030 100% ECP | -212.78 | 0 | 0 | 207.1 | No
2030-03-03 01:00 | 2030 100% ECP | -438.95 | 205 | 210 | 142 | No
2030-03-03 02:00 | 2030 100% ECP | -700 | 505 | 510 | 442 | No
2030-03-03 03:00 | 2030 100% ECP | -469.32 | 505 | 510 | 442 | No
2030-03-03 04:00 | 2030 100% ECP | -277.74 | 505 | 510 | 442 | No
2030-03-03 05:00 | 2030 100% ECP | -700 | 505 | 510 | 442 | No
2030-03-03 06:00 | 2030 100% ECP | -600 | 205 | 210 | 142 | No
2030-03-03 07:00 | 2030 100% ECP | 0 | 0 | 390 | 38.9 | No
2030-03-03 08:00 | 2030 100% ECP | 295.35 | 0 | 90 | -11.16 | No
2030-03-03 09:00 | 2030 100% ECP | -304.65 | -190.79 | -210 | 288.84 | No
2030-03-03 10:00 | 2030 100% ECP | -700 | -490.79 | -510 | -11.16 | No
2030-03-03 11:00 | 2030 100% ECP | -700 | -526 | -510 | -311.16 | No
2030-03-03 12:00 | 2030 100% ECP | -700 | -226 | -510 | -510 | No
2030-03-03 13:00 | 2030 100% ECP | -700 | -81.14 | -510 | -407.99 | No
2030-03-03 14:00 | 2030 100% ECP | -500 | -159.49 | -510 | -375.24 | No
2030-03-03 15:00 | 2030 100% ECP | 100 | 0 | -510 | -75.24 | No
2030-03-03 16:00 | 2030 100% ECP | 700 | 0 | -510 | -343.59 | No
2030-03-03 17:00 | 2030 100% ECP | 700 | 0 | -210 | -157.44 | No
2030-03-03 18:00 | 2030 100% ECP | 700 | -300 | -510 | -457.44 | No
2030-03-03 19:00 | 2030 100% ECP | 700 | -526 | -510 | -510 | No
2030-03-03 20:00 | 2030 100% ECP | 700 | -300 | -409.88 | -318.44 | No
2030-03-03 21:00 | 2030 100% ECP | 700 | 0 | -109.88 | -18.44 | No
2030-03-03 22:00 | 2030 100% ECP | 700 | 300 | 190.12 | 281.56 | No
2030-03-03 23:00 | 2030 100% ECP | 700 | 445.45 | 490.12 | 423.18 | No
2030-03-04 | 2030 100% ECP | 700 | 505 | 510 | 442 | No
2030-03-04 01:00 | 2030 100% ECP | 700 | 505 | 510 | 442 | No
2030-03-04 02:00 | 2030 100% ECP | 700 | 505 | 510 | 442 | No
2030-03-04 03:00 | 2030 100% ECP | 700 | 505 | 510 | 442 | No
2030-03-04 04:00 | 2030 100% ECP | 700 | 505 | 510 | 442 | No
2030-03-04 05:00 | 2030 100% ECP | 700 | 505 | 510 | 442 | No
2030-03-04 06:00 | 2030 100% ECP | 700 | 505 | 510 | 442 | No
2030-03-04 07:00 | 2030 100% ECP | 700 | 505 | 510 | 442 | No
2030-03-04 08:00 | 2030 100% ECP | 700 | 505 | 510 | 442 | No
2030-03-04 09:00 | 2030 100% ECP | 700 | 205 | 510 | 206.91 | No
2030-03-04 10:00 | 2030 100% ECP | 700 | 505 | 510 | 442 | No
2030-03-04 11:00 | 2030 100% ECP | 700 | 505 | 510 | 442 | No
2030-03-04 12:00 | 2030 100% ECP | 700 | 505 | 510 | 442 | No
2030-03-04 13:00 | 2030 100% ECP | 700 | 374 | 390 | 442 | No
2030-03-04 14:00 | 2030 100% ECP | 700 | 74 | 90 | 390 | No
2030-03-04 15:00 | 2030 100% ECP | 700 | -226 | -210 | 90 | No
2030-03-04 16:00 | 2030 100% ECP | 700 | -526 | -510 | -210 | No
2030-03-04 17:00 | 2030 100% ECP | 700 | -526 | -510 | -510 | No
2030-03-04 18:00 | 2030 100% ECP | 700 | -526 | -510 | -510 | No
2030-03-04 19:00 | 2030 100% ECP | 700 | -526 | -510 | -510 | No
2030-03-04 20:00 | 2030 100% ECP | 700 | -526 | -510 | -510 | No
2030-03-04 21:00 | 2030 100% ECP | 700 | -226 | -210 | -210 | No
2030-03-04 22:00 | 2030 100% ECP | 700 | 74 | 90 | 90 | No
2030-03-04 23:00 | 2030 100% ECP | 700 | 374 | 390 | 390 | No
2030-03-05 | 2030 100% ECP | 700 | 505 | 510 | 442 | No
2030-03-05 01:00 | 2030 100% ECP | 700 | 505 | 510 | 442 | No
2030-03-05 02:00 | 2030 100% ECP | 700 | 505 | 510 | 442 | No
2030-03-05 03:00 | 2030 100% ECP | 700 | 505 | 510 | 442 | No
2030-03-05 04:00 | 2030 100% ECP | 700 | 505 | 510 | 442 | No
2030-03-05 05:00 | 2030 100% ECP | 700 | 505 | 510 | 390 | No
2030-03-05 06:00 | 2030 100% ECP | 700 | 228.01 | 210 | 90 | No
2030-03-05 07:00 | 2030 100% ECP | 100 | -71.99 | -90 | -210 | No
2030-03-05 08:00 | 2030 100% ECP | 700 | -371.99 | -390 | -510 | No
2030-03-05 09:00 | 2030 100% ECP | 700 | -300 | -300 | -223.44 | No
2030-03-05 10:00 | 2030 100% ECP | 700 | 0 | 0 | 76.56 | No
2030-03-05 11:00 | 2030 100% ECP | 700 | 300 | 300 | 376.56 | No
2030-03-05 12:00 | 2030 100% ECP | 700 | 505 | 411.15 | 442 | No
2030-03-05 13:00 | 2030 100% ECP | 700 | 205 | 111.15 | 142 | No
2030-03-05 14:00 | 2030 100% ECP | 700 | -95 | -188.85 | -158 | No
2030-03-05 15:00 | 2030 100% ECP | 700 | -395 | -488.85 | -458 | No
2030-03-05 16:00 | 2030 100% ECP | 700 | -526 | -510 | -510 | No
2030-03-05 17:00 | 2030 100% ECP | 100 | -526 | -510 | -510 | No
2030-03-05 18:00 | 2030 100% ECP | 100 | -526 | -510 | -510 | No
2030-03-05 19:00 | 2030 100% ECP | 700 | -526 | -510 | -510 | No
2030-03-05 20:00 | 2030 100% ECP | 700 | -526 | -510 | -510 | No
2030-03-05 21:00 | 2030 100% ECP | 700 | -300 | -510 | -367.36 | No
2030-03-05 22:00 | 2030 100% ECP | 700 | 0 | -210 | -67.36 | No
2030-03-05 23:00 | 2030 100% ECP | 700 | 300 | 90 | 232.64 | No
2030-03-06 | 2030 100% ECP | 700 | 0 | 248.75 | 0 | No
2030-03-06 01:00 | 2030 100% ECP | 700 | 0 | 2.4 | 0 | No
2030-03-06 02:00 | 2030 100% ECP | 700 | 0 | -271.22 | 142 | No
2030-03-06 03:00 | 2030 100% ECP | 700 | 300 | 28.78 | 442 | No
2030-03-06 04:00 | 2030 100% ECP | 600 | 0 | -167.74 | 390 | No
2030-03-06 05:00 | 2030 100% ECP | 0 | -6.04 | -467.74 | 90 | No
2030-03-06 06:00 | 2030 100% ECP | -493.05 | -226 | -210 | -210 | No
2030-03-06 07:00 | 2030 100% ECP | -700 | -526 | -510 | -510 | No
2030-03-06 08:00 | 2030 100% ECP | -682.04 | -526 | -510 | -510 | No
2030-03-06 09:00 | 2030 100% ECP | -700 | -526 | -510 | -365.13 | No
2030-03-06 10:00 | 2030 100% ECP | -700 | -526 | -510 | -65.13 | No
2030-03-06 11:00 | 2030 100% ECP | -700 | -526 | -510 | 98.66 | Yes
2030-03-06 12:00 | 2030 100% ECP | -700 | -526 | -510 | 1.01 | Yes
2030-03-06 13:00 | 2030 100% ECP | -700 | -526 | -510 | 301.01 | Yes
2030-03-06 14:00 | 2030 100% ECP | -700 | -526 | -510 | 442 | Yes
2030-03-06 15:00 | 2030 100% ECP | -700 | -526 | -510 | 442 | Yes
2030-03-06 16:00 | 2030 100% ECP | -100 | -226 | -487.23 | 390 | No
2030-03-06 17:00 | 2030 100% ECP | 500 | -226 | -210 | 90 | No
2030-03-06 18:00 | 2030 100% ECP | 700 | -526 | -510 | -210 | No
2030-03-06 19:00 | 2030 100% ECP | 700 | -526 | -510 | -510 | No
2030-03-06 20:00 | 2030 100% ECP | 700 | -526 | -510 | -418.95 | No
2030-03-06 21:00 | 2030 100% ECP | 700 | -526 | -510 | -167.48 | No
2030-03-06 22:00 | 2030 100% ECP | 700 | -226 | -343.28 | 0 | No
2030-03-06 23:00 | 2030 100% ECP | 700 | 0 | -268.19 | 0 | No
2030-03-07 | 2030 100% ECP | 699.01 | 0 | 0 | 281.39 | No
2030-03-07 01:00 | 2030 100% ECP | 500 | 0 | 89.6 | 56.26 | No
2030-03-07 02:00 | 2030 100% ECP | -100 | 0 | -76.59 | 183.92 | No
2030-03-07 03:00 | 2030 100% ECP | -700 | 0 | 0 | 144.56 | No
2030-03-07 04:00 | 2030 100% ECP | -700 | 0 | -232.22 | 0 | No
2030-03-07 05:00 | 2030 100% ECP | -700 | 0 | -423.18 | 175.57 | No
2030-03-07 06:00 | 2030 100% ECP | -700 | 0 | -483.49 | 0 | No
2030-03-07 07:00 | 2030 100% ECP | -700 | -33.36 | -452.41 | 0 | No
2030-03-07 08:00 | 2030 100% ECP | -700 | -333.36 | -510 | 0 | No
2030-03-07 09:00 | 2030 100% ECP | -700 | -526 | -510 | -210 | No
2030-03-07 10:00 | 2030 100% ECP | -700 | -526 | -510 | -510 | Yes
2030-03-07 11:00 | 2030 100% ECP | -700 | -226 | -210 | -210 | Yes
2030-03-07 12:00 | 2030 100% ECP | -700 | 74 | 90 | 90 | Yes
2030-03-07 13:00 | 2030 100% ECP | -700 | 374 | 390 | 390 | Yes
2030-03-07 14:00 | 2030 100% ECP | -700 | 374 | 390 | 390 | Yes
2030-03-07 15:00 | 2030 100% ECP | -700 | 74 | 90 | 90 | Yes
2030-03-07 16:00 | 2030 100% ECP | -700 | -226 | -210 | -210 | Yes
2030-03-07 17:00 | 2030 100% ECP | -700 | -526 | -510 | -510 | Yes
2030-03-07 18:00 | 2030 100% ECP | -700 | -526 | -510 | -510 | Yes
2030-03-07 19:00 | 2030 100% ECP | -700 | -526 | -510 | -510 | No
2030-03-07 20:00 | 2030 100% ECP | -700 | -526 | -510 | -510 | No
2030-03-07 21:00 | 2030 100% ECP | -700 | -526 | -510 | -510 | No
2030-03-07 22:00 | 2030 100% ECP | -700 | -226 | -210 | -210 | Yes
2030-03-07 23:00 | 2030 100% ECP | -700 | 74 | 90 | 90 | Yes
2030-03-08 | 2030 100% ECP | -700 | 374 | 390 | 390 | No
2030-03-08 01:00 | 2030 100% ECP | -700 | 505 | 510 | 442 | No
2030-03-08 02:00 | 2030 100% ECP | -700 | 505 | 510 | 442 | No
2030-03-08 03:00 | 2030 100% ECP | -700 | 281.48 | 210 | 442 | No
2030-03-08 04:00 | 2030 100% ECP | -700 | -18.52 | -90 | 305.76 | No
2030-03-08 05:00 | 2030 100% ECP | -700 | -318.52 | -390 | 5.76 | No
2030-03-08 06:00 | 2030 100% ECP | -700 | -526 | -510 | -150.13 | No
2030-03-08 07:00 | 2030 100% ECP | -700 | -526 | -510 | 66.49 | No
2030-03-08 08:00 | 2030 100% ECP | -700 | -526 | -510 | 366.49 | No
2030-03-08 09:00 | 2030 100% ECP | -700 | -526 | -510 | 317.21 | Yes
2030-03-08 10:00 | 2030 100% ECP | -700 | -526 | -510 | 17.21 | Yes
2030-03-08 11:00 | 2030 100% ECP | -700 | -526 | -510 | -282.79 | Yes
2030-03-08 12:00 | 2030 100% ECP | -700 | -526 | -510 | -362.05 | Yes
2030-03-08 13:00 | 2030 100% ECP | -700 | -526 | -510 | -267.06 | Yes
2030-03-08 14:00 | 2030 100% ECP | -700 | -526 | -510 | -319.82 | Yes
2030-03-08 15:00 | 2030 100% ECP | -700 | -526 | -510 | -19.82 | Yes
2030-03-08 16:00 | 2030 100% ECP | -700 | -526 | -510 | 43.35 | Yes
2030-03-08 17:00 | 2030 100% ECP | -700 | -526 | -510 | 343.35 | No
2030-03-08 18:00 | 2030 100% ECP | -700 | -526 | -510 | 442 | No
2030-03-08 19:00 | 2030 100% ECP | -700 | -526 | -510 | 442 | No
2030-03-08 20:00 | 2030 100% ECP | -700 | -526 | -510 | 442 | No
2030-03-08 21:00 | 2030 100% ECP | -700 | -526 | -510 | 442 | No
2030-03-08 22:00 | 2030 100% ECP | -700 | -226 | -210 | 442 | Yes
2030-03-08 23:00 | 2030 100% ECP | -700 | 74 | 90 | 442 | Yes
2030-03-09 | 2030 100% ECP | -700 | 374 | 390 | 442 | No
2030-03-09 01:00 | 2030 100% ECP | -700 | 505 | 510 | 442 | No
2030-03-09 02:00 | 2030 100% ECP | -700 | 505 | 510 | 442 | No
2030-03-09 03:00 | 2030 100% ECP | -700 | 505 | 510 | 442 | No
2030-03-09 04:00 | 2030 100% ECP | -700 | 505 | 510 | 442 | No
2030-03-09 05:00 | 2030 100% ECP | -700 | 291.44 | 210 | 442 | No
2030-03-09 06:00 | 2030 100% ECP | -700 | -8.56 | -90 | 142 | No
2030-03-09 07:00 | 2030 100% ECP | -700 | -308.56 | -390 | 100.75 | No
2030-03-09 08:00 | 2030 100% ECP | -700 | -526 | -510 | 224.51 | No
2030-03-09 09:00 | 2030 100% ECP | -700 | -526 | -510 | 0 | No
2030-03-09 10:00 | 2030 100% ECP | -700 | -526 | -510 | 0 | Yes
2030-03-09 11:00 | 2030 100% ECP | -700 | -526 | -510 | -210 | Yes
2030-03-09 12:00 | 2030 100% ECP | -700 | -526 | -510 | -510 | Yes
2030-03-09 13:00 | 2030 100% ECP | -700 | -526 | -510 | -510 | Yes
2030-03-09 14:00 | 2030 100% ECP | -700 | -526 | -510 | -510 | Yes
2030-03-09 15:00 | 2030 100% ECP | -700 | -526 | -510 | -370.23 | Yes
2030-03-09 16:00 | 2030 100% ECP | -700 | -526 | -510 | -70.23 | Yes
2030-03-09 17:00 | 2030 100% ECP | -700 | -526 | -510 | 229.77 | Yes
2030-03-09 18:00 | 2030 100% ECP | -700 | -526 | -510 | 90 | Yes
2030-03-09 19:00 | 2030 100% ECP | -700 | -526 | -510 | -210 | No
2030-03-09 20:00 | 2030 100% ECP | -700 | -526 | -510 | -510 | No
2030-03-09 21:00 | 2030 100% ECP | -700 | -226 | -210 | -210 | Yes
2030-03-09 22:00 | 2030 100% ECP | -700 | 74 | 90 | 90 | Yes
2030-03-09 23:00 | 2030 100% ECP | -700 | 374 | 390 | 390 | Yes
2030-03-10 | 2030 100% ECP | -700 | 505 | 510 | 442 | Yes
2030-03-10 01:00 | 2030 100% ECP | -700 | 505 | 510 | 442 | Yes
2030-03-10 02:00 | 2030 100% ECP | -700 | 505 | 510 | 442 | Yes
2030-03-10 03:00 | 2030 100% ECP | -700 | 505 | 510 | 442 | Yes
2030-03-10 04:00 | 2030 100% ECP | -700 | 505 | 510 | 442 | Yes
2030-03-10 05:00 | 2030 100% ECP | -700 | 505 | 510 | 442 | Yes
2030-03-10 06:00 | 2030 100% ECP | -700 | 505 | 510 | 442 | Yes
2030-03-10 07:00 | 2030 100% ECP | -700 | 505 | 510 | 442 | Yes
2030-03-10 08:00 | 2030 100% ECP | -700 | 505 | 510 | 442 | Yes
2030-03-10 09:00 | 2030 100% ECP | -700 | 505 | 510 | 442 | Yes
2030-03-10 10:00 | 2030 100% ECP | -700 | 505 | 510 | 442 | Yes
2030-03-10 11:00 | 2030 100% ECP | -700 | 505 | 510 | 442 | Yes
2030-03-10 12:00 | 2030 100% ECP | -700 | 505 | 510 | 225.37 | Yes
2030-03-10 13:00 | 2030 100% ECP | -700 | 505 | 510 | 202.15 | Yes
2030-03-10 14:00 | 2030 100% ECP | -700 | 300 | 288.82 | 154.82 | Yes
2030-03-10 15:00 | 2030 100% ECP | -700 | 0 | -11.18 | -145.18 | Yes
2030-03-10 16:00 | 2030 100% ECP | -700 | -300 | -311.18 | -445.18 | Yes
2030-03-10 17:00 | 2030 100% ECP | -100 | 0 | -11.18 | -145.18 | No
2030-03-10 18:00 | 2030 100% ECP | 500 | 0 | -85.14 | 0 | No
2030-03-10 19:00 | 2030 100% ECP | 700 | 0 | -385.14 | -45.31 | No
2030-03-10 20:00 | 2030 100% ECP | 700 | 0 | -207.44 | 0 | No
2030-03-10 21:00 | 2030 100% ECP | 700 | 0 | 92.56 | 142 | No
2030-03-10 22:00 | 2030 100% ECP | 700 | 300 | 392.56 | 442 | No
2030-03-10 23:00 | 2030 100% ECP | 100 | 0 | 92.56 | 334.87 | No
2030-03-11 | 2030 100% ECP | -234.95 | 0 | 0 | 203.98 | No
2030-03-11 01:00 | 2030 100% ECP | -615.89 | -225.9 | -210 | -21.28 | No
2030-03-11 02:00 | 2030 100% ECP | -700 | -525.9 | -510 | -321.28 | No
2030-03-11 03:00 | 2030 100% ECP | -700 | -225.9 | -210 | -21.28 | No
2030-03-11 04:00 | 2030 100% ECP | -700 | 74.1 | 90 | 278.72 | Yes
2030-03-11 05:00 | 2030 100% ECP | -700 | 374.1 | 390 | 442 | Yes
2030-03-11 06:00 | 2030 100% ECP | -700 | 505 | 510 | 442 | Yes
2030-03-11 07:00 | 2030 100% ECP | -700 | 505 | 510 | 442 | Yes
2030-03-11 08:00 | 2030 100% ECP | -700 | 388.16 | 510 | 442 | Yes
2030-03-11 09:00 | 2030 100% ECP | -700 | 88.16 | 210 | 142 | Yes
2030-03-11 10:00 | 2030 100% ECP | -700 | 300 | 61.94 | 393.07 | Yes
2030-03-11 11:00 | 2030 100% ECP | -700 | 0 | -238.06 | 93.07 | Yes
2030-03-11 12:00 | 2030 100% ECP | -700 | 300 | 61.94 | 393.07 | Yes
2030-03-11 13:00 | 2030 100% ECP | -700 | 74 | 90 | 442 | Yes
2030-03-11 14:00 | 2030 100% ECP | -700 | -226 | -210 | 402.91 | Yes
2030-03-11 15:00 | 2030 100% ECP | -700 | -526 | -510 | 102.91 | Yes
2030-03-11 16:00 | 2030 100% ECP | -700 | -226 | -210 | 402.91 | No
2030-03-11 17:00 | 2030 100% ECP | -700 | -526 | -510 | 442 | No
2030-03-11 18:00 | 2030 100% ECP | -700 | -526 | -510 | 442 | No
2030-03-11 19:00 | 2030 100% ECP | -700 | -526 | -510 | 442 | No
2030-03-11 20:00 | 2030 100% ECP | -700 | -526 | -510 | 442 | No
2030-03-11 21:00 | 2030 100% ECP | -700 | -359.12 | -510 | 442 | No
2030-03-11 22:00 | 2030 100% ECP | -700 | -59.12 | -210 | 442 | No
2030-03-11 23:00 | 2030 100% ECP | -700 | 240.88 | 90 | 442 | Yes
2030-03-12 | 2030 100% ECP | -700 | 505 | 390 | 442 | Yes
2030-03-12 01:00 | 2030 100% ECP | -700 | 505 | 510 | 442 | Yes
2030-03-12 02:00 | 2030 100% ECP | -700 | 505 | 510 | 442 | Yes
2030-03-12 03:00 | 2030 100% ECP | -700 | 505 | 510 | 442 | Yes
2030-03-12 04:00 | 2030 100% ECP | -700 | 505 | 510 | 442 | Yes
2030-03-12 05:00 | 2030 100% ECP | -700 | 505 | 510 | 442 | Yes
2030-03-12 06:00 | 2030 100% ECP | -700 | 505 | 510 | 442 | Yes
2030-03-12 07:00 | 2030 100% ECP | -700 | 505 | 510 | 442 | Yes
2030-03-12 08:00 | 2030 100% ECP | -700 | 505 | 510 | 442 | Yes
2030-03-12 09:00 | 2030 100% ECP | -700 | 505 | 510 | 442 | Yes
2030-03-12 10:00 | 2030 100% ECP | -700 | 505 | 510 | 442 | Yes
2030-03-12 11:00 | 2030 100% ECP | -700 | 505 | 510 | 442 | Yes
2030-03-12 12:00 | 2030 100% ECP | -700 | 505 | 510 | 442 | Yes
2030-03-12 13:00 | 2030 100% ECP | -700 | 505 | 510 | 442 | Yes
2030-03-12 14:00 | 2030 100% ECP | -700 | 505 | 510 | 442 | Yes
2030-03-12 15:00 | 2030 100% ECP | -700 | 374 | 390 | 390 | Yes
2030-03-12 16:00 | 2030 100% ECP | -700 | 74 | 90 | 90 | Yes
2030-03-12 17:00 | 2030 100% ECP | -700 | -226 | -210 | -210 | Yes
2030-03-12 18:00 | 2030 100% ECP | -700 | -526 | -510 | -510 | No
2030-03-12 19:00 | 2030 100% ECP | -700 | -526 | -510 | -510 | No
2030-03-12 20:00 | 2030 100% ECP | -700 | -526 | -510 | -510 | No
2030-03-12 21:00 | 2030 100% ECP | -700 | -226 | -210 | -210 | No
2030-03-12 22:00 | 2030 100% ECP | -700 | 74 | 90 | 90 | No
2030-03-12 23:00 | 2030 100% ECP | -700 | 374 | 390 | 390 | Yes
2030-03-13 | 2030 100% ECP | -100 | 505 | 510 | 442 | No
2030-03-13 01:00 | 2030 100% ECP | 500 | 505 | 510 | 442 | No
2030-03-13 02:00 | 2030 100% ECP | 700 | 505 | 510 | 442 | No
2030-03-13 03:00 | 2030 100% ECP | 700 | 505 | 510 | 442 | No
2030-03-13 04:00 | 2030 100% ECP | 700 | 505 | 510 | 442 | No
2030-03-13 05:00 | 2030 100% ECP | 700 | 505 | 510 | 442 | No
2030-03-13 06:00 | 2030 100% ECP | 700 | 300 | 510 | 442 | No
2030-03-13 07:00 | 2030 100% ECP | 100 | 0 | 210 | 409.02 | No
2030-03-13 08:00 | 2030 100% ECP | 331.53 | 0 | 0 | 217.9 | No
2030-03-13 09:00 | 2030 100% ECP | 700 | 0 | -210 | 395.54 | No
2030-03-13 10:00 | 2030 100% ECP | 700 | -244.33 | -510 | 95.54 | No
2030-03-13 11:00 | 2030 100% ECP | 700 | -526 | -510 | -6.61 | No
2030-03-13 12:00 | 2030 100% ECP | 526.83 | -526 | -510 | -108.18 | No
2030-03-13 13:00 | 2030 100% ECP | 700 | -526 | -510 | -361.96 | No
2030-03-13 14:00 | 2030 100% ECP | 700 | -526 | -510 | -372.48 | No
2030-03-13 15:00 | 2030 100% ECP | 700 | -300 | -300 | -212.83 | No
2030-03-13 16:00 | 2030 100% ECP | 700 | 0 | 0 | 87.17 | No
2030-03-13 17:00 | 2030 100% ECP | 700 | 295.21 | 300 | 387.17 | No
2030-03-13 18:00 | 2030 100% ECP | 700 | 489.87 | 510 | 442 | No
2030-03-13 19:00 | 2030 100% ECP | 700 | 505 | 510 | 442 | No
2030-03-13 20:00 | 2030 100% ECP | 700 | 505 | 510 | 442 | No
2030-03-13 21:00 | 2030 100% ECP | 700 | 505 | 510 | 442 | No
2030-03-13 22:00 | 2030 100% ECP | 700 | 505 | 510 | 442 | No
2030-03-13 23:00 | 2030 100% ECP | 700 | 505 | 510 | 282.8 | No
2030-03-14 | 2030 100% ECP | 700 | 505 | 510 | 442 | No
2030-03-14 01:00 | 2030 100% ECP | 700 | 505 | 510 | 442 | No
2030-03-14 02:00 | 2030 100% ECP | 700 | 205 | 510 | 442 | No
2030-03-14 03:00 | 2030 100% ECP | 700 | 7.37 | 510 | 442 | No
2030-03-14 04:00 | 2030 100% ECP | 700 | 0 | 510 | 442 | No
2030-03-14 05:00 | 2030 100% ECP | 700 | 97.7 | 300 | 300 | No
2030-03-14 06:00 | 2030 100% ECP | 700 | 0 | 0 | 0 | No
2030-03-14 07:00 | 2030 100% ECP | 500 | 0 | 0 | 142 | No
2030-03-14 08:00 | 2030 100% ECP | -100 | -226 | -210 | 442 | No
2030-03-14 09:00 | 2030 100% ECP | -700 | -526 | -510 | 442 | No
2030-03-14 10:00 | 2030 100% ECP | -700 | -526 | -510 | 442 | Yes
2030-03-14 11:00 | 2030 100% ECP | -700 | -526 | -510 | 183.68 | Yes
2030-03-14 12:00 | 2030 100% ECP | -700 | -226 | -210 | 336.04 | Yes
2030-03-14 13:00 | 2030 100% ECP | -700 | 74 | 90 | 442 | Yes
2030-03-14 14:00 | 2030 100% ECP | -700 | 374 | 390 | 442 | Yes
2030-03-14 15:00 | 2030 100% ECP | -700 | 505 | 510 | 442 | Yes
2030-03-14 16:00 | 2030 100% ECP | -700 | 505 | 510 | 442 | Yes
2030-03-14 17:00 | 2030 100% ECP | -700 | 505 | 510 | 442 | Yes
2030-03-14 18:00 | 2030 100% ECP | -700 | 307.11 | 510 | 442 | Yes
2030-03-14 19:00 | 2030 100% ECP | -700 | 7.11 | 298.56 | 142 | No
2030-03-14 20:00 | 2030 100% ECP | -700 | 0 | 210 | 5.92 | No
2030-03-14 21:00 | 2030 100% ECP | -700 | 300 | 510 | 305.92 | Yes
2030-03-14 22:00 | 2030 100% ECP | -700 | 505 | 510 | 442 | Yes
2030-03-14 23:00 | 2030 100% ECP | -700 | 505 | 510 | 442 | Yes
2030-03-15 | 2030 100% ECP | -700 | 505 | 510 | 442 | No
2030-03-15 01:00 | 2030 100% ECP | -700 | 505 | 510 | 442 | Yes
2030-03-15 02:00 | 2030 100% ECP | -700 | 505 | 510 | 442 | No
2030-03-15 03:00 | 2030 100% ECP | -700 | 505 | 510 | 442 | No
2030-03-15 04:00 | 2030 100% ECP | -700 | 374 | 390 | 390 | No
2030-03-15 05:00 | 2030 100% ECP | -700 | 74 | 90 | 90 | No
2030-03-15 06:00 | 2030 100% ECP | -700 | -226 | -210 | -210 | No
2030-03-15 07:00 | 2030 100% ECP | -700 | -526 | -510 | -510 | No
2030-03-15 08:00 | 2030 100% ECP | -700 | -526 | -510 | -510 | No
2030-03-15 09:00 | 2030 100% ECP | -700 | -526 | -510 | -510 | Yes
2030-03-15 10:00 | 2030 100% ECP | -700 | -526 | -510 | -510 | Yes
2030-03-15 11:00 | 2030 100% ECP | -700 | -526 | -510 | -510 | Yes
2030-03-15 12:00 | 2030 100% ECP | -700 | -491.83 | -510 | -510 | Yes
2030-03-15 13:00 | 2030 100% ECP | -700 | -526 | -510 | -510 | Yes
2030-03-15 14:00 | 2030 100% ECP | -700 | -526 | -510 | -510 | Yes
2030-03-15 15:00 | 2030 100% ECP | -700 | -526 | -510 | -510 | Yes
2030-03-15 16:00 | 2030 100% ECP | -649.56 | -526 | -510 | -510 | No
2030-03-15 17:00 | 2030 100% ECP | -49.56 | -226 | -210 | -210 | No
2030-03-15 18:00 | 2030 100% ECP | 550.44 | 0 | 90 | 90 | No
2030-03-15 19:00 | 2030 100% ECP | 700 | 300 | 390 | 390 | No
2030-03-15 20:00 | 2030 100% ECP | 700 | 0 | 510 | 442 | No
2030-03-15 21:00 | 2030 100% ECP | 700 | 267.16 | 510 | 442 | No
2030-03-15 22:00 | 2030 100% ECP | 700 | 0 | 510 | 442 | No
2030-03-15 23:00 | 2030 100% ECP | 700 | 96.91 | 510 | 442 | No
2030-03-16 | 2030 100% ECP | 700 | 396.91 | 510 | 442 | No
2030-03-16 01:00 | 2030 100% ECP | 700 | 505 | 510 | 442 | No
2030-03-16 02:00 | 2030 100% ECP | 700 | 505 | 510 | 442 | No
2030-03-16 03:00 | 2030 100% ECP | 700 | 374 | 448.66 | 442 | No
2030-03-16 04:00 | 2030 100% ECP | 700 | 74 | 148.66 | 442 | No
2030-03-16 05:00 | 2030 100% ECP | 700 | -226 | -151.34 | 442 | No
2030-03-16 06:00 | 2030 100% ECP | 411.17 | -526 | -451.34 | 237.04 | No
2030-03-16 07:00 | 2030 100% ECP | -188.83 | -526 | -510 | 167.75 | No
2030-03-16 08:00 | 2030 100% ECP | -700 | -526 | -510 | 33.61 | Yes
2030-03-16 09:00 | 2030 100% ECP | -700 | -526 | -510 | -221.95 | Yes
2030-03-16 10:00 | 2030 100% ECP | -700 | -526 | -510 | -510 | Yes
2030-03-16 11:00 | 2030 100% ECP | -700 | -226 | -210 | -210 | Yes
2030-03-16 12:00 | 2030 100% ECP | -700 | 74 | 90 | 90 | Yes
2030-03-16 13:00 | 2030 100% ECP | -700 | 374 | 390 | 390 | Yes
2030-03-16 14:00 | 2030 100% ECP | -700 | 505 | 510 | 442 | Yes
2030-03-16 15:00 | 2030 100% ECP | -700 | 505 | 510 | 442 | Yes
2030-03-16 16:00 | 2030 100% ECP | -700 | 505 | 510 | 346.29 | Yes
2030-03-16 17:00 | 2030 100% ECP | -700 | 505 | 510 | 442 | Yes
2030-03-16 18:00 | 2030 100% ECP | -700 | 505 | 510 | 442 | Yes
2030-03-16 19:00 | 2030 100% ECP | -700 | 505 | 510 | 442 | Yes
2030-03-16 20:00 | 2030 100% ECP | -700 | 505 | 510 | 442 | Yes
2030-03-16 21:00 | 2030 100% ECP | -700 | 505 | 510 | 442 | Yes
2030-03-16 22:00 | 2030 100% ECP | -700 | 505 | 510 | 442 | Yes
2030-03-16 23:00 | 2030 100% ECP | -700 | 505 | 510 | 442 | Yes
2030-03-17 | 2030 100% ECP | -606.27 | 505 | 510 | 442 | No
2030-03-17 01:00 | 2030 100% ECP | -239.59 | 505 | 510 | 442 | No
2030-03-17 02:00 | 2030 100% ECP | -32.51 | 505 | 510 | 442 | No
2030-03-17 03:00 | 2030 100% ECP | 0 | 205 | 210 | 142 | No
2030-03-17 04:00 | 2030 100% ECP | -222.77 | 300 | 510 | 442 | No
2030-03-17 05:00 | 2030 100% ECP | 222.21 | 0 | 210 | 142 | No
2030-03-17 06:00 | 2030 100% ECP | 700 | 0 | 330.62 | 75.71 | No
2030-03-17 07:00 | 2030 100% ECP | 100 | 0 | 30.62 | 344.53 | No
2030-03-17 08:00 | 2030 100% ECP | -500 | -226 | -269.38 | 81.51 | No
2030-03-17 09:00 | 2030 100% ECP | -700 | -526 | -510 | 55.72 | Yes
2030-03-17 10:00 | 2030 100% ECP | -700 | -526 | -510 | 115.03 | Yes
2030-03-17 11:00 | 2030 100% ECP | -700 | -526 | -510 | 168.25 | Yes
2030-03-17 12:00 | 2030 100% ECP | -700 | -526 | -510 | 273.48 | No
2030-03-17 13:00 | 2030 100% ECP | -700 | -526 | -510 | 303.93 | No
2030-03-17 14:00 | 2030 100% ECP | -700 | -226 | -210 | 442 | Yes
2030-03-17 15:00 | 2030 100% ECP | -700 | 74 | 90 | 442 | Yes
2030-03-17 16:00 | 2030 100% ECP | -700 | 374 | 390 | 442 | Yes
2030-03-17 17:00 | 2030 100% ECP | -700 | 505 | 510 | 442 | Yes
2030-03-17 18:00 | 2030 100% ECP | -700 | 300 | 510 | 442 | Yes
2030-03-17 19:00 | 2030 100% ECP | -100 | 0 | 210 | 442 | No
2030-03-17 20:00 | 2030 100% ECP | -21.44 | 205 | 210 | 442 | No
2030-03-17 21:00 | 2030 100% ECP | -21.44 | 505 | 510 | 442 | No
2030-03-17 22:00 | 2030 100% ECP | -21.44 | 205 | 210 | 377.55 | No
2030-03-17 23:00 | 2030 100% ECP | -21.44 | 0 | 0 | 442 | No
2030-03-18 | 2030 100% ECP | 578.56 | 300 | 300 | 442 | No
2030-03-18 01:00 | 2030 100% ECP | 700 | 505 | 510 | 442 | No
2030-03-18 02:00 | 2030 100% ECP | 700 | 505 | 510 | 442 | No
2030-03-18 03:00 | 2030 100% ECP | 700 | 505 | 510 | 442 | No
2030-03-18 04:00 | 2030 100% ECP | 700 | 505 | 510 | 442 | No
2030-03-18 05:00 | 2030 100% ECP | 700 | 505 | 510 | 442 | No
2030-03-18 06:00 | 2030 100% ECP | 700 | 505 | 510 | 442 | No
2030-03-18 07:00 | 2030 100% ECP | 700 | 505 | 510 | 442 | No
2030-03-18 08:00 | 2030 100% ECP | 700 | 505 | 510 | 309.87 | No
2030-03-18 09:00 | 2030 100% ECP | 700 | 347.61 | 510 | 442 | No
2030-03-18 10:00 | 2030 100% ECP | 700 | 47.61 | 210 | 142 | No
2030-03-18 11:00 | 2030 100% ECP | 700 | 0 | -90 | 0 | No
2030-03-18 12:00 | 2030 100% ECP | 700 | 0 | 113.44 | 135.67 | No
2030-03-18 13:00 | 2030 100% ECP | 700 | 0 | -186.56 | 0 | No
2030-03-18 14:00 | 2030 100% ECP | 700 | 0 | -486.56 | -203.57 | No
2030-03-18 15:00 | 2030 100% ECP | 700 | 0 | -309.02 | -290.08 | No
2030-03-18 16:00 | 2030 100% ECP | 700 | 0 | -9.02 | 0 | No
2030-03-18 17:00 | 2030 100% ECP | 700 | -95 | -210 | -210 | No
2030-03-18 18:00 | 2030 100% ECP | 700 | -395 | -510 | -510 | No
2030-03-18 19:00 | 2030 100% ECP | 700 | -95 | -210 | -210 | No
2030-03-18 20:00 | 2030 100% ECP | 700 | 205 | 90 | 90 | No
2030-03-18 21:00 | 2030 100% ECP | 700 | 505 | 390 | 390 | No
2030-03-18 22:00 | 2030 100% ECP | 700 | 505 | 510 | 442 | No
2030-03-18 23:00 | 2030 100% ECP | 700 | 308.78 | 510 | 442 | No
2030-03-19 | 2030 100% ECP | 700 | 205 | 510 | 394.97 | No
2030-03-19 01:00 | 2030 100% ECP | 700 | 505 | 510 | 442 | No
2030-03-19 02:00 | 2030 100% ECP | 700 | 205 | 510 | 442 | No
2030-03-19 03:00 | 2030 100% ECP | 700 | 505 | 510 | 442 | No
2030-03-19 04:00 | 2030 100% ECP | 700 | 505 | 510 | 442 | No
2030-03-19 05:00 | 2030 100% ECP | 700 | 398.23 | 510 | 442 | No
2030-03-19 06:00 | 2030 100% ECP | 700 | 98.23 | 210 | 142 | No
2030-03-19 07:00 | 2030 100% ECP | 700 | 0 | 85.66 | 185.79 | No
2030-03-19 08:00 | 2030 100% ECP | 700 | -226 | -214.34 | 339.7 | No
2030-03-19 09:00 | 2030 100% ECP | 100 | -526 | -510 | 324.88 | No
2030-03-19 10:00 | 2030 100% ECP | -366.77 | -526 | -510 | 317.77 | No
2030-03-19 11:00 | 2030 100% ECP | -642.46 | -526 | -510 | 205.89 | No
2030-03-19 12:00 | 2030 100% ECP | -195.25 | -526 | -510 | 186.71 | No
2030-03-19 13:00 | 2030 100% ECP | -292.11 | -526 | -510 | -58.95 | No
2030-03-19 14:00 | 2030 100% ECP | 0 | -526 | -510 | -65.51 | No
2030-03-19 15:00 | 2030 100% ECP | 0 | -526 | -510 | -363.82 | No
2030-03-19 16:00 | 2030 100% ECP | 373.26 | -526 | -510 | -63.82 | No
2030-03-19 17:00 | 2030 100% ECP | 700 | -526 | -510 | 5.9 | No
2030-03-19 18:00 | 2030 100% ECP | 700 | -526 | -510 | 291.38 | No
2030-03-19 19:00 | 2030 100% ECP | 700 | -300 | -510 | 359.49 | No
2030-03-19 20:00 | 2030 100% ECP | 700 | 0 | -210 | 442 | No
2030-03-19 21:00 | 2030 100% ECP | 700 | 300 | 90 | 442 | No
2030-03-19 22:00 | 2030 100% ECP | 700 | 411.27 | 390 | 442 | No
2030-03-19 23:00 | 2030 100% ECP | 591.21 | 505 | 510 | 442 | No
2030-03-20 | 2030 100% ECP | 414.47 | 505 | 510 | 442 | No
2030-03-20 01:00 | 2030 100% ECP | 700 | 505 | 510 | 442 | No
2030-03-20 02:00 | 2030 100% ECP | 700 | 505 | 510 | 442 | No
2030-03-20 03:00 | 2030 100% ECP | 700 | 505 | 510 | 442 | No
2030-03-20 04:00 | 2030 100% ECP | 401.59 | 505 | 510 | 442 | No
2030-03-20 05:00 | 2030 100% ECP | 457.52 | 205 | 210 | 383.49 | No
2030-03-20 06:00 | 2030 100% ECP | 673.78 | 0 | 0 | 442 | No
2030-03-20 07:00 | 2030 100% ECP | 500 | 74 | 90 | 442 | No
2030-03-20 08:00 | 2030 100% ECP | -100 | -226 | -210 | 442 | No
2030-03-20 09:00 | 2030 100% ECP | -700 | -526 | -510 | 437.72 | No
2030-03-20 10:00 | 2030 100% ECP | -700 | -526 | -510 | 422.41 | Yes
2030-03-20 11:00 | 2030 100% ECP | -700 | -526 | -510 | 244.64 | Yes
2030-03-20 12:00 | 2030 100% ECP | -700 | -526 | -510 | 306.46 | Yes
2030-03-20 13:00 | 2030 100% ECP | -700 | -526 | -510 | 220.59 | Yes
2030-03-20 14:00 | 2030 100% ECP | -700 | -526 | -510 | 442 | Yes
2030-03-20 15:00 | 2030 100% ECP | -700 | -526 | -510 | 442 | Yes
2030-03-20 16:00 | 2030 100% ECP | -700 | -526 | -510 | 442 | No
2030-03-20 17:00 | 2030 100% ECP | -100 | -226 | -210 | 442 | No
2030-03-20 18:00 | 2030 100% ECP | 500 | 0 | 0 | 442 | No
2030-03-20 19:00 | 2030 100% ECP | 700 | 0 | 0 | 442 | No
2030-03-20 20:00 | 2030 100% ECP | 132.46 | 0 | 0 | 442 | No
2030-03-20 21:00 | 2030 100% ECP | 0 | 205 | 300 | 403.96 | No
2030-03-20 22:00 | 2030 100% ECP | -410.18 | 505 | 510 | 442 | No
2030-03-20 23:00 | 2030 100% ECP | -700 | 505 | 510 | 442 | Yes
2030-03-21 | 2030 100% ECP | -700 | 505 | 510 | 442 | No
2030-03-21 01:00 | 2030 100% ECP | -700 | 505 | 510 | 442 | Yes
2030-03-21 02:00 | 2030 100% ECP | -700 | 505 | 510 | 442 | Yes
2030-03-21 03:00 | 2030 100% ECP | -700 | 505 | 510 | 442 | No
2030-03-21 04:00 | 2030 100% ECP | -700 | 505 | 510 | 442 | Yes
2030-03-21 05:00 | 2030 100% ECP | -700 | 505 | 510 | 442 | Yes
2030-03-21 06:00 | 2030 100% ECP | -700 | 505 | 510 | 442 | Yes
2030-03-21 07:00 | 2030 100% ECP | -700 | 505 | 510 | 442 | No
2030-03-21 08:00 | 2030 100% ECP | -700 | 505 | 510 | 442 | Yes
2030-03-21 09:00 | 2030 100% ECP | -700 | 505 | 510 | 442 | Yes
2030-03-21 10:00 | 2030 100% ECP | -700 | 505 | 508.48 | 442 | Yes
2030-03-21 11:00 | 2030 100% ECP | -700 | 205 | 208.48 | 142 | Yes
2030-03-21 12:00 | 2030 100% ECP | -700 | -95 | -91.52 | -158 | Yes
2030-03-21 13:00 | 2030 100% ECP | -700 | 63.74 | 0 | -60.98 | Yes
2030-03-21 14:00 | 2030 100% ECP | -600 | -236.26 | -300 | -360.98 | No
2030-03-21 15:00 | 2030 100% ECP | 0 | 0 | 0 | -60.98 | No
2030-03-21 16:00 | 2030 100% ECP | 600 | 143.01 | 300 | 39.97 | No
2030-03-21 17:00 | 2030 100% ECP | 700 | 250.45 | 510 | 339.97 | No
2030-03-21 18:00 | 2030 100% ECP | 700 | 0 | 510 | 175.59 | No
2030-03-21 19:00 | 2030 100% ECP | 700 | 300 | 510 | 442 | No
2030-03-21 20:00 | 2030 100% ECP | 700 | 505 | 510 | 442 | No
2030-03-21 21:00 | 2030 100% ECP | 700 | 505 | 510 | 442 | No
2030-03-21 22:00 | 2030 100% ECP | 700 | 505 | 510 | 442 | No
2030-03-21 23:00 | 2030 100% ECP | 700 | 505 | 510 | 442 | No
2030-03-22 | 2030 100% ECP | 700 | 414.05 | 510 | 442 | No
2030-03-22 01:00 | 2030 100% ECP | 700 | 505 | 510 | 442 | No
2030-03-22 02:00 | 2030 100% ECP | 700 | 414.87 | 510 | 442 | No
2030-03-22 03:00 | 2030 100% ECP | 700 | 114.87 | 510 | 442 | No
2030-03-22 04:00 | 2030 100% ECP | 700 | 0 | 440.52 | 442 | No
2030-03-22 05:00 | 2030 100% ECP | 700 | 0 | 140.52 | 442 | No
2030-03-22 06:00 | 2030 100% ECP | 700 | 0 | 68.12 | 442 | No
2030-03-22 07:00 | 2030 100% ECP | 500 | 74 | 90 | 442 | No
2030-03-22 08:00 | 2030 100% ECP | -100 | -226 | -210 | 442 | No
2030-03-22 09:00 | 2030 100% ECP | -700 | -526 | -510 | 442 | No
2030-03-22 10:00 | 2030 100% ECP | -700 | -526 | -510 | 442 | Yes
2030-03-22 11:00 | 2030 100% ECP | -700 | -526 | -510 | 442 | Yes
2030-03-22 12:00 | 2030 100% ECP | -700 | -526 | -510 | 442 | Yes
2030-03-22 13:00 | 2030 100% ECP | -700 | -526 | -510 | 315.32 | Yes
2030-03-22 14:00 | 2030 100% ECP | -700 | -526 | -510 | 15.32 | Yes
2030-03-22 15:00 | 2030 100% ECP | -700 | -526 | -510 | 196.82 | Yes
2030-03-22 16:00 | 2030 100% ECP | -700 | -526 | -510 | -103.18 | No
2030-03-22 17:00 | 2030 100% ECP | -100 | -526 | -510 | -194.63 | No
2030-03-22 18:00 | 2030 100% ECP | 500 | -478.65 | -510 | 0 | No
2030-03-22 19:00 | 2030 100% ECP | 700 | -178.65 | -210 | 0 | No
2030-03-22 20:00 | 2030 100% ECP | 700 | 121.35 | 90 | 142 | No
2030-03-22 21:00 | 2030 100% ECP | 700 | 421.35 | 390 | 442 | No
2030-03-22 22:00 | 2030 100% ECP | 700 | 304.35 | 510 | 442 | No
2030-03-22 23:00 | 2030 100% ECP | 700 | 4.35 | 472.54 | 142 | No
2030-03-23 | 2030 100% ECP | 100 | 304.35 | 510 | 442 | No
2030-03-23 01:00 | 2030 100% ECP | -140.32 | 505 | 510 | 442 | No
2030-03-23 02:00 | 2030 100% ECP | 0 | 205 | 510 | 296.55 | No
2030-03-23 03:00 | 2030 100% ECP | -98.35 | 205 | 421.69 | 283.72 | No
2030-03-23 04:00 | 2030 100% ECP | -698.35 | 505 | 510 | 442 | No
2030-03-23 05:00 | 2030 100% ECP | -700 | 505 | 510 | 442 | No
2030-03-23 06:00 | 2030 100% ECP | -574.03 | 300 | 300 | 300 | No
2030-03-23 07:00 | 2030 100% ECP | -62.33 | 0 | 0 | 0 | No
2030-03-23 08:00 | 2030 100% ECP | -662.33 | -226 | -210 | 0 | No
2030-03-23 09:00 | 2030 100% ECP | -700 | -526 | -510 | -295.6 | No
2030-03-23 10:00 | 2030 100% ECP | -700 | -526 | -510 | -155.53 | No
2030-03-23 11:00 | 2030 100% ECP | -700 | -526 | -510 | -46.63 | No
2030-03-23 12:00 | 2030 100% ECP | -700 | -526 | -510 | -316.03 | No
2030-03-23 13:00 | 2030 100% ECP | -700 | -526 | -510 | -406.82 | No
2030-03-23 14:00 | 2030 100% ECP | -700 | -526 | -510 | -200.8 | No
2030-03-23 15:00 | 2030 100% ECP | -700 | -526 | -510 | -310.35 | No
2030-03-23 16:00 | 2030 100% ECP | -700 | -526 | -510 | -277.58 | No
2030-03-23 17:00 | 2030 100% ECP | -502.77 | -226 | -210 | 22.42 | No
2030-03-23 18:00 | 2030 100% ECP | 0 | 0 | 0 | 322.42 | No
2030-03-23 19:00 | 2030 100% ECP | 0 | 0 | 0 | 85.44 | No
2030-03-23 20:00 | 2030 100% ECP | 0 | 0 | 0 | 13.42 | No
2030-03-23 21:00 | 2030 100% ECP | 0 | 0 | 0 | 68.93 | No
2030-03-23 22:00 | 2030 100% ECP | -600 | 0 | 210 | 65.14 | No
2030-03-23 23:00 | 2030 100% ECP | -700 | 300 | 510 | 365.14 | Yes
2030-03-24 | 2030 100% ECP | -700 | 505 | 510 | 442 | Yes
2030-03-24 01:00 | 2030 100% ECP | -700 | 505 | 510 | 407.87 | Yes
2030-03-24 02:00 | 2030 100% ECP | -700 | 505 | 510 | 310.4 | Yes
2030-03-24 03:00 | 2030 100% ECP | -700 | 505 | 510 | 410.4 | Yes
2030-03-24 04:00 | 2030 100% ECP | -700 | 505 | 510 | 442 | Yes
2030-03-24 05:00 | 2030 100% ECP | -700 | 505 | 510 | 442 | Yes
2030-03-24 06:00 | 2030 100% ECP | -700 | 505 | 510 | 433.35 | Yes
2030-03-24 07:00 | 2030 100% ECP | -700 | 505 | 510 | 198.45 | Yes
2030-03-24 08:00 | 2030 100% ECP | -700 | 505 | 510 | 426.67 | Yes
2030-03-24 09:00 | 2030 100% ECP | -700 | 505 | 510 | 442 | Yes
2030-03-24 10:00 | 2030 100% ECP | -700 | 501.27 | 510 | 442 | Yes
2030-03-24 11:00 | 2030 100% ECP | -700 | 463.84 | 510 | 442 | Yes
2030-03-24 12:00 | 2030 100% ECP | -700 | 505 | 419.67 | 337.67 | Yes
2030-03-24 13:00 | 2030 100% ECP | -700 | 455.62 | 510 | 442 | Yes
2030-03-24 14:00 | 2030 100% ECP | -700 | 505 | 510 | 442 | Yes
2030-03-24 15:00 | 2030 100% ECP | -700 | 505 | 510 | 442 | Yes
2030-03-24 16:00 | 2030 100% ECP | -700 | 505 | 510 | 353.76 | Yes
2030-03-24 17:00 | 2030 100% ECP | -700 | 505 | 510 | 279.85 | Yes
2030-03-24 18:00 | 2030 100% ECP | -700 | 505 | 510 | 442 | Yes
2030-03-24 19:00 | 2030 100% ECP | -700 | 505 | 510 | 442 | Yes
2030-03-24 20:00 | 2030 100% ECP | -700 | 505 | 510 | 442 | Yes
2030-03-24 21:00 | 2030 100% ECP | -700 | 505 | 510 | 442 | Yes
2030-03-24 22:00 | 2030 100% ECP | -700 | 505 | 510 | 442 | Yes
2030-03-24 23:00 | 2030 100% ECP | -700 | 505 | 510 | 442 | Yes
2030-03-25 | 2030 100% ECP | -700 | 505 | 510 | 442 | No
2030-03-25 01:00 | 2030 100% ECP | -700 | 505 | 510 | 442 | No
2030-03-25 02:00 | 2030 100% ECP | -700 | 505 | 510 | 442 | No
2030-03-25 03:00 | 2030 100% ECP | -700 | 505 | 510 | 442 | No
2030-03-25 04:00 | 2030 100% ECP | -667.58 | 492.27 | 510 | 442 | No
2030-03-25 05:00 | 2030 100% ECP | -67.58 | 327.63 | 510 | 442 | No
2030-03-25 06:00 | 2030 100% ECP | 532.42 | 27.63 | 510 | 442 | No
2030-03-25 07:00 | 2030 100% ECP | 700 | 284.27 | 389.45 | 442 | No
2030-03-25 08:00 | 2030 100% ECP | 100 | 0 | 89.45 | 442 | No
2030-03-25 09:00 | 2030 100% ECP | -500 | -300 | -210.55 | 442 | No
2030-03-25 10:00 | 2030 100% ECP | -700 | -526 | -510 | 442 | No
2030-03-25 11:00 | 2030 100% ECP | -700 | -526 | -510 | 442 | No
2030-03-25 12:00 | 2030 100% ECP | -700 | -526 | -510 | 442 | No
2030-03-25 13:00 | 2030 100% ECP | -700 | -526 | -510 | 442 | No
2030-03-25 14:00 | 2030 100% ECP | -500 | -526 | -510 | 442 | No
2030-03-25 15:00 | 2030 100% ECP | 100 | -226 | -236.03 | 435.62 | No
2030-03-25 16:00 | 2030 100% ECP | 700 | -300 | -366.94 | 442 | No
2030-03-25 17:00 | 2030 100% ECP | 700 | 0 | -66.94 | 442 | No
2030-03-25 18:00 | 2030 100% ECP | 700 | 300 | 233.06 | 442 | No
2030-03-25 19:00 | 2030 100% ECP | 700 | 320.84 | 510 | 442 | No
2030-03-25 20:00 | 2030 100% ECP | 700 | 505 | 510 | 442 | No
2030-03-25 21:00 | 2030 100% ECP | 700 | 505 | 510 | 442 | No
2030-03-25 22:00 | 2030 100% ECP | 700 | 505 | 510 | 442 | No
2030-03-25 23:00 | 2030 100% ECP | 700 | 481 | 510 | 442 | No
2030-03-26 | 2030 100% ECP | 700 | 387.69 | 510 | 320.81 | No
2030-03-26 01:00 | 2030 100% ECP | 700 | 104.52 | 510 | 264.99 | No
2030-03-26 02:00 | 2030 100% ECP | 700 | 404.52 | 510 | 442 | No
2030-03-26 03:00 | 2030 100% ECP | 700 | 505 | 510 | 442 | No
2030-03-26 04:00 | 2030 100% ECP | 700 | 300 | 440.8 | 300 | No
2030-03-26 05:00 | 2030 100% ECP | 700 | 0 | 140.8 | 0 | No
2030-03-26 06:00 | 2030 100% ECP | 700 | 0 | -159.2 | -80.44 | No
2030-03-26 07:00 | 2030 100% ECP | 700 | 0 | 0 | 0 | No
2030-03-26 08:00 | 2030 100% ECP | 500 | -226 | -210 | 0 | No
2030-03-26 09:00 | 2030 100% ECP | -100 | -526 | -510 | -67.42 | No
2030-03-26 10:00 | 2030 100% ECP | -700 | -526 | -510 | 232.58 | No
2030-03-26 11:00 | 2030 100% ECP | -700 | -526 | -510 | 442 | No
2030-03-26 12:00 | 2030 100% ECP | -700 | -526 | -510 | 442 | No
2030-03-26 13:00 | 2030 100% ECP | -700 | -526 | -510 | 442 | Yes
2030-03-26 14:00 | 2030 100% ECP | -700 | -526 | -510 | 199.57 | No
2030-03-26 15:00 | 2030 100% ECP | -536.69 | -526 | -510 | -100.43 | No
2030-03-26 16:00 | 2030 100% ECP | 63.31 | -526 | -510 | 22.23 | No
2030-03-26 17:00 | 2030 100% ECP | 663.31 | -226 | -229.32 | -210 | No
2030-03-26 18:00 | 2030 100% ECP | 700 | -526 | -510 | -510 | No
2030-03-26 19:00 | 2030 100% ECP | 700 | -505.73 | -510 | -297.04 | No
2030-03-26 20:00 | 2030 100% ECP | 700 | -205.73 | -210 | 2.96 | No
2030-03-26 21:00 | 2030 100% ECP | 700 | 94.27 | 90 | 302.96 | No
2030-03-26 22:00 | 2030 100% ECP | 700 | 394.27 | 390 | 442 | No
2030-03-26 23:00 | 2030 100% ECP | 700 | 456.81 | 510 | 442 | No
2030-03-27 | 2030 100% ECP | 700 | 505 | 510 | 442 | No
2030-03-27 01:00 | 2030 100% ECP | 700 | 457.96 | 510 | 442 | No
2030-03-27 02:00 | 2030 100% ECP | 700 | 505 | 510 | 442 | No
2030-03-27 03:00 | 2030 100% ECP | 700 | 505 | 510 | 442 | No
2030-03-27 04:00 | 2030 100% ECP | 700 | 505 | 510 | 442 | No
2030-03-27 05:00 | 2030 100% ECP | 700 | 291.89 | 390 | 442 | No
2030-03-27 06:00 | 2030 100% ECP | 700 | 0 | 90 | 338.79 | No
2030-03-27 07:00 | 2030 100% ECP | 500 | -300 | -210 | 38.79 | No
2030-03-27 08:00 | 2030 100% ECP | -100 | -526 | -510 | 142 | No
2030-03-27 09:00 | 2030 100% ECP | -700 | -526 | -510 | 442 | No
2030-03-27 10:00 | 2030 100% ECP | -700 | -526 | -510 | 442 | Yes
2030-03-27 11:00 | 2030 100% ECP | -700 | -526 | -510 | 442 | Yes
2030-03-27 12:00 | 2030 100% ECP | -700 | -526 | -510 | 442 | Yes
2030-03-27 13:00 | 2030 100% ECP | -700 | -526 | -510 | 442 | Yes
2030-03-27 14:00 | 2030 100% ECP | -700 | -526 | -510 | 442 | Yes
2030-03-27 15:00 | 2030 100% ECP | -700 | -526 | -510 | 442 | Yes
2030-03-27 16:00 | 2030 100% ECP | -700 | -526 | -510 | 442 | No
2030-03-27 17:00 | 2030 100% ECP | -100 | -226 | -210 | 442 | No
2030-03-27 18:00 | 2030 100% ECP | 500 | -526 | -510 | 142 | No
2030-03-27 19:00 | 2030 100% ECP | 700 | -526 | -510 | 0 | No
2030-03-27 20:00 | 2030 100% ECP | 700 | -284.54 | -210 | -63.01 | No
2030-03-27 21:00 | 2030 100% ECP | 700 | 15.46 | 90 | -363.01 | No
2030-03-27 22:00 | 2030 100% ECP | 700 | 69.82 | 390 | -510 | No
2030-03-27 23:00 | 2030 100% ECP | 700 | 0 | 377.33 | -510 | No
2030-03-28 | 2030 100% ECP | 700 | 30.69 | 510 | -458 | No
2030-03-28 01:00 | 2030 100% ECP | 600 | 0 | 439.35 | -158 | No
2030-03-28 02:00 | 2030 100% ECP | 0 | 242.23 | 510 | 142 | No
2030-03-28 03:00 | 2030 100% ECP | -5.15 | 505 | 510 | 442 | No
2030-03-28 04:00 | 2030 100% ECP | -605.15 | 505 | 510 | 442 | No
2030-03-28 05:00 | 2030 100% ECP | -665.14 | 505 | 510 | 442 | No
2030-03-28 06:00 | 2030 100% ECP | -218 | 205 | 210 | 142 | No
2030-03-28 07:00 | 2030 100% ECP | -594.47 | 0 | 29.1 | 142 | No
2030-03-28 08:00 | 2030 100% ECP | -700 | 300 | 329.1 | 442 | Yes
2030-03-28 09:00 | 2030 100% ECP | -700 | 505 | 510 | 442 | Yes
2030-03-28 10:00 | 2030 100% ECP | -700 | 505 | 510 | 442 | Yes
2030-03-28 11:00 | 2030 100% ECP | -700 | 505 | 510 | 442 | Yes
2030-03-28 12:00 | 2030 100% ECP | -700 | 505 | 510 | 442 | Yes
2030-03-28 13:00 | 2030 100% ECP | -700 | 505 | 510 | 442 | Yes
2030-03-28 14:00 | 2030 100% ECP | -700 | 505 | 510 | 442 | Yes
2030-03-28 15:00 | 2030 100% ECP | -700 | 374 | 390 | 442 | Yes
2030-03-28 16:00 | 2030 100% ECP | -700 | 74 | 90 | 442 | Yes
2030-03-28 17:00 | 2030 100% ECP | -700 | -226 | -210 | 442 | Yes
2030-03-28 18:00 | 2030 100% ECP | -700 | -526 | -510 | 142 | No
2030-03-28 19:00 | 2030 100% ECP | -700 | -405.54 | -510 | -158 | No
2030-03-28 20:00 | 2030 100% ECP | -700 | -105.54 | -210 | -158 | No
2030-03-28 21:00 | 2030 100% ECP | -700 | 194.46 | 90 | 142 | No
2030-03-28 22:00 | 2030 100% ECP | -700 | 494.46 | 390 | 442 | No
2030-03-28 23:00 | 2030 100% ECP | -700 | 505 | 510 | 442 | Yes
2030-03-29 | 2030 100% ECP | -700 | 505 | 510 | 442 | No
2030-03-29 01:00 | 2030 100% ECP | -700 | 505 | 510 | 442 | No
2030-03-29 02:00 | 2030 100% ECP | -609.36 | 505 | 510 | 442 | No
2030-03-29 03:00 | 2030 100% ECP | -700 | 505 | 510 | 442 | No
2030-03-29 04:00 | 2030 100% ECP | -543.71 | 505 | 510 | 442 | No
2030-03-29 05:00 | 2030 100% ECP | -510.18 | 505 | 510 | 442 | No
2030-03-29 06:00 | 2030 100% ECP | -698.6 | 505 | 510 | 442 | No
2030-03-29 07:00 | 2030 100% ECP | -100 | 205 | 210 | 415.92 | No
2030-03-29 08:00 | 2030 100% ECP | -700 | -95 | -90 | 442 | No
2030-03-29 09:00 | 2030 100% ECP | -700 | 205 | 210 | 442 | Yes
2030-03-29 10:00 | 2030 100% ECP | -700 | 505 | 510 | 442 | Yes
2030-03-29 11:00 | 2030 100% ECP | -700 | 505 | 510 | 442 | Yes
2030-03-29 12:00 | 2030 100% ECP | -700 | 505 | 510 | 442 | Yes
2030-03-29 13:00 | 2030 100% ECP | -700 | 374 | 390 | 442 | Yes
2030-03-29 14:00 | 2030 100% ECP | -700 | 74 | 90 | 442 | Yes
2030-03-29 15:00 | 2030 100% ECP | -700 | -226 | -210 | 442 | Yes
2030-03-29 16:00 | 2030 100% ECP | -700 | -526 | -510 | 295.5 | Yes
2030-03-29 17:00 | 2030 100% ECP | -213.7 | -300 | -210 | 134.96 | No
2030-03-29 18:00 | 2030 100% ECP | 386.3 | 0 | 90 | 434.96 | No
2030-03-29 19:00 | 2030 100% ECP | 700 | 139.18 | 390 | 442 | No
2030-03-29 20:00 | 2030 100% ECP | 700 | 265.64 | 510 | 442 | No
2030-03-29 21:00 | 2030 100% ECP | 700 | 149 | 510 | 442 | No
2030-03-29 22:00 | 2030 100% ECP | 700 | 257.65 | 510 | 442 | No
2030-03-29 23:00 | 2030 100% ECP | 700 | 0 | 510 | 442 | No
2030-03-30 | 2030 100% ECP | 700 | 180.11 | 435.05 | 442 | No
2030-03-30 01:00 | 2030 100% ECP | 700 | 480.11 | 510 | 442 | No
2030-03-30 02:00 | 2030 100% ECP | 700 | 406.85 | 510 | 206.38 | No
2030-03-30 03:00 | 2030 100% ECP | 700 | 106.85 | 399 | -93.62 | No
2030-03-30 04:00 | 2030 100% ECP | 700 | 0 | 510 | -234.01 | No
2030-03-30 05:00 | 2030 100% ECP | 700 | 143.82 | 510 | -144.26 | No
2030-03-30 06:00 | 2030 100% ECP | 500 | 166.18 | 510 | -283.52 | No
2030-03-30 07:00 | 2030 100% ECP | -100 | 466.18 | 510 | -249.08 | No
2030-03-30 08:00 | 2030 100% ECP | -700 | 505 | 510 | 50.92 | Yes
2030-03-30 09:00 | 2030 100% ECP | -700 | 505 | 510 | 350.92 | Yes
2030-03-30 10:00 | 2030 100% ECP | -700 | 505 | 510 | 442 | Yes
2030-03-30 11:00 | 2030 100% ECP | -700 | 505 | 510 | 442 | Yes
2030-03-30 12:00 | 2030 100% ECP | -700 | 374 | 390 | 442 | Yes
2030-03-30 13:00 | 2030 100% ECP | -700 | 74 | 90 | 152.42 | Yes
2030-03-30 14:00 | 2030 100% ECP | -700 | -226 | -210 | -147.58 | Yes
2030-03-30 15:00 | 2030 100% ECP | -700 | -526 | -510 | -447.58 | Yes
2030-03-30 16:00 | 2030 100% ECP | -700 | -526 | -510 | -170.99 | Yes
2030-03-30 17:00 | 2030 100% ECP | -100 | -226 | -269.67 | 0 | No
2030-03-30 18:00 | 2030 100% ECP | 500 | 0 | 0 | 58.49 | No
2030-03-30 19:00 | 2030 100% ECP | 700 | 0 | 210 | 228.05 | No
2030-03-30 20:00 | 2030 100% ECP | 700 | 0 | 510 | 271.31 | No
2030-03-30 21:00 | 2030 100% ECP | 700 | 0 | 510 | 0 | No
2030-03-30 22:00 | 2030 100% ECP | 700 | 0 | 442.05 | 0 | No
2030-03-30 23:00 | 2030 100% ECP | 700 | 0 | 442.05 | 0 | No
2030-03-31 | 2030 100% ECP | 700 | 0 | 510 | 300 | No
2030-03-31 01:00 | 2030 100% ECP | 700 | 157.66 | 510 | 442 | No
2030-03-31 02:00 | 2030 100% ECP | 700 | 266.84 | 510 | 442 | No
2030-03-31 03:00 | 2030 100% ECP | 700 | 290.35 | 510 | 442 | No
2030-03-31 04:00 | 2030 100% ECP | 700 | 335.59 | 510 | 442 | No
2030-03-31 05:00 | 2030 100% ECP | 700 | 240.69 | 510 | 442 | No
2030-03-31 06:00 | 2030 100% ECP | 700 | 253.79 | 510 | 442 | No
2030-03-31 07:00 | 2030 100% ECP | 700 | 255.42 | 510 | 442 | No
2030-03-31 08:00 | 2030 100% ECP | 500 | 0 | 210 | 442 | No
2030-03-31 09:00 | 2030 100% ECP | -100 | -135.85 | -90 | 442 | No
2030-03-31 10:00 | 2030 100% ECP | -700 | -435.85 | -390 | 442 | No
2030-03-31 11:00 | 2030 100% ECP | -700 | -526 | -510 | 442 | No
2030-03-31 12:00 | 2030 100% ECP | -700 | -389.82 | -510 | 442 | No
2030-03-31 13:00 | 2030 100% ECP | -700 | -173.82 | -510 | 442 | No
2030-03-31 14:00 | 2030 100% ECP | -700 | -473.82 | -510 | 442 | No
2030-03-31 15:00 | 2030 100% ECP | -377.75 | -526 | -510 | 442 | No
2030-03-31 16:00 | 2030 100% ECP | 222.25 | -526 | -510 | 235.46 | No
2030-03-31 17:00 | 2030 100% ECP | 700 | -278.63 | -293.54 | 159.2 | No
2030-03-31 18:00 | 2030 100% ECP | 700 | 0 | 6.46 | 442 | No
2030-03-31 19:00 | 2030 100% ECP | 700 | 0 | 306.46 | 442 | No
2030-03-31 20:00 | 2030 100% ECP | 700 | 0 | 510 | 442 | No
2030-03-31 21:00 | 2030 100% ECP | 700 | 0 | 510 | 442 | No
2030-03-31 22:00 | 2030 100% ECP | 700 | 0 | 510 | 442 | No
2030-03-31 23:00 | 2030 100% ECP | 700 | 0 | 510 | 442 | No
2030-04-01 | 2030 100% ECP | 700 | 300 | 510 | 442 | No
2030-04-01 01:00 | 2030 100% ECP | 700 | 502.14 | 510 | 442 | No
2030-04-01 02:00 | 2030 100% ECP | 700 | 505 | 510 | 442 | No
2030-04-01 03:00 | 2030 100% ECP | 700 | 505 | 510 | 442 | No
2030-04-01 04:00 | 2030 100% ECP | 700 | 505 | 510 | 442 | No
2030-04-01 05:00 | 2030 100% ECP | 700 | 474.85 | 510 | 442 | No
2030-04-01 06:00 | 2030 100% ECP | 700 | 505 | 510 | 442 | No
2030-04-01 07:00 | 2030 100% ECP | 700 | 374 | 390 | 442 | No
2030-04-01 08:00 | 2030 100% ECP | 100 | 74 | 90 | 442 | No
2030-04-01 09:00 | 2030 100% ECP | -500 | -226 | -210 | 442 | No
2030-04-01 10:00 | 2030 100% ECP | -700 | -526 | -510 | 219.6 | No
2030-04-01 11:00 | 2030 100% ECP | -700 | -526 | -510 | 0 | No
2030-04-01 12:00 | 2030 100% ECP | -700 | -526 | -510 | 23.34 | No
2030-04-01 13:00 | 2030 100% ECP | -700 | -526 | -510 | 23.96 | No
2030-04-01 14:00 | 2030 100% ECP | -700 | -526 | -510 | 0 | No
2030-04-01 15:00 | 2030 100% ECP | -664.52 | -526 | -510 | 219.37 | No
2030-04-01 16:00 | 2030 100% ECP | -64.52 | -226 | -282.5 | 82.39 | No
2030-04-01 17:00 | 2030 100% ECP | 535.48 | -526 | -510 | -123.03 | No
2030-04-01 18:00 | 2030 100% ECP | 700 | -430.6 | -510 | -123.03 | No
2030-04-01 19:00 | 2030 100% ECP | 700 | -130.6 | -210 | -123.03 | No
2030-04-01 20:00 | 2030 100% ECP | 700 | 169.4 | 90 | 142 | No
2030-04-01 21:00 | 2030 100% ECP | 700 | 469.4 | 390 | 442 | No
2030-04-01 22:00 | 2030 100% ECP | 700 | 505 | 510 | 442 | No
2030-04-01 23:00 | 2030 100% ECP | 700 | 500.11 | 510 | 442 | No
2030-04-02 | 2030 100% ECP | 700 | 263.75 | 510 | 442 | No
2030-04-02 01:00 | 2030 100% ECP | 700 | 0 | 221.77 | 142 | No
2030-04-02 02:00 | 2030 100% ECP | 700 | 0 | 165.15 | 0 | No
2030-04-02 03:00 | 2030 100% ECP | 500 | 0 | 315.85 | 0 | No
2030-04-02 04:00 | 2030 100% ECP | -100 | 203.03 | 510 | 105.76 | No
2030-04-02 05:00 | 2030 100% ECP | -700 | 503.03 | 510 | 337.51 | No
2030-04-02 06:00 | 2030 100% ECP | -700 | 203.03 | 210 | 37.51 | No
2030-04-02 07:00 | 2030 100% ECP | -700 | -96.97 | -90 | -262.49 | No
2030-04-02 08:00 | 2030 100% ECP | -700 | 110.78 | 210 | 37.51 | No
2030-04-02 09:00 | 2030 100% ECP | -700 | 410.78 | 510 | 337.51 | Yes
2030-04-02 10:00 | 2030 100% ECP | -700 | 505 | 510 | 442 | Yes
2030-04-02 11:00 | 2030 100% ECP | -700 | 505 | 510 | 442 | Yes
2030-04-02 12:00 | 2030 100% ECP | -700 | 505 | 510 | 442 | Yes
2030-04-02 13:00 | 2030 100% ECP | -700 | 374 | 390 | 442 | Yes
2030-04-02 14:00 | 2030 100% ECP | -700 | 74 | 90 | 354.81 | Yes
2030-04-02 15:00 | 2030 100% ECP | -700 | -226 | -210 | 54.81 | Yes
2030-04-02 16:00 | 2030 100% ECP | -700 | -526 | -510 | -245.19 | No
2030-04-02 17:00 | 2030 100% ECP | -100 | -226 | -210 | 54.81 | No
2030-04-02 18:00 | 2030 100% ECP | 500 | 74 | 90 | 354.81 | No
2030-04-02 19:00 | 2030 100% ECP | 700 | 145.89 | 27.67 | 442 | No
2030-04-02 20:00 | 2030 100% ECP | 700 | -154.11 | -272.33 | 272.64 | No
2030-04-02 21:00 | 2030 100% ECP | 700 | 0 | 27.67 | 142 | No
2030-04-02 22:00 | 2030 100% ECP | 700 | 300 | 327.67 | 442 | No
2030-04-02 23:00 | 2030 100% ECP | 700 | 505 | 510 | 442 | No
2030-04-03 | 2030 100% ECP | 700 | 505 | 510 | 442 | No
2030-04-03 01:00 | 2030 100% ECP | 700 | 505 | 510 | 442 | No
2030-04-03 02:00 | 2030 100% ECP | 700 | 505 | 510 | 442 | No
2030-04-03 03:00 | 2030 100% ECP | 700 | 505 | 510 | 442 | No
2030-04-03 04:00 | 2030 100% ECP | 700 | 505 | 510 | 442 | No
2030-04-03 05:00 | 2030 100% ECP | 700 | 205 | 263.55 | 311.07 | No
2030-04-03 06:00 | 2030 100% ECP | 700 | 0 | 300 | 381.4 | No
2030-04-03 07:00 | 2030 100% ECP | 700 | 0 | 0 | 405.35 | No
2030-04-03 08:00 | 2030 100% ECP | 700 | -260.43 | -300 | 309.28 | No
2030-04-03 09:00 | 2030 100% ECP | 190.67 | -526 | -510 | 142 | No
2030-04-03 10:00 | 2030 100% ECP | 0 | -499.39 | -510 | 442 | No
2030-04-03 11:00 | 2030 100% ECP | 0 | -199.39 | -510 | 442 | No
2030-04-03 12:00 | 2030 100% ECP | 0 | 0 | -210 | 442 | No
2030-04-03 13:00 | 2030 100% ECP | 0 | 0 | 0 | 442 | No
2030-04-03 14:00 | 2030 100% ECP | 0 | 0 | 0 | 442 | No
2030-04-03 15:00 | 2030 100% ECP | 0 | 0 | -102.99 | 442 | No
2030-04-03 16:00 | 2030 100% ECP | 572.8 | -300 | -402.99 | 142 | No
2030-04-03 17:00 | 2030 100% ECP | 700 | 0 | -102.99 | 442 | No
2030-04-03 18:00 | 2030 100% ECP | 700 | 0 | 9.84 | 369.5 | No
2030-04-03 19:00 | 2030 100% ECP | 700 | 0 | 309.84 | 276.99 | No
2030-04-03 20:00 | 2030 100% ECP | 700 | 0 | 510 | 370.81 | No
2030-04-03 21:00 | 2030 100% ECP | 700 | 0 | 210 | 218.18 | No
2030-04-03 22:00 | 2030 100% ECP | 700 | 205 | 510 | 142 | No
2030-04-03 23:00 | 2030 100% ECP | 700 | 505 | 510 | 442 | No
2030-04-04 | 2030 100% ECP | 700 | 505 | 510 | 442 | No
2030-04-04 01:00 | 2030 100% ECP | 700 | 505 | 510 | 442 | No
2030-04-04 02:00 | 2030 100% ECP | 700 | 505 | 510 | 442 | No
2030-04-04 03:00 | 2030 100% ECP | 700 | 505 | 510 | 442 | No
2030-04-04 04:00 | 2030 100% ECP | 700 | 242.2 | 510 | 442 | No
2030-04-04 05:00 | 2030 100% ECP | 700 | 87.54 | 346.78 | 442 | No
2030-04-04 06:00 | 2030 100% ECP | 700 | 0 | 46.78 | 442 | No
2030-04-04 07:00 | 2030 100% ECP | 500 | 74 | 90 | 442 | No
2030-04-04 08:00 | 2030 100% ECP | -100 | -226 | -210 | 442 | No
2030-04-04 09:00 | 2030 100% ECP | -700 | -526 | -510 | 384.31 | Yes
2030-04-04 10:00 | 2030 100% ECP | -700 | -226 | -210 | 442 | Yes
2030-04-04 11:00 | 2030 100% ECP | -700 | 0 | 62.72 | 142 | Yes
2030-04-04 12:00 | 2030 100% ECP | -700 | 300 | 362.72 | 442 | Yes
2030-04-04 13:00 | 2030 100% ECP | -700 | 505 | 510 | 442 | Yes
2030-04-04 14:00 | 2030 100% ECP | -700 | 505 | 510 | 442 | Yes
2030-04-04 15:00 | 2030 100% ECP | -700 | 505 | 510 | 442 | Yes
2030-04-04 16:00 | 2030 100% ECP | -700 | 505 | 510 | 442 | Yes
2030-04-04 17:00 | 2030 100% ECP | -700 | 505 | 510 | 442 | Yes
2030-04-04 18:00 | 2030 100% ECP | -700 | 505 | 510 | 442 | Yes
2030-04-04 19:00 | 2030 100% ECP | -700 | 505 | 510 | 442 | Yes
2030-04-04 20:00 | 2030 100% ECP | -700 | 505 | 510 | 442 | Yes
2030-04-04 21:00 | 2030 100% ECP | -700 | 505 | 510 | 442 | Yes
2030-04-04 22:00 | 2030 100% ECP | -700 | 505 | 510 | 442 | Yes
2030-04-04 23:00 | 2030 100% ECP | -700 | 505 | 510 | 442 | Yes
2030-04-05 | 2030 100% ECP | -700 | 505 | 510 | 442 | Yes
2030-04-05 01:00 | 2030 100% ECP | -700 | 505 | 510 | 442 | Yes
2030-04-05 02:00 | 2030 100% ECP | -700 | 505 | 510 | 442 | Yes
2030-04-05 03:00 | 2030 100% ECP | -700 | 505 | 510 | 442 | Yes
2030-04-05 04:00 | 2030 100% ECP | -700 | 505 | 510 | 190.37 | Yes
2030-04-05 05:00 | 2030 100% ECP | -700 | 505 | 510 | 175.33 | Yes
2030-04-05 06:00 | 2030 100% ECP | -700 | 505 | 510 | 248.21 | Yes
2030-04-05 07:00 | 2030 100% ECP | -700 | 505 | 510 | 442 | Yes
2030-04-05 08:00 | 2030 100% ECP | -700 | 505 | 510 | 442 | Yes
2030-04-05 09:00 | 2030 100% ECP | -700 | 505 | 510 | 442 | Yes
2030-04-05 10:00 | 2030 100% ECP | -700 | 505 | 510 | 442 | Yes
2030-04-05 11:00 | 2030 100% ECP | -700 | 505 | 510 | 442 | Yes
2030-04-05 12:00 | 2030 100% ECP | -700 | 505 | 510 | 442 | Yes
2030-04-05 13:00 | 2030 100% ECP | -700 | 505 | 510 | 271.46 | Yes
2030-04-05 14:00 | 2030 100% ECP | -700 | 505 | 510 | 218.22 | Yes
2030-04-05 15:00 | 2030 100% ECP | -700 | 505 | 510 | 230.83 | Yes
2030-04-05 16:00 | 2030 100% ECP | -700 | 505 | 510 | 323.24 | Yes
2030-04-05 17:00 | 2030 100% ECP | -700 | 505 | 510 | 370.85 | Yes
2030-04-05 18:00 | 2030 100% ECP | -700 | 505 | 510 | 346.34 | Yes
2030-04-05 19:00 | 2030 100% ECP | -700 | 505 | 510 | 310.56 | Yes
2030-04-05 20:00 | 2030 100% ECP | -700 | 505 | 510 | 321.9 | Yes
2030-04-05 21:00 | 2030 100% ECP | -700 | 505 | 510 | 310.42 | Yes
2030-04-05 22:00 | 2030 100% ECP | -700 | 505 | 510 | 234.55 | Yes
2030-04-05 23:00 | 2030 100% ECP | -700 | 505 | 510 | 171.99 | Yes
2030-04-06 | 2030 100% ECP | -700 | 505 | 510 | 442 | Yes
2030-04-06 01:00 | 2030 100% ECP | -700 | 505 | 510 | 442 | Yes
2030-04-06 02:00 | 2030 100% ECP | -700 | 505 | 510 | 442 | Yes
2030-04-06 03:00 | 2030 100% ECP | -700 | 374 | 390 | 390 | Yes
2030-04-06 04:00 | 2030 100% ECP | -700 | 74 | 90 | 90 | Yes
2030-04-06 05:00 | 2030 100% ECP | -700 | -226 | -210 | -210 | No
2030-04-06 06:00 | 2030 100% ECP | -700 | -526 | -510 | -510 | No
2030-04-06 07:00 | 2030 100% ECP | -700 | -526 | -510 | -510 | No
2030-04-06 08:00 | 2030 100% ECP | -700 | -526 | -510 | -510 | Yes
2030-04-06 09:00 | 2030 100% ECP | -700 | -226 | -510 | -405.3 | Yes
2030-04-06 10:00 | 2030 100% ECP | -700 | -526 | -510 | -510 | Yes
2030-04-06 11:00 | 2030 100% ECP | -700 | -526 | -510 | -510 | Yes
2030-04-06 12:00 | 2030 100% ECP | -700 | -526 | -510 | -510 | Yes
2030-04-06 13:00 | 2030 100% ECP | -700 | -526 | -510 | -502.72 | Yes
2030-04-06 14:00 | 2030 100% ECP | -700 | -526 | -510 | -221.65 | Yes
2030-04-06 15:00 | 2030 100% ECP | -700 | -526 | -510 | -78.49 | Yes
2030-04-06 16:00 | 2030 100% ECP | -700 | -526 | -510 | 93.32 | Yes
2030-04-06 17:00 | 2030 100% ECP | -100 | -226 | -381.86 | 244.82 | No
2030-04-06 18:00 | 2030 100% ECP | 500 | -226 | -210 | -39.78 | No
2030-04-06 19:00 | 2030 100% ECP | 700 | -526 | -510 | -339.78 | No
2030-04-06 20:00 | 2030 100% ECP | 700 | -226 | -210 | -39.78 | No
2030-04-06 21:00 | 2030 100% ECP | 700 | 46.21 | 90 | 260.22 | No
2030-04-06 22:00 | 2030 100% ECP | 700 | 240.48 | 390 | 442 | No
2030-04-06 23:00 | 2030 100% ECP | 700 | 0 | 510 | 442 | No
2030-04-07 | 2030 100% ECP | 700 | 192.81 | 510 | 442 | No
2030-04-07 01:00 | 2030 100% ECP | 700 | 228.83 | 510 | 442 | No
2030-04-07 02:00 | 2030 100% ECP | 700 | 505 | 510 | 442 | No
2030-04-07 03:00 | 2030 100% ECP | 700 | 205 | 510 | 217.47 | No
2030-04-07 04:00 | 2030 100% ECP | 700 | 0 | 464.1 | 360.37 | No
2030-04-07 05:00 | 2030 100% ECP | 700 | 73.72 | 390 | 442 | No
2030-04-07 06:00 | 2030 100% ECP | 500 | 74 | 90 | 442 | No
2030-04-07 07:00 | 2030 100% ECP | -100 | -226 | -210 | 442 | No
2030-04-07 08:00 | 2030 100% ECP | -700 | -526 | -510 | 330.79 | Yes
2030-04-07 09:00 | 2030 100% ECP | -700 | -526 | -510 | 132.53 | Yes
2030-04-07 10:00 | 2030 100% ECP | -700 | -526 | -510 | -167.47 | Yes
2030-04-07 11:00 | 2030 100% ECP | -700 | -526 | -510 | -467.47 | Yes
2030-04-07 12:00 | 2030 100% ECP | -700 | -526 | -510 | -167.47 | Yes
2030-04-07 13:00 | 2030 100% ECP | -700 | -526 | -510 | -454.57 | Yes
2030-04-07 14:00 | 2030 100% ECP | -700 | -526 | -510 | -412.71 | Yes
2030-04-07 15:00 | 2030 100% ECP | -700 | -526 | -510 | -416.59 | Yes
2030-04-07 16:00 | 2030 100% ECP | -700 | -526 | -510 | -116.59 | Yes
2030-04-07 17:00 | 2030 100% ECP | -100 | -226 | -210 | 183.41 | No
2030-04-07 18:00 | 2030 100% ECP | 500 | 74 | 90 | 442 | No
2030-04-07 19:00 | 2030 100% ECP | 700 | 0 | 0 | 442 | No
2030-04-07 20:00 | 2030 100% ECP | 700 | 0 | 162.54 | 442 | No
2030-04-07 21:00 | 2030 100% ECP | 700 | 103.7 | 210 | 405.19 | No
2030-04-07 22:00 | 2030 100% ECP | 700 | 403.7 | 510 | 442 | No
2030-04-07 23:00 | 2030 100% ECP | 700 | 115.66 | 510 | 442 | No
2030-04-08 | 2030 100% ECP | 700 | 291.09 | 510 | 442 | No
2030-04-08 01:00 | 2030 100% ECP | 700 | 449.28 | 510 | 442 | No
2030-04-08 02:00 | 2030 100% ECP | 700 | 461.54 | 510 | 442 | No
2030-04-08 03:00 | 2030 100% ECP | 700 | 430.41 | 510 | 442 | No
2030-04-08 04:00 | 2030 100% ECP | 700 | 505 | 510 | 442 | No
2030-04-08 05:00 | 2030 100% ECP | 700 | 261.98 | 300 | 442 | No
2030-04-08 06:00 | 2030 100% ECP | 700 | 0 | 0 | 142 | No
2030-04-08 07:00 | 2030 100% ECP | 500 | 0 | 0 | 0 | No
2030-04-08 08:00 | 2030 100% ECP | -100 | -226 | -220.02 | 199.07 | No
2030-04-08 09:00 | 2030 100% ECP | -700 | -526 | -510 | 442 | No
2030-04-08 10:00 | 2030 100% ECP | -700 | -526 | -510 | 442 | Yes
2030-04-08 11:00 | 2030 100% ECP | -700 | -526 | -510 | 442 | Yes
2030-04-08 12:00 | 2030 100% ECP | -700 | -526 | -510 | 442 | Yes
2030-04-08 13:00 | 2030 100% ECP | -700 | -526 | -510 | 442 | Yes
2030-04-08 14:00 | 2030 100% ECP | -700 | -526 | -510 | 411.27 | Yes
2030-04-08 15:00 | 2030 100% ECP | -700 | -526 | -510 | 111.27 | No
2030-04-08 16:00 | 2030 100% ECP | -100 | -300 | -496.32 | 143.07 | No
2030-04-08 17:00 | 2030 100% ECP | 500 | 0 | -196.32 | 181.98 | No
2030-04-08 18:00 | 2030 100% ECP | 700 | -182.8 | -210 | -118.02 | No
2030-04-08 19:00 | 2030 100% ECP | 700 | -482.8 | -510 | -418.02 | No
2030-04-08 20:00 | 2030 100% ECP | 700 | -182.8 | -210 | -118.02 | No
2030-04-08 21:00 | 2030 100% ECP | 700 | 117.2 | 90 | 181.98 | No
2030-04-08 22:00 | 2030 100% ECP | 700 | 417.2 | 390 | 442 | No
2030-04-08 23:00 | 2030 100% ECP | 700 | 426.85 | 510 | 442 | No
2030-04-09 | 2030 100% ECP | 700 | 194.24 | 510 | 442 | No
2030-04-09 01:00 | 2030 100% ECP | 700 | 0 | 510 | 250.14 | No
2030-04-09 02:00 | 2030 100% ECP | 700 | 0 | 510 | 142.94 | No
2030-04-09 03:00 | 2030 100% ECP | 700 | 0 | 510 | 442 | No
2030-04-09 04:00 | 2030 100% ECP | 700 | 300 | 510 | 442 | No
2030-04-09 05:00 | 2030 100% ECP | 700 | 0 | 390 | 363.05 | No
2030-04-09 06:00 | 2030 100% ECP | 700 | 0 | 90 | 408.18 | No
2030-04-09 07:00 | 2030 100% ECP | 500 | -27.11 | -210 | 186.86 | No
2030-04-09 08:00 | 2030 100% ECP | -100 | -327.11 | -510 | -1.95 | No
2030-04-09 09:00 | 2030 100% ECP | -700 | -526 | -510 | 298.05 | Yes
2030-04-09 10:00 | 2030 100% ECP | -700 | -526 | -510 | 442 | Yes
2030-04-09 11:00 | 2030 100% ECP | -700 | -526 | -510 | 441.44 | Yes
2030-04-09 12:00 | 2030 100% ECP | -700 | -526 | -510 | 442 | Yes
2030-04-09 13:00 | 2030 100% ECP | -700 | -526 | -510 | 442 | Yes
2030-04-09 14:00 | 2030 100% ECP | -700 | -526 | -510 | 412.87 | Yes
2030-04-09 15:00 | 2030 100% ECP | -700 | -526 | -510 | 112.87 | No
2030-04-09 16:00 | 2030 100% ECP | -100 | -526 | -510 | 162.04 | No
2030-04-09 17:00 | 2030 100% ECP | 500 | -226 | -210 | 208.19 | No
2030-04-09 18:00 | 2030 100% ECP | 700 | 0 | 6.6 | 0 | No
2030-04-09 19:00 | 2030 100% ECP | 700 | 0 | 306.6 | 38.77 | No
2030-04-09 20:00 | 2030 100% ECP | 700 | 0 | 458.43 | 97 | No
2030-04-09 21:00 | 2030 100% ECP | 700 | 0 | 510 | 169.33 | No
2030-04-09 22:00 | 2030 100% ECP | 700 | 0 | 510 | 0 | No
2030-04-09 23:00 | 2030 100% ECP | 700 | 0 | 510 | 0 | No
2030-04-10 | 2030 100% ECP | 700 | 66.84 | 510 | 0 | No
2030-04-10 01:00 | 2030 100% ECP | 700 | 214.65 | 510 | 142 | No
2030-04-10 02:00 | 2030 100% ECP | 700 | 505 | 510 | 442 | No
2030-04-10 03:00 | 2030 100% ECP | 700 | 505 | 510 | 442 | No
2030-04-10 04:00 | 2030 100% ECP | 700 | 505 | 510 | 442 | No
2030-04-10 05:00 | 2030 100% ECP | 700 | 505 | 510 | 442 | No
2030-04-10 06:00 | 2030 100% ECP | 700 | 205 | 406.42 | 376.32 | No
2030-04-10 07:00 | 2030 100% ECP | 700 | 143.52 | 106.42 | 442 | No
2030-04-10 08:00 | 2030 100% ECP | 700 | -156.48 | -193.58 | 218.31 | No
2030-04-10 09:00 | 2030 100% ECP | 700 | -456.48 | -493.58 | 11.28 | No
2030-04-10 10:00 | 2030 100% ECP | 700 | -526 | -510 | 90.5 | No
2030-04-10 11:00 | 2030 100% ECP | 700 | -526 | -510 | -73.06 | No
2030-04-10 12:00 | 2030 100% ECP | 700 | -526 | -510 | -73.06 | No
2030-04-10 13:00 | 2030 100% ECP | 700 | -526 | -510 | -106.47 | No
2030-04-10 14:00 | 2030 100% ECP | 700 | -526 | -510 | -148.95 | No
2030-04-10 15:00 | 2030 100% ECP | 700 | -526 | -510 | 0 | No
2030-04-10 16:00 | 2030 100% ECP | 700 | -520.86 | -510 | 18.8 | No
2030-04-10 17:00 | 2030 100% ECP | 700 | -226 | -378.59 | -210 | No
2030-04-10 18:00 | 2030 100% ECP | 700 | -526 | -510 | -510 | No
2030-04-10 19:00 | 2030 100% ECP | 700 | -526 | -510 | -510 | No
2030-04-10 20:00 | 2030 100% ECP | 700 | -226 | -210 | -210 | No
2030-04-10 21:00 | 2030 100% ECP | 700 | 36.93 | 90 | 90 | No
2030-04-10 22:00 | 2030 100% ECP | 700 | 336.93 | 390 | 390 | No
2030-04-10 23:00 | 2030 100% ECP | 700 | 280.28 | 510 | 414.91 | No
2030-04-11 | 2030 100% ECP | 700 | 150.87 | 510 | 197.48 | No
2030-04-11 01:00 | 2030 100% ECP | 700 | 0 | 510 | 133.04 | No
2030-04-11 02:00 | 2030 100% ECP | 700 | 0 | 510 | 128.13 | No
2030-04-11 03:00 | 2030 100% ECP | 700 | 0 | 352.33 | 0 | No
2030-04-11 04:00 | 2030 100% ECP | 700 | 0 | 396.99 | 0 | No
2030-04-11 05:00 | 2030 100% ECP | 700 | 0 | 300.14 | 0 | No
2030-04-11 06:00 | 2030 100% ECP | 700 | 0 | 250.84 | 0 | No
2030-04-11 07:00 | 2030 100% ECP | 500 | 0 | 90 | 104.3 | No
2030-04-11 08:00 | 2030 100% ECP | -100 | -226 | -210 | -15.47 | No
2030-04-11 09:00 | 2030 100% ECP | -700 | -526 | -510 | -2.9 | No
2030-04-11 10:00 | 2030 100% ECP | -700 | -526 | -510 | 297.1 | Yes
2030-04-11 11:00 | 2030 100% ECP | -700 | -526 | -510 | 442 | Yes
2030-04-11 12:00 | 2030 100% ECP | -700 | -526 | -510 | 442 | Yes
2030-04-11 13:00 | 2030 100% ECP | -700 | -526 | -510 | 442 | Yes
2030-04-11 14:00 | 2030 100% ECP | -700 | -526 | -510 | 442 | Yes
2030-04-11 15:00 | 2030 100% ECP | -700 | -526 | -510 | 147.95 | Yes
2030-04-11 16:00 | 2030 100% ECP | -500 | -526 | -510 | -152.05 | No
2030-04-11 17:00 | 2030 100% ECP | 100 | -317.89 | -510 | -115.72 | No
2030-04-11 18:00 | 2030 100% ECP | 700 | -226 | -210 | -210 | No
2030-04-11 19:00 | 2030 100% ECP | 700 | -526 | -510 | -510 | No
2030-04-11 20:00 | 2030 100% ECP | 700 | -300 | -390 | -438.12 | No
2030-04-11 21:00 | 2030 100% ECP | 700 | 0 | -90 | -138.12 | No
2030-04-11 22:00 | 2030 100% ECP | 700 | 300 | 210 | 161.88 | No
2030-04-11 23:00 | 2030 100% ECP | 700 | 312.16 | 510 | 357.96 | No
2030-04-12 | 2030 100% ECP | 700 | 505 | 510 | 442 | No
2030-04-12 01:00 | 2030 100% ECP | 700 | 505 | 510 | 442 | No
2030-04-12 02:00 | 2030 100% ECP | 700 | 505 | 510 | 442 | No
2030-04-12 03:00 | 2030 100% ECP | 700 | 505 | 510 | 442 | No
2030-04-12 04:00 | 2030 100% ECP | 700 | 505 | 510 | 442 | No
2030-04-12 05:00 | 2030 100% ECP | 700 | 300 | 300 | 300 | No
2030-04-12 06:00 | 2030 100% ECP | 700 | 0 | 0 | 0 | No
2030-04-12 07:00 | 2030 100% ECP | 700 | -300 | -300 | -300 | No
2030-04-12 08:00 | 2030 100% ECP | 700 | -526 | -510 | -499.68 | No
2030-04-12 09:00 | 2030 100% ECP | 700 | -226 | -210 | -199.68 | No
2030-04-12 10:00 | 2030 100% ECP | 700 | -226 | -510 | -166.27 | No
2030-04-12 11:00 | 2030 100% ECP | 484.38 | -526 | -510 | 35.1 | No
2030-04-12 12:00 | 2030 100% ECP | -40.05 | -226 | -210 | 0 | No
2030-04-12 13:00 | 2030 100% ECP | -640.05 | -238.32 | -510 | 60.75 | No
2030-04-12 14:00 | 2030 100% ECP | -700 | -53.15 | -510 | -58.48 | No
2030-04-12 15:00 | 2030 100% ECP | -700 | -353.15 | -510 | 14.41 | No
2030-04-12 16:00 | 2030 100% ECP | -700 | -300 | -470.7 | 190.89 | No
2030-04-12 17:00 | 2030 100% ECP | -700 | 0 | -170.7 | 442 | No
2030-04-12 18:00 | 2030 100% ECP | -700 | 300 | 129.3 | 442 | No
2030-04-12 19:00 | 2030 100% ECP | -700 | 0 | -170.7 | 380.38 | No
2030-04-12 20:00 | 2030 100% ECP | -700 | -169.84 | -390 | 168.23 | No
2030-04-12 21:00 | 2030 100% ECP | -700 | 130.16 | -90 | 260.1 | No
2030-04-12 22:00 | 2030 100% ECP | -700 | 430.16 | 210 | 136.64 | Yes
2030-04-12 23:00 | 2030 100% ECP | -700 | 505 | 510 | 51.75 | Yes
2030-04-13 | 2030 100% ECP | -700 | 505 | 510 | 351.75 | Yes
2030-04-13 01:00 | 2030 100% ECP | -700 | 505 | 510 | 442 | Yes
2030-04-13 02:00 | 2030 100% ECP | -700 | 505 | 510 | 442 | Yes
2030-04-13 03:00 | 2030 100% ECP | -700 | 505 | 510 | 442 | Yes
2030-04-13 04:00 | 2030 100% ECP | -700 | 505 | 510 | 442 | Yes
2030-04-13 05:00 | 2030 100% ECP | -700 | 505 | 510 | 442 | Yes
2030-04-13 06:00 | 2030 100% ECP | -700 | 505 | 510 | 442 | No
2030-04-13 07:00 | 2030 100% ECP | -700 | 205 | 510 | 234.41 | Yes
2030-04-13 08:00 | 2030 100% ECP | -700 | 505 | 510 | 442 | Yes
2030-04-13 09:00 | 2030 100% ECP | -700 | 505 | 510 | 442 | Yes
2030-04-13 10:00 | 2030 100% ECP | -700 | 505 | 510 | 442 | Yes
2030-04-13 11:00 | 2030 100% ECP | -700 | 374 | 390 | 442 | Yes
2030-04-13 12:00 | 2030 100% ECP | -700 | 74 | 90 | 442 | Yes
2030-04-13 13:00 | 2030 100% ECP | -700 | -226 | -210 | 442 | Yes
2030-04-13 14:00 | 2030 100% ECP | -700 | -526 | -510 | 324.42 | Yes
2030-04-13 15:00 | 2030 100% ECP | -700 | -526 | -510 | 389.39 | Yes
2030-04-13 16:00 | 2030 100% ECP | -700 | -526 | -510 | 409.7 | Yes
2030-04-13 17:00 | 2030 100% ECP | -100 | -441.62 | -510 | 442 | No
2030-04-13 18:00 | 2030 100% ECP | 500 | -141.62 | -210 | 307.98 | No
2030-04-13 19:00 | 2030 100% ECP | 700 | 0 | 0 | 442 | No
2030-04-13 20:00 | 2030 100% ECP | 700 | 0 | 0 | 431.46 | No
2030-04-13 21:00 | 2030 100% ECP | 700 | 0 | 0 | 442 | No
2030-04-13 22:00 | 2030 100% ECP | 700 | 0 | 0 | 283.75 | No
2030-04-13 23:00 | 2030 100% ECP | 700 | 0 | 0 | 56.91 | No
2030-04-14 | 2030 100% ECP | 700 | 69.44 | 300 | 356.91 | No
2030-04-14 01:00 | 2030 100% ECP | 700 | 0 | 412.57 | 341.27 | No
2030-04-14 02:00 | 2030 100% ECP | 700 | 205 | 238.14 | 354.01 | No
2030-04-14 03:00 | 2030 100% ECP | 700 | 505 | 510 | 442 | No
2030-04-14 04:00 | 2030 100% ECP | 700 | 505 | 510 | 442 | No
2030-04-14 05:00 | 2030 100% ECP | 700 | 374 | 390 | 442 | No
2030-04-14 06:00 | 2030 100% ECP | 561.78 | 74 | 90 | 442 | No
2030-04-14 07:00 | 2030 100% ECP | -38.22 | -226 | -210 | 442 | No
2030-04-14 08:00 | 2030 100% ECP | -638.22 | -526 | -510 | 442 | No
2030-04-14 09:00 | 2030 100% ECP | -700 | -526 | -510 | 442 | Yes
2030-04-14 10:00 | 2030 100% ECP | -700 | -526 | -510 | 442 | Yes
2030-04-14 11:00 | 2030 100% ECP | -700 | -526 | -510 | 442 | Yes
2030-04-14 12:00 | 2030 100% ECP | -700 | -526 | -510 | 442 | Yes
2030-04-14 13:00 | 2030 100% ECP | -700 | -526 | -510 | 442 | Yes
2030-04-14 14:00 | 2030 100% ECP | -700 | -526 | -510 | 442 | Yes
2030-04-14 15:00 | 2030 100% ECP | -700 | -526 | -510 | 442 | Yes
2030-04-14 16:00 | 2030 100% ECP | -700 | -526 | -510 | 277.19 | No
2030-04-14 17:00 | 2030 100% ECP | -100 | -366.26 | -510 | 392.86 | No
2030-04-14 18:00 | 2030 100% ECP | 500 | -66.26 | -210 | 442 | No
2030-04-14 19:00 | 2030 100% ECP | 700 | 0 | 0 | 233.81 | No
2030-04-14 20:00 | 2030 100% ECP | 700 | 0 | 212.18 | 442 | No
2030-04-14 21:00 | 2030 100% ECP | 700 | 0 | 201.03 | 442 | No
2030-04-14 22:00 | 2030 100% ECP | 700 | 0 | 501.03 | 442 | No
2030-04-14 23:00 | 2030 100% ECP | 700 | 0 | 201.03 | 442 | No
2030-04-15 | 2030 100% ECP | 700 | 300 | 501.03 | 442 | No
2030-04-15 01:00 | 2030 100% ECP | 700 | 466.15 | 510 | 442 | No
2030-04-15 02:00 | 2030 100% ECP | 700 | 257.69 | 510 | 442 | No
2030-04-15 03:00 | 2030 100% ECP | 700 | 271.69 | 510 | 442 | No
2030-04-15 04:00 | 2030 100% ECP | 700 | 0 | 510 | 442 | No
2030-04-15 05:00 | 2030 100% ECP | 700 | 0 | 449.06 | 442 | No
2030-04-15 06:00 | 2030 100% ECP | 700 | 74 | 149.06 | 442 | No
2030-04-15 07:00 | 2030 100% ECP | 100 | -226 | -150.94 | 442 | No
2030-04-15 08:00 | 2030 100% ECP | -500 | -526 | -450.94 | 442 | No
2030-04-15 09:00 | 2030 100% ECP | -700 | -526 | -510 | 442 | Yes
2030-04-15 10:00 | 2030 100% ECP | -700 | -526 | -510 | 442 | Yes
2030-04-15 11:00 | 2030 100% ECP | -700 | -526 | -510 | 442 | Yes
2030-04-15 12:00 | 2030 100% ECP | -700 | -526 | -510 | 442 | Yes
2030-04-15 13:00 | 2030 100% ECP | -700 | -526 | -510 | 442 | Yes
2030-04-15 14:00 | 2030 100% ECP | -700 | -526 | -510 | 442 | Yes
2030-04-15 15:00 | 2030 100% ECP | -700 | -526 | -510 | 415.12 | Yes
2030-04-15 16:00 | 2030 100% ECP | -700 | -526 | -510 | 267.87 | Yes
2030-04-15 17:00 | 2030 100% ECP | -100 | -300 | -395.19 | 267.87 | No
2030-04-15 18:00 | 2030 100% ECP | 500 | 0 | -95.19 | 442 | No
2030-04-15 19:00 | 2030 100% ECP | 700 | 0 | 204.81 | 205.18 | No
2030-04-15 20:00 | 2030 100% ECP | 700 | 0 | 204.81 | 346.66 | No
2030-04-15 21:00 | 2030 100% ECP | 700 | 0 | 163.66 | 396.02 | No
2030-04-15 22:00 | 2030 100% ECP | 700 | 205 | 306.68 | 396.22 | No
2030-04-15 23:00 | 2030 100% ECP | 700 | 505 | 510 | 442 | No
2030-04-16 | 2030 100% ECP | 700 | 505 | 510 | 442 | No
2030-04-16 01:00 | 2030 100% ECP | 700 | 322.91 | 510 | 442 | No
2030-04-16 02:00 | 2030 100% ECP | 700 | 505 | 510 | 442 | No
2030-04-16 03:00 | 2030 100% ECP | 700 | 505 | 510 | 442 | No
2030-04-16 04:00 | 2030 100% ECP | 700 | 416.74 | 510 | 442 | No
2030-04-16 05:00 | 2030 100% ECP | 700 | 141.73 | 390 | 442 | No
2030-04-16 06:00 | 2030 100% ECP | 500 | 66.3 | 90 | 442 | No
2030-04-16 07:00 | 2030 100% ECP | -100 | -226 | -210 | 442 | No
2030-04-16 08:00 | 2030 100% ECP | -700 | -526 | -510 | 442 | No
2030-04-16 09:00 | 2030 100% ECP | -700 | -526 | -510 | 442 | Yes
2030-04-16 10:00 | 2030 100% ECP | -700 | -526 | -510 | 442 | Yes
2030-04-16 11:00 | 2030 100% ECP | -700 | -526 | -510 | 442 | Yes
2030-04-16 12:00 | 2030 100% ECP | -700 | -526 | -510 | 442 | Yes
2030-04-16 13:00 | 2030 100% ECP | -700 | -526 | -510 | 331.43 | Yes
2030-04-16 14:00 | 2030 100% ECP | -700 | -526 | -510 | 31.43 | Yes
2030-04-16 15:00 | 2030 100% ECP | -700 | -526 | -510 | -268.57 | Yes
2030-04-16 16:00 | 2030 100% ECP | -700 | -526 | -510 | 31.43 | No
2030-04-16 17:00 | 2030 100% ECP | -100 | -526 | -510 | 331.43 | No
2030-04-16 18:00 | 2030 100% ECP | 500 | -526 | -510 | 244.3 | No
2030-04-16 19:00 | 2030 100% ECP | 700 | -526 | -510 | -55.7 | No
2030-04-16 20:00 | 2030 100% ECP | 700 | -229.68 | -210 | -355.7 | No
2030-04-16 21:00 | 2030 100% ECP | 700 | 70.32 | 90 | -510 | No
2030-04-16 22:00 | 2030 100% ECP | 700 | 370.32 | 390 | -247.16 | No
2030-04-16 23:00 | 2030 100% ECP | 700 | 505 | 510 | -510 | No
2030-04-17 | 2030 100% ECP | 700 | 472.74 | 510 | -210 | No
2030-04-17 01:00 | 2030 100% ECP | 253.22 | 317.64 | 510 | -277.24 | No
2030-04-17 02:00 | 2030 100% ECP | 700 | 17.64 | 510 | 22.76 | No
2030-04-17 03:00 | 2030 100% ECP | 700 | 0 | 510 | 40.36 | No
2030-04-17 04:00 | 2030 100% ECP | 700 | 0 | 510 | -259.64 | No
2030-04-17 05:00 | 2030 100% ECP | 700 | 0 | 424.55 | -300 | No
2030-04-17 06:00 | 2030 100% ECP | 600 | 27.56 | 124.55 | 0 | No
2030-04-17 07:00 | 2030 100% ECP | 0 | -27.6 | -175.45 | -94.73 | No
2030-04-17 08:00 | 2030 100% ECP | -600 | -327.6 | -475.45 | -394.73 | No
2030-04-17 09:00 | 2030 100% ECP | -700 | -526 | -510 | -378.66 | Yes
2030-04-17 10:00 | 2030 100% ECP | -700 | -526 | -510 | -90.08 | Yes
2030-04-17 11:00 | 2030 100% ECP | -700 | -526 | -510 | -390.08 | Yes
2030-04-17 12:00 | 2030 100% ECP | -700 | -526 | -510 | -498.01 | Yes
2030-04-17 13:00 | 2030 100% ECP | -700 | -526 | -510 | -510 | Yes
2030-04-17 14:00 | 2030 100% ECP | -700 | -526 | -510 | -412.44 | Yes
2030-04-17 15:00 | 2030 100% ECP | -700 | -526 | -510 | -112.44 | Yes
2030-04-17 16:00 | 2030 100% ECP | -600 | -357.79 | -510 | -49.43 | No
2030-04-17 17:00 | 2030 100% ECP | 0 | -226 | -210 | 200.77 | No
2030-04-17 18:00 | 2030 100% ECP | 600 | -526 | -510 | -99.23 | Yes
2030-04-17 19:00 | 2030 100% ECP | 700 | -226 | -210 | 200.77 | No
2030-04-17 20:00 | 2030 100% ECP | 700 | 0 | 0 | 442 | No
2030-04-17 21:00 | 2030 100% ECP | 700 | 0 | 0 | 142 | No
2030-04-17 22:00 | 2030 100% ECP | 700 | 0 | 210 | 0 | No
2030-04-17 23:00 | 2030 100% ECP | 466.93 | 300 | 510 | 289.7 | No
2030-04-18 | 2030 100% ECP | 700 | 441.12 | 510 | 228.25 | No
2030-04-18 01:00 | 2030 100% ECP | 700 | 505 | 510 | 47.49 | No
2030-04-18 02:00 | 2030 100% ECP | 700 | 205 | 510 | 306.56 | No
2030-04-18 03:00 | 2030 100% ECP | 700 | 197.67 | 510 | 442 | No
2030-04-18 04:00 | 2030 100% ECP | 700 | 0 | 510 | 284.22 | No
2030-04-18 05:00 | 2030 100% ECP | 700 | 219.28 | 510 | 389.46 | No
2030-04-18 06:00 | 2030 100% ECP | 700 | 300 | 214.57 | 355.91 | No
2030-04-18 07:00 | 2030 100% ECP | 700 | 0 | -85.43 | 329.07 | No
2030-04-18 08:00 | 2030 100% ECP | 646.51 | -300 | -385.43 | 29.07 | No
2030-04-18 09:00 | 2030 100% ECP | 46.51 | 0 | -210 | 0 | No
2030-04-18 10:00 | 2030 100% ECP | -366.86 | -300 | -510 | 0 | No
2030-04-18 11:00 | 2030 100% ECP | -347.3 | -521.68 | -510 | 0 | No
2030-04-18 12:00 | 2030 100% ECP | -272.98 | -526 | -510 | 0 | No
2030-04-18 13:00 | 2030 100% ECP | 0 | -300 | -510 | 0 | No
2030-04-18 14:00 | 2030 100% ECP | 0 | 0 | -210 | 124.75 | No
2030-04-18 15:00 | 2030 100% ECP | 0 | -300 | -510 | 313.53 | No
2030-04-18 16:00 | 2030 100% ECP | 364.13 | -526 | -510 | 76.46 | No
2030-04-18 17:00 | 2030 100% ECP | 700 | -226 | -210 | -210 | No
2030-04-18 18:00 | 2030 100% ECP | 700 | -526 | -510 | -510 | No
2030-04-18 19:00 | 2030 100% ECP | 700 | -526 | -510 | -510 | No
2030-04-18 20:00 | 2030 100% ECP | 700 | -300 | -463.82 | -404.19 | No
2030-04-18 21:00 | 2030 100% ECP | 700 | 0 | -163.82 | -104.19 | No
2030-04-18 22:00 | 2030 100% ECP | 700 | 300 | 136.18 | 195.81 | No
2030-04-18 23:00 | 2030 100% ECP | 700 | 326.07 | 436.18 | 442 | No
2030-04-19 | 2030 100% ECP | 700 | 26.07 | 390.31 | 142 | No
2030-04-19 01:00 | 2030 100% ECP | 700 | 0 | 292.66 | 142 | No
2030-04-19 02:00 | 2030 100% ECP | 700 | 6.51 | 510 | 442 | No
2030-04-19 03:00 | 2030 100% ECP | 700 | 45.68 | 510 | 442 | No
2030-04-19 04:00 | 2030 100% ECP | 700 | 0 | 510 | 442 | No
2030-04-19 05:00 | 2030 100% ECP | 700 | 58.49 | 210 | 142 | No
2030-04-19 06:00 | 2030 100% ECP | 700 | -241.51 | -90 | -158 | Yes
2030-04-19 07:00 | 2030 100% ECP | 500 | -95.25 | -210 | 0 | No
2030-04-19 08:00 | 2030 100% ECP | -100 | -395.25 | -510 | 64.64 | No
2030-04-19 09:00 | 2030 100% ECP | -700 | -526 | -510 | -151.59 | Yes
2030-04-19 10:00 | 2030 100% ECP | -700 | -526 | -510 | -406.71 | Yes
2030-04-19 11:00 | 2030 100% ECP | -700 | -526 | -510 | -300 | Yes
2030-04-19 12:00 | 2030 100% ECP | -700 | -526 | -510 | 0 | Yes
2030-04-19 13:00 | 2030 100% ECP | -700 | -526 | -510 | 0 | Yes
2030-04-19 14:00 | 2030 100% ECP | -700 | -526 | -510 | 0 | Yes
2030-04-19 15:00 | 2030 100% ECP | -700 | -526 | -510 | -37.79 | Yes
2030-04-19 16:00 | 2030 100% ECP | -700 | -526 | -510 | 38.9 | Yes
2030-04-19 17:00 | 2030 100% ECP | -100 | -526 | -510 | 216.23 | No
2030-04-19 18:00 | 2030 100% ECP | 500 | -526 | -510 | -62.75 | No
2030-04-19 19:00 | 2030 100% ECP | 700 | -526 | -510 | -362.75 | No
2030-04-19 20:00 | 2030 100% ECP | 700 | -395 | -390 | -62.75 | No
2030-04-19 21:00 | 2030 100% ECP | 700 | -95 | -90 | 147.12 | No
2030-04-19 22:00 | 2030 100% ECP | 700 | 205 | 210 | 184.05 | No
2030-04-19 23:00 | 2030 100% ECP | 639.27 | 505 | 510 | 442 | No
2030-04-20 | 2030 100% ECP | 360.61 | 505 | 510 | 442 | No
2030-04-20 01:00 | 2030 100% ECP | 17.6 | 505 | 510 | 442 | No
2030-04-20 02:00 | 2030 100% ECP | 328.46 | 505 | 510 | 442 | No
2030-04-20 03:00 | 2030 100% ECP | 180.34 | 505 | 510 | 442 | No
2030-04-20 04:00 | 2030 100% ECP | -320.35 | 205 | 210 | 142 | No
2030-04-20 05:00 | 2030 100% ECP | 0 | 0 | 0 | 0 | No
2030-04-20 06:00 | 2030 100% ECP | 0 | 0 | 0 | 0 | No
2030-04-20 07:00 | 2030 100% ECP | -593.08 | -226 | -210 | -154.31 | No
2030-04-20 08:00 | 2030 100% ECP | -700 | -526 | -510 | -454.31 | Yes
2030-04-20 09:00 | 2030 100% ECP | -700 | -526 | -510 | -510 | Yes
2030-04-20 10:00 | 2030 100% ECP | -700 | -526 | -510 | -510 | Yes
2030-04-20 11:00 | 2030 100% ECP | -700 | -526 | -510 | -463.56 | Yes
2030-04-20 12:00 | 2030 100% ECP | -700 | -526 | -510 | -163.56 | Yes
2030-04-20 13:00 | 2030 100% ECP | -700 | -526 | -510 | 136.44 | Yes
2030-04-20 14:00 | 2030 100% ECP | -700 | -226 | -210 | 436.44 | Yes
2030-04-20 15:00 | 2030 100% ECP | -700 | -226 | -210 | 442 | Yes
2030-04-20 16:00 | 2030 100% ECP | -700 | -526 | -510 | 396.14 | Yes
2030-04-20 17:00 | 2030 100% ECP | -700 | -526 | -510 | 383.97 | Yes
2030-04-20 18:00 | 2030 100% ECP | -600 | -226 | -210 | 83.97 | No
2030-04-20 19:00 | 2030 100% ECP | 0 | 0 | 0 | 0 | No
2030-04-20 20:00 | 2030 100% ECP | 0 | 0 | 0 | 0 | No
2030-04-20 21:00 | 2030 100% ECP | -219.26 | 0 | 0 | 0 | No
2030-04-20 22:00 | 2030 100% ECP | -40.35 | 205 | 210 | 142 | No
2030-04-20 23:00 | 2030 100% ECP | -525.39 | 505 | 510 | 442 | No
2030-04-21 | 2030 100% ECP | 74.61 | 505 | 510 | 442 | No
2030-04-21 01:00 | 2030 100% ECP | 254.01 | 505 | 510 | 442 | No
2030-04-21 02:00 | 2030 100% ECP | 231.55 | 505 | 510 | 390 | No
2030-04-21 03:00 | 2030 100% ECP | 319.54 | 505 | 510 | 90 | No
2030-04-21 04:00 | 2030 100% ECP | 7.54 | 505 | 510 | -210 | No
2030-04-21 05:00 | 2030 100% ECP | -16.14 | 332.39 | 510 | -510 | No
2030-04-21 06:00 | 2030 100% ECP | -616.14 | 505 | 510 | -210 | No
2030-04-21 07:00 | 2030 100% ECP | -700 | 205 | 210 | 90 | Yes
2030-04-21 08:00 | 2030 100% ECP | -700 | -95 | -90 | -210 | Yes
2030-04-21 09:00 | 2030 100% ECP | -700 | -395 | -390 | -510 | Yes
2030-04-21 10:00 | 2030 100% ECP | -700 | -526 | -510 | -510 | Yes
2030-04-21 11:00 | 2030 100% ECP | -700 | -526 | -510 | -510 | Yes
2030-04-21 12:00 | 2030 100% ECP | -700 | -226 | -210 | -210 | Yes
2030-04-21 13:00 | 2030 100% ECP | -700 | 74 | 90 | 90 | Yes
2030-04-21 14:00 | 2030 100% ECP | -700 | -226 | -210 | 321.23 | Yes
2030-04-21 15:00 | 2030 100% ECP | -700 | -526 | -510 | 21.23 | Yes
2030-04-21 16:00 | 2030 100% ECP | -700 | -526 | -510 | 95.98 | Yes
2030-04-21 17:00 | 2030 100% ECP | -100 | -226 | -210 | 0 | No
2030-04-21 18:00 | 2030 100% ECP | 500 | 0 | 0 | 7.01 | No
2030-04-21 19:00 | 2030 100% ECP | 700 | 0 | 0 | 40.37 | No
2030-04-21 20:00 | 2030 100% ECP | 700 | 0 | 0 | 0 | No
2030-04-21 21:00 | 2030 100% ECP | 700 | 0 | 210 | -210 | No
2030-04-21 22:00 | 2030 100% ECP | 700 | 300 | 510 | -510 | No
2030-04-21 23:00 | 2030 100% ECP | 579.15 | 505 | 510 | -310.48 | No
2030-04-22 | 2030 100% ECP | 700 | 205 | 510 | -343.04 | No
2030-04-22 01:00 | 2030 100% ECP | 700 | 0 | 510 | -510 | No
2030-04-22 02:00 | 2030 100% ECP | 700 | 0 | 485.74 | -510 | No
2030-04-22 03:00 | 2030 100% ECP | 700 | 0 | 392.85 | -510 | No
2030-04-22 04:00 | 2030 100% ECP | 700 | 0 | 510 | -296.41 | No
2030-04-22 05:00 | 2030 100% ECP | 700 | 246.48 | 390 | -109.25 | No
2030-04-22 06:00 | 2030 100% ECP | 500 | 74 | 90 | 190.75 | No
2030-04-22 07:00 | 2030 100% ECP | -100 | -226 | -210 | 0 | No
2030-04-22 08:00 | 2030 100% ECP | -700 | -526 | -510 | -300 | Yes
2030-04-22 09:00 | 2030 100% ECP | -700 | -526 | -510 | -510 | Yes
2030-04-22 10:00 | 2030 100% ECP | -700 | -526 | -510 | -510 | Yes
2030-04-22 11:00 | 2030 100% ECP | -700 | -526 | -510 | -369.05 | Yes
2030-04-22 12:00 | 2030 100% ECP | -700 | -526 | -510 | -510 | Yes
2030-04-22 13:00 | 2030 100% ECP | -700 | -526 | -510 | -356.34 | Yes
2030-04-22 14:00 | 2030 100% ECP | -700 | -526 | -510 | -56.34 | Yes
2030-04-22 15:00 | 2030 100% ECP | -700 | -526 | -510 | 46.39 | Yes
2030-04-22 16:00 | 2030 100% ECP | -100 | -226 | -210 | 346.39 | No
2030-04-22 17:00 | 2030 100% ECP | 500 | 0 | 80.22 | 46.39 | No
2030-04-22 18:00 | 2030 100% ECP | 700 | 0 | 11.91 | 0 | No
2030-04-22 19:00 | 2030 100% ECP | 700 | 0 | -58.04 | 0 | No
2030-04-22 20:00 | 2030 100% ECP | 700 | 0 | 241.96 | 142 | No
2030-04-22 21:00 | 2030 100% ECP | 700 | 300 | 510 | 442 | No
2030-04-22 22:00 | 2030 100% ECP | 700 | 505 | 510 | 442 | No
2030-04-22 23:00 | 2030 100% ECP | 700 | 505 | 510 | 442 | No
2030-04-23 | 2030 100% ECP | 700 | 505 | 510 | 442 | No
2030-04-23 01:00 | 2030 100% ECP | 700 | 505 | 510 | 442 | No
2030-04-23 02:00 | 2030 100% ECP | 700 | 505 | 510 | 442 | No
2030-04-23 03:00 | 2030 100% ECP | 700 | 505 | 510 | 442 | No
2030-04-23 04:00 | 2030 100% ECP | 700 | 505 | 510 | 442 | No
2030-04-23 05:00 | 2030 100% ECP | 700 | 205 | 390 | 142 | No
2030-04-23 06:00 | 2030 100% ECP | 700 | 0 | 90 | 237.93 | No
2030-04-23 07:00 | 2030 100% ECP | 500 | -61.76 | -210 | 0 | No
2030-04-23 08:00 | 2030 100% ECP | -100 | -361.76 | -510 | 0 | No
2030-04-23 09:00 | 2030 100% ECP | -700 | -526 | -510 | -152.11 | No
2030-04-23 10:00 | 2030 100% ECP | -700 | -526 | -510 | 147.89 | No
2030-04-23 11:00 | 2030 100% ECP | -700 | -526 | -510 | 442 | No
2030-04-23 12:00 | 2030 100% ECP | -700 | -526 | -510 | 442 | No
2030-04-23 13:00 | 2030 100% ECP | -700 | -526 | -510 | 442 | No
2030-04-23 14:00 | 2030 100% ECP | -700 | -526 | -510 | 442 | No
2030-04-23 15:00 | 2030 100% ECP | -607.39 | -526 | -510 | 179.29 | No
2030-04-23 16:00 | 2030 100% ECP | -7.39 | -526 | -510 | 298.59 | No
2030-04-23 17:00 | 2030 100% ECP | 592.61 | -226 | -301.71 | 359.58 | No
2030-04-23 18:00 | 2030 100% ECP | 700 | -46.59 | -354.55 | 59.58 | No
2030-04-23 19:00 | 2030 100% ECP | 700 | -346.59 | -510 | -240.42 | No
2030-04-23 20:00 | 2030 100% ECP | 700 | -300 | -444.38 | 0 | No
2030-04-23 21:00 | 2030 100% ECP | 700 | 0 | -144.38 | 300 | No
2030-04-23 22:00 | 2030 100% ECP | 700 | 0 | 66.45 | 0 | No
2030-04-23 23:00 | 2030 100% ECP | 700 | 0 | 80.7 | 0 | No
2030-04-24 | 2030 100% ECP | 700 | 162.15 | 380.7 | 300 | No
2030-04-24 01:00 | 2030 100% ECP | 700 | 191.17 | 510 | 442 | No
2030-04-24 02:00 | 2030 100% ECP | 700 | 31.2 | 510 | 442 | No
2030-04-24 03:00 | 2030 100% ECP | 700 | 0 | 510 | 442 | No
2030-04-24 04:00 | 2030 100% ECP | 700 | 0 | 510 | 442 | No
2030-04-24 05:00 | 2030 100% ECP | 700 | 151.47 | 390 | 442 | No
2030-04-24 06:00 | 2030 100% ECP | 700 | 50.97 | 90 | 442 | No
2030-04-24 07:00 | 2030 100% ECP | 500 | -226 | -210 | 352.29 | No
2030-04-24 08:00 | 2030 100% ECP | -100 | -526 | -510 | 442 | No
2030-04-24 09:00 | 2030 100% ECP | -700 | -526 | -510 | 442 | No
2030-04-24 10:00 | 2030 100% ECP | -700 | -526 | -510 | 160.08 | Yes
2030-04-24 11:00 | 2030 100% ECP | -700 | -526 | -510 | 210.81 | Yes
2030-04-24 12:00 | 2030 100% ECP | -700 | -526 | -510 | 253.86 | Yes
2030-04-24 13:00 | 2030 100% ECP | -700 | -526 | -510 | 173.1 | No
2030-04-24 14:00 | 2030 100% ECP | -700 | -526 | -510 | 364.99 | Yes
2030-04-24 15:00 | 2030 100% ECP | -177.57 | -526 | -510 | 64.99 | No
2030-04-24 16:00 | 2030 100% ECP | 100 | -526 | -510 | 246.61 | No
2030-04-24 17:00 | 2030 100% ECP | 700 | -226 | -224.78 | -53.39 | No
2030-04-24 18:00 | 2030 100% ECP | 700 | -526 | -510 | -353.39 | No
2030-04-24 19:00 | 2030 100% ECP | 700 | -526 | -510 | -260.6 | No
2030-04-24 20:00 | 2030 100% ECP | 700 | -300 | -451.03 | 39.4 | No
2030-04-24 21:00 | 2030 100% ECP | 700 | 0 | -151.03 | 339.4 | No
2030-04-24 22:00 | 2030 100% ECP | 700 | 0 | 23.67 | 256.35 | No
2030-04-24 23:00 | 2030 100% ECP | 700 | 0 | 323.67 | 184.39 | No
2030-04-25 | 2030 100% ECP | 700 | 300 | 510 | 442 | No
2030-04-25 01:00 | 2030 100% ECP | 700 | 499.07 | 510 | 442 | No
2030-04-25 02:00 | 2030 100% ECP | 700 | 505 | 510 | 442 | No
2030-04-25 03:00 | 2030 100% ECP | 700 | 293.65 | 510 | 442 | No
2030-04-25 04:00 | 2030 100% ECP | 700 | 276.49 | 510 | 442 | No
2030-04-25 05:00 | 2030 100% ECP | 700 | 276.49 | 390 | 442 | No
2030-04-25 06:00 | 2030 100% ECP | 700 | 74 | 90 | 442 | No
2030-04-25 07:00 | 2030 100% ECP | 500 | -226 | -210 | 442 | No
2030-04-25 08:00 | 2030 100% ECP | -100 | -526 | -510 | 442 | No
2030-04-25 09:00 | 2030 100% ECP | -700 | -526 | -510 | 380.3 | Yes
2030-04-25 10:00 | 2030 100% ECP | -700 | -526 | -510 | 112.08 | Yes
2030-04-25 11:00 | 2030 100% ECP | -700 | -526 | -510 | 384.67 | Yes
2030-04-25 12:00 | 2030 100% ECP | -700 | -526 | -510 | 271.98 | Yes
2030-04-25 13:00 | 2030 100% ECP | -700 | -526 | -510 | 3.15 | Yes
2030-04-25 14:00 | 2030 100% ECP | -700 | -526 | -510 | 102.31 | Yes
2030-04-25 15:00 | 2030 100% ECP | -700 | -526 | -510 | 30.4 | No
2030-04-25 16:00 | 2030 100% ECP | -100 | -526 | -510 | 330.4 | No
2030-04-25 17:00 | 2030 100% ECP | 500 | -245.95 | -510 | 129.42 | No
2030-04-25 18:00 | 2030 100% ECP | 700 | -526 | -510 | -170.58 | No
2030-04-25 19:00 | 2030 100% ECP | 700 | -526 | -510 | -470.58 | No
2030-04-25 20:00 | 2030 100% ECP | 700 | -300 | -478.69 | -170.58 | No
2030-04-25 21:00 | 2030 100% ECP | 700 | 0 | -178.69 | 129.42 | No
2030-04-25 22:00 | 2030 100% ECP | 700 | 300 | 121.31 | 429.42 | No
2030-04-25 23:00 | 2030 100% ECP | 700 | 181.18 | 421.31 | 227.15 | No
2030-04-26 | 2030 100% ECP | 700 | 481.18 | 510 | 442 | No
2030-04-26 01:00 | 2030 100% ECP | 700 | 505 | 510 | 442 | No
2030-04-26 02:00 | 2030 100% ECP | 700 | 505 | 510 | 442 | No
2030-04-26 03:00 | 2030 100% ECP | 700 | 505 | 510 | 442 | No
2030-04-26 04:00 | 2030 100% ECP | 700 | 310.84 | 510 | 442 | No
2030-04-26 05:00 | 2030 100% ECP | 700 | 10.84 | 510 | 144.15 | No
2030-04-26 06:00 | 2030 100% ECP | 700 | 0 | 356 | 442 | No
2030-04-26 07:00 | 2030 100% ECP | 700 | 0 | 56 | 438.14 | No
2030-04-26 08:00 | 2030 100% ECP | 700 | 0 | -244 | 159.53 | No
2030-04-26 09:00 | 2030 100% ECP | 700 | -258.13 | -510 | -69.6 | No
2030-04-26 10:00 | 2030 100% ECP | 700 | -457.44 | -510 | -281.39 | No
2030-04-26 11:00 | 2030 100% ECP | 700 | -253.43 | -510 | -222.26 | No
2030-04-26 12:00 | 2030 100% ECP | 700 | 0 | -510 | -222.56 | No
2030-04-26 13:00 | 2030 100% ECP | 700 | -39.13 | -510 | -158.74 | No
2030-04-26 14:00 | 2030 100% ECP | 700 | -154.88 | -510 | -225.84 | No
2030-04-26 15:00 | 2030 100% ECP | 700 | 0 | -326.77 | -267.11 | No
2030-04-26 16:00 | 2030 100% ECP | 700 | 0 | -26.77 | 0 | No
2030-04-26 17:00 | 2030 100% ECP | 700 | -226 | -210 | -210 | No
2030-04-26 18:00 | 2030 100% ECP | 700 | -526 | -510 | -510 | No
2030-04-26 19:00 | 2030 100% ECP | 700 | -300 | -390 | -358.56 | Yes
2030-04-26 20:00 | 2030 100% ECP | 700 | 0 | -90 | -58.56 | No
2030-04-26 21:00 | 2030 100% ECP | 700 | 300 | 210 | 241.44 | No
2030-04-26 22:00 | 2030 100% ECP | 700 | 496.17 | 510 | 442 | No
2030-04-26 23:00 | 2030 100% ECP | 700 | 257.33 | 510 | 442 | No
2030-04-27 | 2030 100% ECP | 700 | 0 | 510 | 216.03 | No
2030-04-27 01:00 | 2030 100% ECP | 700 | 0 | 510 | 326.94 | No
2030-04-27 02:00 | 2030 100% ECP | 700 | 0 | 510 | 213.21 | No
2030-04-27 03:00 | 2030 100% ECP | 700 | 0 | 510 | 209.89 | No
2030-04-27 04:00 | 2030 100% ECP | 700 | 0 | 510 | 76.45 | No
2030-04-27 05:00 | 2030 100% ECP | 700 | 0 | 390 | 204.21 | No
2030-04-27 06:00 | 2030 100% ECP | 700 | 0 | 90 | 204.21 | No
2030-04-27 07:00 | 2030 100% ECP | 500 | -226 | -210 | 80.49 | No
2030-04-27 08:00 | 2030 100% ECP | -100 | -526 | -510 | -23.29 | No
2030-04-27 09:00 | 2030 100% ECP | -700 | -526 | -510 | -50.38 | Yes
2030-04-27 10:00 | 2030 100% ECP | -700 | -526 | -510 | -156.09 | Yes
2030-04-27 11:00 | 2030 100% ECP | -700 | -526 | -510 | 143.91 | Yes
2030-04-27 12:00 | 2030 100% ECP | -700 | -526 | -510 | 442 | Yes
2030-04-27 13:00 | 2030 100% ECP | -700 | -526 | -510 | 442 | Yes
2030-04-27 14:00 | 2030 100% ECP | -700 | -526 | -510 | 300 | Yes
2030-04-27 15:00 | 2030 100% ECP | -700 | -526 | -510 | 0 | No
2030-04-27 16:00 | 2030 100% ECP | -100 | -524.74 | -510 | 62 | No
2030-04-27 17:00 | 2030 100% ECP | 500 | -410.84 | -510 | -210 | No
2030-04-27 18:00 | 2030 100% ECP | 700 | -526 | -510 | -510 | No
2030-04-27 19:00 | 2030 100% ECP | 700 | -526 | -510 | -363.16 | No
2030-04-27 20:00 | 2030 100% ECP | 700 | -226 | -210 | -63.16 | No
2030-04-27 21:00 | 2030 100% ECP | 700 | 0 | 90 | 101.25 | No
2030-04-27 22:00 | 2030 100% ECP | 700 | 0 | 390 | 401.25 | No
2030-04-27 23:00 | 2030 100% ECP | 700 | 0 | 510 | 442 | No
2030-04-28 | 2030 100% ECP | 700 | 160.03 | 510 | 396.72 | No
2030-04-28 01:00 | 2030 100% ECP | 700 | 358.47 | 510 | 442 | No
2030-04-28 02:00 | 2030 100% ECP | 700 | 379.57 | 510 | 442 | No
2030-04-28 03:00 | 2030 100% ECP | 700 | 505 | 510 | 442 | No
2030-04-28 04:00 | 2030 100% ECP | 700 | 505 | 510 | 442 | No
2030-04-28 05:00 | 2030 100% ECP | 700 | 205 | 300 | 256.28 | No
2030-04-28 06:00 | 2030 100% ECP | 700 | 0 | 0 | 442 | No
2030-04-28 07:00 | 2030 100% ECP | 500 | -118.59 | -300 | 162.88 | No
2030-04-28 08:00 | 2030 100% ECP | -100 | -281.9 | -510 | 114.34 | No
2030-04-28 09:00 | 2030 100% ECP | -700 | -526 | -510 | 256.59 | Yes
2030-04-28 10:00 | 2030 100% ECP | -700 | -526 | -510 | 78.47 | Yes
2030-04-28 11:00 | 2030 100% ECP | -700 | -526 | -510 | 105.87 | Yes
2030-04-28 12:00 | 2030 100% ECP | -700 | -526 | -510 | 105.87 | Yes
2030-04-28 13:00 | 2030 100% ECP | -700 | -526 | -510 | 27.99 | Yes
2030-04-28 14:00 | 2030 100% ECP | -700 | -526 | -510 | 27.99 | Yes
2030-04-28 15:00 | 2030 100% ECP | -700 | -526 | -510 | 188.3 | Yes
2030-04-28 16:00 | 2030 100% ECP | -504.52 | -526 | -510 | 206.32 | No
2030-04-28 17:00 | 2030 100% ECP | 95.48 | -226 | -210 | 442 | No
2030-04-28 18:00 | 2030 100% ECP | 695.48 | -405.45 | -510 | 201.27 | No
2030-04-28 19:00 | 2030 100% ECP | 700 | -105.45 | -210 | 442 | No
2030-04-28 20:00 | 2030 100% ECP | 700 | 194.55 | 90 | 442 | No
2030-04-28 21:00 | 2030 100% ECP | 700 | 276.33 | 390 | 442 | No
2030-04-28 22:00 | 2030 100% ECP | 700 | 505 | 510 | 442 | No
2030-04-28 23:00 | 2030 100% ECP | 700 | 505 | 510 | 442 | No
2030-04-29 | 2030 100% ECP | 700 | 336.75 | 510 | 442 | No
2030-04-29 01:00 | 2030 100% ECP | 700 | 36.75 | 510 | 148.64 | No
2030-04-29 02:00 | 2030 100% ECP | 700 | 0 | 392.7 | 57.65 | No
2030-04-29 03:00 | 2030 100% ECP | 332.2 | 0 | 92.7 | 267.61 | No
2030-04-29 04:00 | 2030 100% ECP | -267.8 | 0 | -130.5 | 0 | No
2030-04-29 05:00 | 2030 100% ECP | -700 | 0 | -16.04 | 77.71 | No
2030-04-29 06:00 | 2030 100% ECP | -289.25 | 78.66 | 210 | 142 | No
2030-04-29 07:00 | 2030 100% ECP | -700 | 378.66 | 510 | 442 | No
2030-04-29 08:00 | 2030 100% ECP | -700 | 505 | 510 | 442 | No
2030-04-29 09:00 | 2030 100% ECP | -700 | 505 | 510 | 442 | Yes
2030-04-29 10:00 | 2030 100% ECP | -100 | 505 | 510 | 442 | Yes
2030-04-29 11:00 | 2030 100% ECP | 500 | 374 | 390 | 442 | Yes
2030-04-29 12:00 | 2030 100% ECP | -100 | 74 | 90 | 442 | Yes
2030-04-29 13:00 | 2030 100% ECP | -700 | -226 | -210 | 442 | Yes
2030-04-29 14:00 | 2030 100% ECP | -700 | -526 | -510 | 351.9 | Yes
2030-04-29 15:00 | 2030 100% ECP | -700 | -385.9 | -390 | 397.35 | No
2030-04-29 16:00 | 2030 100% ECP | -100 | -85.9 | -90 | 442 | No
2030-04-29 17:00 | 2030 100% ECP | 500 | 0 | 210 | 442 | No
2030-04-29 18:00 | 2030 100% ECP | 700 | 251.73 | 510 | 442 | No
2030-04-29 19:00 | 2030 100% ECP | 700 | 251.73 | 510 | 442 | Yes
2030-04-29 20:00 | 2030 100% ECP | 700 | 251.73 | 510 | 442 | No
2030-04-29 21:00 | 2030 100% ECP | 700 | 505 | 510 | 442 | No
2030-04-29 22:00 | 2030 100% ECP | 700 | 505 | 510 | 442 | No
2030-04-29 23:00 | 2030 100% ECP | 700 | 205 | 510 | 442 | No
2030-04-30 | 2030 100% ECP | 700 | 31.59 | 510 | 442 | No
2030-04-30 01:00 | 2030 100% ECP | 700 | 54.57 | 510 | 442 | No
2030-04-30 02:00 | 2030 100% ECP | 700 | 89.1 | 510 | 442 | No
2030-04-30 03:00 | 2030 100% ECP | 700 | 144.7 | 510 | 442 | No
2030-04-30 04:00 | 2030 100% ECP | 700 | 0 | 510 | 430.53 | No
2030-04-30 05:00 | 2030 100% ECP | 700 | 82.9 | 510 | 248.17 | No
2030-04-30 06:00 | 2030 100% ECP | 700 | 0 | 510 | 248.17 | No
2030-04-30 07:00 | 2030 100% ECP | 700 | 235.79 | 510 | 442 | No
2030-04-30 08:00 | 2030 100% ECP | 500 | 300 | 368.98 | 442 | No
2030-04-30 09:00 | 2030 100% ECP | -100 | 0 | 68.98 | 428.6 | No
2030-04-30 10:00 | 2030 100% ECP | -700 | -95 | -90 | 361.39 | No
2030-04-30 11:00 | 2030 100% ECP | -700 | 205 | 210 | 442 | No
2030-04-30 12:00 | 2030 100% ECP | -700 | 505 | 510 | 442 | No
2030-04-30 13:00 | 2030 100% ECP | -700 | 505 | 510 | 442 | No
2030-04-30 14:00 | 2030 100% ECP | -700 | 505 | 510 | 442 | No
2030-04-30 15:00 | 2030 100% ECP | -700 | 205 | 210 | 300.25 | No
2030-04-30 16:00 | 2030 100% ECP | -500 | -95 | -90 | 300.25 | No
2030-04-30 17:00 | 2030 100% ECP | 100 | 0 | 92.76 | 143.24 | No
2030-04-30 18:00 | 2030 100% ECP | 700 | 0 | -207.24 | 0 | No
2030-04-30 19:00 | 2030 100% ECP | 700 | 0 | -507.24 | 0 | No
2030-04-30 20:00 | 2030 100% ECP | 700 | 0 | -390 | 76.97 | No
2030-04-30 21:00 | 2030 100% ECP | 700 | 0 | -90 | 269.32 | No
2030-04-30 22:00 | 2030 100% ECP | 700 | 205 | 210 | 372.66 | No
2030-04-30 23:00 | 2030 100% ECP | 700 | 505 | 510 | 442 | No
2030-05-01 | 2030 100% ECP | 700 | 205 | 510 | 442 | No
2030-05-01 01:00 | 2030 100% ECP | 700 | 191.29 | 510 | 442 | No
2030-05-01 02:00 | 2030 100% ECP | 700 | 0 | 510 | 442 | No
2030-05-01 03:00 | 2030 100% ECP | 700 | 0 | 510 | 442 | No
2030-05-01 04:00 | 2030 100% ECP | 700 | 0 | 510 | 392.83 | No
2030-05-01 05:00 | 2030 100% ECP | 700 | 9.73 | 510 | 442 | No
2030-05-01 06:00 | 2030 100% ECP | 648.63 | 88.57 | 300 | 442 | No
2030-05-01 07:00 | 2030 100% ECP | 48.63 | 0 | 0 | 442 | No
2030-05-01 08:00 | 2030 100% ECP | -551.37 | -300 | -300 | 442 | No
2030-05-01 09:00 | 2030 100% ECP | -700 | -526 | -510 | 183.28 | Yes
2030-05-01 10:00 | 2030 100% ECP | -700 | -526 | -510 | 396.08 | Yes
2030-05-01 11:00 | 2030 100% ECP | -700 | -526 | -510 | 442 | Yes
2030-05-01 12:00 | 2030 100% ECP | -700 | -526 | -510 | 222.21 | Yes
2030-05-01 13:00 | 2030 100% ECP | -700 | -526 | -510 | -77.79 | Yes
2030-05-01 14:00 | 2030 100% ECP | -700 | -526 | -510 | 0 | Yes
2030-05-01 15:00 | 2030 100% ECP | -700 | -526 | -510 | -216.81 | Yes
2030-05-01 16:00 | 2030 100% ECP | -700 | -526 | -510 | -389.32 | Yes
2030-05-01 17:00 | 2030 100% ECP | -217.31 | -300 | -453.32 | -123.4 | No
2030-05-01 18:00 | 2030 100% ECP | 382.69 | 0 | -153.32 | 94.27 | No
2030-05-01 19:00 | 2030 100% ECP | 700 | 0 | 0 | 394.27 | No
2030-05-01 20:00 | 2030 100% ECP | 700 | 0 | 0 | 442 | No
2030-05-01 21:00 | 2030 100% ECP | 700 | 278.45 | 300 | 442 | No
2030-05-01 22:00 | 2030 100% ECP | 700 | 278.45 | 510 | 442 | No
2030-05-01 23:00 | 2030 100% ECP | 700 | 278.45 | 510 | 442 | No
2030-05-02 | 2030 100% ECP | 700 | 501.36 | 510 | 442 | No
2030-05-02 01:00 | 2030 100% ECP | 700 | 201.36 | 510 | 442 | No
2030-05-02 02:00 | 2030 100% ECP | 700 | 289.09 | 510 | 442 | No
2030-05-02 03:00 | 2030 100% ECP | 700 | 204.52 | 510 | 442 | No
2030-05-02 04:00 | 2030 100% ECP | 700 | 504.52 | 510 | 442 | No
2030-05-02 05:00 | 2030 100% ECP | 700 | 318.12 | 510 | 442 | No
2030-05-02 06:00 | 2030 100% ECP | 509.54 | 300 | 300 | 442 | No
2030-05-02 07:00 | 2030 100% ECP | -90.46 | 0 | 0 | 442 | No
2030-05-02 08:00 | 2030 100% ECP | -690.46 | -300 | -300 | 442 | No
2030-05-02 09:00 | 2030 100% ECP | -700 | -526 | -510 | 442 | Yes
2030-05-02 10:00 | 2030 100% ECP | -700 | -526 | -510 | 442 | Yes
2030-05-02 11:00 | 2030 100% ECP | -700 | -526 | -510 | 442 | Yes
2030-05-02 12:00 | 2030 100% ECP | -700 | -526 | -510 | 442 | Yes
2030-05-02 13:00 | 2030 100% ECP | -700 | -526 | -510 | 442 | Yes
2030-05-02 14:00 | 2030 100% ECP | -700 | -526 | -510 | 442 | Yes
2030-05-02 15:00 | 2030 100% ECP | -700 | -526 | -510 | 149.97 | No
2030-05-02 16:00 | 2030 100% ECP | -100 | -526 | -510 | 409.16 | No
2030-05-02 17:00 | 2030 100% ECP | 500 | -226 | -210 | 426.35 | No
2030-05-02 18:00 | 2030 100% ECP | 700 | 0 | 90 | 442 | No
2030-05-02 19:00 | 2030 100% ECP | 700 | 0 | 390 | 442 | No
2030-05-02 20:00 | 2030 100% ECP | 700 | 0 | 446.19 | 440.73 | No
2030-05-02 21:00 | 2030 100% ECP | 700 | 0 | 510 | 442 | No
2030-05-02 22:00 | 2030 100% ECP | 700 | 0 | 441.37 | 377.16 | No
2030-05-02 23:00 | 2030 100% ECP | 700 | 0 | 141.37 | 383.39 | No
2030-05-03 | 2030 100% ECP | 700 | 215.01 | 441.37 | 442 | No
2030-05-03 01:00 | 2030 100% ECP | 700 | 0 | 462.14 | 421.06 | No
2030-05-03 02:00 | 2030 100% ECP | 700 | 176.85 | 510 | 442 | No
2030-05-03 03:00 | 2030 100% ECP | 700 | 0 | 510 | 442 | No
2030-05-03 04:00 | 2030 100% ECP | 700 | 300 | 419.54 | 442 | No
2030-05-03 05:00 | 2030 100% ECP | 700 | 0 | 119.54 | 279.64 | No
2030-05-03 06:00 | 2030 100% ECP | 700 | 0 | -161.46 | 301.93 | No
2030-05-03 07:00 | 2030 100% ECP | 500 | -226 | -461.46 | 418.33 | No
2030-05-03 08:00 | 2030 100% ECP | -100 | -526 | -510 | 402.22 | No
2030-05-03 09:00 | 2030 100% ECP | -700 | -526 | -510 | 442 | No
2030-05-03 10:00 | 2030 100% ECP | -700 | -526 | -510 | 442 | Yes
2030-05-03 11:00 | 2030 100% ECP | -700 | -526 | -510 | 442 | Yes
2030-05-03 12:00 | 2030 100% ECP | -700 | -526 | -510 | 442 | Yes
2030-05-03 13:00 | 2030 100% ECP | -700 | -526 | -510 | 442 | Yes
2030-05-03 14:00 | 2030 100% ECP | -700 | -526 | -510 | 442 | No
2030-05-03 15:00 | 2030 100% ECP | -700 | -526 | -510 | 386.97 | No
2030-05-03 16:00 | 2030 100% ECP | -100 | -526 | -510 | 442 | No
2030-05-03 17:00 | 2030 100% ECP | 500 | -357.8 | -510 | 294.81 | No
2030-05-03 18:00 | 2030 100% ECP | 700 | -57.8 | -510 | 227.58 | No
2030-05-03 19:00 | 2030 100% ECP | 700 | 0 | -390 | 116.31 | No
2030-05-03 20:00 | 2030 100% ECP | 700 | 0 | -90 | 255.29 | No
2030-05-03 21:00 | 2030 100% ECP | 700 | 205 | 210 | 343.67 | No
2030-05-03 22:00 | 2030 100% ECP | 700 | 505 | 510 | 442 | No
2030-05-03 23:00 | 2030 100% ECP | 700 | 505 | 510 | 442 | No
2030-05-04 | 2030 100% ECP | 700 | 205 | 510 | 442 | No
2030-05-04 01:00 | 2030 100% ECP | 700 | 78.27 | 510 | 442 | No
2030-05-04 02:00 | 2030 100% ECP | 700 | 118.55 | 510 | 442 | No
2030-05-04 03:00 | 2030 100% ECP | 700 | 222.87 | 510 | 442 | No
2030-05-04 04:00 | 2030 100% ECP | 700 | 154.03 | 510 | 442 | No
2030-05-04 05:00 | 2030 100% ECP | 700 | 0 | 300 | 442 | No
2030-05-04 06:00 | 2030 100% ECP | 500 | 0 | 0 | 306.16 | No
2030-05-04 07:00 | 2030 100% ECP | -100 | -243.02 | -300 | 334.35 | No
2030-05-04 08:00 | 2030 100% ECP | -700 | -526 | -510 | 164.6 | Yes
2030-05-04 09:00 | 2030 100% ECP | -700 | -526 | -510 | -14.85 | Yes
2030-05-04 10:00 | 2030 100% ECP | -700 | -526 | -510 | -188.53 | Yes
2030-05-04 11:00 | 2030 100% ECP | -700 | -526 | -510 | -163.61 | Yes
2030-05-04 12:00 | 2030 100% ECP | -700 | -526 | -510 | 100.79 | Yes
2030-05-04 13:00 | 2030 100% ECP | -700 | -526 | -510 | 49.29 | Yes
2030-05-04 14:00 | 2030 100% ECP | -700 | -526 | -510 | -230.29 | Yes
2030-05-04 15:00 | 2030 100% ECP | -700 | -526 | -510 | -244.81 | Yes
2030-05-04 16:00 | 2030 100% ECP | -700 | -526 | -510 | -186.24 | Yes
2030-05-04 17:00 | 2030 100% ECP | -700 | -526 | -510 | -235.45 | Yes
2030-05-04 18:00 | 2030 100% ECP | -700 | -526 | -510 | -147.8 | No
2030-05-04 19:00 | 2030 100% ECP | -700 | -526 | -510 | -98.93 | No
2030-05-04 20:00 | 2030 100% ECP | -700 | -526 | -510 | -64.92 | No
2030-05-04 21:00 | 2030 100% ECP | -700 | -226 | -210 | 235.08 | No
2030-05-04 22:00 | 2030 100% ECP | -700 | 74 | 90 | 442 | No
2030-05-04 23:00 | 2030 100% ECP | -700 | 374 | 390 | 442 | Yes
2030-05-05 | 2030 100% ECP | -700 | 505 | 510 | 442 | Yes
2030-05-05 01:00 | 2030 100% ECP | -700 | 505 | 510 | 442 | Yes
2030-05-05 02:00 | 2030 100% ECP | -700 | 505 | 510 | 442 | Yes
2030-05-05 03:00 | 2030 100% ECP | -700 | 505 | 510 | 442 | Yes
2030-05-05 04:00 | 2030 100% ECP | -700 | 505 | 510 | 442 | Yes
2030-05-05 05:00 | 2030 100% ECP | -700 | 505 | 510 | 442 | Yes
2030-05-05 06:00 | 2030 100% ECP | -700 | 505 | 510 | 442 | Yes
2030-05-05 07:00 | 2030 100% ECP | -700 | 505 | 510 | 442 | Yes
2030-05-05 08:00 | 2030 100% ECP | -700 | 505 | 510 | 442 | Yes
2030-05-05 09:00 | 2030 100% ECP | -700 | 505 | 510 | 442 | Yes
2030-05-05 10:00 | 2030 100% ECP | -436.69 | 505 | 510 | 442 | Yes
2030-05-05 11:00 | 2030 100% ECP | -700 | 505 | 510 | 442 | Yes
2030-05-05 12:00 | 2030 100% ECP | -700 | 374 | 390 | 390 | Yes
2030-05-05 13:00 | 2030 100% ECP | -700 | 74 | 90 | 90 | Yes
2030-05-05 14:00 | 2030 100% ECP | -700 | -226 | -210 | -210 | Yes
2030-05-05 15:00 | 2030 100% ECP | -700 | -526 | -510 | -510 | Yes
2030-05-05 16:00 | 2030 100% ECP | -700 | -526 | -510 | -510 | Yes
2030-05-05 17:00 | 2030 100% ECP | -700 | -526 | -510 | -356.66 | Yes
2030-05-05 18:00 | 2030 100% ECP | -700 | -526 | -510 | -56.66 | No
2030-05-05 19:00 | 2030 100% ECP | -700 | -526 | -510 | 0 | No
2030-05-05 20:00 | 2030 100% ECP | -700 | -526 | -510 | 0 | No
2030-05-05 21:00 | 2030 100% ECP | -700 | -289.3 | -510 | 142 | No
2030-05-05 22:00 | 2030 100% ECP | -700 | 10.7 | -210 | 442 | No
2030-05-05 23:00 | 2030 100% ECP | -700 | 310.7 | 90 | 442 | No
2030-05-06 | 2030 100% ECP | -100 | 505 | 390 | 442 | No
2030-05-06 01:00 | 2030 100% ECP | 0 | 505 | 510 | 442 | No
2030-05-06 02:00 | 2030 100% ECP | 172.37 | 505 | 510 | 442 | No
2030-05-06 03:00 | 2030 100% ECP | 77.52 | 505 | 510 | 442 | No
2030-05-06 04:00 | 2030 100% ECP | 46.21 | 505 | 510 | 442 | No
2030-05-06 05:00 | 2030 100% ECP | 126.73 | 205 | 210 | 442 | No
2030-05-06 06:00 | 2030 100% ECP | -100 | -95 | -90 | 142 | No
2030-05-06 07:00 | 2030 100% ECP | -700 | -395 | -390 | 0 | No
2030-05-06 08:00 | 2030 100% ECP | -700 | -526 | -510 | 0 | Yes
2030-05-06 09:00 | 2030 100% ECP | -700 | -526 | -510 | 0 | Yes
2030-05-06 10:00 | 2030 100% ECP | -700 | -526 | -510 | 2.35 | Yes
2030-05-06 11:00 | 2030 100% ECP | -700 | -526 | -510 | 0 | Yes
2030-05-06 12:00 | 2030 100% ECP | -700 | -526 | -510 | 26.02 | Yes
2030-05-06 13:00 | 2030 100% ECP | -700 | -526 | -510 | 50.45 | Yes
2030-05-06 14:00 | 2030 100% ECP | -700 | -526 | -510 | 59.34 | Yes
2030-05-06 15:00 | 2030 100% ECP | -700 | -526 | -510 | 34.8 | Yes
2030-05-06 16:00 | 2030 100% ECP | -700 | -526 | -510 | 227.67 | Yes
2030-05-06 17:00 | 2030 100% ECP | -700 | -526 | -510 | 380.96 | Yes
2030-05-06 18:00 | 2030 100% ECP | -100 | -526 | -510 | 80.96 | No
2030-05-06 19:00 | 2030 100% ECP | 0 | -526 | -510 | 142 | No
2030-05-06 20:00 | 2030 100% ECP | 0 | -226 | -210 | 442 | No
2030-05-06 21:00 | 2030 100% ECP | 0 | 0 | 0 | 442 | No
2030-05-06 22:00 | 2030 100% ECP | 0 | 0 | 0 | 442 | No
2030-05-06 23:00 | 2030 100% ECP | 0 | 0 | 0 | 442 | No
2030-05-07 | 2030 100% ECP | 600 | 146.84 | 300 | 442 | No
2030-05-07 01:00 | 2030 100% ECP | 700 | 131.19 | 510 | 442 | No
2030-05-07 02:00 | 2030 100% ECP | 700 | 302.22 | 510 | 442 | No
2030-05-07 03:00 | 2030 100% ECP | 700 | 235.02 | 510 | 442 | No
2030-05-07 04:00 | 2030 100% ECP | 700 | 64.2 | 510 | 442 | No
2030-05-07 05:00 | 2030 100% ECP | 700 | 0 | 476.87 | 442 | No
2030-05-07 06:00 | 2030 100% ECP | 352.36 | 0 | 176.87 | 442 | No
2030-05-07 07:00 | 2030 100% ECP | -100 | 0 | -84.12 | 442 | No
2030-05-07 08:00 | 2030 100% ECP | -700 | -300 | -384.12 | 442 | No
2030-05-07 09:00 | 2030 100% ECP | -700 | -526 | -510 | 442 | No
2030-05-07 10:00 | 2030 100% ECP | -700 | -526 | -510 | 442 | Yes
2030-05-07 11:00 | 2030 100% ECP | -700 | -526 | -510 | 442 | Yes
2030-05-07 12:00 | 2030 100% ECP | -700 | -526 | -510 | 442 | Yes
2030-05-07 13:00 | 2030 100% ECP | -700 | -526 | -510 | 442 | Yes
2030-05-07 14:00 | 2030 100% ECP | -700 | -226 | -210 | 442 | Yes
2030-05-07 15:00 | 2030 100% ECP | -700 | -526 | -510 | 442 | Yes
2030-05-07 16:00 | 2030 100% ECP | -693.82 | -226 | -249.51 | 442 | No
2030-05-07 17:00 | 2030 100% ECP | -93.82 | 0 | 0 | 442 | No
2030-05-07 18:00 | 2030 100% ECP | 506.18 | 198.48 | 300 | 442 | No
2030-05-07 19:00 | 2030 100% ECP | 700 | 198.48 | 510 | 442 | No
2030-05-07 20:00 | 2030 100% ECP | 700 | 300 | 510 | 442 | No
2030-05-07 21:00 | 2030 100% ECP | 700 | 0 | 210 | 442 | No
2030-05-07 22:00 | 2030 100% ECP | 700 | 300 | 510 | 442 | No
2030-05-07 23:00 | 2030 100% ECP | 700 | 419.59 | 510 | 442 | No
2030-05-08 | 2030 100% ECP | 700 | 304.47 | 510 | 442 | No
2030-05-08 01:00 | 2030 100% ECP | 700 | 505 | 510 | 442 | No
2030-05-08 02:00 | 2030 100% ECP | 700 | 505 | 510 | 442 | No
2030-05-08 03:00 | 2030 100% ECP | 700 | 505 | 510 | 442 | No
2030-05-08 04:00 | 2030 100% ECP | 700 | 205 | 503.95 | 442 | No
2030-05-08 05:00 | 2030 100% ECP | 700 | 203.83 | 203.95 | 442 | No
2030-05-08 06:00 | 2030 100% ECP | 700 | -96.17 | -96.05 | 442 | No
2030-05-08 07:00 | 2030 100% ECP | 500 | -396.17 | -396.05 | 442 | No
2030-05-08 08:00 | 2030 100% ECP | -100 | -526 | -510 | 442 | No
2030-05-08 09:00 | 2030 100% ECP | -700 | -526 | -510 | 442 | Yes
2030-05-08 10:00 | 2030 100% ECP | -700 | -526 | -510 | 442 | Yes
2030-05-08 11:00 | 2030 100% ECP | -700 | -526 | -510 | 442 | Yes
2030-05-08 12:00 | 2030 100% ECP | -700 | -526 | -510 | 442 | Yes
2030-05-08 13:00 | 2030 100% ECP | -700 | -526 | -510 | 442 | Yes
2030-05-08 14:00 | 2030 100% ECP | -700 | -526 | -510 | 442 | Yes
2030-05-08 15:00 | 2030 100% ECP | -700 | -526 | -510 | 442 | Yes
2030-05-08 16:00 | 2030 100% ECP | -550.7 | -526 | -510 | 442 | No
2030-05-08 17:00 | 2030 100% ECP | 49.3 | -256.22 | -300 | 442 | No
2030-05-08 18:00 | 2030 100% ECP | 649.3 | 0 | 0 | 442 | No
2030-05-08 19:00 | 2030 100% ECP | 700 | 0 | 0 | 442 | No
2030-05-08 20:00 | 2030 100% ECP | 700 | 0 | 300 | 442 | No
2030-05-08 21:00 | 2030 100% ECP | 700 | 0 | 154.06 | 407.51 | No
2030-05-08 22:00 | 2030 100% ECP | 700 | 205 | 210 | 442 | No
2030-05-08 23:00 | 2030 100% ECP | 700 | 505 | 510 | 442 | No
2030-05-09 | 2030 100% ECP | 700 | 505 | 510 | 442 | No
2030-05-09 01:00 | 2030 100% ECP | 700 | 505 | 510 | 442 | No
2030-05-09 02:00 | 2030 100% ECP | 700 | 505 | 510 | 442 | No
2030-05-09 03:00 | 2030 100% ECP | 700 | 505 | 510 | 442 | No
2030-05-09 04:00 | 2030 100% ECP | 700 | 374 | 510 | 442 | No
2030-05-09 05:00 | 2030 100% ECP | 700 | 74 | 499.96 | 286.68 | No
2030-05-09 06:00 | 2030 100% ECP | 500 | -226 | 199.96 | 286.68 | No
2030-05-09 07:00 | 2030 100% ECP | -100 | -526 | 0 | 367.9 | No
2030-05-09 08:00 | 2030 100% ECP | -700 | -526 | 0 | 432.57 | No
2030-05-09 09:00 | 2030 100% ECP | -700 | -526 | 0 | 442 | Yes
2030-05-09 10:00 | 2030 100% ECP | -700 | -526 | 0 | 442 | Yes
2030-05-09 11:00 | 2030 100% ECP | -700 | -526 | 0 | 442 | Yes
2030-05-09 12:00 | 2030 100% ECP | -700 | -526 | 0 | 442 | Yes
2030-05-09 13:00 | 2030 100% ECP | -700 | -526 | 0 | 442 | Yes
2030-05-09 14:00 | 2030 100% ECP | -700 | -526 | 0 | 442 | Yes
2030-05-09 15:00 | 2030 100% ECP | -700 | -526 | 0 | 442 | Yes
2030-05-09 16:00 | 2030 100% ECP | -675.4 | -526 | 0 | 326.42 | No
2030-05-09 17:00 | 2030 100% ECP | -75.4 | -431.38 | 0 | 420.85 | No
2030-05-09 18:00 | 2030 100% ECP | 524.6 | -131.38 | 0 | 264.58 | No
2030-05-09 19:00 | 2030 100% ECP | 700 | 0 | 0 | 301.01 | No
2030-05-09 20:00 | 2030 100% ECP | 700 | 0 | 0 | 384.28 | No
2030-05-09 21:00 | 2030 100% ECP | 700 | 205 | 0 | 407.27 | No
2030-05-09 22:00 | 2030 100% ECP | 700 | 505 | 0 | 442 | No
2030-05-09 23:00 | 2030 100% ECP | 700 | 505 | 0 | 442 | No
2030-05-10 | 2030 100% ECP | 700 | 398.04 | 0 | 442 | No
2030-05-10 01:00 | 2030 100% ECP | 682.84 | 505 | 0 | 442 | No
2030-05-10 02:00 | 2030 100% ECP | 398.85 | 505 | 0 | 442 | No
2030-05-10 03:00 | 2030 100% ECP | 155.8 | 505 | 0 | 442 | No
2030-05-10 04:00 | 2030 100% ECP | -302.27 | 505 | 0 | 442 | No
2030-05-10 05:00 | 2030 100% ECP | -700 | 505 | 0 | 442 | No
2030-05-10 06:00 | 2030 100% ECP | -700 | 505 | 0 | 442 | Yes
2030-05-10 07:00 | 2030 100% ECP | -700 | 505 | 0 | 442 | Yes
2030-05-10 08:00 | 2030 100% ECP | -700 | 505 | 0 | 442 | Yes
2030-05-10 09:00 | 2030 100% ECP | -700 | 505 | 0 | 442 | Yes
2030-05-10 10:00 | 2030 100% ECP | -700 | 505 | 0 | 442 | Yes
2030-05-10 11:00 | 2030 100% ECP | -700 | 505 | 0 | 442 | Yes
2030-05-10 12:00 | 2030 100% ECP | -700 | 505 | 0 | 442 | Yes
2030-05-10 13:00 | 2030 100% ECP | -700 | 505 | 0 | 442 | Yes
2030-05-10 14:00 | 2030 100% ECP | -700 | 505 | 0 | 442 | Yes
2030-05-10 15:00 | 2030 100% ECP | -700 | 505 | 0 | 442 | Yes
2030-05-10 16:00 | 2030 100% ECP | -700 | 505 | 0 | 442 | Yes
2030-05-10 17:00 | 2030 100% ECP | -700 | 505 | 0 | 442 | Yes
2030-05-10 18:00 | 2030 100% ECP | -700 | 505 | 0 | 442 | Yes
2030-05-10 19:00 | 2030 100% ECP | -700 | 505 | 0 | 442 | Yes
2030-05-10 20:00 | 2030 100% ECP | -700 | 505 | 0 | 442 | No
2030-05-10 21:00 | 2030 100% ECP | -700 | 505 | 0 | 442 | No
2030-05-10 22:00 | 2030 100% ECP | -700 | 505 | 0 | 442 | No
2030-05-10 23:00 | 2030 100% ECP | -700 | 505 | 0 | 442 | No
2030-05-11 | 2030 100% ECP | -289.88 | 505 | 0 | 442 | No
2030-05-11 01:00 | 2030 100% ECP | -146.64 | 505 | 0 | 442 | No
2030-05-11 02:00 | 2030 100% ECP | 38.97 | 505 | 0 | 442 | No
2030-05-11 03:00 | 2030 100% ECP | -223.23 | 505 | 0 | 442 | No
2030-05-11 04:00 | 2030 100% ECP | 160.38 | 505 | 0 | 442 | No
2030-05-11 05:00 | 2030 100% ECP | 0 | 505 | 0 | 442 | No
2030-05-11 06:00 | 2030 100% ECP | -400.33 | 505 | 0 | 442 | No
2030-05-11 07:00 | 2030 100% ECP | -700 | 505 | 300 | 442 | Yes
2030-05-11 08:00 | 2030 100% ECP | -700 | 505 | 510 | 442 | Yes
2030-05-11 09:00 | 2030 100% ECP | -100 | 505 | 510 | 442 | Yes
2030-05-11 10:00 | 2030 100% ECP | -700 | 505 | 510 | 442 | Yes
2030-05-11 11:00 | 2030 100% ECP | -700 | 505 | 510 | 442 | Yes
2030-05-11 12:00 | 2030 100% ECP | -700 | 505 | 510 | 442 | Yes
2030-05-11 13:00 | 2030 100% ECP | -700 | 505 | 510 | 442 | Yes
2030-05-11 14:00 | 2030 100% ECP | -100 | 374 | 390 | 442 | Yes
2030-05-11 15:00 | 2030 100% ECP | -100 | 74 | 90 | 442 | Yes
2030-05-11 16:00 | 2030 100% ECP | -700 | -226 | -210 | 154.03 | Yes
2030-05-11 17:00 | 2030 100% ECP | -700 | -526 | -510 | -145.97 | Yes
2030-05-11 18:00 | 2030 100% ECP | -100 | -226 | -300 | -14.99 | No
2030-05-11 19:00 | 2030 100% ECP | 500 | 74 | 0 | 283.46 | No
2030-05-11 20:00 | 2030 100% ECP | 700 | -226 | -300 | -16.54 | No
2030-05-11 21:00 | 2030 100% ECP | 700 | 0 | 0 | 0 | No
2030-05-11 22:00 | 2030 100% ECP | 700 | 300 | 300 | 300 | No
2030-05-11 23:00 | 2030 100% ECP | 700 | 505 | 510 | 442 | No
2030-05-12 | 2030 100% ECP | 700 | 400.25 | 510 | 442 | No
2030-05-12 01:00 | 2030 100% ECP | 700 | 505 | 510 | 442 | No
2030-05-12 02:00 | 2030 100% ECP | 700 | 495.51 | 510 | 442 | No
2030-05-12 03:00 | 2030 100% ECP | 700 | 505 | 510 | 442 | No
2030-05-12 04:00 | 2030 100% ECP | 700 | 205 | 510 | 442 | No
2030-05-12 05:00 | 2030 100% ECP | 700 | 278.16 | 390 | 442 | No
2030-05-12 06:00 | 2030 100% ECP | 419.05 | 0 | 90 | 442 | No
2030-05-12 07:00 | 2030 100% ECP | -180.95 | -300 | -210 | 231.52 | No
2030-05-12 08:00 | 2030 100% ECP | -700 | -526 | -510 | 53.08 | Yes
2030-05-12 09:00 | 2030 100% ECP | -700 | -526 | -510 | -232.21 | Yes
2030-05-12 10:00 | 2030 100% ECP | -700 | -526 | -510 | -496.77 | Yes
2030-05-12 11:00 | 2030 100% ECP | -700 | -526 | -510 | -489.23 | Yes
2030-05-12 12:00 | 2030 100% ECP | -700 | -526 | -510 | -510 | Yes
2030-05-12 13:00 | 2030 100% ECP | -700 | -526 | -510 | -510 | Yes
2030-05-12 14:00 | 2030 100% ECP | -700 | -526 | -510 | -470.85 | Yes
2030-05-12 15:00 | 2030 100% ECP | -700 | -526 | -510 | -510 | Yes
2030-05-12 16:00 | 2030 100% ECP | -700 | -526 | -510 | -510 | No
2030-05-12 17:00 | 2030 100% ECP | -100 | -526 | -510 | -510 | No
2030-05-12 18:00 | 2030 100% ECP | 500 | -526 | -510 | -510 | No
2030-05-12 19:00 | 2030 100% ECP | 700 | -526 | -510 | -510 | No
2030-05-12 20:00 | 2030 100% ECP | 700 | -411.13 | -510 | -354.12 | No
2030-05-12 21:00 | 2030 100% ECP | 700 | -111.13 | -210 | -116.2 | No
2030-05-12 22:00 | 2030 100% ECP | 700 | 188.87 | 90 | 142 | No
2030-05-12 23:00 | 2030 100% ECP | 700 | 488.87 | 390 | 442 | No
2030-05-13 | 2030 100% ECP | 700 | 188.87 | 510 | 442 | No
2030-05-13 01:00 | 2030 100% ECP | 700 | 346.31 | 510 | 442 | No
2030-05-13 02:00 | 2030 100% ECP | 700 | 273.06 | 510 | 442 | No
2030-05-13 03:00 | 2030 100% ECP | 700 | 505 | 510 | 442 | No
2030-05-13 04:00 | 2030 100% ECP | 700 | 418.34 | 510 | 442 | No
2030-05-13 05:00 | 2030 100% ECP | 700 | 118.34 | 510 | 442 | No
2030-05-13 06:00 | 2030 100% ECP | 500 | 0 | 464.22 | 442 | No
2030-05-13 07:00 | 2030 100% ECP | -100 | 0 | 164.22 | 442 | No
2030-05-13 08:00 | 2030 100% ECP | -700 | 300 | 464.22 | 442 | Yes
2030-05-13 09:00 | 2030 100% ECP | -700 | 505 | 510 | 442 | Yes
2030-05-13 10:00 | 2030 100% ECP | -700 | 505 | 510 | 442 | Yes
2030-05-13 11:00 | 2030 100% ECP | -700 | 505 | 510 | 442 | Yes
2030-05-13 12:00 | 2030 100% ECP | -700 | 505 | 510 | 442 | Yes
2030-05-13 13:00 | 2030 100% ECP | -700 | 374 | 390 | 442 | Yes
2030-05-13 14:00 | 2030 100% ECP | -700 | 74 | 90 | 442 | Yes
2030-05-13 15:00 | 2030 100% ECP | -700 | -226 | -210 | 442 | Yes
2030-05-13 16:00 | 2030 100% ECP | -700 | -526 | -510 | 442 | Yes
2030-05-13 17:00 | 2030 100% ECP | -700 | -526 | -510 | 442 | Yes
2030-05-13 18:00 | 2030 100% ECP | -100 | -226 | -210 | 442 | No
2030-05-13 19:00 | 2030 100% ECP | 500 | 74 | 90 | 442 | No
2030-05-13 20:00 | 2030 100% ECP | 700 | 0 | 377.48 | 442 | No
2030-05-13 21:00 | 2030 100% ECP | 700 | 0 | 273.6 | 442 | No
2030-05-13 22:00 | 2030 100% ECP | 700 | 300 | 510 | 442 | No
2030-05-13 23:00 | 2030 100% ECP | 700 | 505 | 510 | 442 | No
2030-05-14 | 2030 100% ECP | 700 | 505 | 510 | 442 | No
2030-05-14 01:00 | 2030 100% ECP | 700 | 505 | 510 | 442 | No
2030-05-14 02:00 | 2030 100% ECP | 700 | 505 | 510 | 442 | No
2030-05-14 03:00 | 2030 100% ECP | 700 | 505 | 510 | 442 | No
2030-05-14 04:00 | 2030 100% ECP | 700 | 389.89 | 390 | 442 | No
2030-05-14 05:00 | 2030 100% ECP | 700 | 89.89 | 90 | 442 | No
2030-05-14 06:00 | 2030 100% ECP | 500 | -171.13 | -210 | 442 | No
2030-05-14 07:00 | 2030 100% ECP | -100 | -471.13 | -510 | 442 | No
2030-05-14 08:00 | 2030 100% ECP | -700 | -526 | -510 | 353.02 | Yes
2030-05-14 09:00 | 2030 100% ECP | -700 | -526 | -510 | 442 | Yes
2030-05-14 10:00 | 2030 100% ECP | -700 | -526 | -510 | 442 | Yes
2030-05-14 11:00 | 2030 100% ECP | -700 | -526 | -510 | 442 | Yes
2030-05-14 12:00 | 2030 100% ECP | -700 | -526 | -510 | 442 | Yes
2030-05-14 13:00 | 2030 100% ECP | -700 | -526 | -510 | 442 | Yes
2030-05-14 14:00 | 2030 100% ECP | -700 | -526 | -510 | 442 | Yes
2030-05-14 15:00 | 2030 100% ECP | -700 | -526 | -510 | 150 | Yes
2030-05-14 16:00 | 2030 100% ECP | -700 | -526 | -510 | -150 | Yes
2030-05-14 17:00 | 2030 100% ECP | -100 | -526 | -510 | 0 | No
2030-05-14 18:00 | 2030 100% ECP | 500 | -226 | -324.71 | 170.17 | No
2030-05-14 19:00 | 2030 100% ECP | 700 | 0 | -24.71 | 160.18 | No
2030-05-14 20:00 | 2030 100% ECP | 700 | 0 | 0 | 196.67 | No
2030-05-14 21:00 | 2030 100% ECP | 700 | 0 | 0 | 162.95 | No
2030-05-14 22:00 | 2030 100% ECP | 700 | 0 | 0 | 128.13 | No
2030-05-14 23:00 | 2030 100% ECP | 700 | 0 | 0 | 428.13 | No
2030-05-15 | 2030 100% ECP | 700 | 191.96 | 300 | 442 | No
2030-05-15 01:00 | 2030 100% ECP | 700 | 205 | 510 | 242.81 | No
2030-05-15 02:00 | 2030 100% ECP | 700 | 505 | 510 | 442 | No
2030-05-15 03:00 | 2030 100% ECP | 700 | 505 | 510 | 442 | No
2030-05-15 04:00 | 2030 100% ECP | 700 | 371.53 | 390 | 442 | No
2030-05-15 05:00 | 2030 100% ECP | 700 | 71.53 | 90 | 442 | No
2030-05-15 06:00 | 2030 100% ECP | 500 | -228.47 | -210 | 177.16 | No
2030-05-15 07:00 | 2030 100% ECP | -100 | -526 | -510 | 438.58 | No
2030-05-15 08:00 | 2030 100% ECP | -700 | -526 | -510 | 442 | No
2030-05-15 09:00 | 2030 100% ECP | -700 | -526 | -510 | 275.8 | Yes
2030-05-15 10:00 | 2030 100% ECP | -700 | -526 | -510 | 400.96 | Yes
2030-05-15 11:00 | 2030 100% ECP | -700 | -526 | -510 | 243.49 | Yes
2030-05-15 12:00 | 2030 100% ECP | -700 | -526 | -510 | 120.97 | Yes
2030-05-15 13:00 | 2030 100% ECP | -700 | -526 | -510 | 420.97 | Yes
2030-05-15 14:00 | 2030 100% ECP | -700 | -526 | -510 | 201.34 | Yes
2030-05-15 15:00 | 2030 100% ECP | -700 | -526 | -510 | 147.52 | No
2030-05-15 16:00 | 2030 100% ECP | -100 | -388.53 | -510 | 305.18 | No
2030-05-15 17:00 | 2030 100% ECP | 500 | -347.61 | -390 | 430 | No
2030-05-15 18:00 | 2030 100% ECP | 700 | -47.61 | -90 | 442 | No
2030-05-15 19:00 | 2030 100% ECP | 700 | 0 | 210 | 442 | No
2030-05-15 20:00 | 2030 100% ECP | 700 | 0 | 510 | 442 | No
2030-05-15 21:00 | 2030 100% ECP | 700 | 0 | 510 | 442 | No
2030-05-15 22:00 | 2030 100% ECP | 700 | 0 | 510 | 442 | No
2030-05-15 23:00 | 2030 100% ECP | 700 | 16.1 | 510 | 442 | No
2030-05-16 | 2030 100% ECP | 700 | 205 | 510 | 366.18 | No
2030-05-16 01:00 | 2030 100% ECP | 700 | 505 | 510 | 442 | No
2030-05-16 02:00 | 2030 100% ECP | 700 | 505 | 510 | 442 | No
2030-05-16 03:00 | 2030 100% ECP | 700 | 505 | 510 | 442 | No
2030-05-16 04:00 | 2030 100% ECP | 700 | 505 | 390 | 442 | No
2030-05-16 05:00 | 2030 100% ECP | 700 | 205 | 90 | 171.78 | No
2030-05-16 06:00 | 2030 100% ECP | 700 | -54.6 | -210 | 0 | No
2030-05-16 07:00 | 2030 100% ECP | 191.82 | -354.6 | -510 | 217.48 | No
2030-05-16 08:00 | 2030 100% ECP | -408.18 | -526 | -510 | 442 | No
2030-05-16 09:00 | 2030 100% ECP | -700 | -526 | -510 | 442 | No
2030-05-16 10:00 | 2030 100% ECP | -700 | -526 | -510 | 442 | No
2030-05-16 11:00 | 2030 100% ECP | -700 | -526 | -510 | 442 | No
2030-05-16 12:00 | 2030 100% ECP | -700 | -526 | -510 | 442 | No
2030-05-16 13:00 | 2030 100% ECP | -700 | -526 | -510 | 442 | No
2030-05-16 14:00 | 2030 100% ECP | -460.12 | -526 | -510 | 442 | No
2030-05-16 15:00 | 2030 100% ECP | 139.88 | -292.27 | -510 | 442 | No
2030-05-16 16:00 | 2030 100% ECP | 700 | -334.48 | -510 | 442 | No
2030-05-16 17:00 | 2030 100% ECP | 700 | -34.48 | -510 | 442 | No
2030-05-16 18:00 | 2030 100% ECP | 700 | 0 | -510 | 442 | No
2030-05-16 19:00 | 2030 100% ECP | 700 | 0 | -510 | 435.62 | No
2030-05-16 20:00 | 2030 100% ECP | 700 | 0 | -348.3 | 419.81 | No
2030-05-16 21:00 | 2030 100% ECP | 700 | 0 | -48.3 | 442 | No
2030-05-16 22:00 | 2030 100% ECP | 700 | 0 | 134.06 | 142 | No
2030-05-16 23:00 | 2030 100% ECP | 700 | 300 | 434.06 | 442 | No
2030-05-17 | 2030 100% ECP | 700 | 269.13 | 510 | 442 | No
2030-05-17 01:00 | 2030 100% ECP | 700 | 290.47 | 510 | 442 | No
2030-05-17 02:00 | 2030 100% ECP | 700 | 305.04 | 510 | 442 | No
2030-05-17 03:00 | 2030 100% ECP | 700 | 64.3 | 510 | 442 | No
2030-05-17 04:00 | 2030 100% ECP | 700 | 0 | 438.12 | 442 | No
2030-05-17 05:00 | 2030 100% ECP | 700 | 0 | 138.12 | 442 | No
2030-05-17 06:00 | 2030 100% ECP | 700 | 0 | 198.82 | 442 | No
2030-05-17 07:00 | 2030 100% ECP | 700 | 0 | 151.19 | 442 | No
2030-05-17 08:00 | 2030 100% ECP | 268.47 | 0 | 0 | 442 | No
2030-05-17 09:00 | 2030 100% ECP | -331.53 | -300 | -300 | 442 | No
2030-05-17 10:00 | 2030 100% ECP | -700 | -526 | -510 | 442 | No
2030-05-17 11:00 | 2030 100% ECP | -700 | -226 | -441.22 | 442 | No
2030-05-17 12:00 | 2030 100% ECP | -700 | -526 | -510 | 442 | No
2030-05-17 13:00 | 2030 100% ECP | -700 | -226 | -275.8 | 442 | No
2030-05-17 14:00 | 2030 100% ECP | -700 | -433.01 | -510 | 433.5 | No
2030-05-17 15:00 | 2030 100% ECP | -700 | -133.01 | -210 | 442 | No
2030-05-17 16:00 | 2030 100% ECP | -227.14 | 0 | 0 | 442 | No
2030-05-17 17:00 | 2030 100% ECP | 174.36 | 0 | 0 | 386.66 | No
2030-05-17 18:00 | 2030 100% ECP | 36.5 | 0 | 0 | 139.98 | No
2030-05-17 19:00 | 2030 100% ECP | 299.86 | 0 | 0 | 377.11 | No
2030-05-17 20:00 | 2030 100% ECP | 0 | 0 | 0 | 313.83 | No
2030-05-17 21:00 | 2030 100% ECP | 156.75 | 0 | 0 | 442 | No
2030-05-17 22:00 | 2030 100% ECP | 156.75 | 205 | 210 | 442 | No
2030-05-17 23:00 | 2030 100% ECP | -443.25 | 505 | 510 | 442 | No
2030-05-18 | 2030 100% ECP | 156.75 | 505 | 510 | 442 | No
2030-05-18 01:00 | 2030 100% ECP | 520.26 | 505 | 510 | 442 | No
2030-05-18 02:00 | 2030 100% ECP | 39.75 | 505 | 510 | 442 | No
2030-05-18 03:00 | 2030 100% ECP | 0 | 505 | 510 | 442 | No
2030-05-18 04:00 | 2030 100% ECP | 100 | 505 | 510 | 442 | No
2030-05-18 05:00 | 2030 100% ECP | 700 | 205 | 510 | 231.62 | No
2030-05-18 06:00 | 2030 100% ECP | 700 | 16.19 | 510 | 442 | No
2030-05-18 07:00 | 2030 100% ECP | 700 | 0 | 494.3 | 435.98 | No
2030-05-18 08:00 | 2030 100% ECP | 582.12 | 0 | 194.3 | 262.05 | No
2030-05-18 09:00 | 2030 100% ECP | -17.88 | 0 | 0 | 442 | No
2030-05-18 10:00 | 2030 100% ECP | -203.57 | 0 | 0 | 442 | No
2030-05-18 11:00 | 2030 100% ECP | 62.95 | 0 | 0 | 442 | No
2030-05-18 12:00 | 2030 100% ECP | 357.55 | 0 | 0 | 442 | No
2030-05-18 13:00 | 2030 100% ECP | -242.45 | 0 | -0.59 | 296.3 | No
2030-05-18 14:00 | 2030 100% ECP | -434.24 | 0 | 0 | 442 | No
2030-05-18 15:00 | 2030 100% ECP | -127.86 | 0 | 0 | 142 | No
2030-05-18 16:00 | 2030 100% ECP | 401.59 | 0 | 0 | 213.46 | No
2030-05-18 17:00 | 2030 100% ECP | 700 | 0 | 289.77 | 442 | No
2030-05-18 18:00 | 2030 100% ECP | 700 | 7.07 | 508.11 | 442 | No
2030-05-18 19:00 | 2030 100% ECP | 700 | 307.07 | 510 | 442 | No
2030-05-18 20:00 | 2030 100% ECP | 700 | 505 | 510 | 442 | No
2030-05-18 21:00 | 2030 100% ECP | 700 | 505 | 510 | 442 | No
2030-05-18 22:00 | 2030 100% ECP | 700 | 505 | 510 | 442 | No
2030-05-18 23:00 | 2030 100% ECP | 463.12 | 505 | 510 | 442 | No
2030-05-19 | 2030 100% ECP | 700 | 505 | 510 | 442 | No
2030-05-19 01:00 | 2030 100% ECP | 469.48 | 505 | 510 | 442 | No
2030-05-19 02:00 | 2030 100% ECP | 12.88 | 505 | 510 | 442 | No
2030-05-19 03:00 | 2030 100% ECP | 260.33 | 505 | 510 | 442 | No
2030-05-19 04:00 | 2030 100% ECP | 282.51 | 505 | 510 | 442 | No
2030-05-19 05:00 | 2030 100% ECP | 700 | 205 | 210 | 142 | No
2030-05-19 06:00 | 2030 100% ECP | 700 | 342.15 | 390 | 442 | No
2030-05-19 07:00 | 2030 100% ECP | 500 | 74 | 90 | 442 | No
2030-05-19 08:00 | 2030 100% ECP | -100 | -226 | -210 | 304.47 | No
2030-05-19 09:00 | 2030 100% ECP | -700 | -526 | -510 | 332.38 | Yes
2030-05-19 10:00 | 2030 100% ECP | -700 | -526 | -510 | 210.9 | Yes
2030-05-19 11:00 | 2030 100% ECP | -700 | -526 | -510 | 358.25 | Yes
2030-05-19 12:00 | 2030 100% ECP | -700 | -526 | -510 | 442 | Yes
2030-05-19 13:00 | 2030 100% ECP | -700 | -526 | -510 | 442 | Yes
2030-05-19 14:00 | 2030 100% ECP | -700 | -226 | -210 | 442 | Yes
2030-05-19 15:00 | 2030 100% ECP | -700 | -526 | -510 | 442 | Yes
2030-05-19 16:00 | 2030 100% ECP | -700 | -526 | -510 | 442 | No
2030-05-19 17:00 | 2030 100% ECP | -100 | -226 | -210 | 442 | No
2030-05-19 18:00 | 2030 100% ECP | 500 | 0 | 0 | 442 | No
2030-05-19 19:00 | 2030 100% ECP | 700 | 0 | 189.3 | 442 | No
2030-05-19 20:00 | 2030 100% ECP | 700 | 205 | 281.79 | 442 | No
2030-05-19 21:00 | 2030 100% ECP | 700 | 505 | 510 | 442 | No
2030-05-19 22:00 | 2030 100% ECP | 700 | 505 | 510 | 442 | No
2030-05-19 23:00 | 2030 100% ECP | 700 | 505 | 510 | 442 | No
2030-05-20 | 2030 100% ECP | 700 | 505 | 510 | 442 | No
2030-05-20 01:00 | 2030 100% ECP | 700 | 293.53 | 510 | 442 | No
2030-05-20 02:00 | 2030 100% ECP | 700 | 0 | 297.36 | 442 | No
2030-05-20 03:00 | 2030 100% ECP | 700 | 0 | 169.05 | 442 | No
2030-05-20 04:00 | 2030 100% ECP | 700 | 0 | 0 | 298.46 | No
2030-05-20 05:00 | 2030 100% ECP | 500 | 0 | 69.8 | 439.13 | No
2030-05-20 06:00 | 2030 100% ECP | -100 | -226 | -210 | 442 | No
2030-05-20 07:00 | 2030 100% ECP | -700 | -526 | -510 | 442 | Yes
2030-05-20 08:00 | 2030 100% ECP | -700 | -226 | -210 | 442 | Yes
2030-05-20 09:00 | 2030 100% ECP | -100 | 74 | 90 | 442 | Yes
2030-05-20 10:00 | 2030 100% ECP | -45.87 | 374 | 390 | 442 | Yes
2030-05-20 11:00 | 2030 100% ECP | -645.87 | 505 | 510 | 442 | Yes
2030-05-20 12:00 | 2030 100% ECP | -45.87 | 505 | 510 | 442 | Yes
2030-05-20 13:00 | 2030 100% ECP | 554.13 | 505 | 510 | 442 | Yes
2030-05-20 14:00 | 2030 100% ECP | 700 | 505 | 510 | 442 | Yes
2030-05-20 15:00 | 2030 100% ECP | 500 | 505 | 510 | 442 | Yes
2030-05-20 16:00 | 2030 100% ECP | -100 | 505 | 510 | 442 | Yes
2030-05-20 17:00 | 2030 100% ECP | -700 | 505 | 510 | 442 | Yes
2030-05-20 18:00 | 2030 100% ECP | -685.28 | 505 | 510 | 442 | No
2030-05-20 19:00 | 2030 100% ECP | -85.28 | 449.71 | 510 | 442 | No
2030-05-20 20:00 | 2030 100% ECP | 514.72 | 505 | 510 | 442 | No
2030-05-20 21:00 | 2030 100% ECP | 700 | 505 | 510 | 442 | No
2030-05-20 22:00 | 2030 100% ECP | 700 | 505 | 510 | 442 | No
2030-05-20 23:00 | 2030 100% ECP | 700 | 505 | 510 | 442 | No
2030-05-21 | 2030 100% ECP | 700 | 505 | 510 | 442 | No
2030-05-21 01:00 | 2030 100% ECP | 700 | 505 | 510 | 442 | No
2030-05-21 02:00 | 2030 100% ECP | 700 | 505 | 510 | 442 | No
2030-05-21 03:00 | 2030 100% ECP | 700 | 505 | 510 | 442 | No
2030-05-21 04:00 | 2030 100% ECP | 700 | 505 | 510 | 442 | No
2030-05-21 05:00 | 2030 100% ECP | 700 | 374 | 401.01 | 442 | No
2030-05-21 06:00 | 2030 100% ECP | 500 | 74 | 101.01 | 442 | No
2030-05-21 07:00 | 2030 100% ECP | -100 | -226 | -198.99 | 442 | No
2030-05-21 08:00 | 2030 100% ECP | -700 | -526 | -498.99 | 340.71 | No
2030-05-21 09:00 | 2030 100% ECP | -700 | -526 | -510 | 401.78 | Yes
2030-05-21 10:00 | 2030 100% ECP | -700 | -526 | -510 | 419.4 | Yes
2030-05-21 11:00 | 2030 100% ECP | -700 | -526 | -510 | 432.11 | Yes
2030-05-21 12:00 | 2030 100% ECP | -700 | -526 | -510 | 442 | Yes
2030-05-21 13:00 | 2030 100% ECP | -700 | -526 | -510 | 383.62 | Yes
2030-05-21 14:00 | 2030 100% ECP | -700 | -526 | -510 | 252.22 | Yes
2030-05-21 15:00 | 2030 100% ECP | -700 | -526 | -510 | -47.78 | Yes
2030-05-21 16:00 | 2030 100% ECP | -700 | -526 | -510 | -111.66 | Yes
2030-05-21 17:00 | 2030 100% ECP | -700 | -526 | -510 | -13.1 | Yes
2030-05-21 18:00 | 2030 100% ECP | -700 | -526 | -510 | -313.1 | No
2030-05-21 19:00 | 2030 100% ECP | -700 | -526 | -510 | -192.17 | No
2030-05-21 20:00 | 2030 100% ECP | -700 | -526 | -510 | 107.83 | No
2030-05-21 21:00 | 2030 100% ECP | -700 | -226 | -210 | 407.83 | Yes
2030-05-21 22:00 | 2030 100% ECP | -700 | 74 | 90 | 350.73 | Yes
2030-05-21 23:00 | 2030 100% ECP | -700 | 374 | 390 | 442 | Yes
2030-05-22 | 2030 100% ECP | -700 | 505 | 510 | 352.93 | Yes
2030-05-22 01:00 | 2030 100% ECP | -700 | 505 | 510 | 52.93 | Yes
2030-05-22 02:00 | 2030 100% ECP | -700 | 505 | 510 | 24.42 | Yes
2030-05-22 03:00 | 2030 100% ECP | -700 | 505 | 510 | 163.2 | Yes
2030-05-22 04:00 | 2030 100% ECP | -700 | 505 | 510 | 342.75 | Yes
2030-05-22 05:00 | 2030 100% ECP | -700 | 505 | 510 | 215.27 | Yes
2030-05-22 06:00 | 2030 100% ECP | -700 | 505 | 510 | 130.87 | Yes
2030-05-22 07:00 | 2030 100% ECP | -700 | 505 | 510 | 232.97 | Yes
2030-05-22 08:00 | 2030 100% ECP | -700 | 505 | 510 | 309.23 | Yes
2030-05-22 09:00 | 2030 100% ECP | -100 | 505 | 304.53 | 287.46 | Yes
2030-05-22 10:00 | 2030 100% ECP | -100 | 495.51 | 304.53 | 211.05 | Yes
2030-05-22 11:00 | 2030 100% ECP | -100 | 501.78 | 210 | 158.35 | Yes
2030-05-22 12:00 | 2030 100% ECP | -700 | 505 | 510 | 150.54 | Yes
2030-05-22 13:00 | 2030 100% ECP | -100 | 374.99 | 300 | 117.68 | Yes
2030-05-22 14:00 | 2030 100% ECP | 3.27 | 505 | 0 | 94.87 | Yes
2030-05-22 15:00 | 2030 100% ECP | -20.6 | 505 | 0 | 94.87 | Yes
2030-05-22 16:00 | 2030 100% ECP | -100 | 505 | 229.08 | 94.87 | Yes
2030-05-22 17:00 | 2030 100% ECP | -700 | 505 | 510 | 308.04 | Yes
2030-05-22 18:00 | 2030 100% ECP | -700 | 505 | 510 | 337.71 | Yes
2030-05-22 19:00 | 2030 100% ECP | -700 | 505 | 510 | 331.72 | Yes
2030-05-22 20:00 | 2030 100% ECP | -700 | 505 | 510 | 295.13 | Yes
2030-05-22 21:00 | 2030 100% ECP | -700 | 505 | 510 | 442 | Yes
2030-05-22 22:00 | 2030 100% ECP | -700 | 505 | 510 | 442 | Yes
2030-05-22 23:00 | 2030 100% ECP | -700 | 505 | 510 | 257.44 | Yes
2030-05-23 | 2030 100% ECP | -700 | 505 | 510 | 442 | Yes
2030-05-23 01:00 | 2030 100% ECP | -700 | 505 | 510 | 442 | Yes
2030-05-23 02:00 | 2030 100% ECP | -700 | 505 | 510 | 442 | Yes
2030-05-23 03:00 | 2030 100% ECP | -700 | 505 | 510 | 250.1 | Yes
2030-05-23 04:00 | 2030 100% ECP | -700 | 505 | 510 | 27.58 | Yes
2030-05-23 05:00 | 2030 100% ECP | -700 | 505 | 510 | -68 | Yes
2030-05-23 06:00 | 2030 100% ECP | -700 | 505 | 510 | 150.33 | Yes
2030-05-23 07:00 | 2030 100% ECP | -700 | 505 | 510 | 193.73 | Yes
2030-05-23 08:00 | 2030 100% ECP | -700 | 505 | 510 | 324.56 | Yes
2030-05-23 09:00 | 2030 100% ECP | -100 | 505 | 510 | 425.31 | Yes
2030-05-23 10:00 | 2030 100% ECP | 500 | 505 | 510 | 289.13 | Yes
2030-05-23 11:00 | 2030 100% ECP | 700 | 505 | 210 | 296.21 | Yes
2030-05-23 12:00 | 2030 100% ECP | 700 | 205 | 510 | -3.79 | Yes
2030-05-23 13:00 | 2030 100% ECP | 700 | 505 | 510 | 173.67 | Yes
2030-05-23 14:00 | 2030 100% ECP | 500 | 505 | 210 | 352.88 | Yes
2030-05-23 15:00 | 2030 100% ECP | -100 | 505 | 510 | 392.6 | Yes
2030-05-23 16:00 | 2030 100% ECP | -700 | 374 | 390 | 390 | Yes
2030-05-23 17:00 | 2030 100% ECP | -700 | 74 | 90 | 90 | Yes
2030-05-23 18:00 | 2030 100% ECP | -700 | -226 | -210 | -210 | No
2030-05-23 19:00 | 2030 100% ECP | -700 | -526 | -510 | -510 | No
2030-05-23 20:00 | 2030 100% ECP | -700 | -526 | -510 | -510 | No
2030-05-23 21:00 | 2030 100% ECP | -700 | -226 | -210 | -210 | No
2030-05-23 22:00 | 2030 100% ECP | -700 | 74 | 90 | 90 | Yes
2030-05-23 23:00 | 2030 100% ECP | -700 | 374 | 390 | 390 | Yes
2030-05-24 | 2030 100% ECP | -700 | 505 | 510 | 442 | Yes
2030-05-24 01:00 | 2030 100% ECP | -700 | 505 | 510 | 442 | Yes
2030-05-24 02:00 | 2030 100% ECP | -700 | 505 | 510 | 442 | Yes
2030-05-24 03:00 | 2030 100% ECP | -700 | 505 | 510 | 442 | Yes
2030-05-24 04:00 | 2030 100% ECP | -700 | 505 | 510 | 442 | Yes
2030-05-24 05:00 | 2030 100% ECP | -700 | 505 | 510 | 442 | Yes
2030-05-24 06:00 | 2030 100% ECP | -700 | 505 | 510 | 442 | Yes
2030-05-24 07:00 | 2030 100% ECP | -700 | 505 | 510 | 442 | Yes
2030-05-24 08:00 | 2030 100% ECP | -700 | 300 | 210 | 286.48 | Yes
2030-05-24 09:00 | 2030 100% ECP | -700 | 0 | -90 | -13.52 | Yes
2030-05-24 10:00 | 2030 100% ECP | -100 | -226 | -210 | -3.54 | Yes
2030-05-24 11:00 | 2030 100% ECP | -700 | -526 | -510 | -303.54 | Yes
2030-05-24 12:00 | 2030 100% ECP | -700 | -526 | -510 | -467.65 | Yes
2030-05-24 13:00 | 2030 100% ECP | -700 | -526 | -510 | -493.94 | Yes
2030-05-24 14:00 | 2030 100% ECP | -700 | -526 | -510 | -193.94 | Yes
2030-05-24 15:00 | 2030 100% ECP | -700 | -526 | -510 | 106.06 | Yes
2030-05-24 16:00 | 2030 100% ECP | -700 | -526 | -510 | 358.3 | Yes
2030-05-24 17:00 | 2030 100% ECP | -700 | -526 | -510 | 442 | Yes
2030-05-24 18:00 | 2030 100% ECP | -100 | -226 | -210 | 442 | No
2030-05-24 19:00 | 2030 100% ECP | 500 | 0 | 90 | 442 | No
2030-05-24 20:00 | 2030 100% ECP | 700 | 195.08 | 390 | 442 | No
2030-05-24 21:00 | 2030 100% ECP | 700 | 495.08 | 510 | 442 | No
2030-05-24 22:00 | 2030 100% ECP | 700 | 258.73 | 510 | 442 | No
2030-05-24 23:00 | 2030 100% ECP | 700 | 0 | 510 | 442 | No
2030-05-25 | 2030 100% ECP | 700 | 0 | 510 | 442 | No
2030-05-25 01:00 | 2030 100% ECP | 700 | 232.54 | 300 | 442 | No
2030-05-25 02:00 | 2030 100% ECP | 700 | 337.83 | 0 | 442 | No
2030-05-25 03:00 | 2030 100% ECP | 700 | 505 | 0 | 442 | No
2030-05-25 04:00 | 2030 100% ECP | 700 | 205 | 0 | 442 | No
2030-05-25 05:00 | 2030 100% ECP | 254.58 | 0 | 0 | 442 | No
2030-05-25 06:00 | 2030 100% ECP | -345.42 | -226 | 0 | 442 | No
2030-05-25 07:00 | 2030 100% ECP | -700 | -526 | 0 | 155.14 | Yes
2030-05-25 08:00 | 2030 100% ECP | -700 | -526 | 0 | -144.86 | Yes
2030-05-25 09:00 | 2030 100% ECP | -100 | -226 | 0 | 155.14 | Yes
2030-05-25 10:00 | 2030 100% ECP | -100 | 74 | 0 | 442 | Yes
2030-05-25 11:00 | 2030 100% ECP | -700 | 374 | 0 | 442 | Yes
2030-05-25 12:00 | 2030 100% ECP | -700 | 505 | 0 | 442 | Yes
2030-05-25 13:00 | 2030 100% ECP | -700 | 505 | 0 | 442 | Yes
2030-05-25 14:00 | 2030 100% ECP | -700 | 505 | 0 | 442 | Yes
2030-05-25 15:00 | 2030 100% ECP | -700 | 505 | 0 | 442 | Yes
2030-05-25 16:00 | 2030 100% ECP | -700 | 505 | 0 | 442 | Yes
2030-05-25 17:00 | 2030 100% ECP | -495.86 | 505 | 0 | 442 | No
2030-05-25 18:00 | 2030 100% ECP | 104.14 | 205 | 0 | 442 | No
2030-05-25 19:00 | 2030 100% ECP | 700 | 0 | 0 | 442 | No
2030-05-25 20:00 | 2030 100% ECP | 700 | 91.09 | 0 | 442 | No
2030-05-25 21:00 | 2030 100% ECP | 700 | 91.09 | 0 | 442 | No
2030-05-25 22:00 | 2030 100% ECP | 700 | 391.09 | 0 | 442 | No
2030-05-25 23:00 | 2030 100% ECP | 700 | 91.09 | 0 | 442 | No
2030-05-26 | 2030 100% ECP | 700 | 391.09 | 0 | 442 | No
2030-05-26 01:00 | 2030 100% ECP | 700 | 505 | 0 | 442 | No
2030-05-26 02:00 | 2030 100% ECP | 700 | 505 | 0 | 442 | No
2030-05-26 03:00 | 2030 100% ECP | 700 | 505 | 0 | 442 | No
2030-05-26 04:00 | 2030 100% ECP | 700 | 505 | 0 | 442 | No
2030-05-26 05:00 | 2030 100% ECP | 700 | 300 | 0 | 442 | No
2030-05-26 06:00 | 2030 100% ECP | 396.97 | 0 | 0 | 407.99 | No
2030-05-26 07:00 | 2030 100% ECP | -203.03 | -300 | 0 | 190.85 | No
2030-05-26 08:00 | 2030 100% ECP | -700 | -526 | 0 | 442 | Yes
2030-05-26 09:00 | 2030 100% ECP | -700 | -526 | 0 | 442 | Yes
2030-05-26 10:00 | 2030 100% ECP | -700 | -526 | 0 | 442 | Yes
2030-05-26 11:00 | 2030 100% ECP | -700 | -526 | 0 | 442 | Yes
2030-05-26 12:00 | 2030 100% ECP | -700 | -526 | 0 | 442 | Yes
2030-05-26 13:00 | 2030 100% ECP | -700 | -526 | 0 | 442 | Yes
2030-05-26 14:00 | 2030 100% ECP | -700 | -526 | 0 | 163.95 | Yes
2030-05-26 15:00 | 2030 100% ECP | -700 | -526 | 0 | 226.92 | Yes
2030-05-26 16:00 | 2030 100% ECP | -700 | -526 | 0 | 124.13 | No
2030-05-26 17:00 | 2030 100% ECP | -100 | -526 | 0 | 377.75 | No
2030-05-26 18:00 | 2030 100% ECP | 500 | -432.11 | 0 | 377.75 | No
2030-05-26 19:00 | 2030 100% ECP | 700 | -132.11 | 0 | 353.19 | No
2030-05-26 20:00 | 2030 100% ECP | 700 | 167.89 | 0 | 357.89 | No
2030-05-26 21:00 | 2030 100% ECP | 700 | 467.89 | 0 | 442 | No
2030-05-26 22:00 | 2030 100% ECP | 700 | 505 | 0 | 442 | No
2030-05-26 23:00 | 2030 100% ECP | 700 | 505 | 0 | 442 | No
2030-05-27 | 2030 100% ECP | 700 | 505 | 0 | 442 | No
2030-05-27 01:00 | 2030 100% ECP | 700 | 262.81 | 0 | 442 | No
2030-05-27 02:00 | 2030 100% ECP | 700 | 38.19 | 300 | 442 | No
2030-05-27 03:00 | 2030 100% ECP | 700 | 19.81 | 510 | 442 | No
2030-05-27 04:00 | 2030 100% ECP | 700 | 319.81 | 510 | 442 | No
2030-05-27 05:00 | 2030 100% ECP | 700 | 109.95 | 510 | 442 | No
2030-05-27 06:00 | 2030 100% ECP | 700 | 0 | 336.71 | 442 | No
2030-05-27 07:00 | 2030 100% ECP | 189.79 | 0 | 36.71 | 442 | No
2030-05-27 08:00 | 2030 100% ECP | -410.21 | -226 | -241.07 | 442 | No
2030-05-27 09:00 | 2030 100% ECP | -700 | -526 | -510 | 442 | No
2030-05-27 10:00 | 2030 100% ECP | -700 | -526 | -510 | 359.12 | Yes
2030-05-27 11:00 | 2030 100% ECP | -700 | -526 | -510 | 309.19 | Yes
2030-05-27 12:00 | 2030 100% ECP | -700 | -526 | -510 | 125.56 | Yes
2030-05-27 13:00 | 2030 100% ECP | -700 | -526 | -510 | 130.68 | Yes
2030-05-27 14:00 | 2030 100% ECP | -700 | -526 | -510 | 396.12 | Yes
2030-05-27 15:00 | 2030 100% ECP | -700 | -526 | -510 | 218.86 | Yes
2030-05-27 16:00 | 2030 100% ECP | -700 | -526 | -510 | 442 | No
2030-05-27 17:00 | 2030 100% ECP | -100 | -300 | -431.86 | 442 | No
2030-05-27 18:00 | 2030 100% ECP | 500 | 0 | -131.86 | 442 | No
2030-05-27 19:00 | 2030 100% ECP | 700 | 0 | 0 | 442 | No
2030-05-27 20:00 | 2030 100% ECP | 700 | 0 | 210 | 424.24 | No
2030-05-27 21:00 | 2030 100% ECP | 700 | 300 | 510 | 442 | No
2030-05-27 22:00 | 2030 100% ECP | 700 | 319.06 | 510 | 442 | No
2030-05-27 23:00 | 2030 100% ECP | 700 | 19.06 | 510 | 442 | No
2030-05-28 | 2030 100% ECP | 700 | 271.44 | 510 | 442 | No
2030-05-28 01:00 | 2030 100% ECP | 700 | 202.64 | 510 | 442 | No
2030-05-28 02:00 | 2030 100% ECP | 700 | 0 | 510 | 442 | No
2030-05-28 03:00 | 2030 100% ECP | 700 | 0 | 284.36 | 442 | No
2030-05-28 04:00 | 2030 100% ECP | 700 | 125.86 | 510 | 442 | No
2030-05-28 05:00 | 2030 100% ECP | 572.99 | 0 | 300 | 442 | No
2030-05-28 06:00 | 2030 100% ECP | -27.01 | 0 | 0 | 442 | No
2030-05-28 07:00 | 2030 100% ECP | -627.01 | -300 | -300 | 442 | No
2030-05-28 08:00 | 2030 100% ECP | -700 | -526 | -510 | 442 | Yes
2030-05-28 09:00 | 2030 100% ECP | -700 | -526 | -510 | 442 | Yes
2030-05-28 10:00 | 2030 100% ECP | -700 | -526 | -510 | 442 | Yes
2030-05-28 11:00 | 2030 100% ECP | -700 | -526 | -510 | 442 | Yes
2030-05-28 12:00 | 2030 100% ECP | -700 | -526 | -510 | 442 | Yes
2030-05-28 13:00 | 2030 100% ECP | -700 | -526 | -510 | 442 | Yes
2030-05-28 14:00 | 2030 100% ECP | -700 | -526 | -510 | 442 | Yes
2030-05-28 15:00 | 2030 100% ECP | -700 | -526 | -510 | 442 | Yes
2030-05-28 16:00 | 2030 100% ECP | -700 | -526 | -510 | 442 | Yes
2030-05-28 17:00 | 2030 100% ECP | -700 | -526 | -510 | 442 | Yes
2030-05-28 18:00 | 2030 100% ECP | -336.08 | -526 | -510 | 442 | No
2030-05-28 19:00 | 2030 100% ECP | -700 | -526 | -510 | 442 | No
2030-05-28 20:00 | 2030 100% ECP | -665.93 | -300 | -510 | 442 | No
2030-05-28 21:00 | 2030 100% ECP | -65.93 | 0 | -210 | 442 | No
2030-05-28 22:00 | 2030 100% ECP | -448.75 | 0 | 0 | 442 | No
2030-05-28 23:00 | 2030 100% ECP | -448.75 | 0 | 0 | 442 | No
2030-05-29 | 2030 100% ECP | 151.25 | 141.54 | 300 | 442 | No
2030-05-29 01:00 | 2030 100% ECP | 332.69 | 0 | 0 | 442 | No
2030-05-29 02:00 | 2030 100% ECP | -267.31 | 0 | 0 | 371.95 | No
2030-05-29 03:00 | 2030 100% ECP | -676.52 | 0 | 75.75 | 425.08 | No
2030-05-29 04:00 | 2030 100% ECP | -667.95 | 0 | 0 | 328.91 | No
2030-05-29 05:00 | 2030 100% ECP | -322.77 | -226 | -210 | 305.66 | No
2030-05-29 06:00 | 2030 100% ECP | -700 | -526 | -510 | 221.39 | Yes
2030-05-29 07:00 | 2030 100% ECP | -700 | -526 | -510 | 77.23 | Yes
2030-05-29 08:00 | 2030 100% ECP | -700 | -526 | -510 | -101.76 | Yes
2030-05-29 09:00 | 2030 100% ECP | -100 | -226 | -210 | 198.24 | Yes
2030-05-29 10:00 | 2030 100% ECP | -100 | 74 | 90 | 442 | Yes
2030-05-29 11:00 | 2030 100% ECP | -700 | 374 | 390 | 442 | Yes
2030-05-29 12:00 | 2030 100% ECP | -700 | 74 | 390 | 293.92 | Yes
2030-05-29 13:00 | 2030 100% ECP | -700 | 74 | 90 | 90 | Yes
2030-05-29 14:00 | 2030 100% ECP | -700 | -226 | -210 | -210 | Yes
2030-05-29 15:00 | 2030 100% ECP | -700 | -526 | -510 | -510 | Yes
2030-05-29 16:00 | 2030 100% ECP | -700 | -526 | -510 | -476.94 | Yes
2030-05-29 17:00 | 2030 100% ECP | -700 | -526 | -510 | -242.27 | Yes
2030-05-29 18:00 | 2030 100% ECP | -259.14 | -501.56 | -510 | -21.21 | No
2030-05-29 19:00 | 2030 100% ECP | 340.86 | -201.56 | -210 | 278.79 | No
2030-05-29 20:00 | 2030 100% ECP | 499.03 | -501.56 | -510 | 105.86 | No
2030-05-29 21:00 | 2030 100% ECP | 499.03 | -526 | -510 | -194.14 | No
2030-05-29 22:00 | 2030 100% ECP | 0 | -226 | -210 | 105.86 | No
2030-05-29 23:00 | 2030 100% ECP | 0 | 0 | 0 | 405.86 | No
2030-05-30 | 2030 100% ECP | 600 | 232.68 | 300 | 442 | No
2030-05-30 01:00 | 2030 100% ECP | 700 | 0 | 277.88 | 442 | No
2030-05-30 02:00 | 2030 100% ECP | 700 | 0 | 219.17 | 442 | No
2030-05-30 03:00 | 2030 100% ECP | 700 | 0 | 404.23 | 442 | No
2030-05-30 04:00 | 2030 100% ECP | 700 | 40.51 | 390 | 442 | No
2030-05-30 05:00 | 2030 100% ECP | 142.69 | 0 | 90 | 442 | No
2030-05-30 06:00 | 2030 100% ECP | -457.31 | -300 | -210 | 263.64 | No
2030-05-30 07:00 | 2030 100% ECP | -700 | -526 | -510 | 440.7 | Yes
2030-05-30 08:00 | 2030 100% ECP | -700 | -526 | -510 | 313.72 | Yes
2030-05-30 09:00 | 2030 100% ECP | -700 | -526 | -510 | 145.16 | Yes
2030-05-30 10:00 | 2030 100% ECP | -700 | -526 | -510 | 42.86 | Yes
2030-05-30 11:00 | 2030 100% ECP | -700 | -526 | -510 | 0 | Yes
2030-05-30 12:00 | 2030 100% ECP | -700 | -526 | -510 | 300 | Yes
2030-05-30 13:00 | 2030 100% ECP | -700 | -526 | -510 | 246.62 | Yes
2030-05-30 14:00 | 2030 100% ECP | -700 | -526 | -510 | 38.91 | Yes
2030-05-30 15:00 | 2030 100% ECP | -700 | -526 | -510 | 30.9 | Yes
2030-05-30 16:00 | 2030 100% ECP | -700 | -526 | -510 | 245.53 | Yes
2030-05-30 17:00 | 2030 100% ECP | -700 | -526 | -510 | 176.96 | Yes
2030-05-30 18:00 | 2030 100% ECP | -100 | -526 | -510 | -123.04 | No
2030-05-30 19:00 | 2030 100% ECP | 500 | -526 | -510 | -8.52 | No
2030-05-30 20:00 | 2030 100% ECP | 700 | -526 | -510 | 0 | Yes
2030-05-30 21:00 | 2030 100% ECP | 700 | -300 | -306.77 | 86.89 | No
2030-05-30 22:00 | 2030 100% ECP | 700 | 0 | -6.77 | 386.89 | No
2030-05-30 23:00 | 2030 100% ECP | 700 | 300 | 293.23 | 86.89 | No
2030-05-31 | 2030 100% ECP | 700 | 292.53 | 510 | -116.69 | No
2030-05-31 01:00 | 2030 100% ECP | 700 | 205 | 492.04 | -244.57 | No
2030-05-31 02:00 | 2030 100% ECP | 700 | 505 | 510 | -158 | No
2030-05-31 03:00 | 2030 100% ECP | 700 | 505 | 510 | 142 | No
2030-05-31 04:00 | 2030 100% ECP | 627.59 | 505 | 510 | 442 | No
2030-05-31 05:00 | 2030 100% ECP | 417.07 | 466.05 | 510 | 442 | No
2030-05-31 06:00 | 2030 100% ECP | -21.23 | 166.05 | 210 | 142 | No
2030-05-31 07:00 | 2030 100% ECP | -621.23 | -133.95 | -90 | -158 | No
2030-05-31 08:00 | 2030 100% ECP | -700 | -433.95 | -390 | -458 | Yes
2030-05-31 09:00 | 2030 100% ECP | -700 | -526 | -510 | -337 | Yes
2030-05-31 10:00 | 2030 100% ECP | -700 | -526 | -510 | -510 | Yes
2030-05-31 11:00 | 2030 100% ECP | -700 | -526 | -510 | -406.13 | Yes
2030-05-31 12:00 | 2030 100% ECP | -700 | -526 | -510 | -106.13 | Yes
2030-05-31 13:00 | 2030 100% ECP | -700 | -526 | -510 | -172.94 | Yes
2030-05-31 14:00 | 2030 100% ECP | -700 | -526 | -510 | -48.34 | Yes
2030-05-31 15:00 | 2030 100% ECP | -700 | -526 | -510 | -137.71 | Yes
2030-05-31 16:00 | 2030 100% ECP | -700 | -526 | -510 | 37.52 | Yes
2030-05-31 17:00 | 2030 100% ECP | -456.97 | -526 | -510 | 143.8 | No
2030-05-31 18:00 | 2030 100% ECP | 143.03 | -526 | -510 | 259.85 | No
2030-05-31 19:00 | 2030 100% ECP | 700 | -492.5 | -510 | 152.16 | No
2030-05-31 20:00 | 2030 100% ECP | 700 | -192.5 | -210 | 442 | No
2030-05-31 21:00 | 2030 100% ECP | 700 | 107.5 | 90 | 442 | No
2030-05-31 22:00 | 2030 100% ECP | 700 | 407.5 | 390 | 442 | No
2030-05-31 23:00 | 2030 100% ECP | 700 | 505 | 510 | 442 | No
2030-06-01 | 2030 100% ECP | 700 | 400.35 | 510 | 442 | No
2030-06-01 01:00 | 2030 100% ECP | 700 | 394.63 | 510 | 442 | No
2030-06-01 02:00 | 2030 100% ECP | 700 | 181.51 | 510 | 442 | No
2030-06-01 03:00 | 2030 100% ECP | 700 | 386.17 | 510 | 442 | No
2030-06-01 04:00 | 2030 100% ECP | 700 | 222.8 | 510 | 442 | No
2030-06-01 05:00 | 2030 100% ECP | 700 | 71.99 | 390 | 442 | No
2030-06-01 06:00 | 2030 100% ECP | 189.01 | 0 | 90 | 442 | No
2030-06-01 07:00 | 2030 100% ECP | -264.23 | -226 | -210 | 442 | No
2030-06-01 08:00 | 2030 100% ECP | -700 | -526 | -510 | 442 | Yes
2030-06-01 09:00 | 2030 100% ECP | -700 | -526 | -510 | 442 | Yes
2030-06-01 10:00 | 2030 100% ECP | -700 | -526 | -510 | 404.03 | Yes
2030-06-01 11:00 | 2030 100% ECP | -700 | -526 | -510 | 175.92 | Yes
2030-06-01 12:00 | 2030 100% ECP | -700 | -526 | -510 | 286.79 | Yes
2030-06-01 13:00 | 2030 100% ECP | -700 | -526 | -510 | 399.43 | Yes
2030-06-01 14:00 | 2030 100% ECP | -700 | -526 | -510 | 359.14 | Yes
2030-06-01 15:00 | 2030 100% ECP | -700 | -526 | -510 | 190.72 | Yes
2030-06-01 16:00 | 2030 100% ECP | -700 | -526 | -510 | 314.69 | No
2030-06-01 17:00 | 2030 100% ECP | -100 | -526 | -510 | 235.62 | No
2030-06-01 18:00 | 2030 100% ECP | 500 | -418.49 | -510 | 424.73 | No
2030-06-01 19:00 | 2030 100% ECP | 700 | -118.49 | -475.38 | 349.85 | No
2030-06-01 20:00 | 2030 100% ECP | 700 | 0 | -475.38 | 442 | No
2030-06-01 21:00 | 2030 100% ECP | 700 | 0 | -475.38 | 442 | No
2030-06-01 22:00 | 2030 100% ECP | 700 | 0 | -300.28 | 319.62 | No
2030-06-01 23:00 | 2030 100% ECP | 700 | 0 | -0.28 | 280.2 | No
2030-06-02 | 2030 100% ECP | 700 | 184.37 | 299.72 | 442 | No
2030-06-02 01:00 | 2030 100% ECP | 700 | 76.78 | 510 | 442 | No
2030-06-02 02:00 | 2030 100% ECP | 700 | 247.41 | 510 | 442 | No
2030-06-02 03:00 | 2030 100% ECP | 700 | 284.52 | 510 | 442 | No
2030-06-02 04:00 | 2030 100% ECP | 700 | 278.69 | 510 | 442 | No
2030-06-02 05:00 | 2030 100% ECP | 700 | 174.48 | 210 | 442 | No
2030-06-02 06:00 | 2030 100% ECP | 430.32 | 0 | -90 | 391.43 | No
2030-06-02 07:00 | 2030 100% ECP | -169.68 | -300 | -390 | 330.22 | No
2030-06-02 08:00 | 2030 100% ECP | -700 | -526 | -510 | 210.94 | Yes
2030-06-02 09:00 | 2030 100% ECP | -700 | -526 | -510 | 129.28 | Yes
2030-06-02 10:00 | 2030 100% ECP | -700 | -526 | -510 | 149.12 | Yes
2030-06-02 11:00 | 2030 100% ECP | -700 | -526 | -510 | 181.26 | Yes
2030-06-02 12:00 | 2030 100% ECP | -700 | -526 | -510 | 199.84 | Yes
2030-06-02 13:00 | 2030 100% ECP | -700 | -526 | -510 | 216.32 | Yes
2030-06-02 14:00 | 2030 100% ECP | -700 | -526 | -510 | 219.7 | Yes
2030-06-02 15:00 | 2030 100% ECP | -700 | -526 | -510 | 170.3 | Yes
2030-06-02 16:00 | 2030 100% ECP | -700 | -526 | -510 | 253.96 | No
2030-06-02 17:00 | 2030 100% ECP | -600 | -226 | -311.01 | 33.82 | No
2030-06-02 18:00 | 2030 100% ECP | 0 | 0 | -300 | -223.25 | No
2030-06-02 19:00 | 2030 100% ECP | 600 | 0 | 0 | 0 | No
2030-06-02 20:00 | 2030 100% ECP | 700 | 0 | 0 | 142 | No
2030-06-02 21:00 | 2030 100% ECP | 700 | -300 | -300 | 442 | No
2030-06-02 22:00 | 2030 100% ECP | 700 | 0 | 0 | 442 | No
2030-06-02 23:00 | 2030 100% ECP | 616.6 | 0 | 0 | 377.27 | No
2030-06-03 | 2030 100% ECP | 600 | 0 | 300 | 402.18 | No
2030-06-03 01:00 | 2030 100% ECP | 0 | 105.18 | 510 | 442 | No
2030-06-03 02:00 | 2030 100% ECP | -100 | 138.07 | 510 | 360.89 | No
2030-06-03 03:00 | 2030 100% ECP | -700 | 0 | 246.97 | 60.89 | No
2030-06-03 04:00 | 2030 100% ECP | -700 | 300 | 510 | 289.01 | Yes
2030-06-03 05:00 | 2030 100% ECP | -700 | 505 | 510 | 442 | Yes
2030-06-03 06:00 | 2030 100% ECP | -700 | 505 | 510 | 442 | Yes
2030-06-03 07:00 | 2030 100% ECP | -700 | 505 | 510 | 442 | Yes
2030-06-03 08:00 | 2030 100% ECP | -100 | 505 | 510 | 442 | Yes
2030-06-03 09:00 | 2030 100% ECP | 500 | 505 | 510 | 442 | Yes
2030-06-03 10:00 | 2030 100% ECP | 700 | 505 | 510 | 442 | Yes
2030-06-03 11:00 | 2030 100% ECP | 306.55 | 505 | 210 | 442 | Yes
2030-06-03 12:00 | 2030 100% ECP | 631.79 | 505 | 510 | 442 | Yes
2030-06-03 13:00 | 2030 100% ECP | 700 | 505 | 510 | 442 | Yes
2030-06-03 14:00 | 2030 100% ECP | 700 | 205 | 510 | 145.75 | Yes
2030-06-03 15:00 | 2030 100% ECP | 700 | 505 | 510 | 394.75 | Yes
2030-06-03 16:00 | 2030 100% ECP | 437.13 | 505 | 510 | 442 | Yes
2030-06-03 17:00 | 2030 100% ECP | -162.87 | 505 | 306.71 | 442 | Yes
2030-06-03 18:00 | 2030 100% ECP | -700 | 300 | 6.71 | 190.82 | Yes
2030-06-03 19:00 | 2030 100% ECP | -700 | 0 | -293.29 | -109.18 | No
2030-06-03 20:00 | 2030 100% ECP | -700 | 205 | 6.71 | -210 | No
2030-06-03 21:00 | 2030 100% ECP | -700 | -95 | -293.29 | -510 | No
2030-06-03 22:00 | 2030 100% ECP | -700 | 205 | 6.71 | -210 | No
2030-06-03 23:00 | 2030 100% ECP | -700 | 505 | 306.71 | 90 | No
2030-06-04 | 2030 100% ECP | -100 | 505 | 510 | 390 | No
2030-06-04 01:00 | 2030 100% ECP | -55.82 | 505 | 510 | 442 | No
2030-06-04 02:00 | 2030 100% ECP | -151.63 | 505 | 510 | 442 | No
2030-06-04 03:00 | 2030 100% ECP | 0 | 505 | 510 | 442 | No
2030-06-04 04:00 | 2030 100% ECP | 411.58 | 505 | 510 | 442 | No
2030-06-04 05:00 | 2030 100% ECP | 700 | 286.52 | 510 | 442 | No
2030-06-04 06:00 | 2030 100% ECP | 465.55 | 0 | 210 | 310.4 | No
2030-06-04 07:00 | 2030 100% ECP | 36.37 | 0 | 0 | 291.35 | No
2030-06-04 08:00 | 2030 100% ECP | -563.63 | 0 | -230.08 | 442 | No
2030-06-04 09:00 | 2030 100% ECP | -700 | 0 | -449.62 | 394.52 | No
2030-06-04 10:00 | 2030 100% ECP | -700 | -98.5 | -329.73 | 369.35 | No
2030-06-04 11:00 | 2030 100% ECP | -700 | -398.5 | -510 | 275.53 | No
2030-06-04 12:00 | 2030 100% ECP | -700 | -526 | -510 | 39.6 | No
2030-06-04 13:00 | 2030 100% ECP | -700 | -526 | -510 | 7.09 | No
2030-06-04 14:00 | 2030 100% ECP | -700 | -526 | -510 | -291.57 | No
2030-06-04 15:00 | 2030 100% ECP | -700 | -526 | -510 | -437.77 | No
2030-06-04 16:00 | 2030 100% ECP | -700 | -526 | -510 | -226.52 | No
2030-06-04 17:00 | 2030 100% ECP | -700 | -526 | -510 | -206.33 | No
2030-06-04 18:00 | 2030 100% ECP | -700 | -226 | -210 | 0 | No
2030-06-04 19:00 | 2030 100% ECP | -700 | 0 | 0 | 0 | No
2030-06-04 20:00 | 2030 100% ECP | -100 | 0 | 0 | 0 | No
2030-06-04 21:00 | 2030 100% ECP | -700 | 0 | 0 | 0 | No
2030-06-04 22:00 | 2030 100% ECP | -429.41 | 205 | 210 | 142 | No
2030-06-04 23:00 | 2030 100% ECP | -700 | 505 | 510 | 442 | No
2030-06-05 | 2030 100% ECP | -602.99 | 505 | 510 | 442 | No
2030-06-05 01:00 | 2030 100% ECP | -383.63 | 505 | 510 | 442 | No
2030-06-05 02:00 | 2030 100% ECP | 0 | 505 | 510 | 442 | No
2030-06-05 03:00 | 2030 100% ECP | 0 | 205 | 510 | 432.75 | No
2030-06-05 04:00 | 2030 100% ECP | -233.76 | 94.21 | 510 | 442 | No
2030-06-05 05:00 | 2030 100% ECP | 87.39 | 0 | 210 | 142 | No
2030-06-05 06:00 | 2030 100% ECP | -173.9 | 0 | -90 | -40.29 | No
2030-06-05 07:00 | 2030 100% ECP | -700 | -54.73 | -390 | -340.29 | No
2030-06-05 08:00 | 2030 100% ECP | -700 | -354.73 | -510 | -510 | Yes
2030-06-05 09:00 | 2030 100% ECP | -700 | -54.73 | -210 | -210 | Yes
2030-06-05 10:00 | 2030 100% ECP | -700 | 74 | 90 | 90 | Yes
2030-06-05 11:00 | 2030 100% ECP | -700 | -226 | -210 | -210 | Yes
2030-06-05 12:00 | 2030 100% ECP | -700 | -526 | -510 | -510 | Yes
2030-06-05 13:00 | 2030 100% ECP | -700 | -226 | -210 | -210 | Yes
2030-06-05 14:00 | 2030 100% ECP | -100 | 74 | 90 | 58.01 | Yes
2030-06-05 15:00 | 2030 100% ECP | -527.82 | 374 | 390 | 65.62 | Yes
2030-06-05 16:00 | 2030 100% ECP | -700 | 505 | 510 | 175.25 | Yes
2030-06-05 17:00 | 2030 100% ECP | -700 | 505 | 510 | 313.56 | Yes
2030-06-05 18:00 | 2030 100% ECP | -700 | 505 | 510 | 244.01 | Yes
2030-06-05 19:00 | 2030 100% ECP | -700 | 505 | 510 | 208.85 | Yes
2030-06-05 20:00 | 2030 100% ECP | -700 | 205 | 210 | -23.09 | Yes
2030-06-05 21:00 | 2030 100% ECP | -700 | 505 | 510 | 210.61 | Yes
2030-06-05 22:00 | 2030 100% ECP | -700 | 505 | 510 | 77.22 | Yes
2030-06-05 23:00 | 2030 100% ECP | -700 | 505 | 510 | -6.11 | Yes
2030-06-06 | 2030 100% ECP | -700 | 505 | 510 | 123.77 | Yes
2030-06-06 01:00 | 2030 100% ECP | -700 | 505 | 510 | 123.77 | Yes
2030-06-06 02:00 | 2030 100% ECP | -700 | 505 | 510 | 241.98 | Yes
2030-06-06 03:00 | 2030 100% ECP | -700 | 505 | 510 | -7.62 | Yes
2030-06-06 04:00 | 2030 100% ECP | -700 | 505 | 510 | 72.29 | Yes
2030-06-06 05:00 | 2030 100% ECP | -700 | 505 | 510 | -1.35 | Yes
2030-06-06 06:00 | 2030 100% ECP | -700 | 505 | 510 | 42.75 | Yes
2030-06-06 07:00 | 2030 100% ECP | -700 | 505 | 510 | 280.35 | Yes
2030-06-06 08:00 | 2030 100% ECP | -700 | 505 | 510 | 416.12 | Yes
2030-06-06 09:00 | 2030 100% ECP | -700 | 505 | 510 | 442 | Yes
2030-06-06 10:00 | 2030 100% ECP | -700 | 505 | 510 | 394.4 | Yes
2030-06-06 11:00 | 2030 100% ECP | -700 | 505 | 510 | 442 | Yes
2030-06-06 12:00 | 2030 100% ECP | -700 | 505 | 510 | 442 | Yes
2030-06-06 13:00 | 2030 100% ECP | -700 | 505 | 510 | 442 | Yes
2030-06-06 14:00 | 2030 100% ECP | -700 | 505 | 510 | 442 | Yes
2030-06-06 15:00 | 2030 100% ECP | -700 | 219.42 | 210 | 411.64 | Yes
2030-06-06 16:00 | 2030 100% ECP | -700 | -80.58 | -90 | 222.53 | Yes
2030-06-06 17:00 | 2030 100% ECP | -700 | -380.58 | -390 | -77.47 | Yes
2030-06-06 18:00 | 2030 100% ECP | -700 | -526 | -510 | -377.47 | No
2030-06-06 19:00 | 2030 100% ECP | -700 | -526 | -510 | -510 | No
2030-06-06 20:00 | 2030 100% ECP | -700 | -526 | -510 | -510 | No
2030-06-06 21:00 | 2030 100% ECP | -700 | -526 | -510 | -510 | No
2030-06-06 22:00 | 2030 100% ECP | -700 | -226 | -210 | -210 | No
2030-06-06 23:00 | 2030 100% ECP | -700 | 74 | 90 | 90 | No
2030-06-07 | 2030 100% ECP | -700 | 374 | 390 | 332.16 | No
2030-06-07 01:00 | 2030 100% ECP | -611.19 | 505 | 510 | 126.34 | No
2030-06-07 02:00 | 2030 100% ECP | -700 | 505 | 510 | 426.34 | No
2030-06-07 03:00 | 2030 100% ECP | -700 | 505 | 510 | 442 | No
2030-06-07 04:00 | 2030 100% ECP | -700 | 505 | 429.52 | 390 | No
2030-06-07 05:00 | 2030 100% ECP | -700 | 205 | 129.52 | 90 | No
2030-06-07 06:00 | 2030 100% ECP | -700 | -95 | -170.48 | -210 | No
2030-06-07 07:00 | 2030 100% ECP | -700 | -395 | -470.48 | -510 | No
2030-06-07 08:00 | 2030 100% ECP | -700 | -526 | -510 | -510 | Yes
2030-06-07 09:00 | 2030 100% ECP | -700 | -526 | -510 | -510 | Yes
2030-06-07 10:00 | 2030 100% ECP | -700 | -526 | -510 | -510 | Yes
2030-06-07 11:00 | 2030 100% ECP | -700 | -526 | -510 | -510 | Yes
2030-06-07 12:00 | 2030 100% ECP | -700 | -526 | -510 | -510 | Yes
2030-06-07 13:00 | 2030 100% ECP | -700 | -526 | -510 | -510 | Yes
2030-06-07 14:00 | 2030 100% ECP | -700 | -526 | -510 | -510 | Yes
2030-06-07 15:00 | 2030 100% ECP | -700 | -526 | -510 | -510 | Yes
2030-06-07 16:00 | 2030 100% ECP | -700 | -526 | -510 | -510 | Yes
2030-06-07 17:00 | 2030 100% ECP | -500 | -259.19 | -510 | -510 | No
2030-06-07 18:00 | 2030 100% ECP | 100 | 0 | -336.55 | -510 | No
2030-06-07 19:00 | 2030 100% ECP | 700 | -226 | -260.21 | -510 | No
2030-06-07 20:00 | 2030 100% ECP | 700 | -526 | -510 | -510 | No
2030-06-07 21:00 | 2030 100% ECP | 700 | -352.19 | -510 | -510 | No
2030-06-07 22:00 | 2030 100% ECP | 700 | -52.19 | -210 | -210 | No
2030-06-07 23:00 | 2030 100% ECP | 700 | 247.81 | 90 | 90 | No
2030-06-08 | 2030 100% ECP | 700 | 505 | 390 | 390 | No
2030-06-08 01:00 | 2030 100% ECP | 700 | 505 | 510 | 442 | No
2030-06-08 02:00 | 2030 100% ECP | 700 | 505 | 510 | 442 | No
2030-06-08 03:00 | 2030 100% ECP | 700 | 505 | 510 | 442 | No
2030-06-08 04:00 | 2030 100% ECP | 700 | 444.8 | 390 | 442 | No
2030-06-08 05:00 | 2030 100% ECP | 700 | 144.8 | 90 | 442 | No
2030-06-08 06:00 | 2030 100% ECP | 500 | -155.2 | -210 | 272.72 | No
2030-06-08 07:00 | 2030 100% ECP | -100 | -455.2 | -510 | 94.09 | No
2030-06-08 08:00 | 2030 100% ECP | -700 | -526 | -510 | 394.09 | Yes
2030-06-08 09:00 | 2030 100% ECP | -700 | -526 | -510 | 442 | Yes
2030-06-08 10:00 | 2030 100% ECP | -700 | -526 | -510 | 442 | Yes
2030-06-08 11:00 | 2030 100% ECP | -700 | -526 | -510 | 442 | Yes
2030-06-08 12:00 | 2030 100% ECP | -700 | -526 | -510 | 442 | Yes
2030-06-08 13:00 | 2030 100% ECP | -700 | -526 | -510 | 442 | Yes
2030-06-08 14:00 | 2030 100% ECP | -700 | -526 | -510 | 442 | Yes
2030-06-08 15:00 | 2030 100% ECP | -700 | -526 | -510 | 227.68 | Yes
2030-06-08 16:00 | 2030 100% ECP | -700 | -526 | -510 | 113 | Yes
2030-06-08 17:00 | 2030 100% ECP | -181.74 | -526 | -510 | 0 | No
2030-06-08 18:00 | 2030 100% ECP | 418.26 | -488.74 | -510 | 175.07 | No
2030-06-08 19:00 | 2030 100% ECP | 700 | -188.74 | -510 | 175.07 | No
2030-06-08 20:00 | 2030 100% ECP | 700 | 0 | -244.16 | 421.27 | No
2030-06-08 21:00 | 2030 100% ECP | 700 | 0 | 0 | 201.72 | No
2030-06-08 22:00 | 2030 100% ECP | 700 | 0 | -202.71 | 442 | No
2030-06-08 23:00 | 2030 100% ECP | 700 | 0 | 0 | 392.12 | No
2030-06-09 | 2030 100% ECP | 700 | 300 | 300 | 442 | No
2030-06-09 01:00 | 2030 100% ECP | 700 | 161.61 | 510 | 442 | No
2030-06-09 02:00 | 2030 100% ECP | 700 | 74.76 | 510 | 442 | No
2030-06-09 03:00 | 2030 100% ECP | 700 | 374.76 | 510 | 442 | No
2030-06-09 04:00 | 2030 100% ECP | 700 | 417.42 | 390 | 442 | No
2030-06-09 05:00 | 2030 100% ECP | 700 | 117.42 | 90 | 442 | No
2030-06-09 06:00 | 2030 100% ECP | 700 | -72.24 | -210 | 442 | No
2030-06-09 07:00 | 2030 100% ECP | 700 | -316.83 | -510 | 442 | No
2030-06-09 08:00 | 2030 100% ECP | 679.12 | -526 | -510 | 442 | No
2030-06-09 09:00 | 2030 100% ECP | 79.12 | -526 | -510 | 442 | No
2030-06-09 10:00 | 2030 100% ECP | -520.88 | -274.72 | -510 | 442 | No
2030-06-09 11:00 | 2030 100% ECP | -700 | -361.43 | -510 | 442 | No
2030-06-09 12:00 | 2030 100% ECP | -700 | -131.21 | -510 | 442 | No
2030-06-09 13:00 | 2030 100% ECP | -700 | 0 | -510 | 442 | No
2030-06-09 14:00 | 2030 100% ECP | -700 | -218.45 | -510 | 442 | No
2030-06-09 15:00 | 2030 100% ECP | -500 | -505.45 | -510 | 442 | No
2030-06-09 16:00 | 2030 100% ECP | 100 | -526 | -510 | 442 | No
2030-06-09 17:00 | 2030 100% ECP | 700 | -526 | -510 | 442 | No
2030-06-09 18:00 | 2030 100% ECP | 700 | -526 | -510 | 442 | No
2030-06-09 19:00 | 2030 100% ECP | 700 | -526 | -510 | 442 | No
2030-06-09 20:00 | 2030 100% ECP | 700 | -470.78 | -510 | 442 | No
2030-06-09 21:00 | 2030 100% ECP | 700 | -170.78 | -210 | 442 | No
2030-06-09 22:00 | 2030 100% ECP | 700 | 129.22 | 90 | 435.35 | No
2030-06-09 23:00 | 2030 100% ECP | 700 | 429.22 | 390 | 442 | No
2030-06-10 | 2030 100% ECP | 700 | 312.32 | 510 | 442 | No
2030-06-10 01:00 | 2030 100% ECP | 700 | 12.32 | 499.27 | 442 | No
2030-06-10 02:00 | 2030 100% ECP | 700 | 0.81 | 510 | 442 | No
2030-06-10 03:00 | 2030 100% ECP | 700 | 300.81 | 510 | 442 | No
2030-06-10 04:00 | 2030 100% ECP | 700 | 364.98 | 510 | 442 | No
2030-06-10 05:00 | 2030 100% ECP | 700 | 446.5 | 510 | 442 | No
2030-06-10 06:00 | 2030 100% ECP | 700 | 192.12 | 390 | 442 | No
2030-06-10 07:00 | 2030 100% ECP | 385.78 | 0 | 90 | 442 | No
2030-06-10 08:00 | 2030 100% ECP | -214.22 | -300 | -210 | 442 | No
2030-06-10 09:00 | 2030 100% ECP | -700 | -526 | -510 | 442 | No
2030-06-10 10:00 | 2030 100% ECP | -700 | -526 | -510 | 442 | No
2030-06-10 11:00 | 2030 100% ECP | -700 | -526 | -510 | 442 | No
2030-06-10 12:00 | 2030 100% ECP | -700 | -526 | -510 | 442 | No
2030-06-10 13:00 | 2030 100% ECP | -700 | -526 | -510 | 442 | No
2030-06-10 14:00 | 2030 100% ECP | -700 | -526 | -510 | 442 | No
2030-06-10 15:00 | 2030 100% ECP | -613.21 | -526 | -510 | 442 | No
2030-06-10 16:00 | 2030 100% ECP | -13.21 | -526 | -510 | 142 | No
2030-06-10 17:00 | 2030 100% ECP | 586.79 | -526 | -510 | 115.22 | No
2030-06-10 18:00 | 2030 100% ECP | 700 | -526 | -510 | 115.22 | No
2030-06-10 19:00 | 2030 100% ECP | 700 | -526 | -510 | 5.36 | No
2030-06-10 20:00 | 2030 100% ECP | 700 | -395 | -390 | -2.3 | No
2030-06-10 21:00 | 2030 100% ECP | 700 | -95 | -90 | -302.3 | No
2030-06-10 22:00 | 2030 100% ECP | 248.88 | 205 | 210 | -121.51 | No
2030-06-10 23:00 | 2030 100% ECP | -351.12 | 505 | 510 | -284.36 | No
2030-06-11 | 2030 100% ECP | -700 | 505 | 510 | 15.64 | Yes
2030-06-11 01:00 | 2030 100% ECP | -700 | 505 | 510 | 263.41 | Yes
2030-06-11 02:00 | 2030 100% ECP | -700 | 505 | 510 | 22.88 | Yes
2030-06-11 03:00 | 2030 100% ECP | -700 | 505 | 510 | -76.97 | Yes
2030-06-11 04:00 | 2030 100% ECP | -700 | 505 | 510 | -22.97 | Yes
2030-06-11 05:00 | 2030 100% ECP | -700 | 505 | 510 | -64.16 | Yes
2030-06-11 06:00 | 2030 100% ECP | -700 | 505 | 510 | 10.25 | Yes
2030-06-11 07:00 | 2030 100% ECP | -700 | 505 | 510 | 123 | Yes
2030-06-11 08:00 | 2030 100% ECP | -700 | 505 | 510 | 144 | Yes
2030-06-11 09:00 | 2030 100% ECP | -700 | 505 | 510 | 84.61 | Yes
2030-06-11 10:00 | 2030 100% ECP | -700 | 505 | 510 | 49.67 | Yes
2030-06-11 11:00 | 2030 100% ECP | -700 | 505 | 510 | 73.05 | Yes
2030-06-11 12:00 | 2030 100% ECP | -700 | 505 | 510 | 274.83 | Yes
2030-06-11 13:00 | 2030 100% ECP | -700 | 505 | 510 | 299.53 | Yes
2030-06-11 14:00 | 2030 100% ECP | -700 | 505 | 510 | 423.29 | Yes
2030-06-11 15:00 | 2030 100% ECP | -700 | 505 | 510 | 442 | Yes
2030-06-11 16:00 | 2030 100% ECP | -700 | 505 | 510 | 442 | Yes
2030-06-11 17:00 | 2030 100% ECP | -700 | 505 | 510 | 442 | Yes
2030-06-11 18:00 | 2030 100% ECP | -700 | 505 | 510 | 442 | Yes
2030-06-11 19:00 | 2030 100% ECP | -700 | 505 | 510 | 442 | Yes
2030-06-11 20:00 | 2030 100% ECP | -700 | 505 | 510 | 442 | No
2030-06-11 21:00 | 2030 100% ECP | -700 | 505 | 510 | 421.9 | No
2030-06-11 22:00 | 2030 100% ECP | -700 | 505 | 510 | 442 | No
2030-06-11 23:00 | 2030 100% ECP | -700 | 505 | 510 | 442 | No
2030-06-12 | 2030 100% ECP | -126.04 | 505 | 510 | 442 | No
2030-06-12 01:00 | 2030 100% ECP | -478.99 | 505 | 510 | 442 | No
2030-06-12 02:00 | 2030 100% ECP | -700 | 505 | 510 | 245.44 | No
2030-06-12 03:00 | 2030 100% ECP | -700 | 505 | 510 | 213.37 | Yes
2030-06-12 04:00 | 2030 100% ECP | -700 | 505 | 510 | 149.66 | No
2030-06-12 05:00 | 2030 100% ECP | -700 | 505 | 510 | 15.56 | Yes
2030-06-12 06:00 | 2030 100% ECP | -700 | 505 | 510 | 315.56 | Yes
2030-06-12 07:00 | 2030 100% ECP | -700 | 300 | 210 | 37.12 | Yes
2030-06-12 08:00 | 2030 100% ECP | -700 | 0 | -90 | -262.88 | Yes
2030-06-12 09:00 | 2030 100% ECP | -700 | 300 | 210 | 37.12 | Yes
2030-06-12 10:00 | 2030 100% ECP | -700 | 505 | 510 | 337.12 | Yes
2030-06-12 11:00 | 2030 100% ECP | -700 | 505 | 510 | 337.12 | Yes
2030-06-12 12:00 | 2030 100% ECP | -700 | 505 | 510 | 442 | Yes
2030-06-12 13:00 | 2030 100% ECP | -700 | 505 | 510 | 442 | Yes
2030-06-12 14:00 | 2030 100% ECP | -700 | 505 | 510 | 442 | Yes
2030-06-12 15:00 | 2030 100% ECP | -700 | 505 | 510 | 442 | Yes
2030-06-12 16:00 | 2030 100% ECP | -700 | 505 | 510 | 298.28 | Yes
2030-06-12 17:00 | 2030 100% ECP | -700 | 505 | 510 | -1.72 | Yes
2030-06-12 18:00 | 2030 100% ECP | -700 | 205 | 210 | -301.72 | No
2030-06-12 19:00 | 2030 100% ECP | -545.29 | 505 | 510 | -18.83 | No
2030-06-12 20:00 | 2030 100% ECP | -545.29 | 205 | 310.19 | -318.83 | No
2030-06-12 21:00 | 2030 100% ECP | -700 | 505 | 510 | -18.83 | No
2030-06-12 22:00 | 2030 100% ECP | -530.44 | 505 | 510 | 231 | No
2030-06-12 23:00 | 2030 100% ECP | -690.03 | 505 | 510 | 169.12 | No
2030-06-13 | 2030 100% ECP | -90.03 | 205 | 510 | 142 | No
2030-06-13 01:00 | 2030 100% ECP | 509.97 | 300 | 510 | 442 | No
2030-06-13 02:00 | 2030 100% ECP | 700 | 0 | 510 | 387.46 | No
2030-06-13 03:00 | 2030 100% ECP | 700 | 205 | 510 | 314.1 | No
2030-06-13 04:00 | 2030 100% ECP | 700 | 505 | 510 | 442 | No
2030-06-13 05:00 | 2030 100% ECP | 700 | 205 | 510 | 142 | No
2030-06-13 06:00 | 2030 100% ECP | 700 | 0 | 365.48 | 296.73 | No
2030-06-13 07:00 | 2030 100% ECP | 500 | 0 | 65.48 | 0 | No
2030-06-13 08:00 | 2030 100% ECP | -100 | -226 | -210 | 157.36 | No
2030-06-13 09:00 | 2030 100% ECP | -700 | -526 | -510 | 106.77 | No
2030-06-13 10:00 | 2030 100% ECP | -700 | -526 | -510 | 406.77 | Yes
2030-06-13 11:00 | 2030 100% ECP | -700 | -526 | -510 | 106.77 | Yes
2030-06-13 12:00 | 2030 100% ECP | -700 | -526 | -510 | 0 | Yes
2030-06-13 13:00 | 2030 100% ECP | -700 | -526 | -510 | 208 | Yes
2030-06-13 14:00 | 2030 100% ECP | -700 | -526 | -510 | 3.94 | Yes
2030-06-13 15:00 | 2030 100% ECP | -700 | -526 | -510 | 3.94 | No
2030-06-13 16:00 | 2030 100% ECP | -674.08 | -526 | -510 | -198.72 | No
2030-06-13 17:00 | 2030 100% ECP | -74.08 | -438.25 | -510 | 0 | No
2030-06-13 18:00 | 2030 100% ECP | 525.92 | -138.25 | -510 | 0 | No
2030-06-13 19:00 | 2030 100% ECP | 700 | 0 | -510 | -116.71 | No
2030-06-13 20:00 | 2030 100% ECP | 700 | 0 | -390 | -116.71 | Yes
2030-06-13 21:00 | 2030 100% ECP | 700 | 0 | -90 | -158 | No
2030-06-13 22:00 | 2030 100% ECP | 700 | 205 | 210 | 142 | No
2030-06-13 23:00 | 2030 100% ECP | 700 | 505 | 510 | 442 | No
2030-06-14 | 2030 100% ECP | 700 | 505 | 510 | 442 | No
2030-06-14 01:00 | 2030 100% ECP | 700 | 505 | 510 | 442 | No
2030-06-14 02:00 | 2030 100% ECP | 700 | 505 | 510 | 442 | No
2030-06-14 03:00 | 2030 100% ECP | 700 | 505 | 510 | 442 | No
2030-06-14 04:00 | 2030 100% ECP | 700 | 505 | 390 | 243.96 | No
2030-06-14 05:00 | 2030 100% ECP | 700 | 270.64 | 90 | -56.04 | No
2030-06-14 06:00 | 2030 100% ECP | 500 | -29.36 | -210 | -356.04 | No
2030-06-14 07:00 | 2030 100% ECP | -100 | -279.4 | -510 | -426.3 | No
2030-06-14 08:00 | 2030 100% ECP | -700 | -526 | -510 | -126.3 | No
2030-06-14 09:00 | 2030 100% ECP | -700 | -526 | -510 | -1.82 | Yes
2030-06-14 10:00 | 2030 100% ECP | -700 | -526 | -510 | 180.29 | Yes
2030-06-14 11:00 | 2030 100% ECP | -700 | -526 | -510 | 100.29 | Yes
2030-06-14 12:00 | 2030 100% ECP | -700 | -526 | -510 | 98.75 | Yes
2030-06-14 13:00 | 2030 100% ECP | -700 | -526 | -510 | 142.43 | Yes
2030-06-14 14:00 | 2030 100% ECP | -700 | -526 | -510 | 293.26 | Yes
2030-06-14 15:00 | 2030 100% ECP | -700 | -526 | -510 | 296.45 | No
2030-06-14 16:00 | 2030 100% ECP | -433.26 | -526 | -510 | 344.94 | No
2030-06-14 17:00 | 2030 100% ECP | 166.74 | -526 | -510 | 364.74 | No
2030-06-14 18:00 | 2030 100% ECP | 700 | -226 | -510 | 411.45 | No
2030-06-14 19:00 | 2030 100% ECP | 700 | 0 | -510 | 118.94 | No
2030-06-14 20:00 | 2030 100% ECP | 700 | 0 | -210 | 329.22 | No
2030-06-14 21:00 | 2030 100% ECP | 700 | 0 | -30.86 | 442 | No
2030-06-14 22:00 | 2030 100% ECP | 700 | 0 | 0 | 437.56 | No
2030-06-14 23:00 | 2030 100% ECP | 700 | 0 | -150.15 | 442 | No
2030-06-15 | 2030 100% ECP | 700 | 184.32 | 149.85 | 442 | No
2030-06-15 01:00 | 2030 100% ECP | 700 | 107.34 | 306.89 | 345.49 | No
2030-06-15 02:00 | 2030 100% ECP | 700 | 407.34 | 510 | 442 | No
2030-06-15 03:00 | 2030 100% ECP | 700 | 421.46 | 507.01 | 442 | No
2030-06-15 04:00 | 2030 100% ECP | 700 | 300 | 207.01 | 442 | No
2030-06-15 05:00 | 2030 100% ECP | 700 | 0 | -92.99 | 442 | No
2030-06-15 06:00 | 2030 100% ECP | 500 | -300 | -392.99 | 249.78 | No
2030-06-15 07:00 | 2030 100% ECP | -100 | -526 | -510 | 386.33 | No
2030-06-15 08:00 | 2030 100% ECP | -700 | -526 | -510 | 339.38 | Yes
2030-06-15 09:00 | 2030 100% ECP | -700 | -526 | -510 | 303.97 | Yes
2030-06-15 10:00 | 2030 100% ECP | -700 | -526 | -510 | 442 | Yes
2030-06-15 11:00 | 2030 100% ECP | -700 | -526 | -510 | 442 | Yes
2030-06-15 12:00 | 2030 100% ECP | -700 | -526 | -510 | 442 | Yes
2030-06-15 13:00 | 2030 100% ECP | -700 | -526 | -510 | 442 | Yes
2030-06-15 14:00 | 2030 100% ECP | -700 | -526 | -510 | 442 | Yes
2030-06-15 15:00 | 2030 100% ECP | -700 | -526 | -510 | 442 | Yes
2030-06-15 16:00 | 2030 100% ECP | -700 | -526 | -510 | 228.95 | No
2030-06-15 17:00 | 2030 100% ECP | -100 | -526 | -510 | 412.88 | No
2030-06-15 18:00 | 2030 100% ECP | 500 | -226 | -510 | 442 | No
2030-06-15 19:00 | 2030 100% ECP | 700 | 0 | -510 | 442 | No
2030-06-15 20:00 | 2030 100% ECP | 700 | -168.63 | -349.72 | 142 | No
2030-06-15 21:00 | 2030 100% ECP | 700 | 0 | -49.72 | 376.62 | No
2030-06-15 22:00 | 2030 100% ECP | 700 | 300 | 250.28 | 442 | No
2030-06-15 23:00 | 2030 100% ECP | 700 | 442.05 | 510 | 442 | No
2030-06-16 | 2030 100% ECP | 700 | 505 | 510 | 442 | No
2030-06-16 01:00 | 2030 100% ECP | 700 | 467.41 | 510 | 442 | No
2030-06-16 02:00 | 2030 100% ECP | 700 | 396.4 | 510 | 442 | No
2030-06-16 03:00 | 2030 100% ECP | 700 | 505 | 510 | 442 | No
2030-06-16 04:00 | 2030 100% ECP | 700 | 205 | 510 | 442 | No
2030-06-16 05:00 | 2030 100% ECP | 700 | 311.81 | 510 | 442 | No
2030-06-16 06:00 | 2030 100% ECP | 700 | 150.72 | 210 | 442 | No
2030-06-16 07:00 | 2030 100% ECP | 100 | -128.68 | -90 | 442 | No
2030-06-16 08:00 | 2030 100% ECP | -500 | -394.13 | -390 | 442 | No
2030-06-16 09:00 | 2030 100% ECP | -700 | -526 | -510 | 442 | No
2030-06-16 10:00 | 2030 100% ECP | -700 | -526 | -510 | 442 | Yes
2030-06-16 11:00 | 2030 100% ECP | -700 | -526 | -510 | 442 | Yes
2030-06-16 12:00 | 2030 100% ECP | -700 | -526 | -510 | 442 | Yes
2030-06-16 13:00 | 2030 100% ECP | -700 | -526 | -510 | 442 | Yes
2030-06-16 14:00 | 2030 100% ECP | -700 | -526 | -510 | 442 | Yes
2030-06-16 15:00 | 2030 100% ECP | -700 | -526 | -510 | 442 | Yes
2030-06-16 16:00 | 2030 100% ECP | -604.54 | -526 | -510 | 442 | No
2030-06-16 17:00 | 2030 100% ECP | -4.54 | -411.97 | -510 | 142 | No
2030-06-16 18:00 | 2030 100% ECP | 595.46 | -111.97 | -510 | 0 | No
2030-06-16 19:00 | 2030 100% ECP | 700 | 0 | -360.17 | 27.87 | No
2030-06-16 20:00 | 2030 100% ECP | 700 | 0 | -60.17 | 174.2 | No
2030-06-16 21:00 | 2030 100% ECP | 700 | 0 | 0 | 121.3 | No
2030-06-16 22:00 | 2030 100% ECP | 700 | 0 | -48.98 | 30.06 | No
2030-06-16 23:00 | 2030 100% ECP | 700 | 0 | 251.02 | 309.38 | No
2030-06-17 | 2030 100% ECP | 700 | 300 | 510 | 442 | No
2030-06-17 01:00 | 2030 100% ECP | 700 | 305.06 | 510 | 442 | No
2030-06-17 02:00 | 2030 100% ECP | 700 | 399.32 | 510 | 442 | No
2030-06-17 03:00 | 2030 100% ECP | 700 | 99.32 | 510 | 442 | No
2030-06-17 04:00 | 2030 100% ECP | 700 | 246.33 | 510 | 442 | No
2030-06-17 05:00 | 2030 100% ECP | 700 | 174.66 | 510 | 442 | No
2030-06-17 06:00 | 2030 100% ECP | 700 | 105.89 | 510 | 442 | No
2030-06-17 07:00 | 2030 100% ECP | 529.42 | 214.33 | 300 | 442 | No
2030-06-17 08:00 | 2030 100% ECP | -70.58 | 0 | 0 | 442 | No
2030-06-17 09:00 | 2030 100% ECP | -670.58 | -193.78 | -300 | 442 | No
2030-06-17 10:00 | 2030 100% ECP | -700 | -309.85 | -510 | 442 | No
2030-06-17 11:00 | 2030 100% ECP | -700 | -418.53 | -510 | 442 | No
2030-06-17 12:00 | 2030 100% ECP | -700 | -526 | -510 | 442 | No
2030-06-17 13:00 | 2030 100% ECP | -700 | -526 | -510 | 442 | No
2030-06-17 14:00 | 2030 100% ECP | -700 | -526 | -510 | 442 | No
2030-06-17 15:00 | 2030 100% ECP | -500 | -526 | -510 | 442 | No
2030-06-17 16:00 | 2030 100% ECP | 100 | -526 | -510 | 442 | No
2030-06-17 17:00 | 2030 100% ECP | 700 | -526 | -510 | 252 | No
2030-06-17 18:00 | 2030 100% ECP | 700 | -294.16 | -510 | 251.49 | No
2030-06-17 19:00 | 2030 100% ECP | 700 | -294.16 | -510 | 377.38 | No
2030-06-17 20:00 | 2030 100% ECP | 700 | -19.69 | -510 | 296.19 | Yes
2030-06-17 21:00 | 2030 100% ECP | 700 | 0 | -510 | 435.31 | No
2030-06-17 22:00 | 2030 100% ECP | 700 | 0 | -300 | 412.53 | No
2030-06-17 23:00 | 2030 100% ECP | 700 | 191.72 | 0 | 442 | No
2030-06-18 | 2030 100% ECP | 700 | 491.72 | 300 | 442 | No
2030-06-18 01:00 | 2030 100% ECP | 700 | 505 | 510 | 442 | No
2030-06-18 02:00 | 2030 100% ECP | 700 | 505 | 510 | 442 | No
2030-06-18 03:00 | 2030 100% ECP | 700 | 505 | 510 | 442 | No
2030-06-18 04:00 | 2030 100% ECP | 700 | 496.01 | 510 | 442 | No
2030-06-18 05:00 | 2030 100% ECP | 700 | 196.01 | 210 | 158.48 | No
2030-06-18 06:00 | 2030 100% ECP | 700 | 0 | -64.6 | 244.28 | No
2030-06-18 07:00 | 2030 100% ECP | 700 | -300 | -364.6 | 365.02 | No
2030-06-18 08:00 | 2030 100% ECP | 524.63 | -526 | -510 | 346.76 | No
2030-06-18 09:00 | 2030 100% ECP | 0 | -526 | -510 | 175.65 | No
2030-06-18 10:00 | 2030 100% ECP | 0 | -226 | -223.79 | 442 | No
2030-06-18 11:00 | 2030 100% ECP | 0 | -507.38 | -510 | 442 | No
2030-06-18 12:00 | 2030 100% ECP | 0 | -207.38 | -210 | 442 | No
2030-06-18 13:00 | 2030 100% ECP | 0 | -226 | -210 | 442 | No
2030-06-18 14:00 | 2030 100% ECP | 370.72 | -526 | -510 | 279.79 | No
2030-06-18 15:00 | 2030 100% ECP | 700 | -526 | -510 | 442 | No
2030-06-18 16:00 | 2030 100% ECP | 700 | -226 | -510 | 442 | No
2030-06-18 17:00 | 2030 100% ECP | 700 | 0 | -510 | 442 | No
2030-06-18 18:00 | 2030 100% ECP | 700 | 0 | -300 | 386.65 | No
2030-06-18 19:00 | 2030 100% ECP | 700 | 0 | 0 | 237.38 | No
2030-06-18 20:00 | 2030 100% ECP | 700 | 0 | -300 | 0 | No
2030-06-18 21:00 | 2030 100% ECP | 700 | 0 | -446.87 | 0 | No
2030-06-18 22:00 | 2030 100% ECP | 700 | 0 | -432.72 | 45.92 | No
2030-06-18 23:00 | 2030 100% ECP | 700 | 0 | -132.72 | 313.68 | No
2030-06-19 | 2030 100% ECP | 700 | 0 | 167.28 | 411.5 | No
2030-06-19 01:00 | 2030 100% ECP | 700 | 0 | 467.28 | 442 | No
2030-06-19 02:00 | 2030 100% ECP | 700 | 37.6 | 510 | 442 | No
2030-06-19 03:00 | 2030 100% ECP | 700 | 44.39 | 510 | 442 | No
2030-06-19 04:00 | 2030 100% ECP | 700 | 190.05 | 510 | 442 | No
2030-06-19 05:00 | 2030 100% ECP | 700 | 76 | 510 | 442 | Yes
2030-06-19 06:00 | 2030 100% ECP | 700 | 205 | 263.02 | 442 | No
2030-06-19 07:00 | 2030 100% ECP | 700 | 505 | 510 | 442 | No
2030-06-19 08:00 | 2030 100% ECP | 700 | 416.52 | 510 | 442 | No
2030-06-19 09:00 | 2030 100% ECP | 700 | 116.52 | 228.34 | 442 | No
2030-06-19 10:00 | 2030 100% ECP | 600 | 0 | 193.23 | 442 | No
2030-06-19 11:00 | 2030 100% ECP | 0 | 0 | 0 | 442 | No
2030-06-19 12:00 | 2030 100% ECP | -600 | 0 | 0 | 442 | No
2030-06-19 13:00 | 2030 100% ECP | -539.53 | 0 | 0 | 442 | No
2030-06-19 14:00 | 2030 100% ECP | -700 | 0 | 0 | 442 | No
2030-06-19 15:00 | 2030 100% ECP | -126.23 | -65.08 | -90 | 442 | No
2030-06-19 16:00 | 2030 100% ECP | 0 | -365.08 | -390 | 442 | No
2030-06-19 17:00 | 2030 100% ECP | 378.45 | -65.08 | -90 | 442 | No
2030-06-19 18:00 | 2030 100% ECP | 700 | 234.92 | 210 | 442 | No
2030-06-19 19:00 | 2030 100% ECP | 700 | 505 | 510 | 442 | No
2030-06-19 20:00 | 2030 100% ECP | 700 | 505 | 510 | 442 | No
2030-06-19 21:00 | 2030 100% ECP | 700 | 505 | 510 | 442 | No
2030-06-19 22:00 | 2030 100% ECP | 700 | 505 | 510 | 442 | No
2030-06-19 23:00 | 2030 100% ECP | 700 | 505 | 510 | 442 | No
2030-06-20 | 2030 100% ECP | 700 | 505 | 510 | 442 | No
2030-06-20 01:00 | 2030 100% ECP | 700 | 344.72 | 510 | 442 | No
2030-06-20 02:00 | 2030 100% ECP | 700 | 44.72 | 510 | 442 | No
2030-06-20 03:00 | 2030 100% ECP | 700 | 0 | 256.81 | 442 | No
2030-06-20 04:00 | 2030 100% ECP | 700 | 46.15 | 90 | 442 | No
2030-06-20 05:00 | 2030 100% ECP | 495.63 | -226 | -210 | 442 | No
2030-06-20 06:00 | 2030 100% ECP | -104.37 | -526 | -510 | 359.42 | No
2030-06-20 07:00 | 2030 100% ECP | -700 | -526 | -510 | 334.74 | Yes
2030-06-20 08:00 | 2030 100% ECP | -700 | -526 | -510 | 264.29 | Yes
2030-06-20 09:00 | 2030 100% ECP | -700 | -526 | -510 | -35.71 | Yes
2030-06-20 10:00 | 2030 100% ECP | -700 | -526 | -510 | -335.71 | Yes
2030-06-20 11:00 | 2030 100% ECP | -700 | -226 | -210 | -35.71 | Yes
2030-06-20 12:00 | 2030 100% ECP | -700 | 74 | 90 | 264.29 | Yes
2030-06-20 13:00 | 2030 100% ECP | -700 | 374 | 390 | 349.23 | Yes
2030-06-20 14:00 | 2030 100% ECP | -700 | 505 | 290.26 | 293.17 | Yes
2030-06-20 15:00 | 2030 100% ECP | -700 | 505 | 320.22 | 253.92 | Yes
2030-06-20 16:00 | 2030 100% ECP | -700 | 505 | 510 | 348.19 | Yes
2030-06-20 17:00 | 2030 100% ECP | -700 | 505 | 510 | 345.57 | Yes
2030-06-20 18:00 | 2030 100% ECP | -700 | 505 | 510 | 346.76 | Yes
2030-06-20 19:00 | 2030 100% ECP | -700 | 505 | 510 | 241.25 | Yes
2030-06-20 20:00 | 2030 100% ECP | -700 | 505 | 510 | 209.13 | Yes
2030-06-20 21:00 | 2030 100% ECP | -700 | 505 | 510 | 228.35 | Yes
2030-06-20 22:00 | 2030 100% ECP | -700 | 505 | 510 | 156.69 | Yes
2030-06-20 23:00 | 2030 100% ECP | -700 | 505 | 510 | 61.33 | Yes
2030-06-21 | 2030 100% ECP | -700 | 505 | 510 | 361.33 | Yes
2030-06-21 01:00 | 2030 100% ECP | -700 | 505 | 510 | 442 | Yes
2030-06-21 02:00 | 2030 100% ECP | -700 | 505 | 510 | 442 | Yes
2030-06-21 03:00 | 2030 100% ECP | -700 | 505 | 510 | 442 | Yes
2030-06-21 04:00 | 2030 100% ECP | -700 | 505 | 510 | 442 | Yes
2030-06-21 05:00 | 2030 100% ECP | -700 | 505 | 510 | 442 | Yes
2030-06-21 06:00 | 2030 100% ECP | -700 | 505 | 510 | 442 | Yes
2030-06-21 07:00 | 2030 100% ECP | -700 | 505 | 510 | 442 | Yes
2030-06-21 08:00 | 2030 100% ECP | -700 | 505 | 510 | 442 | Yes
2030-06-21 09:00 | 2030 100% ECP | -700 | 505 | 510 | 442 | Yes
2030-06-21 10:00 | 2030 100% ECP | -700 | 505 | 510 | 442 | Yes
2030-06-21 11:00 | 2030 100% ECP | -700 | 505 | 510 | 442 | Yes
2030-06-21 12:00 | 2030 100% ECP | -700 | 374 | 390 | 442 | Yes
2030-06-21 13:00 | 2030 100% ECP | -700 | 74 | 90 | 442 | Yes
2030-06-21 14:00 | 2030 100% ECP | -700 | -226 | -210 | 171.27 | Yes
2030-06-21 15:00 | 2030 100% ECP | -700 | -526 | -510 | -128.73 | Yes
2030-06-21 16:00 | 2030 100% ECP | -700 | -526 | -510 | 171.27 | Yes
2030-06-21 17:00 | 2030 100% ECP | -700 | -526 | -510 | -113.29 | Yes
2030-06-21 18:00 | 2030 100% ECP | -648.01 | -300 | -510 | -21.79 | No
2030-06-21 19:00 | 2030 100% ECP | -48.01 | 0 | -210 | 25.96 | No
2030-06-21 20:00 | 2030 100% ECP | 80.62 | 0 | 0 | 325.96 | No
2030-06-21 21:00 | 2030 100% ECP | 0 | 0 | 0 | 275.03 | No
2030-06-21 22:00 | 2030 100% ECP | 0 | 0 | 0 | 442 | No
2030-06-21 23:00 | 2030 100% ECP | 0 | 0 | 0 | 442 | No
2030-06-22 | 2030 100% ECP | 54.43 | 0 | 0 | 250.85 | No
2030-06-22 01:00 | 2030 100% ECP | -545.57 | 0 | -75.9 | 189.16 | No
2030-06-22 02:00 | 2030 100% ECP | -700 | 0 | -18.82 | 186.81 | No
2030-06-22 03:00 | 2030 100% ECP | -700 | 300 | 281.18 | 442 | Yes
2030-06-22 04:00 | 2030 100% ECP | -700 | 505 | 510 | 442 | Yes
2030-06-22 05:00 | 2030 100% ECP | -700 | 505 | 510 | 442 | Yes
2030-06-22 06:00 | 2030 100% ECP | -700 | 505 | 510 | 442 | Yes
2030-06-22 07:00 | 2030 100% ECP | -700 | 505 | 510 | 442 | Yes
2030-06-22 08:00 | 2030 100% ECP | -700 | 505 | 510 | 442 | Yes
2030-06-22 09:00 | 2030 100% ECP | -700 | 505 | 510 | 442 | Yes
2030-06-22 10:00 | 2030 100% ECP | -700 | 505 | 510 | 442 | Yes
2030-06-22 11:00 | 2030 100% ECP | -700 | 505 | 510 | 442 | Yes
2030-06-22 12:00 | 2030 100% ECP | -700 | 505 | 510 | 442 | Yes
2030-06-22 13:00 | 2030 100% ECP | -700 | 505 | 510 | 442 | Yes
2030-06-22 14:00 | 2030 100% ECP | -700 | 505 | 510 | 442 | Yes
2030-06-22 15:00 | 2030 100% ECP | -700 | 505 | 510 | 442 | Yes
2030-06-22 16:00 | 2030 100% ECP | -700 | 505 | 510 | 442 | Yes
2030-06-22 17:00 | 2030 100% ECP | -700 | 505 | 510 | 355.96 | Yes
2030-06-22 18:00 | 2030 100% ECP | -700 | 505 | 510 | 355.96 | Yes
2030-06-22 19:00 | 2030 100% ECP | -700 | 505 | 510 | 148.5 | Yes
2030-06-22 20:00 | 2030 100% ECP | -700 | 505 | 510 | 142 | Yes
2030-06-22 21:00 | 2030 100% ECP | -700 | 505 | 510 | 442 | No
2030-06-22 22:00 | 2030 100% ECP | -700 | 505 | 510 | 442 | No
2030-06-22 23:00 | 2030 100% ECP | -700 | 505 | 510 | 442 | No
2030-06-23 | 2030 100% ECP | -100 | 505 | 510 | 442 | No
2030-06-23 01:00 | 2030 100% ECP | 0 | 505 | 510 | 442 | No
2030-06-23 02:00 | 2030 100% ECP | 0 | 505 | 510 | 442 | No
2030-06-23 03:00 | 2030 100% ECP | 0 | 505 | 510 | 442 | No
2030-06-23 04:00 | 2030 100% ECP | 14.91 | 505 | 510 | 442 | No
2030-06-23 05:00 | 2030 100% ECP | 147.52 | 505 | 510 | 442 | No
2030-06-23 06:00 | 2030 100% ECP | 190.38 | 505 | 510 | 442 | No
2030-06-23 07:00 | 2030 100% ECP | 6.91 | 505 | 510 | 442 | No
2030-06-23 08:00 | 2030 100% ECP | -593.09 | 505 | 510 | 442 | No
2030-06-23 09:00 | 2030 100% ECP | -700 | 505 | 510 | 442 | No
2030-06-23 10:00 | 2030 100% ECP | -700 | 505 | 510 | 442 | No
2030-06-23 11:00 | 2030 100% ECP | -700 | 505 | 510 | 442 | No
2030-06-23 12:00 | 2030 100% ECP | -700 | 505 | 510 | 442 | No
2030-06-23 13:00 | 2030 100% ECP | -700 | 505 | 510 | 442 | No
2030-06-23 14:00 | 2030 100% ECP | -700 | 505 | 510 | 442 | No
2030-06-23 15:00 | 2030 100% ECP | -700 | 505 | 510 | 442 | No
2030-06-23 16:00 | 2030 100% ECP | -700 | 505 | 510 | 442 | No
2030-06-23 17:00 | 2030 100% ECP | -700 | 505 | 510 | 442 | No
2030-06-23 18:00 | 2030 100% ECP | -100 | 505 | 510 | 442 | No
2030-06-23 19:00 | 2030 100% ECP | 500 | 505 | 510 | 442 | No
2030-06-23 20:00 | 2030 100% ECP | 700 | 205 | 510 | 239.21 | No
2030-06-23 21:00 | 2030 100% ECP | 700 | 0 | 510 | 442 | No
2030-06-23 22:00 | 2030 100% ECP | 700 | 0 | 510 | 300 | No
2030-06-23 23:00 | 2030 100% ECP | 700 | 0 | 510 | 0 | No
2030-06-24 | 2030 100% ECP | 700 | 250.93 | 510 | 300 | No
2030-06-24 01:00 | 2030 100% ECP | 700 | 265.56 | 510 | 442 | No
2030-06-24 02:00 | 2030 100% ECP | 700 | 399.26 | 510 | 442 | No
2030-06-24 03:00 | 2030 100% ECP | 700 | 373.64 | 510 | 442 | No
2030-06-24 04:00 | 2030 100% ECP | 700 | 505 | 510 | 442 | No
2030-06-24 05:00 | 2030 100% ECP | 700 | 241.22 | 510 | 442 | No
2030-06-24 06:00 | 2030 100% ECP | 700 | 66.25 | 390 | 442 | No
2030-06-24 07:00 | 2030 100% ECP | 408.31 | 0 | 90 | 364.29 | No
2030-06-24 08:00 | 2030 100% ECP | -191.69 | -226 | -210 | 433.31 | No
2030-06-24 09:00 | 2030 100% ECP | -700 | -526 | -510 | 390.08 | No
2030-06-24 10:00 | 2030 100% ECP | -700 | -526 | -510 | 378.99 | Yes
2030-06-24 11:00 | 2030 100% ECP | -700 | -526 | -510 | 400.09 | Yes
2030-06-24 12:00 | 2030 100% ECP | -700 | -526 | -510 | 420.24 | Yes
2030-06-24 13:00 | 2030 100% ECP | -700 | -526 | -510 | 386.67 | Yes
2030-06-24 14:00 | 2030 100% ECP | -700 | -526 | -510 | 442 | Yes
2030-06-24 15:00 | 2030 100% ECP | -700 | -526 | -510 | 442 | No
2030-06-24 16:00 | 2030 100% ECP | -298.47 | -414.56 | -405.19 | 442 | No
2030-06-24 17:00 | 2030 100% ECP | 100 | -114.56 | -105.19 | 442 | No
2030-06-24 18:00 | 2030 100% ECP | 700 | 0 | 194.81 | 442 | No
2030-06-24 19:00 | 2030 100% ECP | 700 | 0 | 494.81 | 442 | No
2030-06-24 20:00 | 2030 100% ECP | 700 | 0 | 510 | 442 | No
2030-06-24 21:00 | 2030 100% ECP | 700 | 205 | 510 | 442 | No
2030-06-24 22:00 | 2030 100% ECP | 700 | 505 | 510 | 442 | No
2030-06-24 23:00 | 2030 100% ECP | 700 | 505 | 510 | 442 | No
2030-06-25 | 2030 100% ECP | 700 | 505 | 510 | 442 | No
2030-06-25 01:00 | 2030 100% ECP | 700 | 505 | 510 | 442 | No
2030-06-25 02:00 | 2030 100% ECP | 700 | 505 | 510 | 442 | No
2030-06-25 03:00 | 2030 100% ECP | 700 | 505 | 510 | 442 | No
2030-06-25 04:00 | 2030 100% ECP | 700 | 505 | 510 | 442 | No
2030-06-25 05:00 | 2030 100% ECP | 700 | 300 | 390 | 442 | No
2030-06-25 06:00 | 2030 100% ECP | 420.42 | 0 | 90 | 442 | No
2030-06-25 07:00 | 2030 100% ECP | -179.58 | -300 | -210 | 442 | No
2030-06-25 08:00 | 2030 100% ECP | -700 | -526 | -510 | 442 | No
2030-06-25 09:00 | 2030 100% ECP | -700 | -526 | -510 | 442 | Yes
2030-06-25 10:00 | 2030 100% ECP | -700 | -526 | -510 | 442 | Yes
2030-06-25 11:00 | 2030 100% ECP | -700 | -526 | -510 | 442 | Yes
2030-06-25 12:00 | 2030 100% ECP | -700 | -526 | -510 | 442 | Yes
2030-06-25 13:00 | 2030 100% ECP | -700 | -526 | -510 | 442 | Yes
2030-06-25 14:00 | 2030 100% ECP | -700 | -526 | -510 | 442 | Yes
2030-06-25 15:00 | 2030 100% ECP | -100 | -526 | -510 | 299.89 | No
2030-06-25 16:00 | 2030 100% ECP | 500 | -477.77 | -510 | 296.24 | No
2030-06-25 17:00 | 2030 100% ECP | 700 | -177.77 | -210 | 442 | No
2030-06-25 18:00 | 2030 100% ECP | 700 | 0 | 0 | 204.78 | No
2030-06-25 19:00 | 2030 100% ECP | 700 | 0 | -224.62 | 0 | No
2030-06-25 20:00 | 2030 100% ECP | 700 | 0 | 75.38 | 243.64 | No
2030-06-25 21:00 | 2030 100% ECP | 700 | 0 | 199.85 | 442 | No
2030-06-25 22:00 | 2030 100% ECP | 700 | 0 | 199.85 | 442 | No
2030-06-25 23:00 | 2030 100% ECP | 700 | 0 | 382.98 | 350.09 | No
2030-06-26 | 2030 100% ECP | 700 | 300 | 510 | 442 | No
2030-06-26 01:00 | 2030 100% ECP | 700 | 211.91 | 510 | 442 | No
2030-06-26 02:00 | 2030 100% ECP | 700 | 505 | 510 | 442 | No
2030-06-26 03:00 | 2030 100% ECP | 700 | 505 | 510 | 442 | No
2030-06-26 04:00 | 2030 100% ECP | 700 | 505 | 510 | 442 | No
2030-06-26 05:00 | 2030 100% ECP | 700 | 300 | 300 | 442 | No
2030-06-26 06:00 | 2030 100% ECP | 500 | 0 | 0 | 257.4 | No
2030-06-26 07:00 | 2030 100% ECP | -100 | -226 | -281.44 | 442 | No
2030-06-26 08:00 | 2030 100% ECP | -700 | -526 | -510 | 442 | No
2030-06-26 09:00 | 2030 100% ECP | -700 | -526 | -510 | 442 | Yes
2030-06-26 10:00 | 2030 100% ECP | -700 | -526 | -510 | 442 | Yes
2030-06-26 11:00 | 2030 100% ECP | -700 | -526 | -510 | 442 | Yes
2030-06-26 12:00 | 2030 100% ECP | -700 | -226 | -210 | 442 | Yes
2030-06-26 13:00 | 2030 100% ECP | -700 | 74 | 90 | 442 | Yes
2030-06-26 14:00 | 2030 100% ECP | -700 | 374 | 390 | 442 | No
2030-06-26 15:00 | 2030 100% ECP | -700 | 74 | 433.12 | 442 | No
2030-06-26 16:00 | 2030 100% ECP | -700 | 205 | 210 | 442 | No
2030-06-26 17:00 | 2030 100% ECP | -585.58 | 505 | 510 | 442 | No
2030-06-26 18:00 | 2030 100% ECP | 14.42 | 205 | 210 | 442 | No
2030-06-26 19:00 | 2030 100% ECP | 614.42 | 0 | 123.21 | 442 | No
2030-06-26 20:00 | 2030 100% ECP | 700 | 0 | 423.21 | 442 | No
2030-06-26 21:00 | 2030 100% ECP | 700 | 0 | 510 | 442 | No
2030-06-26 22:00 | 2030 100% ECP | 700 | 0 | 510 | 442 | No
2030-06-26 23:00 | 2030 100% ECP | 700 | 0 | 510 | 403.98 | No
2030-06-27 | 2030 100% ECP | 700 | 300 | 510 | 442 | No
2030-06-27 01:00 | 2030 100% ECP | 694.72 | 505 | 510 | 442 | No
2030-06-27 02:00 | 2030 100% ECP | 700 | 505 | 510 | 442 | No
2030-06-27 03:00 | 2030 100% ECP | 700 | 505 | 510 | 442 | No
2030-06-27 04:00 | 2030 100% ECP | 700 | 505 | 510 | 442 | No
2030-06-27 05:00 | 2030 100% ECP | 700 | 205 | 510 | 300.29 | No
2030-06-27 06:00 | 2030 100% ECP | 700 | 0 | 373.7 | 300.29 | No
2030-06-27 07:00 | 2030 100% ECP | 700 | 0 | 73.7 | 61.25 | No
2030-06-27 08:00 | 2030 100% ECP | 500 | 0 | 13.16 | 262.54 | No
2030-06-27 09:00 | 2030 100% ECP | -100 | -214.41 | -286.84 | 442 | No
2030-06-27 10:00 | 2030 100% ECP | -700 | -514.41 | -510 | 442 | No
2030-06-27 11:00 | 2030 100% ECP | -700 | -502.5 | -510 | 442 | No
2030-06-27 12:00 | 2030 100% ECP | -700 | -202.5 | -210 | 442 | Yes
2030-06-27 13:00 | 2030 100% ECP | -700 | 97.5 | 90 | 442 | Yes
2030-06-27 14:00 | 2030 100% ECP | -700 | 397.5 | 390 | 442 | Yes
2030-06-27 15:00 | 2030 100% ECP | -700 | 505 | 510 | 442 | Yes
2030-06-27 16:00 | 2030 100% ECP | -700 | 281.81 | 210 | 442 | Yes
2030-06-27 17:00 | 2030 100% ECP | -700 | -18.19 | -90 | 178.45 | Yes
2030-06-27 18:00 | 2030 100% ECP | -700 | -318.19 | -390 | -121.55 | No
2030-06-27 19:00 | 2030 100% ECP | -700 | -526 | -510 | -421.55 | No
2030-06-27 20:00 | 2030 100% ECP | -700 | -226 | -239.56 | -158 | Yes
2030-06-27 21:00 | 2030 100% ECP | -700 | 74 | 60.44 | 142 | Yes
2030-06-27 22:00 | 2030 100% ECP | -700 | 374 | 360.44 | 442 | Yes
2030-06-27 23:00 | 2030 100% ECP | -700 | 505 | 510 | 442 | Yes
2030-06-28 | 2030 100% ECP | -700 | 505 | 510 | 442 | Yes
2030-06-28 01:00 | 2030 100% ECP | -700 | 505 | 510 | 442 | Yes
2030-06-28 02:00 | 2030 100% ECP | -700 | 505 | 510 | 442 | Yes
2030-06-28 03:00 | 2030 100% ECP | -700 | 505 | 510 | 439.1 | Yes
2030-06-28 04:00 | 2030 100% ECP | -700 | 505 | 510 | 196.31 | Yes
2030-06-28 05:00 | 2030 100% ECP | -700 | 505 | 510 | 164.17 | Yes
2030-06-28 06:00 | 2030 100% ECP | -700 | 505 | 510 | 253.37 | Yes
2030-06-28 07:00 | 2030 100% ECP | -700 | 505 | 510 | 442 | Yes
2030-06-28 08:00 | 2030 100% ECP | -700 | 505 | 510 | 442 | Yes
2030-06-28 09:00 | 2030 100% ECP | -700 | 505 | 510 | 442 | Yes
2030-06-28 10:00 | 2030 100% ECP | -700 | 505 | 510 | 442 | Yes
2030-06-28 11:00 | 2030 100% ECP | -700 | 505 | 510 | 442 | Yes
2030-06-28 12:00 | 2030 100% ECP | -700 | 505 | 510 | 442 | Yes
2030-06-28 13:00 | 2030 100% ECP | -700 | 505 | 510 | 437.8 | Yes
2030-06-28 14:00 | 2030 100% ECP | -700 | 505 | 510 | 420.4 | Yes
2030-06-28 15:00 | 2030 100% ECP | -700 | 505 | 510 | 345.1 | Yes
2030-06-28 16:00 | 2030 100% ECP | -700 | 505 | 510 | 391.67 | Yes
2030-06-28 17:00 | 2030 100% ECP | -700 | 505 | 510 | 417.69 | Yes
2030-06-28 18:00 | 2030 100% ECP | -700 | 505 | 510 | 442 | Yes
2030-06-28 19:00 | 2030 100% ECP | -700 | 505 | 510 | 428.07 | Yes
2030-06-28 20:00 | 2030 100% ECP | -700 | 505 | 510 | 442 | Yes
2030-06-28 21:00 | 2030 100% ECP | -700 | 505 | 510 | 442 | Yes
2030-06-28 22:00 | 2030 100% ECP | -700 | 505 | 510 | 442 | Yes
2030-06-28 23:00 | 2030 100% ECP | -700 | 505 | 510 | 442 | Yes
2030-06-29 | 2030 100% ECP | -700 | 505 | 510 | 442 | Yes
2030-06-29 01:00 | 2030 100% ECP | -700 | 505 | 510 | 442 | Yes
2030-06-29 02:00 | 2030 100% ECP | -700 | 505 | 510 | 442 | Yes
2030-06-29 03:00 | 2030 100% ECP | -700 | 505 | 510 | 442 | Yes
2030-06-29 04:00 | 2030 100% ECP | -700 | 505 | 510 | 442 | Yes
2030-06-29 05:00 | 2030 100% ECP | -700 | 505 | 510 | 442 | Yes
2030-06-29 06:00 | 2030 100% ECP | -700 | 505 | 510 | 442 | Yes
2030-06-29 07:00 | 2030 100% ECP | -700 | 505 | 510 | 442 | Yes
2030-06-29 08:00 | 2030 100% ECP | -700 | 505 | 510 | 442 | Yes
2030-06-29 09:00 | 2030 100% ECP | -700 | 505 | 510 | 442 | Yes
2030-06-29 10:00 | 2030 100% ECP | -700 | 505 | 510 | 442 | Yes
2030-06-29 11:00 | 2030 100% ECP | -700 | 505 | 510 | 442 | Yes
2030-06-29 12:00 | 2030 100% ECP | -700 | 505 | 510 | 442 | Yes
2030-06-29 13:00 | 2030 100% ECP | -700 | 505 | 510 | 442 | Yes
2030-06-29 14:00 | 2030 100% ECP | -700 | 505 | 510 | 442 | Yes
2030-06-29 15:00 | 2030 100% ECP | -700 | 505 | 510 | 442 | Yes
2030-06-29 16:00 | 2030 100% ECP | -700 | 505 | 510 | 442 | Yes
2030-06-29 17:00 | 2030 100% ECP | -700 | 505 | 510 | 442 | Yes
2030-06-29 18:00 | 2030 100% ECP | -700 | 505 | 510 | 442 | Yes
2030-06-29 19:00 | 2030 100% ECP | -542.04 | 485.22 | 510 | 442 | No
2030-06-29 20:00 | 2030 100% ECP | 0 | 185.22 | 396.69 | 142 | No
2030-06-29 21:00 | 2030 100% ECP | 0 | 0 | 96.69 | 0 | No
2030-06-29 22:00 | 2030 100% ECP | 0 | 0 | 0 | 0 | No
2030-06-29 23:00 | 2030 100% ECP | 0 | 0 | 0 | 0 | No
2030-06-30 | 2030 100% ECP | 600 | 300 | 300 | 300 | No
2030-06-30 01:00 | 2030 100% ECP | 700 | 261.11 | 510 | 442 | No
2030-06-30 02:00 | 2030 100% ECP | 700 | 501.39 | 510 | 442 | No
2030-06-30 03:00 | 2030 100% ECP | 700 | 354.63 | 510 | 442 | No
2030-06-30 04:00 | 2030 100% ECP | 700 | 505 | 510 | 442 | No
2030-06-30 05:00 | 2030 100% ECP | 700 | 472.64 | 510 | 442 | No
2030-06-30 06:00 | 2030 100% ECP | 700 | 400.08 | 510 | 442 | No
2030-06-30 07:00 | 2030 100% ECP | 700 | 148.62 | 510 | 442 | No
2030-06-30 08:00 | 2030 100% ECP | 340.85 | 0 | 210 | 442 | No
2030-06-30 09:00 | 2030 100% ECP | 0 | 0 | 0 | 442 | No
2030-06-30 10:00 | 2030 100% ECP | -600 | 0 | 0 | 442 | No
2030-06-30 11:00 | 2030 100% ECP | -262.11 | 0 | 0 | 442 | No
2030-06-30 12:00 | 2030 100% ECP | -700 | 0 | 0 | 442 | No
2030-06-30 13:00 | 2030 100% ECP | -700 | 0 | 0 | 442 | No
2030-06-30 14:00 | 2030 100% ECP | -247.72 | 0 | 0 | 442 | No
2030-06-30 15:00 | 2030 100% ECP | 0 | 0 | 0 | 442 | No
2030-06-30 16:00 | 2030 100% ECP | 297.12 | 0 | 0 | 442 | No
2030-06-30 17:00 | 2030 100% ECP | 700 | 62.73 | 0 | 442 | No
2030-06-30 18:00 | 2030 100% ECP | 700 | -237.27 | -300 | 350.48 | No
2030-06-30 19:00 | 2030 100% ECP | 700 | -300 | -94.93 | 129.2 | No
2030-06-30 20:00 | 2030 100% ECP | 700 | 0 | 205.07 | 200.47 | Yes
2030-06-30 21:00 | 2030 100% ECP | 700 | 300 | 505.07 | 442 | No
2030-06-30 22:00 | 2030 100% ECP | 700 | 505 | 510 | 442 | No
2030-06-30 23:00 | 2030 100% ECP | 700 | 505 | 510 | 442 | No
2030-07-01 | 2030 100% ECP | 700 | 438.18 | 510 | 442 | No
2030-07-01 01:00 | 2030 100% ECP | 700 | 200.8 | 510 | 442 | No
2030-07-01 02:00 | 2030 100% ECP | 700 | 48.08 | 510 | 442 | No
2030-07-01 03:00 | 2030 100% ECP | 700 | 150.92 | 510 | 442 | No
2030-07-01 04:00 | 2030 100% ECP | 700 | 370.6 | 510 | 442 | No
2030-07-01 05:00 | 2030 100% ECP | 700 | 246.33 | 510 | 442 | No
2030-07-01 06:00 | 2030 100% ECP | 700 | 175.18 | 510 | 442 | No
2030-07-01 07:00 | 2030 100% ECP | 700 | 75.95 | 510 | 442 | No
2030-07-01 08:00 | 2030 100% ECP | 700 | 0 | 214.56 | 442 | No
2030-07-01 09:00 | 2030 100% ECP | 100 | 0 | 0 | 442 | No
2030-07-01 10:00 | 2030 100% ECP | 0 | 0 | 0 | 442 | No
2030-07-01 11:00 | 2030 100% ECP | 0 | 0 | 0 | 442 | No
2030-07-01 12:00 | 2030 100% ECP | 0 | 0 | -14.54 | 442 | No
2030-07-01 13:00 | 2030 100% ECP | 0 | 0 | 0 | 442 | No
2030-07-01 14:00 | 2030 100% ECP | 0 | 0 | -19.88 | 442 | No
2030-07-01 15:00 | 2030 100% ECP | 9 | -226 | -210 | 442 | No
2030-07-01 16:00 | 2030 100% ECP | 609 | -526 | -510 | 142 | No
2030-07-01 17:00 | 2030 100% ECP | 700 | -526 | -510 | 20.63 | No
2030-07-01 18:00 | 2030 100% ECP | 700 | -526 | -510 | 320.63 | No
2030-07-01 19:00 | 2030 100% ECP | 700 | -526 | -510 | 191.19 | No
2030-07-01 20:00 | 2030 100% ECP | 700 | -300 | -300 | 19.75 | No
2030-07-01 21:00 | 2030 100% ECP | 700 | 0 | 0 | 319.75 | No
2030-07-01 22:00 | 2030 100% ECP | 700 | 300 | 300 | 442 | No
2030-07-01 23:00 | 2030 100% ECP | 700 | 148.18 | 510 | 442 | No
2030-07-02 | 2030 100% ECP | 700 | 93.38 | 510 | 442 | No
2030-07-02 01:00 | 2030 100% ECP | 700 | 363.16 | 510 | 442 | No
2030-07-02 02:00 | 2030 100% ECP | 700 | 138.11 | 510 | 442 | No
2030-07-02 03:00 | 2030 100% ECP | 700 | 396.21 | 510 | 442 | No
2030-07-02 04:00 | 2030 100% ECP | 700 | 96.21 | 510 | 442 | No
2030-07-02 05:00 | 2030 100% ECP | 700 | 0 | 355.3 | 442 | No
2030-07-02 06:00 | 2030 100% ECP | 688.89 | 0 | 55.3 | 423.32 | No
2030-07-02 07:00 | 2030 100% ECP | 88.89 | -226 | -244.7 | 442 | No
2030-07-02 08:00 | 2030 100% ECP | -511.11 | -526 | -510 | 442 | No
2030-07-02 09:00 | 2030 100% ECP | -700 | -526 | -510 | 442 | Yes
2030-07-02 10:00 | 2030 100% ECP | -700 | -526 | -510 | 442 | Yes
2030-07-02 11:00 | 2030 100% ECP | -700 | -526 | -510 | 442 | Yes
2030-07-02 12:00 | 2030 100% ECP | -700 | -526 | -510 | 442 | Yes
2030-07-02 13:00 | 2030 100% ECP | -700 | -526 | -510 | 440.54 | Yes
2030-07-02 14:00 | 2030 100% ECP | -700 | -526 | -510 | 298.12 | Yes
2030-07-02 15:00 | 2030 100% ECP | -700 | -526 | -510 | 442 | Yes
2030-07-02 16:00 | 2030 100% ECP | -700 | -526 | -510 | 316.06 | No
2030-07-02 17:00 | 2030 100% ECP | -100 | -226 | -510 | 442 | No
2030-07-02 18:00 | 2030 100% ECP | 500 | 0 | -510 | 442 | No
2030-07-02 19:00 | 2030 100% ECP | 700 | 0 | -510 | 442 | No
2030-07-02 20:00 | 2030 100% ECP | 700 | 0 | -331.34 | 442 | No
2030-07-02 21:00 | 2030 100% ECP | 700 | 0 | -31.34 | 442 | No
2030-07-02 22:00 | 2030 100% ECP | 675.07 | 300 | 268.66 | 442 | No
2030-07-02 23:00 | 2030 100% ECP | 75.07 | 0 | 0 | 442 | No
2030-07-03 | 2030 100% ECP | -524.93 | 0 | -182.18 | 286.31 | No
2030-07-03 01:00 | 2030 100% ECP | -700 | 0 | 72.76 | 0 | Yes
2030-07-03 02:00 | 2030 100% ECP | -700 | 300 | 372.76 | 300 | Yes
2030-07-03 03:00 | 2030 100% ECP | -700 | 505 | 510 | 442 | Yes
2030-07-03 04:00 | 2030 100% ECP | -700 | 505 | 510 | 442 | Yes
2030-07-03 05:00 | 2030 100% ECP | -700 | 505 | 510 | 442 | Yes
2030-07-03 06:00 | 2030 100% ECP | -700 | 505 | 510 | 442 | Yes
2030-07-03 07:00 | 2030 100% ECP | -700 | 505 | 510 | 442 | Yes
2030-07-03 08:00 | 2030 100% ECP | -700 | 505 | 510 | 442 | Yes
2030-07-03 09:00 | 2030 100% ECP | -700 | 505 | 510 | 442 | Yes
2030-07-03 10:00 | 2030 100% ECP | -700 | 505 | 510 | 442 | Yes
2030-07-03 11:00 | 2030 100% ECP | -700 | 505 | 510 | 442 | Yes
2030-07-03 12:00 | 2030 100% ECP | -700 | 505 | 510 | 442 | Yes
2030-07-03 13:00 | 2030 100% ECP | -700 | 505 | 510 | 442 | Yes
2030-07-03 14:00 | 2030 100% ECP | -700 | 505 | 510 | 442 | Yes
2030-07-03 15:00 | 2030 100% ECP | -700 | 505 | 510 | 442 | No
2030-07-03 16:00 | 2030 100% ECP | -100 | 505 | 510 | 442 | No
2030-07-03 17:00 | 2030 100% ECP | 151.48 | 505 | 510 | 442 | No
2030-07-03 18:00 | 2030 100% ECP | 700 | 231.59 | 510 | 442 | No
2030-07-03 19:00 | 2030 100% ECP | 700 | 231.59 | 510 | 442 | No
2030-07-03 20:00 | 2030 100% ECP | 700 | 205 | 510 | 442 | No
2030-07-03 21:00 | 2030 100% ECP | 700 | 505 | 510 | 442 | No
2030-07-03 22:00 | 2030 100% ECP | 700 | 399.6 | 510 | 442 | No
2030-07-03 23:00 | 2030 100% ECP | 700 | 99.6 | 510 | 442 | No
2030-07-04 | 2030 100% ECP | 700 | 399.6 | 510 | 442 | No
2030-07-04 01:00 | 2030 100% ECP | 700 | 228.38 | 510 | 442 | No
2030-07-04 02:00 | 2030 100% ECP | 700 | 305.27 | 510 | 442 | No
2030-07-04 03:00 | 2030 100% ECP | 700 | 505 | 510 | 442 | No
2030-07-04 04:00 | 2030 100% ECP | 700 | 205 | 510 | 442 | No
2030-07-04 05:00 | 2030 100% ECP | 700 | 349.12 | 510 | 442 | No
2030-07-04 06:00 | 2030 100% ECP | 700 | 406.93 | 510 | 442 | No
2030-07-04 07:00 | 2030 100% ECP | 700 | 214.87 | 510 | 442 | No
2030-07-04 08:00 | 2030 100% ECP | 600.05 | 300 | 300 | 442 | No
2030-07-04 09:00 | 2030 100% ECP | 0.05 | 0 | 0 | 442 | No
2030-07-04 10:00 | 2030 100% ECP | -117.45 | 0 | 0 | 442 | No
2030-07-04 11:00 | 2030 100% ECP | -527.81 | -226 | -210 | 442 | No
2030-07-04 12:00 | 2030 100% ECP | -700 | -526 | -510 | 442 | Yes
2030-07-04 13:00 | 2030 100% ECP | -700 | -526 | -510 | 442 | Yes
2030-07-04 14:00 | 2030 100% ECP | -700 | -526 | -510 | 442 | Yes
2030-07-04 15:00 | 2030 100% ECP | -700 | -526 | -510 | 442 | Yes
2030-07-04 16:00 | 2030 100% ECP | -700 | -526 | -510 | 442 | Yes
2030-07-04 17:00 | 2030 100% ECP | -700 | -226 | -210 | 442 | No
2030-07-04 18:00 | 2030 100% ECP | -700 | -526 | -510 | 419.01 | Yes
2030-07-04 19:00 | 2030 100% ECP | -700 | -226 | -210 | 442 | Yes
2030-07-04 20:00 | 2030 100% ECP | -700 | 74 | 90 | 272.23 | Yes
2030-07-04 21:00 | 2030 100% ECP | -700 | 374 | 390 | 384.63 | Yes
2030-07-04 22:00 | 2030 100% ECP | -700 | 505 | 510 | 419.65 | Yes
2030-07-04 23:00 | 2030 100% ECP | -700 | 505 | 510 | 275.58 | Yes
2030-07-05 | 2030 100% ECP | -700 | 505 | 510 | 63.04 | Yes
2030-07-05 01:00 | 2030 100% ECP | -700 | 505 | 510 | 89.34 | Yes
2030-07-05 02:00 | 2030 100% ECP | -700 | 505 | 510 | -16.11 | Yes
2030-07-05 03:00 | 2030 100% ECP | -700 | 505 | 510 | 230.84 | Yes
2030-07-05 04:00 | 2030 100% ECP | -700 | 505 | 510 | 442 | Yes
2030-07-05 05:00 | 2030 100% ECP | -700 | 505 | 510 | 271.17 | Yes
2030-07-05 06:00 | 2030 100% ECP | -700 | 505 | 510 | 442 | Yes
2030-07-05 07:00 | 2030 100% ECP | -700 | 505 | 510 | 442 | Yes
2030-07-05 08:00 | 2030 100% ECP | -700 | 505 | 510 | 442 | Yes
2030-07-05 09:00 | 2030 100% ECP | -102.53 | 505 | 510 | 442 | Yes
2030-07-05 10:00 | 2030 100% ECP | -358.82 | 300 | 510 | 235.79 | Yes
2030-07-05 11:00 | 2030 100% ECP | -248.21 | 0 | 290.67 | 300 | Yes
2030-07-05 12:00 | 2030 100% ECP | -257.12 | -21 | 290.67 | 0 | Yes
2030-07-05 13:00 | 2030 100% ECP | -257.12 | 0 | 510 | -68 | Yes
2030-07-05 14:00 | 2030 100% ECP | -203.53 | 43.87 | 210 | 0 | Yes
2030-07-05 15:00 | 2030 100% ECP | -700 | 343.87 | 510 | 0 | Yes
2030-07-05 16:00 | 2030 100% ECP | -700 | 499.41 | 510 | -30.52 | Yes
2030-07-05 17:00 | 2030 100% ECP | -700 | 505 | 510 | 269.48 | Yes
2030-07-05 18:00 | 2030 100% ECP | -700 | 505 | 510 | 206.19 | Yes
2030-07-05 19:00 | 2030 100% ECP | -700 | 505 | 510 | 285.3 | Yes
2030-07-05 20:00 | 2030 100% ECP | -700 | 505 | 510 | 442 | Yes
2030-07-05 21:00 | 2030 100% ECP | -700 | 505 | 510 | 442 | Yes
2030-07-05 22:00 | 2030 100% ECP | -700 | 505 | 510 | 370.92 | Yes
2030-07-05 23:00 | 2030 100% ECP | -700 | 505 | 510 | 442 | Yes
2030-07-06 | 2030 100% ECP | -700 | 505 | 510 | 442 | No
2030-07-06 01:00 | 2030 100% ECP | -700 | 505 | 510 | 442 | Yes
2030-07-06 02:00 | 2030 100% ECP | -700 | 505 | 510 | 442 | Yes
2030-07-06 03:00 | 2030 100% ECP | -700 | 505 | 510 | 442 | Yes
2030-07-06 04:00 | 2030 100% ECP | -700 | 505 | 510 | 442 | Yes
2030-07-06 05:00 | 2030 100% ECP | -700 | 505 | 510 | 442 | Yes
2030-07-06 06:00 | 2030 100% ECP | -700 | 505 | 510 | 442 | Yes
2030-07-06 07:00 | 2030 100% ECP | -700 | 505 | 510 | 442 | Yes
2030-07-06 08:00 | 2030 100% ECP | -700 | 374 | 390 | 390 | Yes
2030-07-06 09:00 | 2030 100% ECP | -700 | 74 | 90 | 90 | Yes
2030-07-06 10:00 | 2030 100% ECP | -700 | -226 | -210 | -210 | Yes
2030-07-06 11:00 | 2030 100% ECP | -700 | -526 | -510 | -510 | Yes
2030-07-06 12:00 | 2030 100% ECP | -700 | -526 | -510 | -418.03 | Yes
2030-07-06 13:00 | 2030 100% ECP | -700 | -526 | -510 | -416.54 | Yes
2030-07-06 14:00 | 2030 100% ECP | -700 | -526 | -510 | -410.8 | Yes
2030-07-06 15:00 | 2030 100% ECP | -700 | -526 | -510 | -195.12 | Yes
2030-07-06 16:00 | 2030 100% ECP | -700 | -526 | -510 | 46.76 | Yes
2030-07-06 17:00 | 2030 100% ECP | -100 | -526 | -510 | 23 | No
2030-07-06 18:00 | 2030 100% ECP | 500 | -526 | -510 | -76 | No
2030-07-06 19:00 | 2030 100% ECP | 700 | -526 | -510 | 0 | No
2030-07-06 20:00 | 2030 100% ECP | 700 | -526 | -510 | 0 | No
2030-07-06 21:00 | 2030 100% ECP | 700 | -521.95 | -510 | 0 | No
2030-07-06 22:00 | 2030 100% ECP | 700 | -221.95 | -300 | 165.69 | No
2030-07-06 23:00 | 2030 100% ECP | 700 | 0 | 0 | 422.8 | No
2030-07-07 | 2030 100% ECP | 700 | 285.89 | 300 | 442 | No
2030-07-07 01:00 | 2030 100% ECP | 700 | 461.3 | 510 | 442 | No
2030-07-07 02:00 | 2030 100% ECP | 700 | 461.3 | 510 | 442 | No
2030-07-07 03:00 | 2030 100% ECP | 700 | 505 | 510 | 442 | No
2030-07-07 04:00 | 2030 100% ECP | 700 | 505 | 510 | 442 | No
2030-07-07 05:00 | 2030 100% ECP | 700 | 227.45 | 510 | 442 | No
2030-07-07 06:00 | 2030 100% ECP | 700 | 0 | 362.79 | 442 | No
2030-07-07 07:00 | 2030 100% ECP | 500 | 0 | 62.79 | 442 | No
2030-07-07 08:00 | 2030 100% ECP | -100 | -300 | -237.21 | 442 | No
2030-07-07 09:00 | 2030 100% ECP | -700 | -354.47 | -510 | 442 | No
2030-07-07 10:00 | 2030 100% ECP | -700 | -526 | -510 | 442 | No
2030-07-07 11:00 | 2030 100% ECP | -700 | -526 | -510 | 442 | No
2030-07-07 12:00 | 2030 100% ECP | -700 | -271.75 | -449.68 | 442 | No
2030-07-07 13:00 | 2030 100% ECP | -700 | 0 | -149.68 | 442 | No
2030-07-07 14:00 | 2030 100% ECP | -700 | 0 | -12.67 | 442 | No
2030-07-07 15:00 | 2030 100% ECP | -700 | 0 | -48.42 | 442 | No
2030-07-07 16:00 | 2030 100% ECP | -100 | -235.94 | -27.84 | 442 | No
2030-07-07 17:00 | 2030 100% ECP | 500 | 0 | 272.16 | 442 | No
2030-07-07 18:00 | 2030 100% ECP | 700 | 0 | 462.75 | 442 | No
2030-07-07 19:00 | 2030 100% ECP | 700 | 268.57 | 510 | 442 | No
2030-07-07 20:00 | 2030 100% ECP | 700 | 505 | 510 | 442 | No
2030-07-07 21:00 | 2030 100% ECP | 700 | 363.06 | 510 | 442 | No
2030-07-07 22:00 | 2030 100% ECP | 700 | 505 | 510 | 442 | No
2030-07-07 23:00 | 2030 100% ECP | 700 | 505 | 510 | 442 | No
2030-07-08 | 2030 100% ECP | 700 | 505 | 510 | 442 | No
2030-07-08 01:00 | 2030 100% ECP | 700 | 505 | 510 | 442 | No
2030-07-08 02:00 | 2030 100% ECP | 700 | 353.55 | 510 | 442 | No
2030-07-08 03:00 | 2030 100% ECP | 700 | 434.39 | 510 | 442 | No
2030-07-08 04:00 | 2030 100% ECP | 700 | 359.65 | 510 | 442 | No
2030-07-08 05:00 | 2030 100% ECP | 700 | 322.02 | 510 | 442 | No
2030-07-08 06:00 | 2030 100% ECP | 700 | 482.77 | 510 | 442 | No
2030-07-08 07:00 | 2030 100% ECP | 700 | 291.56 | 300 | 442 | No
2030-07-08 08:00 | 2030 100% ECP | 100 | 0 | 0 | 442 | No
2030-07-08 09:00 | 2030 100% ECP | 0 | -226 | -300 | 442 | No
2030-07-08 10:00 | 2030 100% ECP | 190.38 | -526 | -510 | 249.24 | No
2030-07-08 11:00 | 2030 100% ECP | 500.46 | -526 | -510 | 287.51 | No
2030-07-08 12:00 | 2030 100% ECP | 0 | -526 | -510 | 327.3 | No
2030-07-08 13:00 | 2030 100% ECP | 0 | -526 | -510 | 309.69 | No
2030-07-08 14:00 | 2030 100% ECP | 0 | -526 | -510 | 350.72 | No
2030-07-08 15:00 | 2030 100% ECP | 291.26 | -526 | -510 | 382.98 | No
2030-07-08 16:00 | 2030 100% ECP | 700 | -300 | -369.45 | 319.36 | No
2030-07-08 17:00 | 2030 100% ECP | 700 | 0 | -69.45 | 442 | No
2030-07-08 18:00 | 2030 100% ECP | 700 | 300 | 230.55 | 442 | No
2030-07-08 19:00 | 2030 100% ECP | 700 | 0 | -69.45 | 259.21 | No
2030-07-08 20:00 | 2030 100% ECP | 700 | 250.32 | 230.55 | 442 | No
2030-07-08 21:00 | 2030 100% ECP | 700 | 469.49 | 510 | 442 | No
2030-07-08 22:00 | 2030 100% ECP | 700 | 357.99 | 510 | 442 | No
2030-07-08 23:00 | 2030 100% ECP | 700 | 505 | 510 | 442 | No
2030-07-09 | 2030 100% ECP | 700 | 205 | 510 | 442 | No
2030-07-09 01:00 | 2030 100% ECP | 700 | 0 | 510 | 442 | No
2030-07-09 02:00 | 2030 100% ECP | 700 | 10.23 | 510 | 442 | No
2030-07-09 03:00 | 2030 100% ECP | 700 | 129.66 | 510 | 442 | No
2030-07-09 04:00 | 2030 100% ECP | 700 | 0 | 510 | 442 | No
2030-07-09 05:00 | 2030 100% ECP | 700 | 0 | 390 | 398.18 | No
2030-07-09 06:00 | 2030 100% ECP | 500 | 0 | 90 | 442 | No
2030-07-09 07:00 | 2030 100% ECP | -100 | -92.71 | -210 | 442 | No
2030-07-09 08:00 | 2030 100% ECP | -700 | -392.71 | -510 | 398.26 | No
2030-07-09 09:00 | 2030 100% ECP | -700 | -526 | -510 | 274.7 | Yes
2030-07-09 10:00 | 2030 100% ECP | -700 | -526 | -510 | 14.15 | Yes
2030-07-09 11:00 | 2030 100% ECP | -700 | -526 | -510 | 0 | Yes
2030-07-09 12:00 | 2030 100% ECP | -700 | -526 | -510 | 263.4 | Yes
2030-07-09 13:00 | 2030 100% ECP | -700 | -526 | -510 | -36.6 | Yes
2030-07-09 14:00 | 2030 100% ECP | -700 | -526 | -510 | -336.6 | Yes
2030-07-09 15:00 | 2030 100% ECP | -700 | -526 | -510 | -321.78 | Yes
2030-07-09 16:00 | 2030 100% ECP | -700 | -526 | -510 | -444.66 | No
2030-07-09 17:00 | 2030 100% ECP | -366.78 | -226 | -359.07 | -144.66 | No
2030-07-09 18:00 | 2030 100% ECP | 233.22 | -226 | -210 | 0 | No
2030-07-09 19:00 | 2030 100% ECP | 700 | -526 | -510 | -249.57 | No
2030-07-09 20:00 | 2030 100% ECP | 700 | -526 | -510 | -212.92 | No
2030-07-09 21:00 | 2030 100% ECP | 700 | -236.82 | -210 | 87.08 | No
2030-07-09 22:00 | 2030 100% ECP | 700 | 63.18 | 90 | 387.08 | No
2030-07-09 23:00 | 2030 100% ECP | 700 | 363.18 | 390 | 442 | No
2030-07-10 | 2030 100% ECP | 700 | 370.54 | 510 | 442 | No
2030-07-10 01:00 | 2030 100% ECP | 700 | 133.69 | 510 | 442 | No
2030-07-10 02:00 | 2030 100% ECP | 700 | 337.93 | 510 | 442 | No
2030-07-10 03:00 | 2030 100% ECP | 700 | 429.32 | 510 | 442 | No
2030-07-10 04:00 | 2030 100% ECP | 474.52 | 505 | 510 | 442 | No
2030-07-10 05:00 | 2030 100% ECP | 700 | 225.79 | 390 | 442 | No
2030-07-10 06:00 | 2030 100% ECP | 500 | 0 | 90 | 442 | No
2030-07-10 07:00 | 2030 100% ECP | -100 | -226 | -210 | 401.07 | No
2030-07-10 08:00 | 2030 100% ECP | -700 | -526 | -510 | 227.15 | Yes
2030-07-10 09:00 | 2030 100% ECP | -700 | -526 | -510 | 442 | Yes
2030-07-10 10:00 | 2030 100% ECP | -700 | -526 | -510 | 142 | Yes
2030-07-10 11:00 | 2030 100% ECP | -700 | -526 | -510 | -158 | Yes
2030-07-10 12:00 | 2030 100% ECP | -700 | -526 | -510 | -334.72 | Yes
2030-07-10 13:00 | 2030 100% ECP | -700 | -526 | -510 | -334.72 | Yes
2030-07-10 14:00 | 2030 100% ECP | -700 | -526 | -510 | -510 | Yes
2030-07-10 15:00 | 2030 100% ECP | -700 | -526 | -510 | -386.98 | Yes
2030-07-10 16:00 | 2030 100% ECP | -700 | -526 | -510 | -497.68 | No
2030-07-10 17:00 | 2030 100% ECP | -100 | -463.58 | -510 | -295.83 | No
2030-07-10 18:00 | 2030 100% ECP | 500 | -309.67 | -510 | -146.49 | No
2030-07-10 19:00 | 2030 100% ECP | 700 | -526 | -510 | -406.67 | No
2030-07-10 20:00 | 2030 100% ECP | 700 | -300 | -302.17 | -158 | Yes
2030-07-10 21:00 | 2030 100% ECP | 700 | 0 | -2.17 | 142 | No
2030-07-10 22:00 | 2030 100% ECP | 700 | 300 | 297.83 | 442 | No
2030-07-10 23:00 | 2030 100% ECP | 700 | 505 | 510 | 442 | No
2030-07-11 | 2030 100% ECP | 700 | 505 | 510 | 442 | No
2030-07-11 01:00 | 2030 100% ECP | 700 | 505 | 510 | 442 | No
2030-07-11 02:00 | 2030 100% ECP | 700 | 505 | 510 | 442 | No
2030-07-11 03:00 | 2030 100% ECP | 700 | 505 | 510 | 442 | No
2030-07-11 04:00 | 2030 100% ECP | 700 | 505 | 510 | 442 | No
2030-07-11 05:00 | 2030 100% ECP | 700 | 300 | 267.54 | 442 | No
2030-07-11 06:00 | 2030 100% ECP | 500 | 0 | -32.46 | 442 | No
2030-07-11 07:00 | 2030 100% ECP | -100 | -300 | -332.46 | 442 | No
2030-07-11 08:00 | 2030 100% ECP | -700 | -526 | -510 | 442 | No
2030-07-11 09:00 | 2030 100% ECP | -700 | -526 | -510 | 442 | Yes
2030-07-11 10:00 | 2030 100% ECP | -700 | -526 | -510 | 442 | Yes
2030-07-11 11:00 | 2030 100% ECP | -700 | -526 | -510 | 442 | Yes
2030-07-11 12:00 | 2030 100% ECP | -700 | -526 | -510 | 442 | Yes
2030-07-11 13:00 | 2030 100% ECP | -700 | -526 | -510 | 442 | Yes
2030-07-11 14:00 | 2030 100% ECP | -700 | -526 | -510 | 442 | Yes
2030-07-11 15:00 | 2030 100% ECP | -700 | -526 | -510 | 442 | Yes
2030-07-11 16:00 | 2030 100% ECP | -597.13 | -526 | -510 | 442 | No
2030-07-11 17:00 | 2030 100% ECP | 2.87 | -226 | -486.15 | 442 | No
2030-07-11 18:00 | 2030 100% ECP | 602.87 | -526 | -510 | 442 | No
2030-07-11 19:00 | 2030 100% ECP | 700 | -395 | -490.04 | 442 | No
2030-07-11 20:00 | 2030 100% ECP | 700 | -95 | -190.04 | 442 | No
2030-07-11 21:00 | 2030 100% ECP | 700 | 205 | 109.96 | 442 | No
2030-07-11 22:00 | 2030 100% ECP | 700 | 505 | 409.96 | 442 | No
2030-07-11 23:00 | 2030 100% ECP | 700 | 505 | 510 | 442 | No
2030-07-12 | 2030 100% ECP | 700 | 505 | 510 | 442 | No
2030-07-12 01:00 | 2030 100% ECP | 700 | 365.08 | 510 | 442 | No
2030-07-12 02:00 | 2030 100% ECP | 700 | 71 | 510 | 442 | No
2030-07-12 03:00 | 2030 100% ECP | 700 | 25.43 | 510 | 442 | No
2030-07-12 04:00 | 2030 100% ECP | 700 | 274.6 | 510 | 442 | No
2030-07-12 05:00 | 2030 100% ECP | 700 | 0 | 300 | 442 | No
2030-07-12 06:00 | 2030 100% ECP | 500 | 0 | 0 | 392.28 | No
2030-07-12 07:00 | 2030 100% ECP | -100 | -237.6 | -300 | 356.94 | No
2030-07-12 08:00 | 2030 100% ECP | -700 | -526 | -510 | 213.97 | No
2030-07-12 09:00 | 2030 100% ECP | -700 | -526 | -510 | 94.93 | Yes
2030-07-12 10:00 | 2030 100% ECP | -700 | -526 | -510 | -89.84 | Yes
2030-07-12 11:00 | 2030 100% ECP | -700 | -526 | -510 | -162.17 | Yes
2030-07-12 12:00 | 2030 100% ECP | -700 | -526 | -510 | -92.89 | Yes
2030-07-12 13:00 | 2030 100% ECP | -700 | -526 | -510 | -324.33 | Yes
2030-07-12 14:00 | 2030 100% ECP | -700 | -526 | -510 | -255.03 | Yes
2030-07-12 15:00 | 2030 100% ECP | -700 | -526 | -510 | -297.28 | Yes
2030-07-12 16:00 | 2030 100% ECP | -700 | -226 | -300 | -168.16 | No
2030-07-12 17:00 | 2030 100% ECP | -674.59 | 0 | 0 | 0 | No
2030-07-12 18:00 | 2030 100% ECP | -74.59 | 0 | 0 | 202.75 | No
2030-07-12 19:00 | 2030 100% ECP | 0 | 0 | 0 | 260.3 | No
2030-07-12 20:00 | 2030 100% ECP | 0 | 0 | 0 | 103.44 | No
2030-07-12 21:00 | 2030 100% ECP | 0 | 0 | 0 | 190.4 | No
2030-07-12 22:00 | 2030 100% ECP | 0 | 205 | 210 | 182.57 | No
2030-07-12 23:00 | 2030 100% ECP | -170.34 | 505 | 510 | 442 | No
2030-07-13 | 2030 100% ECP | 253.76 | 505 | 510 | 442 | No
2030-07-13 01:00 | 2030 100% ECP | 0 | 505 | 510 | 442 | No
2030-07-13 02:00 | 2030 100% ECP | 0 | 505 | 510 | 442 | No
2030-07-13 03:00 | 2030 100% ECP | 406.04 | 505 | 510 | 442 | No
2030-07-13 04:00 | 2030 100% ECP | 678.06 | 505 | 510 | 442 | No
2030-07-13 05:00 | 2030 100% ECP | 700 | 505 | 510 | 442 | No
2030-07-13 06:00 | 2030 100% ECP | 700 | 331.6 | 510 | 442 | No
2030-07-13 07:00 | 2030 100% ECP | 500 | 83.74 | 237.69 | 349.68 | No
2030-07-13 08:00 | 2030 100% ECP | -100 | 0 | -62.31 | 49.68 | No
2030-07-13 09:00 | 2030 100% ECP | -700 | -300 | -362.31 | 0 | No
2030-07-13 10:00 | 2030 100% ECP | -700 | -526 | -510 | 66.36 | No
2030-07-13 11:00 | 2030 100% ECP | -700 | -526 | -510 | 7.21 | No
2030-07-13 12:00 | 2030 100% ECP | -700 | -526 | -510 | 0 | No
2030-07-13 13:00 | 2030 100% ECP | -700 | -526 | -510 | 0 | No
2030-07-13 14:00 | 2030 100% ECP | -700 | -526 | -510 | 0 | No
2030-07-13 15:00 | 2030 100% ECP | -700 | -526 | -510 | 2.63 | No
2030-07-13 16:00 | 2030 100% ECP | -103.26 | -526 | -510 | -216.51 | No
2030-07-13 17:00 | 2030 100% ECP | 438.37 | -526 | -510 | -510 | No
2030-07-13 18:00 | 2030 100% ECP | 700 | -526 | -510 | -510 | No
2030-07-13 19:00 | 2030 100% ECP | 700 | -526 | -510 | -231.28 | No
2030-07-13 20:00 | 2030 100% ECP | 700 | -300 | -338.18 | 68.72 | No
2030-07-13 21:00 | 2030 100% ECP | 700 | 0 | -38.18 | 368.72 | No
2030-07-13 22:00 | 2030 100% ECP | 700 | 300 | 261.82 | 442 | No
2030-07-13 23:00 | 2030 100% ECP | 700 | 505 | 510 | 442 | No
2030-07-14 | 2030 100% ECP | 700 | 309.93 | 510 | 442 | No
2030-07-14 01:00 | 2030 100% ECP | 700 | 270.26 | 510 | 442 | No
2030-07-14 02:00 | 2030 100% ECP | 700 | 262.03 | 510 | 442 | No
2030-07-14 03:00 | 2030 100% ECP | 700 | 339.78 | 510 | 442 | No
2030-07-14 04:00 | 2030 100% ECP | 700 | 387.03 | 510 | 442 | No
2030-07-14 05:00 | 2030 100% ECP | 700 | 295.31 | 460.38 | 442 | No
2030-07-14 06:00 | 2030 100% ECP | 500 | 0 | 160.38 | 442 | No
2030-07-14 07:00 | 2030 100% ECP | -100 | -226 | -139.62 | 158.89 | No
2030-07-14 08:00 | 2030 100% ECP | -700 | -526 | -439.62 | -141.11 | No
2030-07-14 09:00 | 2030 100% ECP | -700 | -526 | -510 | -86.88 | No
2030-07-14 10:00 | 2030 100% ECP | -700 | -526 | -510 | 213.12 | No
2030-07-14 11:00 | 2030 100% ECP | -700 | -526 | -510 | 289.23 | No
2030-07-14 12:00 | 2030 100% ECP | -700 | -526 | -510 | 432.11 | No
2030-07-14 13:00 | 2030 100% ECP | -700 | -465.07 | -510 | 132.11 | No
2030-07-14 14:00 | 2030 100% ECP | -700 | -526 | -510 | 107.44 | No
2030-07-14 15:00 | 2030 100% ECP | -700 | -526 | -510 | 185.84 | No
2030-07-14 16:00 | 2030 100% ECP | -700 | -300 | -486.39 | 182.5 | No
2030-07-14 17:00 | 2030 100% ECP | -100 | 0 | -186.39 | 286.54 | No
2030-07-14 18:00 | 2030 100% ECP | 115.47 | 0 | 0 | 233.67 | No
2030-07-14 19:00 | 2030 100% ECP | 700 | 0 | 0 | 197.16 | No
2030-07-14 20:00 | 2030 100% ECP | 700 | 0 | 0 | 259.73 | No
2030-07-14 21:00 | 2030 100% ECP | 646.77 | 0 | 0 | 135.19 | No
2030-07-14 22:00 | 2030 100% ECP | 46.77 | 0 | 0 | 62.75 | No
2030-07-14 23:00 | 2030 100% ECP | 0 | 0 | 0 | 78.77 | No
2030-07-15 | 2030 100% ECP | 600 | 0 | 0 | 39.38 | No
2030-07-15 01:00 | 2030 100% ECP | 489.53 | 0 | 0 | 190.37 | No
2030-07-15 02:00 | 2030 100% ECP | 278.25 | 0 | 0 | 74.83 | No
2030-07-15 03:00 | 2030 100% ECP | 74.43 | 0 | 0 | 70.27 | No
2030-07-15 04:00 | 2030 100% ECP | -8.87 | 0 | 0 | 0 | No
2030-07-15 05:00 | 2030 100% ECP | 38.49 | 0 | 0 | 139.88 | No
2030-07-15 06:00 | 2030 100% ECP | -89.78 | 0 | 0 | 0 | No
2030-07-15 07:00 | 2030 100% ECP | -110.75 | -226 | -210 | 55.19 | No
2030-07-15 08:00 | 2030 100% ECP | -700 | -526 | -510 | -65.53 | No
2030-07-15 09:00 | 2030 100% ECP | -700 | -526 | -510 | -172.99 | Yes
2030-07-15 10:00 | 2030 100% ECP | -700 | -526 | -510 | -322.71 | Yes
2030-07-15 11:00 | 2030 100% ECP | -700 | -526 | -510 | -242.91 | Yes
2030-07-15 12:00 | 2030 100% ECP | -700 | -526 | -510 | -283.55 | Yes
2030-07-15 13:00 | 2030 100% ECP | -700 | -526 | -510 | -499.64 | Yes
2030-07-15 14:00 | 2030 100% ECP | -700 | -526 | -510 | -297.73 | Yes
2030-07-15 15:00 | 2030 100% ECP | -700 | -526 | -510 | -1.24 | Yes
2030-07-15 16:00 | 2030 100% ECP | -700 | -526 | -510 | -132.62 | Yes
2030-07-15 17:00 | 2030 100% ECP | -700 | -300 | -306.86 | -37.63 | No
2030-07-15 18:00 | 2030 100% ECP | -100 | 0 | -6.86 | 0 | No
2030-07-15 19:00 | 2030 100% ECP | 192.85 | 0 | 0 | 0 | No
2030-07-15 20:00 | 2030 100% ECP | 700 | 0 | 0 | 188.07 | No
2030-07-15 21:00 | 2030 100% ECP | 700 | 0 | 0 | 169.19 | No
2030-07-15 22:00 | 2030 100% ECP | 658.85 | 0 | 0 | 20.27 | No
2030-07-15 23:00 | 2030 100% ECP | 58.85 | 0 | 0 | 38.47 | No
2030-07-16 | 2030 100% ECP | 658.85 | 43.13 | 300 | 338.47 | No
2030-07-16 01:00 | 2030 100% ECP | 700 | 0 | 460.64 | 442 | No
2030-07-16 02:00 | 2030 100% ECP | 700 | 0 | 508.58 | 442 | No
2030-07-16 03:00 | 2030 100% ECP | 700 | 236.9 | 510 | 442 | No
2030-07-16 04:00 | 2030 100% ECP | 700 | 274.41 | 510 | 442 | No
2030-07-16 05:00 | 2030 100% ECP | 700 | 137.32 | 364.93 | 442 | No
2030-07-16 06:00 | 2030 100% ECP | 700 | 0 | 64.93 | 442 | No
2030-07-16 07:00 | 2030 100% ECP | 655.2 | -300 | -235.07 | 142 | No
2030-07-16 08:00 | 2030 100% ECP | 55.2 | -526 | -510 | 442 | No
2030-07-16 09:00 | 2030 100% ECP | -544.8 | -526 | -510 | 442 | No
2030-07-16 10:00 | 2030 100% ECP | -700 | -526 | -510 | 441.74 | Yes
2030-07-16 11:00 | 2030 100% ECP | -700 | -526 | -510 | 314.96 | Yes
2030-07-16 12:00 | 2030 100% ECP | -700 | -526 | -510 | 41.45 | Yes
2030-07-16 13:00 | 2030 100% ECP | -700 | -526 | -510 | 0 | Yes
2030-07-16 14:00 | 2030 100% ECP | -700 | -526 | -510 | -176.86 | Yes
2030-07-16 15:00 | 2030 100% ECP | -700 | -526 | -510 | -327.94 | Yes
2030-07-16 16:00 | 2030 100% ECP | -700 | -526 | -510 | -27.94 | Yes
2030-07-16 17:00 | 2030 100% ECP | -700 | -526 | -510 | 209.48 | No
2030-07-16 18:00 | 2030 100% ECP | -100 | -226 | -233.87 | 0 | No
2030-07-16 19:00 | 2030 100% ECP | 500 | -526 | -510 | 45.16 | No
2030-07-16 20:00 | 2030 100% ECP | 700 | -526 | -510 | 31.96 | No
2030-07-16 21:00 | 2030 100% ECP | 700 | -226 | -210 | 331.96 | No
2030-07-16 22:00 | 2030 100% ECP | 700 | 49.11 | 90 | 442 | No
2030-07-16 23:00 | 2030 100% ECP | 700 | 0 | 390 | 442 | No
2030-07-17 | 2030 100% ECP | 700 | 139.19 | 510 | 442 | No
2030-07-17 01:00 | 2030 100% ECP | 700 | 0 | 510 | 442 | No
2030-07-17 02:00 | 2030 100% ECP | 700 | 220.64 | 510 | 442 | No
2030-07-17 03:00 | 2030 100% ECP | 700 | 228.53 | 510 | 442 | No
2030-07-17 04:00 | 2030 100% ECP | 700 | 249.79 | 510 | 442 | No
2030-07-17 05:00 | 2030 100% ECP | 700 | 0 | 510 | 442 | No
2030-07-17 06:00 | 2030 100% ECP | 600 | 0 | 300 | 442 | No
2030-07-17 07:00 | 2030 100% ECP | 0 | 0 | 0 | 442 | No
2030-07-17 08:00 | 2030 100% ECP | -600 | -300 | -300 | 442 | No
2030-07-17 09:00 | 2030 100% ECP | -700 | -526 | -510 | 442 | No
2030-07-17 10:00 | 2030 100% ECP | -700 | -526 | -510 | 442 | No
2030-07-17 11:00 | 2030 100% ECP | -700 | -526 | -510 | 442 | No
2030-07-17 12:00 | 2030 100% ECP | -700 | -526 | -510 | 442 | No
2030-07-17 13:00 | 2030 100% ECP | -700 | -526 | -510 | 442 | No
2030-07-17 14:00 | 2030 100% ECP | -700 | -526 | -510 | 442 | No
2030-07-17 15:00 | 2030 100% ECP | -700 | -226 | -324.09 | 442 | No
2030-07-17 16:00 | 2030 100% ECP | -100 | -178.21 | -24.09 | 442 | No
2030-07-17 17:00 | 2030 100% ECP | 500 | 121.79 | 275.91 | 442 | No
2030-07-17 18:00 | 2030 100% ECP | 700 | 371.6 | 510 | 442 | No
2030-07-17 19:00 | 2030 100% ECP | 700 | 372.58 | 510 | 442 | No
2030-07-17 20:00 | 2030 100% ECP | 700 | 505 | 510 | 442 | No
2030-07-17 21:00 | 2030 100% ECP | 700 | 505 | 510 | 442 | No
2030-07-17 22:00 | 2030 100% ECP | 700 | 505 | 510 | 442 | No
2030-07-17 23:00 | 2030 100% ECP | 700 | 505 | 510 | 442 | No
2030-07-18 | 2030 100% ECP | 700 | 505 | 510 | 442 | No
2030-07-18 01:00 | 2030 100% ECP | 700 | 257.79 | 510 | 442 | No
2030-07-18 02:00 | 2030 100% ECP | 700 | 69.68 | 510 | 442 | No
2030-07-18 03:00 | 2030 100% ECP | 700 | 100.17 | 510 | 442 | No
2030-07-18 04:00 | 2030 100% ECP | 700 | 280.51 | 510 | 442 | No
2030-07-18 05:00 | 2030 100% ECP | 700 | 505 | 390 | 442 | No
2030-07-18 06:00 | 2030 100% ECP | 700 | 248.06 | 90 | 442 | No
2030-07-18 07:00 | 2030 100% ECP | 700 | -51.94 | -210 | 412.89 | No
2030-07-18 08:00 | 2030 100% ECP | 431.69 | -351.94 | -510 | 112.89 | No
2030-07-18 09:00 | 2030 100% ECP | -100 | -448.45 | -510 | 33.27 | No
2030-07-18 10:00 | 2030 100% ECP | -700 | -526 | -510 | 333.27 | Yes
2030-07-18 11:00 | 2030 100% ECP | -700 | -526 | -510 | 442 | Yes
2030-07-18 12:00 | 2030 100% ECP | -700 | -526 | -510 | 142 | Yes
2030-07-18 13:00 | 2030 100% ECP | -700 | -526 | -510 | 80.78 | Yes
2030-07-18 14:00 | 2030 100% ECP | -700 | -526 | -510 | 380.78 | Yes
2030-07-18 15:00 | 2030 100% ECP | -700 | -526 | -510 | 138.36 | Yes
2030-07-18 16:00 | 2030 100% ECP | -614.21 | -526 | -510 | 438.36 | No
2030-07-18 17:00 | 2030 100% ECP | -14.21 | -226 | -221.75 | 245 | No
2030-07-18 18:00 | 2030 100% ECP | 585.79 | -353.58 | -510 | 99.14 | No
2030-07-18 19:00 | 2030 100% ECP | 700 | -53.58 | -510 | 301.57 | No
2030-07-18 20:00 | 2030 100% ECP | 700 | 0 | -390 | 227.19 | No
2030-07-18 21:00 | 2030 100% ECP | 700 | 0 | -90 | 55.3 | No
2030-07-18 22:00 | 2030 100% ECP | 700 | 205 | 210 | 142 | No
2030-07-18 23:00 | 2030 100% ECP | 700 | 505 | 510 | 442 | No
2030-07-19 | 2030 100% ECP | 700 | 505 | 510 | 442 | No
2030-07-19 01:00 | 2030 100% ECP | 700 | 436.41 | 510 | 442 | No
2030-07-19 02:00 | 2030 100% ECP | 700 | 505 | 510 | 442 | No
2030-07-19 03:00 | 2030 100% ECP | 700 | 500.31 | 510 | 442 | No
2030-07-19 04:00 | 2030 100% ECP | 700 | 505 | 510 | 442 | No
2030-07-19 05:00 | 2030 100% ECP | 700 | 329.93 | 390 | 442 | No
2030-07-19 06:00 | 2030 100% ECP | 387.53 | 29.93 | 90 | 438.35 | No
2030-07-19 07:00 | 2030 100% ECP | -212.47 | -226 | -210 | 315.27 | No
2030-07-19 08:00 | 2030 100% ECP | -700 | -526 | -510 | 15.27 | Yes
2030-07-19 09:00 | 2030 100% ECP | -700 | -526 | -510 | 0 | Yes
2030-07-19 10:00 | 2030 100% ECP | -700 | -526 | -510 | 196.75 | Yes
2030-07-19 11:00 | 2030 100% ECP | -700 | -526 | -510 | -65.75 | Yes
2030-07-19 12:00 | 2030 100% ECP | -700 | -526 | -510 | -40.75 | Yes
2030-07-19 13:00 | 2030 100% ECP | -700 | -526 | -510 | -340.75 | Yes
2030-07-19 14:00 | 2030 100% ECP | -700 | -526 | -510 | -283.53 | Yes
2030-07-19 15:00 | 2030 100% ECP | -700 | -526 | -510 | -191.45 | Yes
2030-07-19 16:00 | 2030 100% ECP | -700 | -526 | -510 | -197.21 | Yes
2030-07-19 17:00 | 2030 100% ECP | -100 | -226 | -510 | -85.96 | No
2030-07-19 18:00 | 2030 100% ECP | 500 | 0 | -510 | -103.52 | No
2030-07-19 19:00 | 2030 100% ECP | 700 | 0 | -510 | 0 | No
2030-07-19 20:00 | 2030 100% ECP | 700 | 0 | -510 | 0 | No
2030-07-19 21:00 | 2030 100% ECP | 700 | 0 | -510 | 8.55 | No
2030-07-19 22:00 | 2030 100% ECP | 700 | 0 | -239.41 | 290.59 | No
2030-07-19 23:00 | 2030 100% ECP | 700 | 152.08 | 60.59 | 442 | No
2030-07-20 | 2030 100% ECP | 700 | 374.71 | 360.59 | 442 | No
2030-07-20 01:00 | 2030 100% ECP | 700 | 505 | 510 | 442 | No
2030-07-20 02:00 | 2030 100% ECP | 700 | 505 | 510 | 442 | No
2030-07-20 03:00 | 2030 100% ECP | 700 | 505 | 510 | 442 | No
2030-07-20 04:00 | 2030 100% ECP | 700 | 505 | 510 | 442 | No
2030-07-20 05:00 | 2030 100% ECP | 700 | 264.01 | 320.66 | 442 | No
2030-07-20 06:00 | 2030 100% ECP | 500 | 0 | 20.66 | 442 | No
2030-07-20 07:00 | 2030 100% ECP | -100 | -300 | -279.34 | 197.33 | No
2030-07-20 08:00 | 2030 100% ECP | -700 | -526 | -510 | 126.31 | Yes
2030-07-20 09:00 | 2030 100% ECP | -700 | -526 | -510 | 426.31 | Yes
2030-07-20 10:00 | 2030 100% ECP | -700 | -526 | -510 | 442 | Yes
2030-07-20 11:00 | 2030 100% ECP | -700 | -526 | -510 | 142 | Yes
2030-07-20 12:00 | 2030 100% ECP | -700 | -526 | -510 | 158.31 | Yes
2030-07-20 13:00 | 2030 100% ECP | -700 | -526 | -510 | 97.19 | Yes
2030-07-20 14:00 | 2030 100% ECP | -700 | -526 | -510 | 14.33 | Yes
2030-07-20 15:00 | 2030 100% ECP | -700 | -526 | -510 | 0 | Yes
2030-07-20 16:00 | 2030 100% ECP | -333.17 | -526 | -510 | 117.16 | No
2030-07-20 17:00 | 2030 100% ECP | 266.83 | -526 | -510 | 117.16 | No
2030-07-20 18:00 | 2030 100% ECP | 700 | -363.62 | -510 | 43.18 | No
2030-07-20 19:00 | 2030 100% ECP | 700 | -63.62 | -510 | 92.97 | No
2030-07-20 20:00 | 2030 100% ECP | 700 | 0 | -510 | 214.77 | No
2030-07-20 21:00 | 2030 100% ECP | 700 | 0 | -510 | 245.52 | No
2030-07-20 22:00 | 2030 100% ECP | 700 | 0 | -251.86 | 165.98 | No
2030-07-20 23:00 | 2030 100% ECP | 700 | 300 | 48.14 | 442 | No
2030-07-21 | 2030 100% ECP | 700 | 415.2 | 348.14 | 442 | No
2030-07-21 01:00 | 2030 100% ECP | 700 | 287.33 | 510 | 442 | No
2030-07-21 02:00 | 2030 100% ECP | 700 | 200.27 | 510 | 442 | No
2030-07-21 03:00 | 2030 100% ECP | 700 | 201.88 | 510 | 442 | No
2030-07-21 04:00 | 2030 100% ECP | 700 | 0 | 510 | 442 | No
2030-07-21 05:00 | 2030 100% ECP | 700 | 0 | 300 | 442 | No
2030-07-21 06:00 | 2030 100% ECP | 485.84 | 0 | 0 | 442 | No
2030-07-21 07:00 | 2030 100% ECP | -114.16 | -300 | -300 | 442 | No
2030-07-21 08:00 | 2030 100% ECP | -700 | -526 | -510 | 442 | Yes
2030-07-21 09:00 | 2030 100% ECP | -700 | -526 | -510 | 442 | Yes
2030-07-21 10:00 | 2030 100% ECP | -700 | -526 | -510 | 442 | Yes
2030-07-21 11:00 | 2030 100% ECP | -700 | -526 | -510 | 442 | Yes
2030-07-21 12:00 | 2030 100% ECP | -700 | -526 | -510 | 442 | Yes
2030-07-21 13:00 | 2030 100% ECP | -700 | -526 | -510 | 442 | Yes
2030-07-21 14:00 | 2030 100% ECP | -700 | -526 | -510 | 442 | Yes
2030-07-21 15:00 | 2030 100% ECP | -700 | -526 | -510 | 428.76 | Yes
2030-07-21 16:00 | 2030 100% ECP | -700 | -526 | -510 | 396.16 | No
2030-07-21 17:00 | 2030 100% ECP | -100 | -526 | -510 | 96.16 | No
2030-07-21 18:00 | 2030 100% ECP | 500 | -526 | -510 | 276.01 | No
2030-07-21 19:00 | 2030 100% ECP | 700 | -526 | -510 | 181.93 | No
2030-07-21 20:00 | 2030 100% ECP | 700 | -300 | -393.37 | 142 | No
2030-07-21 21:00 | 2030 100% ECP | 700 | 0 | -93.37 | 442 | No
2030-07-21 22:00 | 2030 100% ECP | 700 | 300 | 206.63 | 442 | No
2030-07-21 23:00 | 2030 100% ECP | 700 | 278.78 | 506.63 | 442 | No
2030-07-22 | 2030 100% ECP | 700 | 179.94 | 510 | 442 | No
2030-07-22 01:00 | 2030 100% ECP | 700 | 290.69 | 510 | 442 | No
2030-07-22 02:00 | 2030 100% ECP | 700 | 261.65 | 510 | 442 | No
2030-07-22 03:00 | 2030 100% ECP | 700 | 0 | 475.76 | 142 | No
2030-07-22 04:00 | 2030 100% ECP | 700 | 0 | 510 | 353.14 | No
2030-07-22 05:00 | 2030 100% ECP | 700 | 0 | 431.82 | 299.57 | No
2030-07-22 06:00 | 2030 100% ECP | 700 | 0 | 320.79 | 0 | No
2030-07-22 07:00 | 2030 100% ECP | 531.71 | 0 | 241.69 | 136.16 | No
2030-07-22 08:00 | 2030 100% ECP | -68.29 | 0 | -28.23 | 0 | No
2030-07-22 09:00 | 2030 100% ECP | -668.29 | -226 | -210 | 137.8 | No
2030-07-22 10:00 | 2030 100% ECP | -700 | -526 | -510 | 437.8 | No
2030-07-22 11:00 | 2030 100% ECP | -700 | -526 | -510 | 369.73 | No
2030-07-22 12:00 | 2030 100% ECP | -700 | -526 | -510 | 442 | No
2030-07-22 13:00 | 2030 100% ECP | -700 | -526 | -510 | 442 | No
2030-07-22 14:00 | 2030 100% ECP | -700 | -526 | -510 | 166.57 | No
2030-07-22 15:00 | 2030 100% ECP | -700 | -505.77 | -510 | 315.05 | No
2030-07-22 16:00 | 2030 100% ECP | -108.73 | -205.77 | -210 | 442 | No
2030-07-22 17:00 | 2030 100% ECP | 376.15 | 0 | 90 | 442 | No
2030-07-22 18:00 | 2030 100% ECP | 700 | 173.25 | 390 | 442 | No
2030-07-22 19:00 | 2030 100% ECP | 700 | 144.41 | 510 | 442 | No
2030-07-22 20:00 | 2030 100% ECP | 700 | 144.41 | 510 | 442 | No
2030-07-22 21:00 | 2030 100% ECP | 700 | 323.6 | 510 | 442 | No
2030-07-22 22:00 | 2030 100% ECP | 700 | 505 | 510 | 442 | No
2030-07-22 23:00 | 2030 100% ECP | 700 | 505 | 510 | 442 | No
2030-07-23 | 2030 100% ECP | 700 | 347.05 | 510 | 442 | No
2030-07-23 01:00 | 2030 100% ECP | 700 | 355.49 | 510 | 442 | No
2030-07-23 02:00 | 2030 100% ECP | 700 | 202.13 | 510 | 442 | No
2030-07-23 03:00 | 2030 100% ECP | 700 | 262.53 | 510 | 442 | No
2030-07-23 04:00 | 2030 100% ECP | 700 | 266.07 | 510 | 442 | No
2030-07-23 05:00 | 2030 100% ECP | 700 | 324.94 | 510 | 442 | No
2030-07-23 06:00 | 2030 100% ECP | 700 | 466.42 | 510 | 442 | No
2030-07-23 07:00 | 2030 100% ECP | 700 | 166.42 | 510 | 442 | No
2030-07-23 08:00 | 2030 100% ECP | 600 | 278.06 | 300 | 442 | No
2030-07-23 09:00 | 2030 100% ECP | 0 | 0 | 0 | 442 | No
2030-07-23 10:00 | 2030 100% ECP | -600 | 0 | -26.25 | 442 | No
2030-07-23 11:00 | 2030 100% ECP | -700 | 0 | -326.25 | 442 | No
2030-07-23 12:00 | 2030 100% ECP | -700 | 0 | -510 | 442 | No
2030-07-23 13:00 | 2030 100% ECP | -700 | 0 | -341.95 | 442 | No
2030-07-23 14:00 | 2030 100% ECP | -700 | -226 | -341.95 | 442 | No
2030-07-23 15:00 | 2030 100% ECP | -587.98 | -526 | -510 | 442 | No
2030-07-23 16:00 | 2030 100% ECP | 12.02 | -526 | -510 | 318.36 | No
2030-07-23 17:00 | 2030 100% ECP | 612.02 | -526 | -510 | 428.2 | No
2030-07-23 18:00 | 2030 100% ECP | 700 | -226 | -510 | 438.58 | No
2030-07-23 19:00 | 2030 100% ECP | 700 | 0 | -323.22 | 254.82 | No
2030-07-23 20:00 | 2030 100% ECP | 700 | 0 | -23.22 | 273.37 | No
2030-07-23 21:00 | 2030 100% ECP | 700 | 0 | -323.22 | 386.98 | No
2030-07-23 22:00 | 2030 100% ECP | 700 | 0 | -105.98 | 301.79 | No
2030-07-23 23:00 | 2030 100% ECP | 700 | 0 | -405.98 | 195.92 | No
2030-07-24 | 2030 100% ECP | 700 | 300 | -105.98 | 442 | No
2030-07-24 01:00 | 2030 100% ECP | 700 | 505 | 194.02 | 442 | No
2030-07-24 02:00 | 2030 100% ECP | 700 | 505 | 494.02 | 442 | No
2030-07-24 03:00 | 2030 100% ECP | 700 | 505 | 510 | 442 | No
2030-07-24 04:00 | 2030 100% ECP | 700 | 478.79 | 390 | 442 | No
2030-07-24 05:00 | 2030 100% ECP | 700 | 178.79 | 90 | 442 | No
2030-07-24 06:00 | 2030 100% ECP | 700 | -121.21 | -210 | 442 | No
2030-07-24 07:00 | 2030 100% ECP | 564.95 | -421.21 | -510 | 344.56 | No
2030-07-24 08:00 | 2030 100% ECP | -35.05 | -526 | -510 | 326.56 | No
2030-07-24 09:00 | 2030 100% ECP | -635.05 | -526 | -510 | 427.42 | No
2030-07-24 10:00 | 2030 100% ECP | -700 | -526 | -510 | 386.84 | No
2030-07-24 11:00 | 2030 100% ECP | -700 | -526 | -510 | 442 | No
2030-07-24 12:00 | 2030 100% ECP | -700 | -526 | -510 | 369.62 | No
2030-07-24 13:00 | 2030 100% ECP | -700 | -526 | -510 | 365.75 | No
2030-07-24 14:00 | 2030 100% ECP | -700 | -300 | -326.44 | 93.92 | No
2030-07-24 15:00 | 2030 100% ECP | -100 | 0 | -26.44 | 360.51 | No
2030-07-24 16:00 | 2030 100% ECP | 0 | 0 | 32.22 | 442 | No
2030-07-24 17:00 | 2030 100% ECP | 600 | 0 | 0 | 442 | No
2030-07-24 18:00 | 2030 100% ECP | 700 | 0 | 0 | 442 | No
2030-07-24 19:00 | 2030 100% ECP | 700 | 0 | 300 | 442 | No
2030-07-24 20:00 | 2030 100% ECP | 700 | 0 | 281.46 | 142 | No
2030-07-24 21:00 | 2030 100% ECP | 700 | 0 | 170.19 | 49.04 | No
2030-07-24 22:00 | 2030 100% ECP | 700 | 205 | 210 | 142 | No
2030-07-24 23:00 | 2030 100% ECP | 700 | 505 | 510 | 442 | No
2030-07-25 | 2030 100% ECP | 700 | 505 | 510 | 442 | No
2030-07-25 01:00 | 2030 100% ECP | 700 | 505 | 510 | 442 | No
2030-07-25 02:00 | 2030 100% ECP | 547.84 | 505 | 510 | 442 | No
2030-07-25 03:00 | 2030 100% ECP | 384.26 | 505 | 510 | 442 | No
2030-07-25 04:00 | 2030 100% ECP | 700 | 505 | 510 | 442 | No
2030-07-25 05:00 | 2030 100% ECP | 700 | 205 | 510 | 142 | No
2030-07-25 06:00 | 2030 100% ECP | 700 | 0 | 435.06 | 142 | No
2030-07-25 07:00 | 2030 100% ECP | 700 | 0 | 375.84 | 442 | No
2030-07-25 08:00 | 2030 100% ECP | 273.58 | 0 | 75.84 | 442 | No
2030-07-25 09:00 | 2030 100% ECP | 0 | 0 | 0 | 142 | No
2030-07-25 10:00 | 2030 100% ECP | 0 | 0 | 0 | 142 | No
2030-07-25 11:00 | 2030 100% ECP | 0 | 0 | -300 | 442 | No
2030-07-25 12:00 | 2030 100% ECP | 0 | 0 | -479.63 | 442 | No
2030-07-25 13:00 | 2030 100% ECP | 0 | 0 | -510 | 442 | No
2030-07-25 14:00 | 2030 100% ECP | 358.88 | 0 | -210 | 442 | No
2030-07-25 15:00 | 2030 100% ECP | 451.78 | 0 | 0 | 442 | No
2030-07-25 16:00 | 2030 100% ECP | 487.21 | 0 | 0 | 442 | No
2030-07-25 17:00 | 2030 100% ECP | 564.87 | 0 | 0 | 442 | No
2030-07-25 18:00 | 2030 100% ECP | 700 | -300 | -217.63 | 142 | No
2030-07-25 19:00 | 2030 100% ECP | 700 | 0 | 82.37 | 427.25 | No
2030-07-25 20:00 | 2030 100% ECP | 700 | 300 | 382.37 | 442 | No
2030-07-25 21:00 | 2030 100% ECP | 700 | 505 | 510 | 442 | No
2030-07-25 22:00 | 2030 100% ECP | 700 | 505 | 510 | 442 | No
2030-07-25 23:00 | 2030 100% ECP | 700 | 282.31 | 510 | 442 | No
2030-07-26 | 2030 100% ECP | 700 | 311.5 | 510 | 442 | No
2030-07-26 01:00 | 2030 100% ECP | 700 | 53.74 | 510 | 442 | No
2030-07-26 02:00 | 2030 100% ECP | 700 | 0 | 510 | 442 | No
2030-07-26 03:00 | 2030 100% ECP | 700 | 0 | 510 | 442 | No
2030-07-26 04:00 | 2030 100% ECP | 700 | 41.7 | 510 | 442 | No
2030-07-26 05:00 | 2030 100% ECP | 700 | 0 | 510 | 442 | No
2030-07-26 06:00 | 2030 100% ECP | 700 | 0 | 390 | 442 | No
2030-07-26 07:00 | 2030 100% ECP | 253.94 | 0 | 90 | 442 | No
2030-07-26 08:00 | 2030 100% ECP | -346.06 | -263.94 | -210 | 442 | No
2030-07-26 09:00 | 2030 100% ECP | -700 | -526 | -510 | 442 | Yes
2030-07-26 10:00 | 2030 100% ECP | -700 | -526 | -510 | 442 | Yes
2030-07-26 11:00 | 2030 100% ECP | -700 | -526 | -510 | 442 | Yes
2030-07-26 12:00 | 2030 100% ECP | -700 | -526 | -510 | 442 | Yes
2030-07-26 13:00 | 2030 100% ECP | -700 | -526 | -510 | 224.29 | Yes
2030-07-26 14:00 | 2030 100% ECP | -700 | -526 | -510 | 21.67 | Yes
2030-07-26 15:00 | 2030 100% ECP | -700 | -526 | -510 | 45.1 | Yes
2030-07-26 16:00 | 2030 100% ECP | -700 | -526 | -510 | 198.69 | No
2030-07-26 17:00 | 2030 100% ECP | -100 | -226 | -210 | 442 | No
2030-07-26 18:00 | 2030 100% ECP | 500 | 0 | 90 | 442 | No
2030-07-26 19:00 | 2030 100% ECP | 700 | 300 | 390 | 442 | No
2030-07-26 20:00 | 2030 100% ECP | 700 | 505 | 510 | 442 | No
2030-07-26 21:00 | 2030 100% ECP | 700 | 505 | 510 | 442 | No
2030-07-26 22:00 | 2030 100% ECP | 700 | 505 | 510 | 442 | No
2030-07-26 23:00 | 2030 100% ECP | 700 | 245.17 | 510 | 442 | No
2030-07-27 | 2030 100% ECP | 188.54 | 505 | 510 | 442 | No
2030-07-27 01:00 | 2030 100% ECP | -275.17 | 505 | 510 | 442 | No
2030-07-27 02:00 | 2030 100% ECP | 58.03 | 505 | 510 | 442 | No
2030-07-27 03:00 | 2030 100% ECP | 83.27 | 505 | 510 | 442 | No
2030-07-27 04:00 | 2030 100% ECP | 569.53 | 505 | 510 | 442 | No
2030-07-27 05:00 | 2030 100% ECP | 0 | 505 | 510 | 442 | No
2030-07-27 06:00 | 2030 100% ECP | -100 | 505 | 510 | 442 | No
2030-07-27 07:00 | 2030 100% ECP | -700 | 505 | 510 | 442 | No
2030-07-27 08:00 | 2030 100% ECP | -700 | 505 | 510 | 442 | Yes
2030-07-27 09:00 | 2030 100% ECP | -700 | 505 | 510 | 442 | Yes
2030-07-27 10:00 | 2030 100% ECP | -700 | 505 | 510 | 442 | Yes
2030-07-27 11:00 | 2030 100% ECP | -700 | 505 | 510 | 442 | Yes
2030-07-27 12:00 | 2030 100% ECP | -700 | 505 | 510 | 442 | Yes
2030-07-27 13:00 | 2030 100% ECP | -700 | 505 | 510 | 442 | Yes
2030-07-27 14:00 | 2030 100% ECP | -700 | 374 | 390 | 390 | Yes
2030-07-27 15:00 | 2030 100% ECP | -700 | 74 | 90 | 90 | Yes
2030-07-27 16:00 | 2030 100% ECP | -700 | -226 | -210 | -210 | Yes
2030-07-27 17:00 | 2030 100% ECP | -700 | -526 | -510 | -510 | Yes
2030-07-27 18:00 | 2030 100% ECP | -700 | -526 | -510 | -510 | Yes
2030-07-27 19:00 | 2030 100% ECP | -700 | -340.71 | -510 | -510 | No
2030-07-27 20:00 | 2030 100% ECP | -700 | -40.71 | -510 | -510 | No
2030-07-27 21:00 | 2030 100% ECP | -700 | 0 | -210 | -510 | No
2030-07-27 22:00 | 2030 100% ECP | -700 | 49.12 | 90 | -416.2 | No
2030-07-27 23:00 | 2030 100% ECP | -700 | 349.12 | 390 | -116.2 | No
2030-07-28 | 2030 100% ECP | -100 | 437.38 | 510 | -250.02 | No
2030-07-28 01:00 | 2030 100% ECP | 42.58 | 505 | 510 | 49.98 | No
2030-07-28 02:00 | 2030 100% ECP | 298.22 | 505 | 510 | 349.98 | No
2030-07-28 03:00 | 2030 100% ECP | 154.72 | 505 | 510 | 390 | No
2030-07-28 04:00 | 2030 100% ECP | 0 | 505 | 510 | 90 | No
2030-07-28 05:00 | 2030 100% ECP | -282.62 | 442.68 | 510 | -210 | No
2030-07-28 06:00 | 2030 100% ECP | -100 | 142.68 | 210 | -510 | No
2030-07-28 07:00 | 2030 100% ECP | -700 | -157.32 | -90 | -510 | No
2030-07-28 08:00 | 2030 100% ECP | -700 | 142.68 | 210 | -210 | Yes
2030-07-28 09:00 | 2030 100% ECP | -100 | 442.68 | 510 | 90 | Yes
2030-07-28 10:00 | 2030 100% ECP | -100 | 505 | 510 | 390 | Yes
2030-07-28 11:00 | 2030 100% ECP | -700 | 505 | 510 | 442 | Yes
2030-07-28 12:00 | 2030 100% ECP | -700 | 373.46 | 510 | 442 | Yes
2030-07-28 13:00 | 2030 100% ECP | -700 | 73.46 | 210 | 142 | Yes
2030-07-28 14:00 | 2030 100% ECP | -100 | 74 | 90 | 397.6 | Yes
2030-07-28 15:00 | 2030 100% ECP | -100 | -226 | -210 | 97.6 | Yes
2030-07-28 16:00 | 2030 100% ECP | -700 | -526 | -510 | -202.4 | Yes
2030-07-28 17:00 | 2030 100% ECP | -502.04 | -300 | -300 | -230.85 | No
2030-07-28 18:00 | 2030 100% ECP | 97.96 | 0 | 0 | 69.15 | No
2030-07-28 19:00 | 2030 100% ECP | 697.96 | 0 | 300 | 369.15 | No
2030-07-28 20:00 | 2030 100% ECP | 700 | 0 | 0 | 69.15 | No
2030-07-28 21:00 | 2030 100% ECP | 700 | 0 | 210 | 142 | No
2030-07-28 22:00 | 2030 100% ECP | 700 | 55.55 | 510 | 442 | No
2030-07-28 23:00 | 2030 100% ECP | 700 | 355.55 | 510 | 442 | No
2030-07-29 | 2030 100% ECP | 700 | 505 | 510 | 442 | No
2030-07-29 01:00 | 2030 100% ECP | 700 | 505 | 510 | 442 | No
2030-07-29 02:00 | 2030 100% ECP | 700 | 505 | 510 | 442 | No
2030-07-29 03:00 | 2030 100% ECP | 700 | 505 | 510 | 442 | No
2030-07-29 04:00 | 2030 100% ECP | 700 | 505 | 510 | 442 | No
2030-07-29 05:00 | 2030 100% ECP | 700 | 505 | 510 | 442 | Yes
2030-07-29 06:00 | 2030 100% ECP | 700 | 374 | 390 | 442 | No
2030-07-29 07:00 | 2030 100% ECP | 516.73 | 74 | 90 | 442 | No
2030-07-29 08:00 | 2030 100% ECP | -83.27 | -226 | -210 | 442 | No
2030-07-29 09:00 | 2030 100% ECP | -683.27 | -526 | -510 | 442 | No
2030-07-29 10:00 | 2030 100% ECP | -700 | -526 | -510 | 442 | No
2030-07-29 11:00 | 2030 100% ECP | -700 | -526 | -510 | 142 | No
2030-07-29 12:00 | 2030 100% ECP | -700 | -526 | -510 | 122.72 | No
2030-07-29 13:00 | 2030 100% ECP | -100 | -291.14 | -510 | 422.72 | No
2030-07-29 14:00 | 2030 100% ECP | 342.59 | 0 | -210 | 442 | No
2030-07-29 15:00 | 2030 100% ECP | 700 | 0 | 90 | 442 | No
2030-07-29 16:00 | 2030 100% ECP | 700 | 0 | 390 | 442 | No
2030-07-29 17:00 | 2030 100% ECP | 700 | 131.39 | 510 | 442 | No
2030-07-29 18:00 | 2030 100% ECP | 700 | 431.39 | 510 | 442 | No
2030-07-29 19:00 | 2030 100% ECP | 700 | 382.31 | 510 | 442 | No
2030-07-29 20:00 | 2030 100% ECP | 700 | 82.31 | 510 | 442 | No
2030-07-29 21:00 | 2030 100% ECP | 700 | 318.1 | 510 | 442 | No
2030-07-29 22:00 | 2030 100% ECP | 515.36 | 505 | 510 | 442 | No
2030-07-29 23:00 | 2030 100% ECP | 21.28 | 505 | 510 | 442 | No
2030-07-30 | 2030 100% ECP | 0 | 505 | 510 | 442 | No
2030-07-30 01:00 | 2030 100% ECP | -143.11 | 505 | 510 | 442 | No
2030-07-30 02:00 | 2030 100% ECP | -502.9 | 505 | 510 | 442 | No
2030-07-30 03:00 | 2030 100% ECP | -223.74 | 505 | 510 | 442 | No
2030-07-30 04:00 | 2030 100% ECP | -513.57 | 505 | 510 | 442 | No
2030-07-30 05:00 | 2030 100% ECP | -125.69 | 505 | 510 | 442 | No
2030-07-30 06:00 | 2030 100% ECP | -79 | 505 | 510 | 442 | No
2030-07-30 07:00 | 2030 100% ECP | -469.01 | 505 | 510 | 442 | No
2030-07-30 08:00 | 2030 100% ECP | -700 | 505 | 510 | 442 | Yes
2030-07-30 09:00 | 2030 100% ECP | -700 | 505 | 510 | 442 | Yes
2030-07-30 10:00 | 2030 100% ECP | -700 | 505 | 510 | 442 | Yes
2030-07-30 11:00 | 2030 100% ECP | -700 | 505 | 510 | 442 | Yes
2030-07-30 12:00 | 2030 100% ECP | -700 | 505 | 510 | 442 | Yes
2030-07-30 13:00 | 2030 100% ECP | -700 | 505 | 510 | 442 | Yes
2030-07-30 14:00 | 2030 100% ECP | -700 | 505 | 510 | 442 | Yes
2030-07-30 15:00 | 2030 100% ECP | -700 | 505 | 510 | 442 | Yes
2030-07-30 16:00 | 2030 100% ECP | -700 | 505 | 510 | 442 | Yes
2030-07-30 17:00 | 2030 100% ECP | -700 | 505 | 510 | 442 | Yes
2030-07-30 18:00 | 2030 100% ECP | -700 | 300 | 510 | 306.46 | Yes
2030-07-30 19:00 | 2030 100% ECP | -700 | 0 | 210 | 6.46 | No
2030-07-30 20:00 | 2030 100% ECP | -700 | -4.8 | -90 | -158 | No
2030-07-30 21:00 | 2030 100% ECP | -700 | 295.2 | 210 | 142 | No
2030-07-30 22:00 | 2030 100% ECP | -700 | 505 | 510 | 442 | Yes
2030-07-30 23:00 | 2030 100% ECP | -700 | 505 | 510 | 442 | Yes
2030-07-31 | 2030 100% ECP | -437 | 505 | 510 | 442 | No
2030-07-31 01:00 | 2030 100% ECP | -700 | 505 | 510 | 442 | No
2030-07-31 02:00 | 2030 100% ECP | -547.44 | 505 | 510 | 442 | No
2030-07-31 03:00 | 2030 100% ECP | -547.44 | 505 | 510 | 442 | No
2030-07-31 04:00 | 2030 100% ECP | 0 | 505 | 510 | 442 | No
2030-07-31 05:00 | 2030 100% ECP | 0 | 505 | 510 | 442 | No
2030-07-31 06:00 | 2030 100% ECP | 0 | 374 | 450.39 | 442 | No
2030-07-31 07:00 | 2030 100% ECP | -100 | 74 | 150.39 | 285.51 | No
2030-07-31 08:00 | 2030 100% ECP | -700 | -226 | -149.61 | 0 | No
2030-07-31 09:00 | 2030 100% ECP | -700 | -526 | -449.61 | 13.33 | No
2030-07-31 10:00 | 2030 100% ECP | -700 | -395 | -390 | 103.8 | No
2030-07-31 11:00 | 2030 100% ECP | -700 | -95 | -90 | 199.02 | No
2030-07-31 12:00 | 2030 100% ECP | -700 | 205 | 210 | 442 | No
2030-07-31 13:00 | 2030 100% ECP | -700 | 505 | 510 | 442 | No
2030-07-31 14:00 | 2030 100% ECP | -700 | 300 | 300 | 442 | No
2030-07-31 15:00 | 2030 100% ECP | -700 | 0 | 0 | 196.85 | No
2030-07-31 16:00 | 2030 100% ECP | -700 | -237.23 | -300 | 439.43 | No
2030-07-31 17:00 | 2030 100% ECP | -100 | -72.96 | 0 | 442 | No
2030-07-31 18:00 | 2030 100% ECP | 500 | 0 | 300 | 442 | No
2030-07-31 19:00 | 2030 100% ECP | 700 | 263.55 | 510 | 442 | No
2030-07-31 20:00 | 2030 100% ECP | 700 | 199.53 | 510 | 442 | No
2030-07-31 21:00 | 2030 100% ECP | 700 | 300 | 510 | 442 | No
2030-07-31 22:00 | 2030 100% ECP | 700 | 0 | 510 | 442 | No
2030-07-31 23:00 | 2030 100% ECP | 700 | 0 | 510 | 442 | No
2030-08-01 | 2030 100% ECP | 700 | 300 | 510 | 442 | No
2030-08-01 01:00 | 2030 100% ECP | 700 | 368.42 | 510 | 442 | No
2030-08-01 02:00 | 2030 100% ECP | 700 | 505 | 510 | 442 | No
2030-08-01 03:00 | 2030 100% ECP | 700 | 505 | 510 | 442 | No
2030-08-01 04:00 | 2030 100% ECP | 700 | 505 | 415.58 | 442 | No
2030-08-01 05:00 | 2030 100% ECP | 700 | 300 | 115.58 | 442 | No
2030-08-01 06:00 | 2030 100% ECP | 700 | 0 | -184.42 | 442 | No
2030-08-01 07:00 | 2030 100% ECP | 319.46 | -300 | -484.42 | 142 | No
2030-08-01 08:00 | 2030 100% ECP | -280.54 | -526 | -510 | 142 | No
2030-08-01 09:00 | 2030 100% ECP | -700 | -526 | -510 | 442 | No
2030-08-01 10:00 | 2030 100% ECP | -700 | -526 | -510 | 442 | No
2030-08-01 11:00 | 2030 100% ECP | -700 | -526 | -510 | 442 | No
2030-08-01 12:00 | 2030 100% ECP | -700 | -526 | -510 | 201.45 | No
2030-08-01 13:00 | 2030 100% ECP | -700 | -526 | -510 | 201.45 | No
2030-08-01 14:00 | 2030 100% ECP | -500 | -526 | -510 | 442 | No
2030-08-01 15:00 | 2030 100% ECP | 100 | -526 | -510 | 337.68 | No
2030-08-01 16:00 | 2030 100% ECP | 700 | -526 | -510 | 241.99 | No
2030-08-01 17:00 | 2030 100% ECP | 700 | -526 | -510 | 393.72 | No
2030-08-01 18:00 | 2030 100% ECP | 700 | -526 | -510 | 442 | No
2030-08-01 19:00 | 2030 100% ECP | 700 | -441.91 | -510 | 390.27 | No
2030-08-01 20:00 | 2030 100% ECP | 700 | -141.91 | -210 | 234.56 | No
2030-08-01 21:00 | 2030 100% ECP | 700 | 158.09 | 90 | 311.18 | No
2030-08-01 22:00 | 2030 100% ECP | 700 | 458.09 | 390 | 442 | No
2030-08-01 23:00 | 2030 100% ECP | 700 | 432.39 | 510 | 442 | No
2030-08-02 | 2030 100% ECP | 700 | 270.47 | 510 | 442 | No
2030-08-02 01:00 | 2030 100% ECP | 700 | 374.31 | 510 | 442 | No
2030-08-02 02:00 | 2030 100% ECP | 700 | 194.55 | 510 | 442 | No
2030-08-02 03:00 | 2030 100% ECP | 700 | 190.65 | 510 | 442 | No
2030-08-02 04:00 | 2030 100% ECP | 700 | 327.97 | 510 | 442 | No
2030-08-02 05:00 | 2030 100% ECP | 700 | 408.71 | 510 | 442 | No
2030-08-02 06:00 | 2030 100% ECP | 700 | 286.8 | 210 | 442 | No
2030-08-02 07:00 | 2030 100% ECP | 700 | -13.2 | -90 | 146.11 | No
2030-08-02 08:00 | 2030 100% ECP | 100 | -226 | -296.9 | 442 | No
2030-08-02 09:00 | 2030 100% ECP | -500 | -526 | -510 | 442 | No
2030-08-02 10:00 | 2030 100% ECP | -700 | -526 | -510 | 442 | No
2030-08-02 11:00 | 2030 100% ECP | -700 | -526 | -510 | 442 | No
2030-08-02 12:00 | 2030 100% ECP | -700 | -526 | -510 | 442 | No
2030-08-02 13:00 | 2030 100% ECP | -700 | -526 | -510 | 442 | No
2030-08-02 14:00 | 2030 100% ECP | -700 | -526 | -510 | 187.87 | No
2030-08-02 15:00 | 2030 100% ECP | -551.36 | -526 | -510 | 230.05 | No
2030-08-02 16:00 | 2030 100% ECP | -256.83 | -526 | -510 | 442 | No
2030-08-02 17:00 | 2030 100% ECP | 343.17 | -526 | -510 | 442 | No
2030-08-02 18:00 | 2030 100% ECP | 700 | -311.11 | -510 | 442 | No
2030-08-02 19:00 | 2030 100% ECP | 700 | -11.11 | -508.83 | 214.11 | No
2030-08-02 20:00 | 2030 100% ECP | 700 | 0 | -300 | 382.79 | No
2030-08-02 21:00 | 2030 100% ECP | 700 | 0 | 0 | 396.75 | No
2030-08-02 22:00 | 2030 100% ECP | 700 | 205 | 210 | 244.66 | No
2030-08-02 23:00 | 2030 100% ECP | 700 | 505 | 510 | 442 | No
2030-08-03 | 2030 100% ECP | 700 | 505 | 510 | 442 | No
2030-08-03 01:00 | 2030 100% ECP | 700 | 313.42 | 510 | 442 | No
2030-08-03 02:00 | 2030 100% ECP | 700 | 302.47 | 510 | 442 | No
2030-08-03 03:00 | 2030 100% ECP | 700 | 328.96 | 510 | 442 | No
2030-08-03 04:00 | 2030 100% ECP | 700 | 28.96 | 510 | 442 | No
2030-08-03 05:00 | 2030 100% ECP | 700 | 300 | 300 | 442 | No
2030-08-03 06:00 | 2030 100% ECP | 700 | 0 | 0 | 387.4 | No
2030-08-03 07:00 | 2030 100% ECP | 100 | -179.58 | -300 | 377.27 | No
2030-08-03 08:00 | 2030 100% ECP | -500 | -346.28 | -510 | 442 | No
2030-08-03 09:00 | 2030 100% ECP | -700 | -526 | -510 | 274.94 | Yes
2030-08-03 10:00 | 2030 100% ECP | -700 | -526 | -510 | 442 | Yes
2030-08-03 11:00 | 2030 100% ECP | -700 | -526 | -510 | 442 | Yes
2030-08-03 12:00 | 2030 100% ECP | -700 | -526 | -510 | 442 | Yes
2030-08-03 13:00 | 2030 100% ECP | -700 | -526 | -510 | 326.16 | Yes
2030-08-03 14:00 | 2030 100% ECP | -700 | -526 | -510 | 442 | Yes
2030-08-03 15:00 | 2030 100% ECP | -700 | -526 | -510 | 442 | Yes
2030-08-03 16:00 | 2030 100% ECP | -201.15 | -526 | -510 | 211.05 | No
2030-08-03 17:00 | 2030 100% ECP | 398.85 | -526 | -510 | 394.23 | No
2030-08-03 18:00 | 2030 100% ECP | 700 | -526 | -510 | 442 | No
2030-08-03 19:00 | 2030 100% ECP | 700 | -441.02 | -473.61 | 373.88 | No
2030-08-03 20:00 | 2030 100% ECP | 700 | -141.02 | -173.61 | 73.88 | No
2030-08-03 21:00 | 2030 100% ECP | 700 | 158.98 | 126.39 | 282.04 | No
2030-08-03 22:00 | 2030 100% ECP | 700 | 458.98 | 426.39 | 442 | No
2030-08-03 23:00 | 2030 100% ECP | 700 | 158.98 | 510 | 442 | No
2030-08-04 | 2030 100% ECP | 249.85 | 0 | 210 | 317.45 | No
2030-08-04 01:00 | 2030 100% ECP | 0 | 0 | 40.78 | 205.86 | No
2030-08-04 02:00 | 2030 100% ECP | -600 | 0 | -108.79 | 46.83 | No
2030-08-04 03:00 | 2030 100% ECP | -700 | 300 | 191.21 | 346.83 | Yes
2030-08-04 04:00 | 2030 100% ECP | -700 | 505 | 491.21 | 442 | Yes
2030-08-04 05:00 | 2030 100% ECP | -700 | 505 | 510 | 305.77 | Yes
2030-08-04 06:00 | 2030 100% ECP | -700 | 505 | 510 | 174.47 | Yes
2030-08-04 07:00 | 2030 100% ECP | -700 | 505 | 510 | 402.12 | Yes
2030-08-04 08:00 | 2030 100% ECP | -700 | 505 | 510 | 140.9 | Yes
2030-08-04 09:00 | 2030 100% ECP | -700 | 505 | 510 | 284.69 | Yes
2030-08-04 10:00 | 2030 100% ECP | -100 | 505 | 510 | 299.31 | Yes
2030-08-04 11:00 | 2030 100% ECP | 313 | 279 | 210 | 232 | Yes
2030-08-04 12:00 | 2030 100% ECP | 545.51 | -21 | 510 | -68 | Yes
2030-08-04 13:00 | 2030 100% ECP | 700 | -21 | 210 | -28.14 | Yes
2030-08-04 14:00 | 2030 100% ECP | 700 | -21 | -90 | 107.82 | Yes
2030-08-04 15:00 | 2030 100% ECP | 100 | 216.73 | 210 | -68 | Yes
2030-08-04 16:00 | 2030 100% ECP | -500 | 505 | 510 | 14.08 | Yes
2030-08-04 17:00 | 2030 100% ECP | -700 | 505 | 510 | 207.04 | Yes
2030-08-04 18:00 | 2030 100% ECP | -700 | 505 | 510 | 442 | Yes
2030-08-04 19:00 | 2030 100% ECP | -700 | 505 | 510 | 442 | Yes
2030-08-04 20:00 | 2030 100% ECP | -700 | 505 | 510 | 442 | Yes
2030-08-04 21:00 | 2030 100% ECP | -700 | 505 | 510 | 198.65 | Yes
2030-08-04 22:00 | 2030 100% ECP | -700 | 505 | 510 | 442 | Yes
2030-08-04 23:00 | 2030 100% ECP | -700 | 505 | 510 | 393.08 | Yes
2030-08-05 | 2030 100% ECP | -533.34 | 505 | 510 | 442 | No
2030-08-05 01:00 | 2030 100% ECP | 66.44 | 505 | 510 | 442 | No
2030-08-05 02:00 | 2030 100% ECP | -18.88 | 505 | 510 | 442 | No
2030-08-05 03:00 | 2030 100% ECP | -207.56 | 505 | 510 | 442 | No
2030-08-05 04:00 | 2030 100% ECP | -33.57 | 505 | 510 | 442 | No
2030-08-05 05:00 | 2030 100% ECP | -485.44 | 505 | 510 | 442 | No
2030-08-05 06:00 | 2030 100% ECP | -559.51 | 505 | 510 | 442 | No
2030-08-05 07:00 | 2030 100% ECP | -700 | 505 | 510 | 442 | No
2030-08-05 08:00 | 2030 100% ECP | -700 | 505 | 510 | 442 | No
2030-08-05 09:00 | 2030 100% ECP | -466.16 | 505 | 510 | 442 | No
2030-08-05 10:00 | 2030 100% ECP | -185.23 | 505 | 510 | 442 | No
2030-08-05 11:00 | 2030 100% ECP | -700 | 505 | 510 | 442 | No
2030-08-05 12:00 | 2030 100% ECP | -700 | 505 | 510 | 442 | No
2030-08-05 13:00 | 2030 100% ECP | -700 | 505 | 510 | 442 | No
2030-08-05 14:00 | 2030 100% ECP | -700 | 300 | 230.54 | 442 | No
2030-08-05 15:00 | 2030 100% ECP | -700 | 0 | -69.46 | 442 | No
2030-08-05 16:00 | 2030 100% ECP | -250.18 | 0 | -327.78 | 442 | No
2030-08-05 17:00 | 2030 100% ECP | 349.82 | 0 | -110.1 | 442 | No
2030-08-05 18:00 | 2030 100% ECP | 700 | -300 | -410.1 | 442 | No
2030-08-05 19:00 | 2030 100% ECP | 700 | -393.33 | -390 | 442 | No
2030-08-05 20:00 | 2030 100% ECP | 700 | -93.33 | -90 | 442 | No
2030-08-05 21:00 | 2030 100% ECP | 700 | 205 | 210 | 442 | No
2030-08-05 22:00 | 2030 100% ECP | 700 | 505 | 510 | 442 | No
2030-08-05 23:00 | 2030 100% ECP | 700 | 505 | 510 | 442 | No
2030-08-06 | 2030 100% ECP | 700 | 505 | 510 | 442 | No
2030-08-06 01:00 | 2030 100% ECP | 700 | 301.79 | 510 | 442 | No
2030-08-06 02:00 | 2030 100% ECP | 700 | 505 | 510 | 442 | No
2030-08-06 03:00 | 2030 100% ECP | 700 | 505 | 510 | 442 | No
2030-08-06 04:00 | 2030 100% ECP | 700 | 418.82 | 510 | 442 | No
2030-08-06 05:00 | 2030 100% ECP | 700 | 358.96 | 510 | 442 | No
2030-08-06 06:00 | 2030 100% ECP | 700 | 58.96 | 250.31 | 404.37 | No
2030-08-06 07:00 | 2030 100% ECP | 100 | 0 | -38.59 | 441.66 | No
2030-08-06 08:00 | 2030 100% ECP | -500 | -300 | -338.59 | 155.9 | No
2030-08-06 09:00 | 2030 100% ECP | -700 | -526 | -510 | 7.03 | Yes
2030-08-06 10:00 | 2030 100% ECP | -700 | -526 | -510 | -58.41 | Yes
2030-08-06 11:00 | 2030 100% ECP | -700 | -226 | -210 | 241.59 | Yes
2030-08-06 12:00 | 2030 100% ECP | -700 | 74 | 90 | 442 | Yes
2030-08-06 13:00 | 2030 100% ECP | -700 | 374 | 390 | 442 | Yes
2030-08-06 14:00 | 2030 100% ECP | -700 | 74 | 90 | 442 | Yes
2030-08-06 15:00 | 2030 100% ECP | -700 | -226 | -210 | 442 | Yes
2030-08-06 16:00 | 2030 100% ECP | -700 | -526 | -510 | 219.23 | No
2030-08-06 17:00 | 2030 100% ECP | -100 | -226 | -210 | 174.32 | No
2030-08-06 18:00 | 2030 100% ECP | 0 | 0 | 0 | 14.46 | No
2030-08-06 19:00 | 2030 100% ECP | 600 | 0 | 0 | 243.27 | No
2030-08-06 20:00 | 2030 100% ECP | 700 | 0 | 0 | 340.75 | No
2030-08-06 21:00 | 2030 100% ECP | 700 | 0 | 0 | 40.75 | No
2030-08-06 22:00 | 2030 100% ECP | 499.05 | 0 | 210 | 179.42 | No
2030-08-06 23:00 | 2030 100% ECP | 0 | 300 | 510 | 442 | No
2030-08-07 | 2030 100% ECP | 600 | 0 | 271.4 | 442 | No
2030-08-07 01:00 | 2030 100% ECP | 570.74 | 0 | 210 | 142 | No
2030-08-07 02:00 | 2030 100% ECP | 61.94 | 300 | 510 | 442 | No
2030-08-07 03:00 | 2030 100% ECP | 141.52 | 300 | 510 | 442 | No
2030-08-07 04:00 | 2030 100% ECP | 700 | 0 | 210 | 237.7 | No
2030-08-07 05:00 | 2030 100% ECP | 700 | 0 | 384.9 | 284.13 | No
2030-08-07 06:00 | 2030 100% ECP | 700 | 0 | 84.9 | 150.26 | No
2030-08-07 07:00 | 2030 100% ECP | 700 | 0 | 271.05 | 422.08 | No
2030-08-07 08:00 | 2030 100% ECP | 101.6 | 0 | 0 | 387.82 | No
2030-08-07 09:00 | 2030 100% ECP | -30.91 | 0 | 0 | 215.21 | No
2030-08-07 10:00 | 2030 100% ECP | -630.91 | 0 | 0 | 247.35 | No
2030-08-07 11:00 | 2030 100% ECP | -700 | 0 | 0 | 442 | No
2030-08-07 12:00 | 2030 100% ECP | -700 | 0 | 0 | 442 | No
2030-08-07 13:00 | 2030 100% ECP | -535.73 | 0 | 0 | 442 | No
2030-08-07 14:00 | 2030 100% ECP | -636.95 | 0 | 0 | 442 | No
2030-08-07 15:00 | 2030 100% ECP | -179.66 | 0 | 0 | 442 | No
2030-08-07 16:00 | 2030 100% ECP | 411.18 | 0 | 0 | 442 | No
2030-08-07 17:00 | 2030 100% ECP | 700 | 208.13 | 134.74 | 442 | No
2030-08-07 18:00 | 2030 100% ECP | 700 | -91.87 | -165.26 | 345.44 | No
2030-08-07 19:00 | 2030 100% ECP | 700 | -391.87 | -465.26 | 442 | No
2030-08-07 20:00 | 2030 100% ECP | 700 | -95 | -165.26 | 442 | No
2030-08-07 21:00 | 2030 100% ECP | 700 | 205 | 134.74 | 442 | No
2030-08-07 22:00 | 2030 100% ECP | 700 | 505 | 434.74 | 442 | No
2030-08-07 23:00 | 2030 100% ECP | 700 | 505 | 510 | 442 | No
2030-08-08 | 2030 100% ECP | 700 | 505 | 510 | 442 | No
2030-08-08 01:00 | 2030 100% ECP | 700 | 505 | 510 | 442 | No
2030-08-08 02:00 | 2030 100% ECP | 700 | 421.26 | 510 | 442 | No
2030-08-08 03:00 | 2030 100% ECP | 700 | 365.11 | 510 | 442 | No
2030-08-08 04:00 | 2030 100% ECP | 700 | 446.32 | 510 | 442 | No
2030-08-08 05:00 | 2030 100% ECP | 700 | 300 | 399.83 | 442 | No
2030-08-08 06:00 | 2030 100% ECP | 700 | 0 | 99.83 | 442 | No
2030-08-08 07:00 | 2030 100% ECP | 100 | -300 | -200.17 | 442 | No
2030-08-08 08:00 | 2030 100% ECP | -500 | -379.6 | -500.17 | 442 | No
2030-08-08 09:00 | 2030 100% ECP | -700 | -526 | -510 | 442 | Yes
2030-08-08 10:00 | 2030 100% ECP | -700 | -526 | -510 | 442 | Yes
2030-08-08 11:00 | 2030 100% ECP | -700 | -526 | -510 | 442 | Yes
2030-08-08 12:00 | 2030 100% ECP | -700 | -526 | -510 | 442 | Yes
2030-08-08 13:00 | 2030 100% ECP | -700 | -526 | -510 | 442 | Yes
2030-08-08 14:00 | 2030 100% ECP | -700 | -526 | -510 | 442 | Yes
2030-08-08 15:00 | 2030 100% ECP | -700 | -526 | -510 | 442 | Yes
2030-08-08 16:00 | 2030 100% ECP | -700 | -526 | -510 | 442 | No
2030-08-08 17:00 | 2030 100% ECP | -100 | -268.09 | -510 | 442 | No
2030-08-08 18:00 | 2030 100% ECP | 500 | -526 | -510 | 142 | No
2030-08-08 19:00 | 2030 100% ECP | 700 | -402.77 | -510 | 21.86 | No
2030-08-08 20:00 | 2030 100% ECP | 700 | -102.77 | -210 | 321.86 | No
2030-08-08 21:00 | 2030 100% ECP | 700 | 197.23 | 90 | 442 | No
2030-08-08 22:00 | 2030 100% ECP | 700 | 497.23 | 390 | 442 | No
2030-08-08 23:00 | 2030 100% ECP | 700 | 505 | 510 | 442 | No
2030-08-09 | 2030 100% ECP | 700 | 505 | 510 | 442 | No
2030-08-09 01:00 | 2030 100% ECP | 700 | 505 | 510 | 442 | No
2030-08-09 02:00 | 2030 100% ECP | 700 | 505 | 510 | 442 | No
2030-08-09 03:00 | 2030 100% ECP | 700 | 505 | 510 | 442 | No
2030-08-09 04:00 | 2030 100% ECP | 700 | 470.2 | 510 | 442 | No
2030-08-09 05:00 | 2030 100% ECP | 700 | 170.2 | 210 | 142 | No
2030-08-09 06:00 | 2030 100% ECP | 700 | 0 | -90 | -144.41 | No
2030-08-09 07:00 | 2030 100% ECP | 500 | -226 | -390 | -169.01 | No
2030-08-09 08:00 | 2030 100% ECP | -100 | -526 | -510 | 110.96 | No
2030-08-09 09:00 | 2030 100% ECP | -700 | -526 | -510 | 410.96 | No
2030-08-09 10:00 | 2030 100% ECP | -700 | -526 | -510 | 442 | Yes
2030-08-09 11:00 | 2030 100% ECP | -700 | -526 | -510 | 442 | Yes
2030-08-09 12:00 | 2030 100% ECP | -700 | -526 | -510 | 442 | Yes
2030-08-09 13:00 | 2030 100% ECP | -700 | -526 | -510 | 442 | Yes
2030-08-09 14:00 | 2030 100% ECP | -700 | -526 | -510 | 442 | Yes
2030-08-09 15:00 | 2030 100% ECP | -700 | -526 | -510 | 442 | No
2030-08-09 16:00 | 2030 100% ECP | -112.45 | -526 | -510 | 442 | No
2030-08-09 17:00 | 2030 100% ECP | 487.55 | -315.12 | -510 | 442 | No
2030-08-09 18:00 | 2030 100% ECP | 700 | -15.12 | -510 | 442 | No
2030-08-09 19:00 | 2030 100% ECP | 700 | 0 | -510 | 442 | No
2030-08-09 20:00 | 2030 100% ECP | 700 | 0 | -400.62 | 442 | No
2030-08-09 21:00 | 2030 100% ECP | 700 | 0 | -100.62 | 442 | No
2030-08-09 22:00 | 2030 100% ECP | 700 | 0 | -100.62 | 442 | No
2030-08-09 23:00 | 2030 100% ECP | 700 | 0 | -100.62 | 442 | No
2030-08-10 | 2030 100% ECP | 700 | 300 | 199.38 | 442 | No
2030-08-10 01:00 | 2030 100% ECP | 700 | 505 | 499.38 | 442 | No
2030-08-10 02:00 | 2030 100% ECP | 700 | 505 | 510 | 442 | No
2030-08-10 03:00 | 2030 100% ECP | 700 | 505 | 510 | 442 | No
2030-08-10 04:00 | 2030 100% ECP | 700 | 505 | 510 | 442 | No
2030-08-10 05:00 | 2030 100% ECP | 700 | 505 | 510 | 442 | No
2030-08-10 06:00 | 2030 100% ECP | 700 | 205 | 270.25 | 142 | No
2030-08-10 07:00 | 2030 100% ECP | 700 | 0 | 300 | 254.29 | No
2030-08-10 08:00 | 2030 100% ECP | 208.68 | 0 | 0 | 442 | No
2030-08-10 09:00 | 2030 100% ECP | -211 | 0 | 0 | 442 | No
2030-08-10 10:00 | 2030 100% ECP | -510.56 | 0 | 0 | 442 | No
2030-08-10 11:00 | 2030 100% ECP | -510.56 | 0 | 0 | 442 | No
2030-08-10 12:00 | 2030 100% ECP | 0 | 0 | 0 | 442 | No
2030-08-10 13:00 | 2030 100% ECP | -61.28 | 0 | 0 | 442 | No
2030-08-10 14:00 | 2030 100% ECP | 0 | 0 | 0 | 442 | No
2030-08-10 15:00 | 2030 100% ECP | 0 | 0 | 0 | 442 | No
2030-08-10 16:00 | 2030 100% ECP | 405.62 | 0 | 210 | 442 | No
2030-08-10 17:00 | 2030 100% ECP | 700 | 274.68 | 510 | 442 | No
2030-08-10 18:00 | 2030 100% ECP | 700 | 505 | 510 | 442 | No
2030-08-10 19:00 | 2030 100% ECP | 700 | 505 | 510 | 442 | No
2030-08-10 20:00 | 2030 100% ECP | 700 | 505 | 510 | 442 | No
2030-08-10 21:00 | 2030 100% ECP | 700 | 505 | 510 | 442 | No
2030-08-10 22:00 | 2030 100% ECP | 700 | 505 | 510 | 442 | No
2030-08-10 23:00 | 2030 100% ECP | 700 | 505 | 510 | 442 | No
2030-08-11 | 2030 100% ECP | 700 | 492.81 | 510 | 442 | No
2030-08-11 01:00 | 2030 100% ECP | 700 | 434.12 | 510 | 442 | No
2030-08-11 02:00 | 2030 100% ECP | 700 | 422.57 | 510 | 442 | No
2030-08-11 03:00 | 2030 100% ECP | 700 | 316.8 | 510 | 442 | No
2030-08-11 04:00 | 2030 100% ECP | 700 | 292.14 | 510 | 442 | No
2030-08-11 05:00 | 2030 100% ECP | 700 | 250.36 | 510 | 442 | No
2030-08-11 06:00 | 2030 100% ECP | 500 | 1.83 | 210 | 442 | No
2030-08-11 07:00 | 2030 100% ECP | -100 | -30.1 | -90 | 442 | No
2030-08-11 08:00 | 2030 100% ECP | -700 | -330.1 | -390 | 442 | No
2030-08-11 09:00 | 2030 100% ECP | -700 | -526 | -510 | 442 | Yes
2030-08-11 10:00 | 2030 100% ECP | -700 | -526 | -510 | 442 | Yes
2030-08-11 11:00 | 2030 100% ECP | -700 | -526 | -510 | 323.56 | Yes
2030-08-11 12:00 | 2030 100% ECP | -700 | -526 | -510 | 442 | Yes
2030-08-11 13:00 | 2030 100% ECP | -700 | -526 | -510 | 442 | Yes
2030-08-11 14:00 | 2030 100% ECP | -700 | -526 | -510 | 442 | Yes
2030-08-11 15:00 | 2030 100% ECP | -700 | -526 | -510 | 442 | Yes
2030-08-11 16:00 | 2030 100% ECP | -100 | -277.85 | -510 | 442 | No
2030-08-11 17:00 | 2030 100% ECP | 500 | -23.56 | -510 | 442 | No
2030-08-11 18:00 | 2030 100% ECP | 700 | 0 | -510 | 442 | No
2030-08-11 19:00 | 2030 100% ECP | 700 | 0 | -338.1 | 442 | No
2030-08-11 20:00 | 2030 100% ECP | 700 | 0 | -38.1 | 341.56 | No
2030-08-11 21:00 | 2030 100% ECP | 700 | 0 | -134.56 | 284.57 | No
2030-08-11 22:00 | 2030 100% ECP | 700 | 0 | 34.64 | 230.12 | No
2030-08-11 23:00 | 2030 100% ECP | 700 | 300 | 334.64 | 442 | No
2030-08-12 | 2030 100% ECP | 700 | 505 | 510 | 442 | No
2030-08-12 01:00 | 2030 100% ECP | 700 | 205 | 510 | 297.69 | No
2030-08-12 02:00 | 2030 100% ECP | 700 | 206.49 | 510 | 442 | No
2030-08-12 03:00 | 2030 100% ECP | 700 | 421.55 | 510 | 442 | No
2030-08-12 04:00 | 2030 100% ECP | 700 | 172.26 | 510 | 442 | No
2030-08-12 05:00 | 2030 100% ECP | 700 | 421.41 | 510 | 442 | No
2030-08-12 06:00 | 2030 100% ECP | 700 | 152.46 | 390 | 442 | No
2030-08-12 07:00 | 2030 100% ECP | 294.66 | 0 | 90 | 442 | No
2030-08-12 08:00 | 2030 100% ECP | -305.34 | -300 | -210 | 442 | No
2030-08-12 09:00 | 2030 100% ECP | -700 | -526 | -510 | 431.6 | Yes
2030-08-12 10:00 | 2030 100% ECP | -700 | -526 | -510 | 267.73 | Yes
2030-08-12 11:00 | 2030 100% ECP | -700 | -526 | -510 | 220.64 | Yes
2030-08-12 12:00 | 2030 100% ECP | -700 | -526 | -510 | 199.22 | Yes
2030-08-12 13:00 | 2030 100% ECP | -700 | -526 | -510 | 225.12 | Yes
2030-08-12 14:00 | 2030 100% ECP | -700 | -526 | -510 | 243.34 | Yes
2030-08-12 15:00 | 2030 100% ECP | -700 | -526 | -510 | 207.06 | No
2030-08-12 16:00 | 2030 100% ECP | -398.96 | -226 | -210 | 408.86 | No
2030-08-12 17:00 | 2030 100% ECP | 201.04 | 0 | 90 | 442 | No
2030-08-12 18:00 | 2030 100% ECP | 700 | 0 | 390 | 442 | No
2030-08-12 19:00 | 2030 100% ECP | 700 | 0 | 510 | 442 | No
2030-08-12 20:00 | 2030 100% ECP | 700 | 0 | 510 | 171.4 | No
2030-08-12 21:00 | 2030 100% ECP | 700 | 205 | 510 | 442 | No
2030-08-12 22:00 | 2030 100% ECP | 700 | 505 | 510 | 442 | No
2030-08-12 23:00 | 2030 100% ECP | 700 | 505 | 510 | 442 | No
2030-08-13 | 2030 100% ECP | 697.87 | 505 | 510 | 442 | No
2030-08-13 01:00 | 2030 100% ECP | 619.18 | 505 | 510 | 442 | No
2030-08-13 02:00 | 2030 100% ECP | 615.19 | 505 | 510 | 442 | No
2030-08-13 03:00 | 2030 100% ECP | 700 | 205 | 510 | 442 | No
2030-08-13 04:00 | 2030 100% ECP | 700 | 0 | 423.11 | 442 | No
2030-08-13 05:00 | 2030 100% ECP | 700 | 0 | 510 | 442 | No
2030-08-13 06:00 | 2030 100% ECP | 700 | 0 | 510 | 442 | No
2030-08-13 07:00 | 2030 100% ECP | 700 | 300 | 272.64 | 442 | No
2030-08-13 08:00 | 2030 100% ECP | 443.63 | 0 | -27.36 | 442 | No
2030-08-13 09:00 | 2030 100% ECP | -84.34 | -300 | -327.36 | 424.6 | No
2030-08-13 10:00 | 2030 100% ECP | -684.34 | 0 | -27.36 | 442 | No
2030-08-13 11:00 | 2030 100% ECP | -641.66 | 0 | -215.77 | 442 | No
2030-08-13 12:00 | 2030 100% ECP | -700 | 0 | 0 | 442 | No
2030-08-13 13:00 | 2030 100% ECP | -698.37 | 0 | -210 | 365.37 | No
2030-08-13 14:00 | 2030 100% ECP | -700 | -300 | -510 | 65.37 | No
2030-08-13 15:00 | 2030 100% ECP | -539.7 | -526 | -510 | 0 | No
2030-08-13 16:00 | 2030 100% ECP | 0 | -300 | -448.79 | 142 | No
2030-08-13 17:00 | 2030 100% ECP | 600 | 0 | -148.79 | 442 | No
2030-08-13 18:00 | 2030 100% ECP | 700 | 0 | -1.69 | 252.72 | No
2030-08-13 19:00 | 2030 100% ECP | 700 | 0 | 0 | 142 | No
2030-08-13 20:00 | 2030 100% ECP | 700 | 300 | 300 | 442 | No
2030-08-13 21:00 | 2030 100% ECP | 700 | 505 | 510 | 442 | No
2030-08-13 22:00 | 2030 100% ECP | 700 | 505 | 510 | 442 | No
2030-08-13 23:00 | 2030 100% ECP | 700 | 505 | 510 | 442 | No
2030-08-14 | 2030 100% ECP | 700 | 505 | 510 | 442 | No
2030-08-14 01:00 | 2030 100% ECP | 700 | 505 | 510 | 442 | No
2030-08-14 02:00 | 2030 100% ECP | 700 | 505 | 510 | 442 | No
2030-08-14 03:00 | 2030 100% ECP | 700 | 505 | 510 | 442 | No
2030-08-14 04:00 | 2030 100% ECP | 700 | 505 | 510 | 442 | No
2030-08-14 05:00 | 2030 100% ECP | 700 | 505 | 510 | 442 | No
2030-08-14 06:00 | 2030 100% ECP | 700 | 300 | 239.68 | 426.3 | No
2030-08-14 07:00 | 2030 100% ECP | 500 | 0 | -60.32 | 126.3 | No
2030-08-14 08:00 | 2030 100% ECP | -100 | -300 | -360.32 | 426.3 | No
2030-08-14 09:00 | 2030 100% ECP | -700 | -526 | -510 | 442 | No
2030-08-14 10:00 | 2030 100% ECP | -700 | -526 | -510 | 442 | No
2030-08-14 11:00 | 2030 100% ECP | -700 | -526 | -510 | 442 | No
2030-08-14 12:00 | 2030 100% ECP | -700 | -526 | -510 | 442 | No
2030-08-14 13:00 | 2030 100% ECP | -700 | -526 | -510 | 442 | No
2030-08-14 14:00 | 2030 100% ECP | -700 | -526 | -510 | 442 | No
2030-08-14 15:00 | 2030 100% ECP | -700 | -526 | -510 | 442 | No
2030-08-14 16:00 | 2030 100% ECP | -100 | -526 | -510 | 375.74 | No
2030-08-14 17:00 | 2030 100% ECP | 500 | -300 | -357.33 | 281.95 | No
2030-08-14 18:00 | 2030 100% ECP | 700 | 0 | -57.33 | 442 | No
2030-08-14 19:00 | 2030 100% ECP | 700 | 0 | 0 | 442 | No
2030-08-14 20:00 | 2030 100% ECP | 700 | 0 | 36.66 | 319.63 | No
2030-08-14 21:00 | 2030 100% ECP | 700 | 0 | 336.66 | 230.15 | No
2030-08-14 22:00 | 2030 100% ECP | 700 | 205 | 510 | 311.32 | No
2030-08-14 23:00 | 2030 100% ECP | 700 | 505 | 510 | 442 | No
2030-08-15 | 2030 100% ECP | 700 | 505 | 510 | 442 | No
2030-08-15 01:00 | 2030 100% ECP | 700 | 505 | 510 | 442 | No
2030-08-15 02:00 | 2030 100% ECP | 700 | 505 | 510 | 442 | No
2030-08-15 03:00 | 2030 100% ECP | 700 | 505 | 510 | 442 | No
2030-08-15 04:00 | 2030 100% ECP | 700 | 505 | 510 | 442 | No
2030-08-15 05:00 | 2030 100% ECP | 700 | 205 | 390 | 204.9 | No
2030-08-15 06:00 | 2030 100% ECP | 700 | 0 | 90 | 442 | No
2030-08-15 07:00 | 2030 100% ECP | 700 | -226 | -210 | 368.08 | No
2030-08-15 08:00 | 2030 100% ECP | 545.75 | -526 | -510 | 257.38 | No
2030-08-15 09:00 | 2030 100% ECP | -54.25 | -526 | -510 | 209.5 | No
2030-08-15 10:00 | 2030 100% ECP | -654.25 | -526 | -510 | 227.17 | No
2030-08-15 11:00 | 2030 100% ECP | -700 | -526 | -510 | 189.51 | No
2030-08-15 12:00 | 2030 100% ECP | -700 | -526 | -510 | 199.42 | No
2030-08-15 13:00 | 2030 100% ECP | -700 | -526 | -510 | 202.48 | No
2030-08-15 14:00 | 2030 100% ECP | -311.57 | -526 | -510 | 235.35 | No
2030-08-15 15:00 | 2030 100% ECP | 9.97 | -526 | -510 | 275.26 | No
2030-08-15 16:00 | 2030 100% ECP | 609.97 | -526 | -510 | 403.01 | No
2030-08-15 17:00 | 2030 100% ECP | 700 | -226 | -510 | 442 | No
2030-08-15 18:00 | 2030 100% ECP | 700 | 0 | -510 | 442 | No
2030-08-15 19:00 | 2030 100% ECP | 700 | 0 | -285.54 | 442 | No
2030-08-15 20:00 | 2030 100% ECP | 700 | 0 | -285.54 | 380.56 | No
2030-08-15 21:00 | 2030 100% ECP | 700 | 0 | 0 | 318.98 | No
2030-08-15 22:00 | 2030 100% ECP | 700 | 109.4 | 300 | 442 | No
2030-08-15 23:00 | 2030 100% ECP | 700 | 291.33 | 510 | 442 | No
2030-08-16 | 2030 100% ECP | 700 | 505 | 510 | 442 | No
2030-08-16 01:00 | 2030 100% ECP | 700 | 505 | 510 | 442 | No
2030-08-16 02:00 | 2030 100% ECP | 700 | 505 | 510 | 442 | No
2030-08-16 03:00 | 2030 100% ECP | 700 | 505 | 510 | 442 | No
2030-08-16 04:00 | 2030 100% ECP | 700 | 505 | 510 | 442 | No
2030-08-16 05:00 | 2030 100% ECP | 700 | 505 | 510 | 442 | No
2030-08-16 06:00 | 2030 100% ECP | 700 | 429.51 | 510 | 442 | No
2030-08-16 07:00 | 2030 100% ECP | 700 | 129.51 | 210 | 142 | No
2030-08-16 08:00 | 2030 100% ECP | 700 | 0 | -30.84 | 0 | No
2030-08-16 09:00 | 2030 100% ECP | 700 | -226 | -223.16 | 130.9 | No
2030-08-16 10:00 | 2030 100% ECP | 700 | -526 | -510 | 115.52 | No
2030-08-16 11:00 | 2030 100% ECP | 700 | -526 | -510 | 12.38 | No
2030-08-16 12:00 | 2030 100% ECP | 700 | -469.06 | -510 | 149.52 | No
2030-08-16 13:00 | 2030 100% ECP | 700 | -526 | -510 | 61.58 | No
2030-08-16 14:00 | 2030 100% ECP | 700 | -526 | -510 | 142.27 | No
2030-08-16 15:00 | 2030 100% ECP | 700 | -526 | -510 | 183 | No
2030-08-16 16:00 | 2030 100% ECP | 700 | -300 | -326.84 | 307.79 | No
2030-08-16 17:00 | 2030 100% ECP | 700 | 0 | -26.84 | 300 | No
2030-08-16 18:00 | 2030 100% ECP | 700 | -254.02 | -161.19 | 0 | No
2030-08-16 19:00 | 2030 100% ECP | 700 | 0 | 138.81 | 142 | No
2030-08-16 20:00 | 2030 100% ECP | 700 | 300 | 438.81 | 442 | No
2030-08-16 21:00 | 2030 100% ECP | 700 | 505 | 510 | 442 | No
2030-08-16 22:00 | 2030 100% ECP | 700 | 505 | 510 | 442 | No
2030-08-16 23:00 | 2030 100% ECP | 700 | 505 | 510 | 442 | No
2030-08-17 | 2030 100% ECP | 700 | 505 | 510 | 442 | No
2030-08-17 01:00 | 2030 100% ECP | 700 | 505 | 510 | 442 | No
2030-08-17 02:00 | 2030 100% ECP | 700 | 505 | 510 | 442 | No
2030-08-17 03:00 | 2030 100% ECP | 700 | 505 | 510 | 442 | No
2030-08-17 04:00 | 2030 100% ECP | 700 | 505 | 510 | 442 | No
2030-08-17 05:00 | 2030 100% ECP | 700 | 393.93 | 510 | 300 | No
2030-08-17 06:00 | 2030 100% ECP | 700 | 93.93 | 210 | 0 | No
2030-08-17 07:00 | 2030 100% ECP | 700 | 0 | 510 | 127.24 | No
2030-08-17 08:00 | 2030 100% ECP | 700 | 0 | 431.53 | 0 | No
2030-08-17 09:00 | 2030 100% ECP | 700 | 0 | 206.41 | 226.26 | No
2030-08-17 10:00 | 2030 100% ECP | 700 | 0 | 64.8 | 44.24 | No
2030-08-17 11:00 | 2030 100% ECP | 700 | 0 | -135.36 | 216.78 | No
2030-08-17 12:00 | 2030 100% ECP | 700 | 0 | -109.93 | 120.71 | No
2030-08-17 13:00 | 2030 100% ECP | 700 | -164.85 | -409.93 | 125.09 | No
2030-08-17 14:00 | 2030 100% ECP | 700 | -229.88 | -510 | 96.3 | No
2030-08-17 15:00 | 2030 100% ECP | 700 | -239.99 | -390 | 128.66 | No
2030-08-17 16:00 | 2030 100% ECP | 700 | -92.01 | -90 | 182.72 | No
2030-08-17 17:00 | 2030 100% ECP | 700 | 0 | 210 | 442 | No
2030-08-17 18:00 | 2030 100% ECP | 700 | 92.62 | 510 | 442 | No
2030-08-17 19:00 | 2030 100% ECP | 700 | 324.53 | 510 | 442 | No
2030-08-17 20:00 | 2030 100% ECP | 700 | 359.99 | 510 | 442 | No
2030-08-17 21:00 | 2030 100% ECP | 700 | 59.99 | 510 | 442 | No
2030-08-17 22:00 | 2030 100% ECP | 700 | 161.18 | 510 | 442 | No
2030-08-17 23:00 | 2030 100% ECP | 700 | 461.18 | 510 | 442 | No
2030-08-18 | 2030 100% ECP | 700 | 361.14 | 510 | 442 | No
2030-08-18 01:00 | 2030 100% ECP | 700 | 505 | 510 | 442 | No
2030-08-18 02:00 | 2030 100% ECP | 700 | 505 | 510 | 442 | No
2030-08-18 03:00 | 2030 100% ECP | 700 | 505 | 510 | 442 | No
2030-08-18 04:00 | 2030 100% ECP | 700 | 323.09 | 510 | 442 | No
2030-08-18 05:00 | 2030 100% ECP | 700 | 505 | 510 | 442 | No
2030-08-18 06:00 | 2030 100% ECP | 700 | 299.37 | 510 | 442 | No
2030-08-18 07:00 | 2030 100% ECP | 700 | 300 | 486.14 | 442 | No
2030-08-18 08:00 | 2030 100% ECP | 454.58 | 0 | 186.14 | 442 | No
2030-08-18 09:00 | 2030 100% ECP | -145.42 | -300 | -113.86 | 442 | No
2030-08-18 10:00 | 2030 100% ECP | -700 | -526 | -413.86 | 442 | No
2030-08-18 11:00 | 2030 100% ECP | -700 | -526 | -510 | 442 | No
2030-08-18 12:00 | 2030 100% ECP | -700 | -300 | -510 | 442 | No
2030-08-18 13:00 | 2030 100% ECP | -700 | 0 | -400.47 | 442 | No
2030-08-18 14:00 | 2030 100% ECP | -700 | 0 | -270.96 | 442 | No
2030-08-18 15:00 | 2030 100% ECP | -700 | -300 | -390.09 | 442 | No
2030-08-18 16:00 | 2030 100% ECP | -500 | -95 | -90.09 | 442 | No
2030-08-18 17:00 | 2030 100% ECP | 100 | 205 | 209.91 | 442 | No
2030-08-18 18:00 | 2030 100% ECP | 700 | 505 | 509.91 | 442 | No
2030-08-18 19:00 | 2030 100% ECP | 700 | 505 | 510 | 442 | No
2030-08-18 20:00 | 2030 100% ECP | 700 | 505 | 510 | 442 | No
2030-08-18 21:00 | 2030 100% ECP | 700 | 505 | 510 | 442 | No
2030-08-18 22:00 | 2030 100% ECP | 700 | 505 | 510 | 442 | No
2030-08-18 23:00 | 2030 100% ECP | 700 | 505 | 510 | 442 | No
2030-08-19 | 2030 100% ECP | 700 | 207.8 | 510 | 442 | No
2030-08-19 01:00 | 2030 100% ECP | 700 | 0 | 510 | 440.39 | No
2030-08-19 02:00 | 2030 100% ECP | 700 | 0 | 503.17 | 442 | No
2030-08-19 03:00 | 2030 100% ECP | 700 | 1.05 | 474.4 | 441.66 | No
2030-08-19 04:00 | 2030 100% ECP | 700 | 301.05 | 510 | 442 | No
2030-08-19 05:00 | 2030 100% ECP | 700 | 105.01 | 510 | 442 | No
2030-08-19 06:00 | 2030 100% ECP | 700 | 105.01 | 510 | 442 | No
2030-08-19 07:00 | 2030 100% ECP | 500 | 271.12 | 510 | 442 | No
2030-08-19 08:00 | 2030 100% ECP | -100 | 205 | 510 | 442 | No
2030-08-19 09:00 | 2030 100% ECP | -700 | 505 | 510 | 442 | No
2030-08-19 10:00 | 2030 100% ECP | -700 | 505 | 510 | 442 | Yes
2030-08-19 11:00 | 2030 100% ECP | -700 | 505 | 510 | 442 | Yes
2030-08-19 12:00 | 2030 100% ECP | -700 | 505 | 510 | 442 | Yes
2030-08-19 13:00 | 2030 100% ECP | -700 | 505 | 510 | 442 | Yes
2030-08-19 14:00 | 2030 100% ECP | -700 | 505 | 510 | 270.66 | Yes
2030-08-19 15:00 | 2030 100% ECP | -700 | 505 | 510 | 442 | Yes
2030-08-19 16:00 | 2030 100% ECP | -700 | 505 | 510 | 429.71 | Yes
2030-08-19 17:00 | 2030 100% ECP | -700 | 505 | 510 | 347.35 | No
2030-08-19 18:00 | 2030 100% ECP | -700 | 505 | 510 | 218.33 | No
2030-08-19 19:00 | 2030 100% ECP | -700 | 505 | 510 | 190.9 | Yes
2030-08-19 20:00 | 2030 100% ECP | -700 | 505 | 510 | 153.4 | Yes
2030-08-19 21:00 | 2030 100% ECP | -700 | 505 | 510 | 306.36 | Yes
2030-08-19 22:00 | 2030 100% ECP | -700 | 505 | 510 | 442 | Yes
2030-08-19 23:00 | 2030 100% ECP | -700 | 505 | 510 | 442 | Yes
2030-08-20 | 2030 100% ECP | -700 | 505 | 510 | 142 | Yes
2030-08-20 01:00 | 2030 100% ECP | -700 | 505 | 510 | -66.7 | Yes
2030-08-20 02:00 | 2030 100% ECP | -700 | 505 | 510 | -83.67 | Yes
2030-08-20 03:00 | 2030 100% ECP | -700 | 505 | 510 | -117.57 | Yes
2030-08-20 04:00 | 2030 100% ECP | -700 | 505 | 510 | -77.4 | Yes
2030-08-20 05:00 | 2030 100% ECP | -700 | 505 | 510 | 58.05 | Yes
2030-08-20 06:00 | 2030 100% ECP | -700 | 505 | 510 | 64.74 | Yes
2030-08-20 07:00 | 2030 100% ECP | -700 | 505 | 510 | 125.53 | Yes
2030-08-20 08:00 | 2030 100% ECP | -700 | 505 | 510 | 206.81 | Yes
2030-08-20 09:00 | 2030 100% ECP | -700 | 505 | 510 | 201.85 | Yes
2030-08-20 10:00 | 2030 100% ECP | -700 | 505 | 510 | 161.21 | Yes
2030-08-20 11:00 | 2030 100% ECP | -700 | 505 | 510 | 185.54 | Yes
2030-08-20 12:00 | 2030 100% ECP | -700 | 505 | 510 | 366 | Yes
2030-08-20 13:00 | 2030 100% ECP | -700 | 505 | 510 | 416.31 | Yes
2030-08-20 14:00 | 2030 100% ECP | -700 | 505 | 510 | 116.31 | Yes
2030-08-20 15:00 | 2030 100% ECP | -700 | 505 | 510 | 83.26 | Yes
2030-08-20 16:00 | 2030 100% ECP | -700 | 505 | 510 | 257.45 | Yes
2030-08-20 17:00 | 2030 100% ECP | -700 | 505 | 510 | 288.1 | Yes
2030-08-20 18:00 | 2030 100% ECP | -700 | 505 | 510 | 322.65 | Yes
2030-08-20 19:00 | 2030 100% ECP | -700 | 505 | 510 | 252.04 | Yes
2030-08-20 20:00 | 2030 100% ECP | -700 | 505 | 510 | 214.09 | Yes
2030-08-20 21:00 | 2030 100% ECP | -700 | 505 | 510 | 175.36 | Yes
2030-08-20 22:00 | 2030 100% ECP | -700 | 505 | 510 | 63.34 | Yes
2030-08-20 23:00 | 2030 100% ECP | -700 | 505 | 510 | -43.96 | Yes
2030-08-21 | 2030 100% ECP | -700 | 505 | 510 | 256.04 | Yes
2030-08-21 01:00 | 2030 100% ECP | -700 | 505 | 510 | -29.06 | Yes
2030-08-21 02:00 | 2030 100% ECP | -700 | 505 | 510 | 204.89 | Yes
2030-08-21 03:00 | 2030 100% ECP | -700 | 505 | 510 | 442 | Yes
2030-08-21 04:00 | 2030 100% ECP | -700 | 505 | 510 | 442 | Yes
2030-08-21 05:00 | 2030 100% ECP | -700 | 505 | 510 | 442 | Yes
2030-08-21 06:00 | 2030 100% ECP | -700 | 505 | 510 | 442 | Yes
2030-08-21 07:00 | 2030 100% ECP | -700 | 505 | 510 | 442 | Yes
2030-08-21 08:00 | 2030 100% ECP | -700 | 505 | 510 | 442 | Yes
2030-08-21 09:00 | 2030 100% ECP | -700 | 505 | 510 | 442 | Yes
2030-08-21 10:00 | 2030 100% ECP | -700 | 505 | 510 | 442 | Yes
2030-08-21 11:00 | 2030 100% ECP | -700 | 505 | 510 | 442 | Yes
2030-08-21 12:00 | 2030 100% ECP | -700 | 505 | 510 | 442 | Yes
2030-08-21 13:00 | 2030 100% ECP | -700 | 505 | 510 | 442 | Yes
2030-08-21 14:00 | 2030 100% ECP | -700 | 505 | 510 | 442 | Yes
2030-08-21 15:00 | 2030 100% ECP | -700 | 505 | 510 | 442 | Yes
2030-08-21 16:00 | 2030 100% ECP | -700 | 505 | 510 | 442 | Yes
2030-08-21 17:00 | 2030 100% ECP | -700 | 475.59 | 390 | 388.59 | Yes
2030-08-21 18:00 | 2030 100% ECP | -700 | 175.59 | 90 | 88.59 | No
2030-08-21 19:00 | 2030 100% ECP | -700 | -124.41 | -210 | -211.41 | No
2030-08-21 20:00 | 2030 100% ECP | -700 | -424.41 | -510 | -378.89 | No
2030-08-21 21:00 | 2030 100% ECP | -700 | -124.41 | -210 | -78.89 | No
2030-08-21 22:00 | 2030 100% ECP | -700 | 175.59 | 90 | 221.11 | No
2030-08-21 23:00 | 2030 100% ECP | -700 | 475.59 | 390 | 442 | No
2030-08-22 | 2030 100% ECP | -415.67 | 505 | 510 | 442 | No
2030-08-22 01:00 | 2030 100% ECP | -270.64 | 505 | 510 | 442 | No
2030-08-22 02:00 | 2030 100% ECP | -450.28 | 505 | 510 | 442 | No
2030-08-22 03:00 | 2030 100% ECP | -700 | 505 | 510 | 442 | No
2030-08-22 04:00 | 2030 100% ECP | -700 | 505 | 510 | 442 | No
2030-08-22 05:00 | 2030 100% ECP | -700 | 505 | 510 | 442 | No
2030-08-22 06:00 | 2030 100% ECP | -700 | 300 | 385.07 | 442 | No
2030-08-22 07:00 | 2030 100% ECP | -700 | 0 | 85.07 | 442 | No
2030-08-22 08:00 | 2030 100% ECP | -700 | 300 | 385.07 | 442 | Yes
2030-08-22 09:00 | 2030 100% ECP | -700 | 505 | 510 | 442 | Yes
2030-08-22 10:00 | 2030 100% ECP | -700 | 505 | 510 | 442 | Yes
2030-08-22 11:00 | 2030 100% ECP | -700 | 505 | 510 | 442 | Yes
2030-08-22 12:00 | 2030 100% ECP | -700 | 505 | 510 | 442 | Yes
2030-08-22 13:00 | 2030 100% ECP | -700 | 505 | 510 | 442 | Yes
2030-08-22 14:00 | 2030 100% ECP | -700 | 505 | 510 | 442 | Yes
2030-08-22 15:00 | 2030 100% ECP | -700 | 505 | 510 | 442 | Yes
2030-08-22 16:00 | 2030 100% ECP | -700 | 505 | 510 | 442 | Yes
2030-08-22 17:00 | 2030 100% ECP | -700 | 505 | 510 | 442 | Yes
2030-08-22 18:00 | 2030 100% ECP | -112.65 | 505 | 510 | 442 | No
2030-08-22 19:00 | 2030 100% ECP | 0 | 505 | 510 | 442 | No
2030-08-22 20:00 | 2030 100% ECP | 0 | 205 | 210 | 442 | No
2030-08-22 21:00 | 2030 100% ECP | 0 | 0 | 321.85 | 442 | No
2030-08-22 22:00 | 2030 100% ECP | 0 | 0 | 21.85 | 416.11 | No
2030-08-22 23:00 | 2030 100% ECP | 0 | 0 | 0 | 405.67 | No
2030-08-23 | 2030 100% ECP | 600 | 120.08 | 300 | 442 | No
2030-08-23 01:00 | 2030 100% ECP | 700 | 0 | 510 | 442 | No
2030-08-23 02:00 | 2030 100% ECP | 700 | 22.23 | 510 | 442 | No
2030-08-23 03:00 | 2030 100% ECP | 700 | 0 | 265 | 442 | No
2030-08-23 04:00 | 2030 100% ECP | 700 | 0 | 158.03 | 442 | No
2030-08-23 05:00 | 2030 100% ECP | 700 | 0 | 458.03 | 442 | No
2030-08-23 06:00 | 2030 100% ECP | 700 | 0 | 355.9 | 442 | No
2030-08-23 07:00 | 2030 100% ECP | 500 | 74 | 90 | 442 | No
2030-08-23 08:00 | 2030 100% ECP | -100 | -226 | -210 | 442 | No
2030-08-23 09:00 | 2030 100% ECP | -700 | -526 | -510 | 442 | No
2030-08-23 10:00 | 2030 100% ECP | -700 | -526 | -510 | 442 | Yes
2030-08-23 11:00 | 2030 100% ECP | -700 | -526 | -510 | 442 | Yes
2030-08-23 12:00 | 2030 100% ECP | -700 | -526 | -510 | 442 | Yes
2030-08-23 13:00 | 2030 100% ECP | -700 | -526 | -510 | 442 | Yes
2030-08-23 14:00 | 2030 100% ECP | -700 | -526 | -510 | 442 | Yes
2030-08-23 15:00 | 2030 100% ECP | -700 | -526 | -510 | 442 | Yes
2030-08-23 16:00 | 2030 100% ECP | -500 | -226 | -229.35 | 393.44 | No
2030-08-23 17:00 | 2030 100% ECP | 100 | 0 | 26.82 | 442 | No
2030-08-23 18:00 | 2030 100% ECP | 700 | 300 | 326.82 | 442 | No
2030-08-23 19:00 | 2030 100% ECP | 700 | 505 | 510 | 442 | No
2030-08-23 20:00 | 2030 100% ECP | 700 | 292.09 | 510 | 442 | No
2030-08-23 21:00 | 2030 100% ECP | 700 | 505 | 510 | 442 | No
2030-08-23 22:00 | 2030 100% ECP | 700 | 505 | 510 | 442 | No
2030-08-23 23:00 | 2030 100% ECP | 700 | 505 | 510 | 442 | No
2030-08-24 | 2030 100% ECP | 700 | 505 | 510 | 442 | No
2030-08-24 01:00 | 2030 100% ECP | 700 | 505 | 510 | 442 | No
2030-08-24 02:00 | 2030 100% ECP | 700 | 505 | 510 | 442 | No
2030-08-24 03:00 | 2030 100% ECP | 700 | 505 | 510 | 442 | No
2030-08-24 04:00 | 2030 100% ECP | 700 | 505 | 510 | 442 | No
2030-08-24 05:00 | 2030 100% ECP | 700 | 205 | 298.53 | 296.11 | No
2030-08-24 06:00 | 2030 100% ECP | 700 | 0 | -1.47 | 409.85 | No
2030-08-24 07:00 | 2030 100% ECP | 700 | -300 | -301.47 | 308.86 | No
2030-08-24 08:00 | 2030 100% ECP | 100 | -526 | -510 | 247.04 | No
2030-08-24 09:00 | 2030 100% ECP | -500 | -526 | -510 | 190.39 | No
2030-08-24 10:00 | 2030 100% ECP | -700 | -526 | -510 | 69.39 | No
2030-08-24 11:00 | 2030 100% ECP | -700 | -526 | -510 | 72.6 | No
2030-08-24 12:00 | 2030 100% ECP | -700 | -526 | -510 | 84.9 | No
2030-08-24 13:00 | 2030 100% ECP | -700 | -526 | -510 | 50.62 | No
2030-08-24 14:00 | 2030 100% ECP | -700 | -526 | -510 | 56.1 | No
2030-08-24 15:00 | 2030 100% ECP | -590.67 | -526 | -510 | -18.64 | No
2030-08-24 16:00 | 2030 100% ECP | 9.33 | -526 | -510 | 91.17 | No
2030-08-24 17:00 | 2030 100% ECP | 609.33 | -526 | -510 | 142 | No
2030-08-24 18:00 | 2030 100% ECP | 700 | -226 | -210 | 442 | No
2030-08-24 19:00 | 2030 100% ECP | 700 | 0 | 90 | 442 | No
2030-08-24 20:00 | 2030 100% ECP | 700 | 0 | 366.41 | 269.85 | No
2030-08-24 21:00 | 2030 100% ECP | 321.89 | 0 | 66.41 | 0 | No
2030-08-24 22:00 | 2030 100% ECP | -278.11 | -226 | -210 | -210 | No
2030-08-24 23:00 | 2030 100% ECP | -700 | -526 | -510 | -510 | No
2030-08-25 | 2030 100% ECP | -700 | -226 | -210 | -210 | Yes
2030-08-25 01:00 | 2030 100% ECP | -700 | 74 | 90 | 90 | Yes
2030-08-25 02:00 | 2030 100% ECP | -700 | 374 | 390 | 162.35 | Yes
2030-08-25 03:00 | 2030 100% ECP | -700 | 505 | 510 | 7.56 | Yes
2030-08-25 04:00 | 2030 100% ECP | -700 | 505 | 510 | -169.86 | Yes
2030-08-25 05:00 | 2030 100% ECP | -700 | 505 | 510 | -277.02 | Yes
2030-08-25 06:00 | 2030 100% ECP | -700 | 505 | 510 | -249.62 | Yes
2030-08-25 07:00 | 2030 100% ECP | -700 | 505 | 510 | -177.44 | Yes
2030-08-25 08:00 | 2030 100% ECP | -700 | 505 | 510 | -161.14 | Yes
2030-08-25 09:00 | 2030 100% ECP | -700 | 505 | 510 | -117.98 | Yes
2030-08-25 10:00 | 2030 100% ECP | -700 | 505 | 510 | -80.15 | Yes
2030-08-25 11:00 | 2030 100% ECP | -700 | 505 | 510 | -45.89 | Yes
2030-08-25 12:00 | 2030 100% ECP | -700 | 505 | 510 | -22.57 | Yes
2030-08-25 13:00 | 2030 100% ECP | -700 | 505 | 510 | -21.51 | Yes
2030-08-25 14:00 | 2030 100% ECP | -700 | 505 | 510 | -36.1 | Yes
2030-08-25 15:00 | 2030 100% ECP | -700 | 505 | 510 | 22.47 | Yes
2030-08-25 16:00 | 2030 100% ECP | -700 | 505 | 510 | 322.47 | Yes
2030-08-25 17:00 | 2030 100% ECP | -700 | 505 | 510 | 442 | Yes
2030-08-25 18:00 | 2030 100% ECP | -700 | 505 | 510 | 442 | Yes
2030-08-25 19:00 | 2030 100% ECP | -700 | 505 | 510 | 256.9 | Yes
2030-08-25 20:00 | 2030 100% ECP | -700 | 505 | 510 | 407.37 | Yes
2030-08-25 21:00 | 2030 100% ECP | -700 | 505 | 510 | 442 | Yes
2030-08-25 22:00 | 2030 100% ECP | -700 | 505 | 510 | 442 | Yes
2030-08-25 23:00 | 2030 100% ECP | -700 | 505 | 510 | 442 | Yes
2030-08-26 | 2030 100% ECP | -128.92 | 505 | 510 | 442 | No
2030-08-26 01:00 | 2030 100% ECP | 187.34 | 505 | 510 | 442 | No
2030-08-26 02:00 | 2030 100% ECP | 700 | 505 | 510 | 442 | No
2030-08-26 03:00 | 2030 100% ECP | 581.35 | 505 | 510 | 442 | No
2030-08-26 04:00 | 2030 100% ECP | 94.95 | 505 | 510 | 442 | No
2030-08-26 05:00 | 2030 100% ECP | 536.82 | 505 | 510 | 442 | No
2030-08-26 06:00 | 2030 100% ECP | 700 | 505 | 510 | 442 | No
2030-08-26 07:00 | 2030 100% ECP | 700 | 433.07 | 510 | 442 | No
2030-08-26 08:00 | 2030 100% ECP | 414.24 | 133.07 | 210 | 442 | No
2030-08-26 09:00 | 2030 100% ECP | -185.76 | 0 | -90 | 442 | No
2030-08-26 10:00 | 2030 100% ECP | -700 | -57.84 | -390 | 442 | No
2030-08-26 11:00 | 2030 100% ECP | -700 | -73.14 | -510 | 442 | No
2030-08-26 12:00 | 2030 100% ECP | -700 | -373.14 | -510 | 442 | No
2030-08-26 13:00 | 2030 100% ECP | -700 | -140.4 | -510 | 442 | No
2030-08-26 14:00 | 2030 100% ECP | -700 | -440.4 | -510 | 442 | No
2030-08-26 15:00 | 2030 100% ECP | -500 | -140.4 | -510 | 442 | No
2030-08-26 16:00 | 2030 100% ECP | 100 | 0 | -300 | 442 | No
2030-08-26 17:00 | 2030 100% ECP | 700 | 9.24 | 0 | 442 | No
2030-08-26 18:00 | 2030 100% ECP | 700 | -290.76 | -300 | 142 | No
2030-08-26 19:00 | 2030 100% ECP | 700 | -300 | -351.67 | 193.33 | No
2030-08-26 20:00 | 2030 100% ECP | 700 | 0 | -51.67 | 316.82 | No
2030-08-26 21:00 | 2030 100% ECP | 700 | 300 | 248.33 | 442 | No
2030-08-26 22:00 | 2030 100% ECP | 700 | 505 | 510 | 442 | No
2030-08-26 23:00 | 2030 100% ECP | 700 | 505 | 510 | 442 | No
2030-08-27 | 2030 100% ECP | 700 | 205 | 405.83 | 231.13 | No
2030-08-27 01:00 | 2030 100% ECP | 700 | 505 | 510 | 442 | No
2030-08-27 02:00 | 2030 100% ECP | 700 | 505 | 510 | 442 | No
2030-08-27 03:00 | 2030 100% ECP | 700 | 505 | 510 | 442 | No
2030-08-27 04:00 | 2030 100% ECP | 700 | 488.57 | 510 | 442 | No
2030-08-27 05:00 | 2030 100% ECP | 700 | 188.57 | 443.43 | 442 | No
2030-08-27 06:00 | 2030 100% ECP | 700 | 0 | 143.43 | 277.14 | No
2030-08-27 07:00 | 2030 100% ECP | 700 | 220.04 | 443.43 | 442 | No
2030-08-27 08:00 | 2030 100% ECP | 700 | 0 | 143.43 | 405.29 | No
2030-08-27 09:00 | 2030 100% ECP | 700 | 300 | 443.43 | 442 | No
2030-08-27 10:00 | 2030 100% ECP | 700 | 505 | 510 | 442 | No
2030-08-27 11:00 | 2030 100% ECP | 700 | 505 | 510 | 442 | No
2030-08-27 12:00 | 2030 100% ECP | 700 | 505 | 510 | 442 | No
2030-08-27 13:00 | 2030 100% ECP | 700 | 505 | 510 | 442 | No
2030-08-27 14:00 | 2030 100% ECP | 700 | 505 | 510 | 442 | No
2030-08-27 15:00 | 2030 100% ECP | 700 | 505 | 510 | 442 | No
2030-08-27 16:00 | 2030 100% ECP | 700 | 300 | 510 | 442 | No
2030-08-27 17:00 | 2030 100% ECP | 700 | 0 | 210 | 300 | No
2030-08-27 18:00 | 2030 100% ECP | 700 | 0 | -34.31 | 0 | No
2030-08-27 19:00 | 2030 100% ECP | 700 | 0 | 0 | 274.81 | No
2030-08-27 20:00 | 2030 100% ECP | 700 | 0 | 0 | 394.13 | No
2030-08-27 21:00 | 2030 100% ECP | 700 | 0 | 0 | 113.22 | No
2030-08-27 22:00 | 2030 100% ECP | 700 | 0 | 300 | 235.06 | No
2030-08-27 23:00 | 2030 100% ECP | 700 | 267.1 | 510 | 442 | No
2030-08-28 | 2030 100% ECP | 700 | 86.5 | 510 | 142 | No
2030-08-28 01:00 | 2030 100% ECP | 700 | 280.3 | 510 | -158 | No
2030-08-28 02:00 | 2030 100% ECP | 404.51 | 0 | 324.6 | -458 | No
2030-08-28 03:00 | 2030 100% ECP | -195.49 | 300 | 510 | -510 | No
2030-08-28 04:00 | 2030 100% ECP | -700 | 505 | 510 | -210 | No
2030-08-28 05:00 | 2030 100% ECP | -700 | 505 | 510 | 90 | No
2030-08-28 06:00 | 2030 100% ECP | -700 | 505 | 510 | -23.4 | No
2030-08-28 07:00 | 2030 100% ECP | -700 | 505 | 510 | -323.4 | No
2030-08-28 08:00 | 2030 100% ECP | -700 | 505 | 510 | -23.4 | Yes
2030-08-28 09:00 | 2030 100% ECP | -700 | 505 | 510 | 276.6 | Yes
2030-08-28 10:00 | 2030 100% ECP | -700 | 505 | 510 | 442 | Yes
2030-08-28 11:00 | 2030 100% ECP | -700 | 505 | 510 | 442 | Yes
2030-08-28 12:00 | 2030 100% ECP | -700 | 505 | 510 | 442 | Yes
2030-08-28 13:00 | 2030 100% ECP | -700 | 505 | 510 | 442 | Yes
2030-08-28 14:00 | 2030 100% ECP | -700 | 505 | 510 | 442 | Yes
2030-08-28 15:00 | 2030 100% ECP | -700 | 505 | 510 | 442 | Yes
2030-08-28 16:00 | 2030 100% ECP | -700 | 505 | 510 | 442 | Yes
2030-08-28 17:00 | 2030 100% ECP | -700 | 505 | 510 | 442 | Yes
2030-08-28 18:00 | 2030 100% ECP | -700 | 300 | 286.45 | 300 | No
2030-08-28 19:00 | 2030 100% ECP | -700 | 0 | -13.55 | 0 | No
2030-08-28 20:00 | 2030 100% ECP | -700 | 300 | 286.45 | 300 | No
2030-08-28 21:00 | 2030 100% ECP | -700 | 0 | -13.55 | 0 | No
2030-08-28 22:00 | 2030 100% ECP | -700 | 300 | 286.45 | 300 | No
2030-08-28 23:00 | 2030 100% ECP | -700 | 505 | 510 | 442 | No
2030-08-29 | 2030 100% ECP | -297.36 | 505 | 510 | 442 | No
2030-08-29 01:00 | 2030 100% ECP | -700 | 505 | 510 | 442 | No
2030-08-29 02:00 | 2030 100% ECP | -700 | 505 | 510 | 442 | No
2030-08-29 03:00 | 2030 100% ECP | -700 | 505 | 510 | 442 | No
2030-08-29 04:00 | 2030 100% ECP | -381.19 | 505 | 510 | 442 | No
2030-08-29 05:00 | 2030 100% ECP | -407.11 | 505 | 510 | 442 | No
2030-08-29 06:00 | 2030 100% ECP | -100 | 505 | 510 | 442 | No
2030-08-29 07:00 | 2030 100% ECP | -700 | 505 | 510 | 442 | Yes
2030-08-29 08:00 | 2030 100% ECP | -700 | 505 | 510 | 442 | Yes
2030-08-29 09:00 | 2030 100% ECP | -700 | 505 | 510 | 442 | Yes
2030-08-29 10:00 | 2030 100% ECP | -700 | 505 | 510 | 442 | Yes
2030-08-29 11:00 | 2030 100% ECP | -700 | 505 | 510 | 442 | Yes
2030-08-29 12:00 | 2030 100% ECP | -700 | 505 | 510 | 442 | Yes
2030-08-29 13:00 | 2030 100% ECP | -700 | 374 | 390 | 390 | Yes
2030-08-29 14:00 | 2030 100% ECP | -700 | 74 | 90 | 90 | Yes
2030-08-29 15:00 | 2030 100% ECP | -700 | -226 | -210 | -210 | Yes
2030-08-29 16:00 | 2030 100% ECP | -700 | -526 | -510 | -510 | No
2030-08-29 17:00 | 2030 100% ECP | -304.55 | -300 | -210 | -210 | No
2030-08-29 18:00 | 2030 100% ECP | 295.45 | 0 | 90 | 90 | No
2030-08-29 19:00 | 2030 100% ECP | 700 | 0 | 390 | 390 | No
2030-08-29 20:00 | 2030 100% ECP | 700 | 0 | 510 | 442 | No
2030-08-29 21:00 | 2030 100% ECP | 700 | 0 | 510 | 442 | No
2030-08-29 22:00 | 2030 100% ECP | 700 | 266.08 | 510 | 442 | No
2030-08-29 23:00 | 2030 100% ECP | 700 | 0 | 510 | 442 | No
2030-08-30 | 2030 100% ECP | 700 | 121.87 | 510 | 442 | No
2030-08-30 01:00 | 2030 100% ECP | 700 | 416.68 | 510 | 442 | No
2030-08-30 02:00 | 2030 100% ECP | 700 | 461.18 | 510 | 442 | No
2030-08-30 03:00 | 2030 100% ECP | 700 | 288.42 | 510 | 442 | No
2030-08-30 04:00 | 2030 100% ECP | 700 | 146.27 | 510 | 442 | No
2030-08-30 05:00 | 2030 100% ECP | 700 | 446.27 | 436.74 | 442 | No
2030-08-30 06:00 | 2030 100% ECP | 700 | 300 | 136.74 | 442 | No
2030-08-30 07:00 | 2030 100% ECP | 686.6 | 0 | -163.26 | 142 | No
2030-08-30 08:00 | 2030 100% ECP | 86.6 | -300 | -463.26 | 15.74 | No
2030-08-30 09:00 | 2030 100% ECP | -513.4 | -526 | -510 | 315.74 | No
2030-08-30 10:00 | 2030 100% ECP | -700 | -526 | -510 | 442 | No
2030-08-30 11:00 | 2030 100% ECP | -700 | -526 | -510 | 442 | No
2030-08-30 12:00 | 2030 100% ECP | -700 | -526 | -510 | 442 | No
2030-08-30 13:00 | 2030 100% ECP | -700 | -526 | -510 | 442 | No
2030-08-30 14:00 | 2030 100% ECP | -100 | -516.34 | -510 | 391.5 | No
2030-08-30 15:00 | 2030 100% ECP | 358.1 | -526 | -510 | 91.5 | No
2030-08-30 16:00 | 2030 100% ECP | 700 | -300 | -322.98 | 165.22 | No
2030-08-30 17:00 | 2030 100% ECP | 700 | 0 | -22.98 | 300 | No
2030-08-30 18:00 | 2030 100% ECP | 700 | -15.41 | -90 | 0 | No
2030-08-30 19:00 | 2030 100% ECP | 700 | -315.41 | -390 | -300 | No
2030-08-30 20:00 | 2030 100% ECP | 700 | -15.41 | -90 | 0 | No
2030-08-30 21:00 | 2030 100% ECP | 700 | 284.59 | 210 | 300 | No
2030-08-30 22:00 | 2030 100% ECP | 700 | 505 | 510 | 442 | No
2030-08-30 23:00 | 2030 100% ECP | 700 | 505 | 510 | 442 | No
2030-08-31 | 2030 100% ECP | 700 | 505 | 510 | 442 | No
2030-08-31 01:00 | 2030 100% ECP | 700 | 435.07 | 510 | 442 | No
2030-08-31 02:00 | 2030 100% ECP | 700 | 505 | 510 | 442 | No
2030-08-31 03:00 | 2030 100% ECP | 700 | 436.96 | 510 | 442 | No
2030-08-31 04:00 | 2030 100% ECP | 700 | 136.96 | 510 | 442 | No
2030-08-31 05:00 | 2030 100% ECP | 700 | 0 | 210 | 383.86 | No
2030-08-31 06:00 | 2030 100% ECP | 500 | 74 | 90 | 442 | No
2030-08-31 07:00 | 2030 100% ECP | -100 | -226 | -210 | 408.67 | No
2030-08-31 08:00 | 2030 100% ECP | -700 | -526 | -510 | 147.02 | No
2030-08-31 09:00 | 2030 100% ECP | -700 | -526 | -510 | 0 | Yes
2030-08-31 10:00 | 2030 100% ECP | -700 | -526 | -510 | -41.47 | Yes
2030-08-31 11:00 | 2030 100% ECP | -700 | -526 | -510 | -188.91 | Yes
2030-08-31 12:00 | 2030 100% ECP | -700 | -526 | -510 | -176.69 | Yes
2030-08-31 13:00 | 2030 100% ECP | -700 | -526 | -510 | -327.6 | Yes
2030-08-31 14:00 | 2030 100% ECP | -700 | -526 | -510 | -146.6 | Yes
2030-08-31 15:00 | 2030 100% ECP | -700 | -526 | -510 | -50.87 | No
2030-08-31 16:00 | 2030 100% ECP | -117.5 | -226 | -300 | 213.08 | No
2030-08-31 17:00 | 2030 100% ECP | 482.5 | 0 | 0 | 442 | No
2030-08-31 18:00 | 2030 100% ECP | 700 | 0 | 0 | 442 | No
2030-08-31 19:00 | 2030 100% ECP | 700 | 0 | 0 | 442 | No
2030-08-31 20:00 | 2030 100% ECP | 700 | 0 | 0 | 442 | No
2030-08-31 21:00 | 2030 100% ECP | 700 | 0 | 0 | 442 | No
2030-08-31 22:00 | 2030 100% ECP | 700 | 0 | 41.78 | 442 | No
2030-08-31 23:00 | 2030 100% ECP | 700 | 0 | 0 | 391.65 | No
2030-09-01 | 2030 100% ECP | 700 | 260.87 | 300 | 442 | No
2030-09-01 01:00 | 2030 100% ECP | 700 | 0 | 510 | 442 | No
2030-09-01 02:00 | 2030 100% ECP | 700 | 156.74 | 510 | 442 | No
2030-09-01 03:00 | 2030 100% ECP | 700 | 205 | 213.84 | 326.08 | No
2030-09-01 04:00 | 2030 100% ECP | 700 | 505 | 510 | 442 | No
2030-09-01 05:00 | 2030 100% ECP | 700 | 274.65 | 510 | 442 | No
2030-09-01 06:00 | 2030 100% ECP | 700 | 390.64 | 510 | 442 | No
2030-09-01 07:00 | 2030 100% ECP | 500 | 90.64 | 446.68 | 442 | No
2030-09-01 08:00 | 2030 100% ECP | -100 | 0 | 146.68 | 160.06 | No
2030-09-01 09:00 | 2030 100% ECP | -700 | 0 | 40.9 | 75.48 | Yes
2030-09-01 10:00 | 2030 100% ECP | -700 | 300 | 340.9 | 375.48 | Yes
2030-09-01 11:00 | 2030 100% ECP | -700 | 505 | 510 | 442 | Yes
2030-09-01 12:00 | 2030 100% ECP | -700 | 505 | 510 | 442 | Yes
2030-09-01 13:00 | 2030 100% ECP | -700 | 505 | 510 | 442 | Yes
2030-09-01 14:00 | 2030 100% ECP | -700 | 505 | 510 | 442 | Yes
2030-09-01 15:00 | 2030 100% ECP | -700 | 300 | 288.76 | 442 | Yes
2030-09-01 16:00 | 2030 100% ECP | -700 | 0 | -11.24 | 142 | No
2030-09-01 17:00 | 2030 100% ECP | -700 | -300 | -311.24 | -158 | No
2030-09-01 18:00 | 2030 100% ECP | -700 | 0 | -11.24 | 142 | No
2030-09-01 19:00 | 2030 100% ECP | -700 | 300 | 288.76 | 442 | No
2030-09-01 20:00 | 2030 100% ECP | -700 | 505 | 510 | 442 | No
2030-09-01 21:00 | 2030 100% ECP | -700 | 505 | 510 | 442 | No
2030-09-01 22:00 | 2030 100% ECP | -700 | 505 | 510 | 442 | Yes
2030-09-01 23:00 | 2030 100% ECP | -700 | 505 | 510 | 442 | Yes
2030-09-02 | 2030 100% ECP | -700 | 505 | 510 | 442 | Yes
2030-09-02 01:00 | 2030 100% ECP | -700 | 505 | 510 | 442 | Yes
2030-09-02 02:00 | 2030 100% ECP | -700 | 505 | 510 | 442 | Yes
2030-09-02 03:00 | 2030 100% ECP | -700 | 505 | 510 | 442 | Yes
2030-09-02 04:00 | 2030 100% ECP | -700 | 505 | 510 | 212.31 | Yes
2030-09-02 05:00 | 2030 100% ECP | -700 | 505 | 510 | 321.99 | Yes
2030-09-02 06:00 | 2030 100% ECP | -700 | 505 | 510 | 391.03 | Yes
2030-09-02 07:00 | 2030 100% ECP | -700 | 505 | 510 | 442 | Yes
2030-09-02 08:00 | 2030 100% ECP | -700 | 505 | 510 | 442 | Yes
2030-09-02 09:00 | 2030 100% ECP | -700 | 505 | 510 | 442 | Yes
2030-09-02 10:00 | 2030 100% ECP | -700 | 505 | 510 | 442 | Yes
2030-09-02 11:00 | 2030 100% ECP | -700 | 505 | 510 | 442 | Yes
2030-09-02 12:00 | 2030 100% ECP | -700 | 505 | 510 | 442 | Yes
2030-09-02 13:00 | 2030 100% ECP | -700 | 505 | 510 | 442 | Yes
2030-09-02 14:00 | 2030 100% ECP | -700 | 505 | 510 | 442 | Yes
2030-09-02 15:00 | 2030 100% ECP | -700 | 505 | 510 | 442 | Yes
2030-09-02 16:00 | 2030 100% ECP | -700 | 505 | 510 | 442 | Yes
2030-09-02 17:00 | 2030 100% ECP | -700 | 505 | 510 | 442 | Yes
2030-09-02 18:00 | 2030 100% ECP | -700 | 505 | 510 | 442 | Yes
2030-09-02 19:00 | 2030 100% ECP | -700 | 505 | 510 | 442 | Yes
2030-09-02 20:00 | 2030 100% ECP | -700 | 505 | 510 | 442 | Yes
2030-09-02 21:00 | 2030 100% ECP | -700 | 505 | 510 | 442 | Yes
2030-09-02 22:00 | 2030 100% ECP | -700 | 505 | 510 | 442 | Yes
2030-09-02 23:00 | 2030 100% ECP | -700 | 505 | 510 | 442 | Yes
2030-09-03 | 2030 100% ECP | -700 | 505 | 510 | 442 | No
2030-09-03 01:00 | 2030 100% ECP | -700 | 505 | 510 | 442 | No
2030-09-03 02:00 | 2030 100% ECP | -700 | 505 | 510 | 442 | No
2030-09-03 03:00 | 2030 100% ECP | -100 | 205 | 431.51 | 424.48 | No
2030-09-03 04:00 | 2030 100% ECP | 414.56 | 300 | 510 | 442 | No
2030-09-03 05:00 | 2030 100% ECP | 700 | 0 | 407.49 | 336.17 | No
2030-09-03 06:00 | 2030 100% ECP | 700 | 0 | 390 | 442 | No
2030-09-03 07:00 | 2030 100% ECP | 500 | 0 | 90 | 442 | No
2030-09-03 08:00 | 2030 100% ECP | -100 | -226 | -210 | 442 | No
2030-09-03 09:00 | 2030 100% ECP | -700 | -526 | -510 | 215.55 | Yes
2030-09-03 10:00 | 2030 100% ECP | -700 | -226 | -210 | 442 | Yes
2030-09-03 11:00 | 2030 100% ECP | -700 | 74 | 90 | 442 | Yes
2030-09-03 12:00 | 2030 100% ECP | -700 | 374 | 390 | 400.49 | Yes
2030-09-03 13:00 | 2030 100% ECP | -700 | 74 | 90 | 100.49 | Yes
2030-09-03 14:00 | 2030 100% ECP | -700 | -226 | -210 | -199.51 | Yes
2030-09-03 15:00 | 2030 100% ECP | -700 | -526 | -510 | -499.51 | Yes
2030-09-03 16:00 | 2030 100% ECP | -700 | -526 | -510 | -417.36 | Yes
2030-09-03 17:00 | 2030 100% ECP | -265.26 | -226 | -300 | -117.36 | No
2030-09-03 18:00 | 2030 100% ECP | 334.74 | 0 | 0 | 0 | No
2030-09-03 19:00 | 2030 100% ECP | 700 | -300 | -300 | -300 | No
2030-09-03 20:00 | 2030 100% ECP | 700 | 0 | 0 | 0 | No
2030-09-03 21:00 | 2030 100% ECP | 700 | 0 | 300 | 0 | No
2030-09-03 22:00 | 2030 100% ECP | 700 | 0 | 382.9 | 0 | No
2030-09-03 23:00 | 2030 100% ECP | 700 | 0 | 82.9 | 0 | No
2030-09-04 | 2030 100% ECP | 700 | 0 | 382.9 | -114.3 | No
2030-09-04 01:00 | 2030 100% ECP | 700 | 0 | 510 | 18.23 | No
2030-09-04 02:00 | 2030 100% ECP | 700 | 0 | 504.08 | -146.87 | No
2030-09-04 03:00 | 2030 100% ECP | 700 | 0 | 510 | 43.19 | No
2030-09-04 04:00 | 2030 100% ECP | 700 | 0 | 510 | -102.07 | No
2030-09-04 05:00 | 2030 100% ECP | 700 | 297.73 | 510 | 197.93 | No
2030-09-04 06:00 | 2030 100% ECP | 700 | 0 | 510 | 193.11 | No
2030-09-04 07:00 | 2030 100% ECP | 597.95 | 0 | 300 | 403.4 | No
2030-09-04 08:00 | 2030 100% ECP | -2.05 | 0 | 0 | 103.4 | No
2030-09-04 09:00 | 2030 100% ECP | -602.05 | -300 | -300 | 261.95 | No
2030-09-04 10:00 | 2030 100% ECP | -700 | -526 | -510 | 50.34 | Yes
2030-09-04 11:00 | 2030 100% ECP | -700 | -431.34 | -510 | 350.34 | Yes
2030-09-04 12:00 | 2030 100% ECP | -700 | -526 | -510 | 50.34 | No
2030-09-04 13:00 | 2030 100% ECP | -700 | -526 | -510 | -210 | Yes
2030-09-04 14:00 | 2030 100% ECP | -700 | -526 | -510 | -510 | Yes
2030-09-04 15:00 | 2030 100% ECP | -700 | -526 | -510 | -510 | Yes
2030-09-04 16:00 | 2030 100% ECP | -700 | -526 | -510 | -466.61 | Yes
2030-09-04 17:00 | 2030 100% ECP | -600 | -226 | -272.88 | -166.61 | No
2030-09-04 18:00 | 2030 100% ECP | 0 | 0 | 0 | 0 | No
2030-09-04 19:00 | 2030 100% ECP | 373.48 | 0 | 0 | 0 | No
2030-09-04 20:00 | 2030 100% ECP | 306.46 | -300 | -300 | -300 | No
2030-09-04 21:00 | 2030 100% ECP | 363.58 | 0 | 0 | 0 | No
2030-09-04 22:00 | 2030 100% ECP | 56.09 | 0 | 0 | 0 | No
2030-09-04 23:00 | 2030 100% ECP | 0 | 0 | 0 | 0 | No
2030-09-05 | 2030 100% ECP | 600 | 280.54 | 300 | 300 | No
2030-09-05 01:00 | 2030 100% ECP | 700 | 0 | 510 | 346.07 | No
2030-09-05 02:00 | 2030 100% ECP | 700 | 0 | 510 | 316.23 | No
2030-09-05 03:00 | 2030 100% ECP | 700 | 205 | 510 | 411.77 | No
2030-09-05 04:00 | 2030 100% ECP | 700 | 505 | 510 | 442 | No
2030-09-05 05:00 | 2030 100% ECP | 700 | 205 | 510 | 142 | No
2030-09-05 06:00 | 2030 100% ECP | 700 | 244.63 | 390 | 142 | No
2030-09-05 07:00 | 2030 100% ECP | 500 | 74 | 90 | 442 | No
2030-09-05 08:00 | 2030 100% ECP | -100 | -226 | -210 | 442 | No
2030-09-05 09:00 | 2030 100% ECP | -700 | -526 | -510 | 173.12 | No
2030-09-05 10:00 | 2030 100% ECP | -700 | -526 | -510 | 133.44 | Yes
2030-09-05 11:00 | 2030 100% ECP | -700 | -526 | -510 | 296.45 | Yes
2030-09-05 12:00 | 2030 100% ECP | -700 | -526 | -510 | 3.03 | Yes
2030-09-05 13:00 | 2030 100% ECP | -700 | -526 | -510 | 186.79 | Yes
2030-09-05 14:00 | 2030 100% ECP | -700 | -526 | -510 | 442 | No
2030-09-05 15:00 | 2030 100% ECP | -458.39 | -526 | -510 | 442 | No
2030-09-05 16:00 | 2030 100% ECP | 100 | -526 | -510 | 442 | No
2030-09-05 17:00 | 2030 100% ECP | 700 | -526 | -510 | 442 | No
2030-09-05 18:00 | 2030 100% ECP | 700 | -526 | -510 | 442 | No
2030-09-05 19:00 | 2030 100% ECP | 700 | -483.83 | -510 | 442 | No
2030-09-05 20:00 | 2030 100% ECP | 700 | -183.83 | -210 | 442 | No
2030-09-05 21:00 | 2030 100% ECP | 700 | 116.17 | 90 | 442 | No
2030-09-05 22:00 | 2030 100% ECP | 700 | 416.17 | 390 | 442 | No
2030-09-05 23:00 | 2030 100% ECP | 700 | 392.49 | 510 | 442 | No
2030-09-06 | 2030 100% ECP | 700 | 175.12 | 510 | 442 | No
2030-09-06 01:00 | 2030 100% ECP | 700 | 475.12 | 510 | 442 | No
2030-09-06 02:00 | 2030 100% ECP | 700 | 505 | 510 | 442 | No
2030-09-06 03:00 | 2030 100% ECP | 700 | 505 | 510 | 442 | No
2030-09-06 04:00 | 2030 100% ECP | 700 | 505 | 510 | 442 | No
2030-09-06 05:00 | 2030 100% ECP | 700 | 205 | 510 | 442 | No
2030-09-06 06:00 | 2030 100% ECP | 700 | 505 | 510 | 442 | No
2030-09-06 07:00 | 2030 100% ECP | 700 | 487.97 | 510 | 442 | No
2030-09-06 08:00 | 2030 100% ECP | 700 | 187.97 | 210 | 369.16 | No
2030-09-06 09:00 | 2030 100% ECP | 620.88 | -112.03 | -90 | 442 | No
2030-09-06 10:00 | 2030 100% ECP | 20.88 | 0 | 0 | 442 | No
2030-09-06 11:00 | 2030 100% ECP | 0 | 0 | 0 | 442 | No
2030-09-06 12:00 | 2030 100% ECP | 0 | -226 | -210 | 442 | No
2030-09-06 13:00 | 2030 100% ECP | 0 | -526 | -510 | 149.77 | No
2030-09-06 14:00 | 2030 100% ECP | 0 | -226 | -445.08 | 442 | No
2030-09-06 15:00 | 2030 100% ECP | 593.12 | -526 | -510 | 149.83 | No
2030-09-06 16:00 | 2030 100% ECP | 700 | -526 | -510 | 312.52 | No
2030-09-06 17:00 | 2030 100% ECP | 700 | -226 | -303.24 | 177.7 | No
2030-09-06 18:00 | 2030 100% ECP | 700 | -526 | -510 | -122.3 | No
2030-09-06 19:00 | 2030 100% ECP | 700 | -526 | -510 | -259.04 | No
2030-09-06 20:00 | 2030 100% ECP | 700 | -315.13 | -510 | 40.96 | No
2030-09-06 21:00 | 2030 100% ECP | 700 | -15.13 | -210 | 340.96 | No
2030-09-06 22:00 | 2030 100% ECP | 700 | 71.48 | 90 | 265.25 | No
2030-09-06 23:00 | 2030 100% ECP | 700 | 371.48 | 390 | 442 | No
2030-09-07 | 2030 100% ECP | 700 | 71.48 | 510 | 256.17 | No
2030-09-07 01:00 | 2030 100% ECP | 700 | 0 | 510 | 236.3 | No
2030-09-07 02:00 | 2030 100% ECP | 700 | 0 | 300 | 153.84 | No
2030-09-07 03:00 | 2030 100% ECP | 478.33 | 0 | 0 | 196.74 | No
2030-09-07 04:00 | 2030 100% ECP | 0 | 0 | 0 | 0 | No
2030-09-07 05:00 | 2030 100% ECP | 35.75 | 0 | 0 | 0 | No
2030-09-07 06:00 | 2030 100% ECP | -40.5 | 0 | 0 | 0 | No
2030-09-07 07:00 | 2030 100% ECP | -6.07 | 0 | 0 | 248.72 | No
2030-09-07 08:00 | 2030 100% ECP | -230.34 | -191.58 | -210 | 349.16 | No
2030-09-07 09:00 | 2030 100% ECP | -700 | -491.58 | -510 | 277.62 | No
2030-09-07 10:00 | 2030 100% ECP | -700 | -191.58 | -210 | 442 | Yes
2030-09-07 11:00 | 2030 100% ECP | -700 | 108.42 | 90 | 442 | Yes
2030-09-07 12:00 | 2030 100% ECP | -700 | 374 | 390 | 442 | Yes
2030-09-07 13:00 | 2030 100% ECP | -700 | 74 | 90 | 442 | Yes
2030-09-07 14:00 | 2030 100% ECP | -700 | -226 | -210 | 442 | Yes
2030-09-07 15:00 | 2030 100% ECP | -700 | -526 | -510 | 229.16 | No
2030-09-07 16:00 | 2030 100% ECP | -100 | -226 | -210 | 315.36 | No
2030-09-07 17:00 | 2030 100% ECP | 500 | 0 | 0 | 151.27 | No
2030-09-07 18:00 | 2030 100% ECP | 700 | 0 | 300 | 300 | No
2030-09-07 19:00 | 2030 100% ECP | 700 | 0 | 0 | 0 | No
2030-09-07 20:00 | 2030 100% ECP | 700 | 0 | 0 | 0 | No
2030-09-07 21:00 | 2030 100% ECP | 700 | 0 | 201.68 | 0 | No
2030-09-07 22:00 | 2030 100% ECP | 700 | 0 | 492.18 | 77.64 | No
2030-09-07 23:00 | 2030 100% ECP | 700 | 0 | 482.71 | 16.26 | No
2030-09-08 | 2030 100% ECP | 700 | 13.38 | 510 | 316.26 | No
2030-09-08 01:00 | 2030 100% ECP | 700 | 122.08 | 510 | 442 | No
2030-09-08 02:00 | 2030 100% ECP | 700 | 302.02 | 510 | 442 | No
2030-09-08 03:00 | 2030 100% ECP | 700 | 224.93 | 510 | 442 | No
2030-09-08 04:00 | 2030 100% ECP | 700 | 224.93 | 510 | 442 | No
2030-09-08 05:00 | 2030 100% ECP | 700 | 57.57 | 510 | 442 | No
2030-09-08 06:00 | 2030 100% ECP | 700 | 0 | 329.02 | 442 | No
2030-09-08 07:00 | 2030 100% ECP | 700 | 164.23 | 390 | 442 | No
2030-09-08 08:00 | 2030 100% ECP | 500 | 66.67 | 90 | 442 | No
2030-09-08 09:00 | 2030 100% ECP | -100 | -226 | -210 | 442 | No
2030-09-08 10:00 | 2030 100% ECP | -700 | -526 | -510 | 442 | No
2030-09-08 11:00 | 2030 100% ECP | -700 | -300 | -510 | 442 | No
2030-09-08 12:00 | 2030 100% ECP | -700 | 0 | -210 | 442 | No
2030-09-08 13:00 | 2030 100% ECP | -700 | 300 | 90 | 442 | No
2030-09-08 14:00 | 2030 100% ECP | -700 | 0 | -210 | 350.47 | No
2030-09-08 15:00 | 2030 100% ECP | -700 | -300 | -510 | 157.61 | No
2030-09-08 16:00 | 2030 100% ECP | -700 | 0 | -510 | 249.53 | No
2030-09-08 17:00 | 2030 100% ECP | -700 | 0 | -510 | 163.03 | No
2030-09-08 18:00 | 2030 100% ECP | -700 | 0 | -364.24 | 111.87 | No
2030-09-08 19:00 | 2030 100% ECP | -700 | 0 | -64.24 | 411.87 | No
2030-09-08 20:00 | 2030 100% ECP | -700 | 205 | 235.76 | 442 | No
2030-09-08 21:00 | 2030 100% ECP | -700 | 505 | 510 | 442 | No
2030-09-08 22:00 | 2030 100% ECP | -700 | 505 | 510 | 442 | No
2030-09-08 23:00 | 2030 100% ECP | -700 | 505 | 510 | 442 | No
2030-09-09 | 2030 100% ECP | -100 | 505 | 510 | 442 | No
2030-09-09 01:00 | 2030 100% ECP | 77.59 | 505 | 510 | 442 | No
2030-09-09 02:00 | 2030 100% ECP | 127.3 | 300 | 510 | 442 | No
2030-09-09 03:00 | 2030 100% ECP | 700 | 0 | 300.24 | 174.51 | No
2030-09-09 04:00 | 2030 100% ECP | 700 | 0 | 509.99 | 0 | No
2030-09-09 05:00 | 2030 100% ECP | 700 | 46.72 | 510 | 52.68 | No
2030-09-09 06:00 | 2030 100% ECP | 700 | 28.33 | 390 | 352.68 | No
2030-09-09 07:00 | 2030 100% ECP | 340.11 | 0 | 90 | 442 | No
2030-09-09 08:00 | 2030 100% ECP | -259.89 | -300 | -210 | 277 | No
2030-09-09 09:00 | 2030 100% ECP | -700 | -526 | -510 | -23 | Yes
2030-09-09 10:00 | 2030 100% ECP | -700 | -526 | -510 | -215.03 | Yes
2030-09-09 11:00 | 2030 100% ECP | -700 | -526 | -510 | -280.71 | Yes
2030-09-09 12:00 | 2030 100% ECP | -700 | -526 | -510 | -284.1 | Yes
2030-09-09 13:00 | 2030 100% ECP | -700 | -526 | -510 | -468.21 | Yes
2030-09-09 14:00 | 2030 100% ECP | -700 | -526 | -510 | -510 | Yes
2030-09-09 15:00 | 2030 100% ECP | -700 | -526 | -510 | -238.83 | No
2030-09-09 16:00 | 2030 100% ECP | -100 | -297.85 | -510 | 61.17 | No
2030-09-09 17:00 | 2030 100% ECP | 500 | -203.38 | -510 | 206.27 | No
2030-09-09 18:00 | 2030 100% ECP | 700 | 0 | -362.17 | 442 | No
2030-09-09 19:00 | 2030 100% ECP | 700 | 0 | -62.17 | 442 | No
2030-09-09 20:00 | 2030 100% ECP | 700 | 0 | 0 | 442 | No
2030-09-09 21:00 | 2030 100% ECP | 700 | 205 | 210 | 442 | No
2030-09-09 22:00 | 2030 100% ECP | 700 | 505 | 510 | 442 | No
2030-09-09 23:00 | 2030 100% ECP | 700 | 505 | 510 | 442 | No
2030-09-10 | 2030 100% ECP | 700 | 505 | 510 | 442 | No
2030-09-10 01:00 | 2030 100% ECP | 700 | 505 | 510 | 442 | No
2030-09-10 02:00 | 2030 100% ECP | 700 | 505 | 510 | 442 | No
2030-09-10 03:00 | 2030 100% ECP | 700 | 505 | 510 | 442 | No
2030-09-10 04:00 | 2030 100% ECP | 700 | 343.95 | 510 | 442 | No
2030-09-10 05:00 | 2030 100% ECP | 700 | 43.95 | 210 | 210.08 | No
2030-09-10 06:00 | 2030 100% ECP | 700 | 0 | 90 | 442 | No
2030-09-10 07:00 | 2030 100% ECP | 700 | -226 | -210 | 436.63 | No
2030-09-10 08:00 | 2030 100% ECP | 700 | -526 | -510 | 442 | No
2030-09-10 09:00 | 2030 100% ECP | 100 | -526 | -510 | 442 | No
2030-09-10 10:00 | 2030 100% ECP | -500 | -526 | -510 | 442 | No
2030-09-10 11:00 | 2030 100% ECP | -700 | -331.41 | -510 | 442 | No
2030-09-10 12:00 | 2030 100% ECP | -700 | -500.31 | -510 | 442 | No
2030-09-10 13:00 | 2030 100% ECP | -700 | -526 | -510 | 442 | No
2030-09-10 14:00 | 2030 100% ECP | -700 | -526 | -510 | 442 | No
2030-09-10 15:00 | 2030 100% ECP | -500 | -300 | -388.09 | 442 | No
2030-09-10 16:00 | 2030 100% ECP | 100 | 0 | -88.09 | 442 | No
2030-09-10 17:00 | 2030 100% ECP | 700 | 0 | 0 | 442 | No
2030-09-10 18:00 | 2030 100% ECP | 700 | -300 | -300 | 442 | No
2030-09-10 19:00 | 2030 100% ECP | 700 | -526 | -510 | 442 | No
2030-09-10 20:00 | 2030 100% ECP | 700 | -255.68 | -210 | 442 | No
2030-09-10 21:00 | 2030 100% ECP | 700 | 44.32 | 90 | 442 | No
2030-09-10 22:00 | 2030 100% ECP | 700 | 13.19 | 390 | 442 | No
2030-09-10 23:00 | 2030 100% ECP | 700 | 0 | 296.36 | 142 | No
2030-09-11 | 2030 100% ECP | 218.29 | 0 | 408.27 | 0 | No
2030-09-11 01:00 | 2030 100% ECP | -381.71 | 0 | 210 | 142 | No
2030-09-11 02:00 | 2030 100% ECP | -700 | 300 | 510 | 442 | No
2030-09-11 03:00 | 2030 100% ECP | -700 | 505 | 510 | 442 | Yes
2030-09-11 04:00 | 2030 100% ECP | -700 | 505 | 510 | 442 | Yes
2030-09-11 05:00 | 2030 100% ECP | -700 | 505 | 510 | 442 | Yes
2030-09-11 06:00 | 2030 100% ECP | -700 | 505 | 510 | 442 | Yes
2030-09-11 07:00 | 2030 100% ECP | -700 | 505 | 510 | 442 | Yes
2030-09-11 08:00 | 2030 100% ECP | -700 | 505 | 510 | 442 | Yes
2030-09-11 09:00 | 2030 100% ECP | -700 | 505 | 510 | 442 | Yes
2030-09-11 10:00 | 2030 100% ECP | -700 | 505 | 510 | 442 | Yes
2030-09-11 11:00 | 2030 100% ECP | -700 | 505 | 510 | 442 | Yes
2030-09-11 12:00 | 2030 100% ECP | -700 | 505 | 510 | 442 | Yes
2030-09-11 13:00 | 2030 100% ECP | -700 | 378.59 | 300 | 442 | Yes
2030-09-11 14:00 | 2030 100% ECP | -700 | 78.59 | 0 | 142 | Yes
2030-09-11 15:00 | 2030 100% ECP | -689.24 | -221.41 | -300 | -158 | No
2030-09-11 16:00 | 2030 100% ECP | -89.24 | 0 | 0 | 142 | No
2030-09-11 17:00 | 2030 100% ECP | 510.76 | 262.09 | 300 | 300 | No
2030-09-11 18:00 | 2030 100% ECP | 700 | 0 | 0 | 0 | No
2030-09-11 19:00 | 2030 100% ECP | 700 | 0 | -300 | -233.38 | No
2030-09-11 20:00 | 2030 100% ECP | 700 | 0 | 0 | 0 | No
2030-09-11 21:00 | 2030 100% ECP | 700 | 90.9 | 300 | 300 | No
2030-09-11 22:00 | 2030 100% ECP | 700 | 0 | 510 | 442 | No
2030-09-11 23:00 | 2030 100% ECP | 700 | 83.39 | 510 | 442 | No
2030-09-12 | 2030 100% ECP | 700 | 0 | 510 | 376.12 | No
2030-09-12 01:00 | 2030 100% ECP | 700 | 0 | 510 | 76.12 | No
2030-09-12 02:00 | 2030 100% ECP | 700 | 0 | 347.98 | 206.27 | No
2030-09-12 03:00 | 2030 100% ECP | 700 | 0 | 464.35 | 236.57 | No
2030-09-12 04:00 | 2030 100% ECP | 700 | 0 | 510 | 200.82 | No
2030-09-12 05:00 | 2030 100% ECP | 700 | 0 | 510 | 309.79 | No
2030-09-12 06:00 | 2030 100% ECP | 700 | 280.18 | 390 | 442 | No
2030-09-12 07:00 | 2030 100% ECP | 500 | 74 | 90 | 442 | No
2030-09-12 08:00 | 2030 100% ECP | -100 | -226 | -210 | 397.58 | No
2030-09-12 09:00 | 2030 100% ECP | -700 | -526 | -510 | 381.28 | Yes
2030-09-12 10:00 | 2030 100% ECP | -700 | -526 | -510 | 81.28 | Yes
2030-09-12 11:00 | 2030 100% ECP | -700 | -526 | -510 | -140.87 | Yes
2030-09-12 12:00 | 2030 100% ECP | -700 | -526 | -510 | -155.44 | Yes
2030-09-12 13:00 | 2030 100% ECP | -700 | -526 | -510 | -111.25 | Yes
2030-09-12 14:00 | 2030 100% ECP | -700 | -526 | -510 | 188.75 | Yes
2030-09-12 15:00 | 2030 100% ECP | -700 | -526 | -510 | 168.72 | Yes
2030-09-12 16:00 | 2030 100% ECP | -700 | -526 | -510 | 146.33 | Yes
2030-09-12 17:00 | 2030 100% ECP | -700 | -226 | -210 | 442 | Yes
2030-09-12 18:00 | 2030 100% ECP | -700 | 74 | 90 | 442 | Yes
2030-09-12 19:00 | 2030 100% ECP | -700 | 374 | 390 | 442 | Yes
2030-09-12 20:00 | 2030 100% ECP | -700 | 505 | 510 | 442 | Yes
2030-09-12 21:00 | 2030 100% ECP | -700 | 505 | 510 | 442 | Yes
2030-09-12 22:00 | 2030 100% ECP | -700 | 505 | 510 | 442 | Yes
2030-09-12 23:00 | 2030 100% ECP | -700 | 505 | 510 | 380.55 | Yes
2030-09-13 | 2030 100% ECP | -700 | 505 | 510 | 442 | Yes
2030-09-13 01:00 | 2030 100% ECP | -700 | 505 | 510 | 442 | Yes
2030-09-13 02:00 | 2030 100% ECP | -700 | 505 | 300 | 442 | Yes
2030-09-13 03:00 | 2030 100% ECP | -700 | 505 | 0 | 442 | Yes
2030-09-13 04:00 | 2030 100% ECP | -700 | 505 | 0 | 442 | Yes
2030-09-13 05:00 | 2030 100% ECP | -700 | 505 | 0 | 442 | Yes
2030-09-13 06:00 | 2030 100% ECP | -700 | 505 | 0 | 442 | Yes
2030-09-13 07:00 | 2030 100% ECP | -700 | 505 | 0 | 442 | Yes
2030-09-13 08:00 | 2030 100% ECP | -700 | 505 | 0 | 442 | Yes
2030-09-13 09:00 | 2030 100% ECP | -700 | 505 | 0 | 442 | Yes
2030-09-13 10:00 | 2030 100% ECP | -100 | 505 | 0 | 442 | Yes
2030-09-13 11:00 | 2030 100% ECP | 488.25 | 505 | 0 | 442 | Yes
2030-09-13 12:00 | 2030 100% ECP | 500 | 505 | 0 | 442 | Yes
2030-09-13 13:00 | 2030 100% ECP | -100 | 505 | 0 | 442 | Yes
2030-09-13 14:00 | 2030 100% ECP | -700 | 505 | 0 | 442 | Yes
2030-09-13 15:00 | 2030 100% ECP | -700 | 505 | 0 | 442 | Yes
2030-09-13 16:00 | 2030 100% ECP | -700 | 505 | 0 | 442 | Yes
2030-09-13 17:00 | 2030 100% ECP | -700 | 300 | 0 | 442 | Yes
2030-09-13 18:00 | 2030 100% ECP | -100 | 0 | 0 | 442 | No
2030-09-13 19:00 | 2030 100% ECP | 0 | 0 | 0 | 442 | No
2030-09-13 20:00 | 2030 100% ECP | 487.08 | 0 | 0 | 442 | No
2030-09-13 21:00 | 2030 100% ECP | 487.08 | 0 | 0 | 442 | No
2030-09-13 22:00 | 2030 100% ECP | 0 | 0 | 0 | 142 | No
2030-09-13 23:00 | 2030 100% ECP | 0 | 0 | 0 | 68.38 | No
2030-09-14 | 2030 100% ECP | 600 | 300 | 0 | 368.38 | No
2030-09-14 01:00 | 2030 100% ECP | 700 | 505 | 0 | 442 | No
2030-09-14 02:00 | 2030 100% ECP | 700 | 396.8 | 0 | 442 | No
2030-09-14 03:00 | 2030 100% ECP | 700 | 96.8 | 0 | 442 | No
2030-09-14 04:00 | 2030 100% ECP | 700 | 217.68 | 0 | 442 | No
2030-09-14 05:00 | 2030 100% ECP | 700 | 102.35 | 0 | 442 | No
2030-09-14 06:00 | 2030 100% ECP | 700 | -197.65 | 0 | 218.21 | No
2030-09-14 07:00 | 2030 100% ECP | 700 | -497.65 | 0 | 218.21 | No
2030-09-14 08:00 | 2030 100% ECP | 700 | -526 | 0 | 442 | No
2030-09-14 09:00 | 2030 100% ECP | 600 | -526 | 0 | 264.16 | No
2030-09-14 10:00 | 2030 100% ECP | 0 | -526 | 0 | 264.16 | No
2030-09-14 11:00 | 2030 100% ECP | 0 | -526 | 0 | 428.36 | No
2030-09-14 12:00 | 2030 100% ECP | 8.03 | -526 | 0 | 259.6 | No
2030-09-14 13:00 | 2030 100% ECP | 394.63 | -526 | 0 | 299.49 | No
2030-09-14 14:00 | 2030 100% ECP | 28.44 | -526 | 0 | 282.39 | No
2030-09-14 15:00 | 2030 100% ECP | 628.44 | -526 | 0 | 412.28 | No
2030-09-14 16:00 | 2030 100% ECP | 700 | -526 | 0 | 442 | No
2030-09-14 17:00 | 2030 100% ECP | 700 | -526 | 0 | 442 | No
2030-09-14 18:00 | 2030 100% ECP | 700 | -526 | 0 | 442 | No
2030-09-14 19:00 | 2030 100% ECP | 700 | -526 | 0 | 428.79 | No
2030-09-14 20:00 | 2030 100% ECP | 700 | -526 | 0 | 428.79 | No
2030-09-14 21:00 | 2030 100% ECP | 700 | -523.47 | 0 | 357.31 | No
2030-09-14 22:00 | 2030 100% ECP | 700 | -223.47 | 0 | 442 | No
2030-09-14 23:00 | 2030 100% ECP | 654.35 | 0 | 0 | 243.32 | No
2030-09-15 | 2030 100% ECP | 700 | 300 | 0 | 442 | No
2030-09-15 01:00 | 2030 100% ECP | 700 | 505 | 0 | 442 | No
2030-09-15 02:00 | 2030 100% ECP | 700 | 505 | 0 | 442 | No
2030-09-15 03:00 | 2030 100% ECP | 700 | 337.58 | 300 | 442 | No
2030-09-15 04:00 | 2030 100% ECP | 700 | 37.58 | 253.81 | 442 | No
2030-09-15 05:00 | 2030 100% ECP | 611.26 | 75.04 | 210 | 442 | No
2030-09-15 06:00 | 2030 100% ECP | 700 | 375.04 | 510 | 442 | No
2030-09-15 07:00 | 2030 100% ECP | 700 | 370.18 | 390 | 442 | No
2030-09-15 08:00 | 2030 100% ECP | 100 | 70.18 | 90 | 433.46 | No
2030-09-15 09:00 | 2030 100% ECP | -500 | -229.82 | -210 | 442 | No
2030-09-15 10:00 | 2030 100% ECP | -700 | -526 | -510 | 442 | No
2030-09-15 11:00 | 2030 100% ECP | -700 | -526 | -510 | 442 | No
2030-09-15 12:00 | 2030 100% ECP | -700 | -526 | -510 | 442 | No
2030-09-15 13:00 | 2030 100% ECP | -700 | -526 | -510 | 442 | No
2030-09-15 14:00 | 2030 100% ECP | -700 | -526 | -510 | 442 | No
2030-09-15 15:00 | 2030 100% ECP | -247.41 | -526 | -510 | 442 | No
2030-09-15 16:00 | 2030 100% ECP | 352.59 | -526 | -510 | 442 | No
2030-09-15 17:00 | 2030 100% ECP | 700 | -226 | -510 | 442 | No
2030-09-15 18:00 | 2030 100% ECP | 700 | 0 | -510 | 442 | No
2030-09-15 19:00 | 2030 100% ECP | 700 | 0 | -300 | 442 | No
2030-09-15 20:00 | 2030 100% ECP | 700 | 0 | 0 | 442 | No
2030-09-15 21:00 | 2030 100% ECP | 700 | 0 | -151.77 | 442 | No
2030-09-15 22:00 | 2030 100% ECP | 700 | 0 | -151.77 | 442 | No
2030-09-15 23:00 | 2030 100% ECP | 700 | 0 | -451.77 | 442 | No
2030-09-16 | 2030 100% ECP | 700 | 300 | -151.77 | 442 | No
2030-09-16 01:00 | 2030 100% ECP | 700 | 280.14 | 148.23 | 442 | No
2030-09-16 02:00 | 2030 100% ECP | 700 | 358.49 | 448.23 | 442 | No
2030-09-16 03:00 | 2030 100% ECP | 700 | 463.84 | 510 | 442 | No
2030-09-16 04:00 | 2030 100% ECP | 700 | 344.38 | 510 | 442 | No
2030-09-16 05:00 | 2030 100% ECP | 700 | 221.13 | 510 | 442 | No
2030-09-16 06:00 | 2030 100% ECP | 700 | 51.15 | 510 | 442 | No
2030-09-16 07:00 | 2030 100% ECP | 700 | 85.22 | 510 | 442 | No
2030-09-16 08:00 | 2030 100% ECP | 700 | 209.92 | 344.75 | 442 | No
2030-09-16 09:00 | 2030 100% ECP | 100 | 0 | 44.75 | 442 | No
2030-09-16 10:00 | 2030 100% ECP | -500 | 0 | -255.25 | 442 | No
2030-09-16 11:00 | 2030 100% ECP | -700 | -161.29 | -510 | 442 | No
2030-09-16 12:00 | 2030 100% ECP | -700 | -362.15 | -510 | 442 | No
2030-09-16 13:00 | 2030 100% ECP | -700 | -62.15 | -510 | 442 | No
2030-09-16 14:00 | 2030 100% ECP | -700 | 0 | -510 | 442 | No
2030-09-16 15:00 | 2030 100% ECP | -317.94 | 0 | -210 | 442 | No
2030-09-16 16:00 | 2030 100% ECP | 282.06 | 0 | 90 | 442 | No
2030-09-16 17:00 | 2030 100% ECP | 700 | 300 | 390 | 442 | No
2030-09-16 18:00 | 2030 100% ECP | 700 | 0 | 90 | 142 | No
2030-09-16 19:00 | 2030 100% ECP | 700 | 300 | 390 | 442 | No
2030-09-16 20:00 | 2030 100% ECP | 700 | 505 | 510 | 442 | No
2030-09-16 21:00 | 2030 100% ECP | 700 | 505 | 510 | 442 | No
2030-09-16 22:00 | 2030 100% ECP | 700 | 505 | 510 | 442 | No
2030-09-16 23:00 | 2030 100% ECP | 700 | 415 | 510 | 442 | No
2030-09-17 | 2030 100% ECP | 700 | 505 | 510 | 442 | No
2030-09-17 01:00 | 2030 100% ECP | 700 | 505 | 510 | 442 | No
2030-09-17 02:00 | 2030 100% ECP | 700 | 505 | 510 | 442 | No
2030-09-17 03:00 | 2030 100% ECP | 700 | 505 | 510 | 442 | No
2030-09-17 04:00 | 2030 100% ECP | 700 | 505 | 510 | 442 | No
2030-09-17 05:00 | 2030 100% ECP | 700 | 505 | 510 | 442 | No
2030-09-17 06:00 | 2030 100% ECP | 700 | 505 | 510 | 442 | No
2030-09-17 07:00 | 2030 100% ECP | 680.61 | 300 | 210 | 442 | No
2030-09-17 08:00 | 2030 100% ECP | 80.61 | 0 | -90 | 442 | No
2030-09-17 09:00 | 2030 100% ECP | -519.39 | -300 | -390 | 442 | No
2030-09-17 10:00 | 2030 100% ECP | -700 | -526 | -510 | 442 | No
2030-09-17 11:00 | 2030 100% ECP | -700 | -526 | -510 | 442 | No
2030-09-17 12:00 | 2030 100% ECP | -700 | -526 | -510 | 442 | No
2030-09-17 13:00 | 2030 100% ECP | -700 | -526 | -510 | 442 | No
2030-09-17 14:00 | 2030 100% ECP | -700 | -526 | -510 | 442 | No
2030-09-17 15:00 | 2030 100% ECP | -600 | -526 | -510 | 148.27 | No
2030-09-17 16:00 | 2030 100% ECP | 0 | -526 | -510 | 287.05 | No
2030-09-17 17:00 | 2030 100% ECP | 600 | -308.09 | -510 | 261.6 | No
2030-09-17 18:00 | 2030 100% ECP | 700 | -526 | -510 | -38.4 | No
2030-09-17 19:00 | 2030 100% ECP | 700 | -226 | -510 | 261.6 | No
2030-09-17 20:00 | 2030 100% ECP | 700 | -200.18 | -210 | 442 | No
2030-09-17 21:00 | 2030 100% ECP | 700 | 40.8 | 90 | 442 | No
2030-09-17 22:00 | 2030 100% ECP | 700 | 340.8 | 390 | 442 | No
2030-09-17 23:00 | 2030 100% ECP | 700 | 335.26 | 510 | 442 | No
2030-09-18 | 2030 100% ECP | 700 | 505 | 510 | 442 | No
2030-09-18 01:00 | 2030 100% ECP | 700 | 205 | 510 | 442 | No
2030-09-18 02:00 | 2030 100% ECP | 700 | 186.89 | 510 | 442 | No
2030-09-18 03:00 | 2030 100% ECP | 700 | 350.9 | 510 | 442 | No
2030-09-18 04:00 | 2030 100% ECP | 700 | 272.6 | 510 | 442 | No
2030-09-18 05:00 | 2030 100% ECP | 700 | 150.91 | 510 | 442 | No
2030-09-18 06:00 | 2030 100% ECP | 700 | 225.56 | 390 | 442 | No
2030-09-18 07:00 | 2030 100% ECP | 500 | 74 | 90 | 442 | No
2030-09-18 08:00 | 2030 100% ECP | -100 | -226 | -210 | 442 | No
2030-09-18 09:00 | 2030 100% ECP | -700 | -526 | -510 | 442 | No
2030-09-18 10:00 | 2030 100% ECP | -700 | -526 | -510 | 442 | Yes
2030-09-18 11:00 | 2030 100% ECP | -700 | -526 | -510 | 373.84 | Yes
2030-09-18 12:00 | 2030 100% ECP | -700 | -526 | -510 | 373.1 | Yes
2030-09-18 13:00 | 2030 100% ECP | -700 | -526 | -510 | 422.26 | Yes
2030-09-18 14:00 | 2030 100% ECP | -700 | -526 | -510 | 442 | Yes
2030-09-18 15:00 | 2030 100% ECP | -700 | -526 | -510 | 442 | Yes
2030-09-18 16:00 | 2030 100% ECP | -700 | -526 | -510 | 442 | No
2030-09-18 17:00 | 2030 100% ECP | -100 | -226 | -210 | 442 | No
2030-09-18 18:00 | 2030 100% ECP | 500 | 0 | 90 | 442 | No
2030-09-18 19:00 | 2030 100% ECP | 700 | 300 | 390 | 442 | No
2030-09-18 20:00 | 2030 100% ECP | 700 | 480.57 | 510 | 442 | No
2030-09-18 21:00 | 2030 100% ECP | 700 | 505 | 510 | 442 | No
2030-09-18 22:00 | 2030 100% ECP | 700 | 505 | 510 | 442 | No
2030-09-18 23:00 | 2030 100% ECP | 700 | 505 | 510 | 442 | No
2030-09-19 | 2030 100% ECP | 700 | 505 | 510 | 442 | No
2030-09-19 01:00 | 2030 100% ECP | 700 | 505 | 510 | 442 | No
2030-09-19 02:00 | 2030 100% ECP | 700 | 505 | 510 | 442 | No
2030-09-19 03:00 | 2030 100% ECP | 700 | 505 | 510 | 442 | No
2030-09-19 04:00 | 2030 100% ECP | 700 | 205 | 510 | 398.5 | No
2030-09-19 05:00 | 2030 100% ECP | 700 | 32.45 | 510 | 142 | No
2030-09-19 06:00 | 2030 100% ECP | 700 | 332.45 | 390 | 442 | No
2030-09-19 07:00 | 2030 100% ECP | 500 | 74 | 90 | 442 | No
2030-09-19 08:00 | 2030 100% ECP | -100 | -226 | -210 | 442 | No
2030-09-19 09:00 | 2030 100% ECP | -700 | -526 | -510 | 442 | No
2030-09-19 10:00 | 2030 100% ECP | -700 | -526 | -510 | 442 | Yes
2030-09-19 11:00 | 2030 100% ECP | -700 | -526 | -510 | 442 | Yes
2030-09-19 12:00 | 2030 100% ECP | -700 | -526 | -510 | 442 | Yes
2030-09-19 13:00 | 2030 100% ECP | -700 | -226 | -210 | 442 | Yes
2030-09-19 14:00 | 2030 100% ECP | -700 | -226 | -210 | 442 | Yes
2030-09-19 15:00 | 2030 100% ECP | -700 | -526 | -510 | 442 | No
2030-09-19 16:00 | 2030 100% ECP | -388.02 | -300 | -210 | 442 | No
2030-09-19 17:00 | 2030 100% ECP | 211.98 | 0 | 90 | 442 | No
2030-09-19 18:00 | 2030 100% ECP | 700 | 0 | 390 | 442 | No
2030-09-19 19:00 | 2030 100% ECP | 700 | 0 | 510 | 442 | No
2030-09-19 20:00 | 2030 100% ECP | 700 | 215.74 | 510 | 442 | No
2030-09-19 21:00 | 2030 100% ECP | 700 | 505 | 510 | 442 | No
2030-09-19 22:00 | 2030 100% ECP | 700 | 505 | 510 | 442 | No
2030-09-19 23:00 | 2030 100% ECP | 700 | 505 | 510 | 442 | No
2030-09-20 | 2030 100% ECP | 700 | 266.35 | 510 | 442 | No
2030-09-20 01:00 | 2030 100% ECP | 700 | 247.71 | 510 | 442 | No
2030-09-20 02:00 | 2030 100% ECP | 700 | 240.08 | 510 | 442 | No
2030-09-20 03:00 | 2030 100% ECP | 448.56 | 505 | 510 | 442 | No
2030-09-20 04:00 | 2030 100% ECP | 700 | 266.27 | 510 | 442 | No
2030-09-20 05:00 | 2030 100% ECP | 700 | 59.83 | 510 | 442 | No
2030-09-20 06:00 | 2030 100% ECP | 700 | 194.24 | 510 | 442 | No
2030-09-20 07:00 | 2030 100% ECP | 700 | 108.68 | 300 | 442 | No
2030-09-20 08:00 | 2030 100% ECP | 100 | 0 | 0 | 442 | No
2030-09-20 09:00 | 2030 100% ECP | -500 | -235.56 | -300 | 442 | No
2030-09-20 10:00 | 2030 100% ECP | -700 | -526 | -510 | 442 | No
2030-09-20 11:00 | 2030 100% ECP | -700 | -526 | -510 | 442 | No
2030-09-20 12:00 | 2030 100% ECP | -700 | -526 | -510 | 442 | No
2030-09-20 13:00 | 2030 100% ECP | -700 | -526 | -510 | 442 | No
2030-09-20 14:00 | 2030 100% ECP | -700 | -526 | -510 | 442 | No
2030-09-20 15:00 | 2030 100% ECP | -500 | -526 | -510 | 442 | No
2030-09-20 16:00 | 2030 100% ECP | 100 | -226 | -307.22 | 442 | No
2030-09-20 17:00 | 2030 100% ECP | 700 | 0 | -187.63 | 442 | No
2030-09-20 18:00 | 2030 100% ECP | 700 | 0 | -129.25 | 442 | No
2030-09-20 19:00 | 2030 100% ECP | 700 | -284.32 | -172.71 | 442 | No
2030-09-20 20:00 | 2030 100% ECP | 700 | 0 | 127.29 | 442 | No
2030-09-20 21:00 | 2030 100% ECP | 700 | 0 | 427.29 | 442 | No
2030-09-20 22:00 | 2030 100% ECP | 700 | 0 | 510 | 442 | No
2030-09-20 23:00 | 2030 100% ECP | 700 | 0 | 510 | 442 | No
2030-09-21 | 2030 100% ECP | 700 | 205 | 510 | 390.91 | No
2030-09-21 01:00 | 2030 100% ECP | 700 | 505 | 510 | 442 | No
2030-09-21 02:00 | 2030 100% ECP | 700 | 505 | 510 | 442 | No
2030-09-21 03:00 | 2030 100% ECP | 700 | 505 | 510 | 442 | No
2030-09-21 04:00 | 2030 100% ECP | 700 | 505 | 510 | 442 | No
2030-09-21 05:00 | 2030 100% ECP | 700 | 439.95 | 390.04 | 442 | No
2030-09-21 06:00 | 2030 100% ECP | 700 | 139.95 | 90.04 | 331.91 | No
2030-09-21 07:00 | 2030 100% ECP | 500 | 0 | -209.96 | 442 | No
2030-09-21 08:00 | 2030 100% ECP | -100 | -300 | -509.96 | 416.06 | No
2030-09-21 09:00 | 2030 100% ECP | -700 | -526 | -510 | 345.91 | No
2030-09-21 10:00 | 2030 100% ECP | -700 | -526 | -510 | 442 | Yes
2030-09-21 11:00 | 2030 100% ECP | -700 | -526 | -510 | 442 | Yes
2030-09-21 12:00 | 2030 100% ECP | -700 | -526 | -510 | 442 | Yes
2030-09-21 13:00 | 2030 100% ECP | -700 | -526 | -510 | 442 | Yes
2030-09-21 14:00 | 2030 100% ECP | -700 | -526 | -510 | 442 | Yes
2030-09-21 15:00 | 2030 100% ECP | -700 | -526 | -510 | 442 | Yes
2030-09-21 16:00 | 2030 100% ECP | -100 | -453.09 | -510 | 442 | No
2030-09-21 17:00 | 2030 100% ECP | 500 | -153.09 | -463.64 | 300.95 | No
2030-09-21 18:00 | 2030 100% ECP | 700 | 0 | -163.64 | 374.2 | No
2030-09-21 19:00 | 2030 100% ECP | 700 | 0 | -90 | 354.4 | No
2030-09-21 20:00 | 2030 100% ECP | 700 | 205 | 210 | 437.9 | No
2030-09-21 21:00 | 2030 100% ECP | 700 | 505 | 510 | 442 | No
2030-09-21 22:00 | 2030 100% ECP | 700 | 505 | 510 | 442 | No
2030-09-21 23:00 | 2030 100% ECP | 700 | 505 | 510 | 442 | No
2030-09-22 | 2030 100% ECP | 700 | 487.31 | 510 | 442 | No
2030-09-22 01:00 | 2030 100% ECP | 700 | 187.31 | 510 | 441.55 | No
2030-09-22 02:00 | 2030 100% ECP | 700 | 189.99 | 510 | 442 | No
2030-09-22 03:00 | 2030 100% ECP | 616.88 | 0 | 314.43 | 142 | No
2030-09-22 04:00 | 2030 100% ECP | 16.88 | 0 | 510 | 66.37 | No
2030-09-22 05:00 | 2030 100% ECP | -583.12 | 300 | 483.77 | 103.67 | No
2030-09-22 06:00 | 2030 100% ECP | -700 | 0 | 183.77 | -196.33 | No
2030-09-22 07:00 | 2030 100% ECP | -180.8 | 0 | -7.38 | -449.58 | No
2030-09-22 08:00 | 2030 100% ECP | -700 | -257.45 | -307.38 | -510 | No
2030-09-22 09:00 | 2030 100% ECP | -700 | 42.55 | -7.38 | -210 | Yes
2030-09-22 10:00 | 2030 100% ECP | -700 | 342.55 | 292.62 | 90 | Yes
2030-09-22 11:00 | 2030 100% ECP | -700 | 505 | 510 | 390 | Yes
2030-09-22 12:00 | 2030 100% ECP | -700 | 505 | 510 | 442 | Yes
2030-09-22 13:00 | 2030 100% ECP | -700 | 505 | 510 | 442 | Yes
2030-09-22 14:00 | 2030 100% ECP | -700 | 505 | 510 | 442 | Yes
2030-09-22 15:00 | 2030 100% ECP | -700 | 505 | 510 | 442 | Yes
2030-09-22 16:00 | 2030 100% ECP | -700 | 505 | 510 | 442 | No
2030-09-22 17:00 | 2030 100% ECP | -100 | 505 | 510 | 442 | No
2030-09-22 18:00 | 2030 100% ECP | 500 | 205 | 510 | 333.47 | No
2030-09-22 19:00 | 2030 100% ECP | 700 | 0 | 510 | 230.46 | No
2030-09-22 20:00 | 2030 100% ECP | 700 | 0 | 510 | 442 | No
2030-09-22 21:00 | 2030 100% ECP | 700 | 0 | 510 | 442 | No
2030-09-22 22:00 | 2030 100% ECP | 700 | 0 | 510 | 442 | No
2030-09-22 23:00 | 2030 100% ECP | 700 | 0 | 510 | 413.82 | No
2030-09-23 | 2030 100% ECP | 700 | 300 | 510 | 442 | No
2030-09-23 01:00 | 2030 100% ECP | 700 | 505 | 510 | 442 | No
2030-09-23 02:00 | 2030 100% ECP | 700 | 505 | 510 | 442 | No
2030-09-23 03:00 | 2030 100% ECP | 700 | 505 | 510 | 442 | No
2030-09-23 04:00 | 2030 100% ECP | 700 | 505 | 510 | 442 | No
2030-09-23 05:00 | 2030 100% ECP | 700 | 505 | 510 | 442 | No
2030-09-23 06:00 | 2030 100% ECP | 700 | 505 | 510 | 442 | No
2030-09-23 07:00 | 2030 100% ECP | 700 | 505 | 510 | 442 | No
2030-09-23 08:00 | 2030 100% ECP | 700 | 505 | 510 | 442 | No
2030-09-23 09:00 | 2030 100% ECP | 700 | 505 | 510 | 442 | No
2030-09-23 10:00 | 2030 100% ECP | 700 | 275.95 | 510 | 442 | No
2030-09-23 11:00 | 2030 100% ECP | 700 | 71.09 | 510 | 442 | No
2030-09-23 12:00 | 2030 100% ECP | 700 | 0 | 390 | 442 | No
2030-09-23 13:00 | 2030 100% ECP | 700 | 0 | 90 | 442 | No
2030-09-23 14:00 | 2030 100% ECP | 700 | -141.03 | -210 | 442 | No
2030-09-23 15:00 | 2030 100% ECP | 700 | -441.03 | -510 | 279.78 | No
2030-09-23 16:00 | 2030 100% ECP | 700 | -141.03 | -417.07 | 279.78 | No
2030-09-23 17:00 | 2030 100% ECP | 700 | 0 | -358.27 | 442 | No
2030-09-23 18:00 | 2030 100% ECP | 700 | 0 | -58.27 | 377.98 | No
2030-09-23 19:00 | 2030 100% ECP | 700 | 0 | 0 | 442 | No
2030-09-23 20:00 | 2030 100% ECP | 700 | 0 | -300 | 442 | No
2030-09-23 21:00 | 2030 100% ECP | 700 | 0 | 0 | 309.14 | No
2030-09-23 22:00 | 2030 100% ECP | 700 | 105.1 | 300 | 442 | No
2030-09-23 23:00 | 2030 100% ECP | 700 | 151.98 | 510 | 442 | No
2030-09-24 | 2030 100% ECP | 500 | 243.08 | 510 | 442 | No
2030-09-24 01:00 | 2030 100% ECP | -100 | 205 | 210 | 335.39 | No
2030-09-24 02:00 | 2030 100% ECP | -700 | 505 | 510 | 442 | No
2030-09-24 03:00 | 2030 100% ECP | -700 | 505 | 510 | 442 | No
2030-09-24 04:00 | 2030 100% ECP | -700 | 505 | 510 | 442 | No
2030-09-24 05:00 | 2030 100% ECP | -685.06 | 205 | 210 | 142 | No
2030-09-24 06:00 | 2030 100% ECP | -632.03 | 205 | 210 | 142 | No
2030-09-24 07:00 | 2030 100% ECP | -700 | 505 | 510 | 442 | No
2030-09-24 08:00 | 2030 100% ECP | -692.61 | 205 | 210 | 142 | No
2030-09-24 09:00 | 2030 100% ECP | -100 | 0 | 0 | 15.39 | No
2030-09-24 10:00 | 2030 100% ECP | -700 | 74 | 90 | 315.39 | No
2030-09-24 11:00 | 2030 100% ECP | -700 | -226 | -210 | 15.39 | No
2030-09-24 12:00 | 2030 100% ECP | -700 | -526 | -510 | -284.61 | No
2030-09-24 13:00 | 2030 100% ECP | -700 | -526 | -510 | -312.53 | No
2030-09-24 14:00 | 2030 100% ECP | -700 | -526 | -510 | -321.77 | No
2030-09-24 15:00 | 2030 100% ECP | -700 | -526 | -510 | -151.67 | No
2030-09-24 16:00 | 2030 100% ECP | -700 | -526 | -510 | 142 | No
2030-09-24 17:00 | 2030 100% ECP | -188.72 | -226 | -210 | 442 | No
2030-09-24 18:00 | 2030 100% ECP | 0 | -526 | -510 | 250.78 | No
2030-09-24 19:00 | 2030 100% ECP | 0 | -226 | -210 | 442 | No
2030-09-24 20:00 | 2030 100% ECP | 0 | 0 | 0 | 442 | No
2030-09-24 21:00 | 2030 100% ECP | 0 | 205 | 210 | 442 | No
2030-09-24 22:00 | 2030 100% ECP | -11.81 | 505 | 510 | 442 | No
2030-09-24 23:00 | 2030 100% ECP | -611.81 | 505 | 510 | 442 | No
2030-09-25 | 2030 100% ECP | -700 | 505 | 510 | 442 | No
2030-09-25 01:00 | 2030 100% ECP | -700 | 505 | 510 | 442 | No
2030-09-25 02:00 | 2030 100% ECP | -700 | 505 | 510 | 442 | No
2030-09-25 03:00 | 2030 100% ECP | -700 | 505 | 510 | 442 | No
2030-09-25 04:00 | 2030 100% ECP | -700 | 374 | 389.33 | 442 | No
2030-09-25 05:00 | 2030 100% ECP | -700 | 74 | 89.33 | 442 | No
2030-09-25 06:00 | 2030 100% ECP | -700 | -226 | -210.67 | 142 | No
2030-09-25 07:00 | 2030 100% ECP | -700 | -526 | -510 | 0 | No
2030-09-25 08:00 | 2030 100% ECP | -700 | -526 | -510 | 296.43 | No
2030-09-25 09:00 | 2030 100% ECP | -700 | -226 | -210 | 442 | Yes
2030-09-25 10:00 | 2030 100% ECP | -700 | 74 | 90 | 442 | Yes
2030-09-25 11:00 | 2030 100% ECP | -700 | 374 | 390 | 442 | Yes
2030-09-25 12:00 | 2030 100% ECP | -700 | 505 | 510 | 442 | Yes
2030-09-25 13:00 | 2030 100% ECP | -700 | 505 | 510 | 442 | Yes
2030-09-25 14:00 | 2030 100% ECP | -700 | 505 | 510 | 442 | Yes
2030-09-25 15:00 | 2030 100% ECP | -700 | 505 | 510 | 442 | Yes
2030-09-25 16:00 | 2030 100% ECP | -700 | 505 | 510 | 442 | Yes
2030-09-25 17:00 | 2030 100% ECP | -100 | 205 | 510 | 442 | No
2030-09-25 18:00 | 2030 100% ECP | 500 | 153.64 | 510 | 207.42 | No
2030-09-25 19:00 | 2030 100% ECP | 700 | 453.64 | 510 | -92.58 | No
2030-09-25 20:00 | 2030 100% ECP | 700 | 505 | 510 | 207.42 | No
2030-09-25 21:00 | 2030 100% ECP | 700 | 505 | 510 | 442 | No
2030-09-25 22:00 | 2030 100% ECP | 700 | 505 | 510 | 442 | No
2030-09-25 23:00 | 2030 100% ECP | 700 | 505 | 510 | 442 | No
2030-09-26 | 2030 100% ECP | 700 | 505 | 510 | 442 | No
2030-09-26 01:00 | 2030 100% ECP | 700 | 505 | 510 | 442 | No
2030-09-26 02:00 | 2030 100% ECP | 700 | 505 | 510 | 442 | No
2030-09-26 03:00 | 2030 100% ECP | 700 | 300 | 510 | 442 | No
2030-09-26 04:00 | 2030 100% ECP | 700 | 0 | 510 | 152.91 | No
2030-09-26 05:00 | 2030 100% ECP | 700 | 0 | 510 | 0 | No
2030-09-26 06:00 | 2030 100% ECP | 700 | 0 | 502.5 | 299.12 | No
2030-09-26 07:00 | 2030 100% ECP | 500 | 300 | 202.5 | 442 | No
2030-09-26 08:00 | 2030 100% ECP | -100 | 0 | -97.5 | 442 | No
2030-09-26 09:00 | 2030 100% ECP | -700 | -300 | -397.5 | 142 | No
2030-09-26 10:00 | 2030 100% ECP | -700 | 0 | -97.5 | 442 | Yes
2030-09-26 11:00 | 2030 100% ECP | -700 | 300 | 202.5 | 442 | Yes
2030-09-26 12:00 | 2030 100% ECP | -700 | 505 | 486.06 | 442 | Yes
2030-09-26 13:00 | 2030 100% ECP | -700 | 205 | 186.06 | 442 | Yes
2030-09-26 14:00 | 2030 100% ECP | -700 | -95 | -113.94 | 442 | Yes
2030-09-26 15:00 | 2030 100% ECP | -700 | -300 | -379.92 | 416.22 | No
2030-09-26 16:00 | 2030 100% ECP | -100 | 0 | -79.92 | 442 | No
2030-09-26 17:00 | 2030 100% ECP | 500 | 300 | 220.08 | 442 | No
2030-09-26 18:00 | 2030 100% ECP | 700 | 0 | 305.56 | 442 | No
2030-09-26 19:00 | 2030 100% ECP | 700 | 0 | 5.56 | 442 | No
2030-09-26 20:00 | 2030 100% ECP | 700 | 205 | 305.56 | 442 | No
2030-09-26 21:00 | 2030 100% ECP | 700 | 505 | 510 | 442 | No
2030-09-26 22:00 | 2030 100% ECP | 700 | 505 | 510 | 442 | No
2030-09-26 23:00 | 2030 100% ECP | 700 | 505 | 510 | 442 | No
2030-09-27 | 2030 100% ECP | 700 | 505 | 510 | 442 | No
2030-09-27 01:00 | 2030 100% ECP | 700 | 505 | 510 | 442 | No
2030-09-27 02:00 | 2030 100% ECP | 700 | 505 | 510 | 442 | No
2030-09-27 03:00 | 2030 100% ECP | 700 | 505 | 510 | 442 | No
2030-09-27 04:00 | 2030 100% ECP | 700 | 505 | 510 | 442 | No
2030-09-27 05:00 | 2030 100% ECP | 700 | 300 | 499.15 | 442 | No
2030-09-27 06:00 | 2030 100% ECP | 700 | 0 | 199.15 | 408.88 | No
2030-09-27 07:00 | 2030 100% ECP | 700 | 0 | -100.85 | 442 | No
2030-09-27 08:00 | 2030 100% ECP | 656.07 | -300 | -400.85 | 442 | No
2030-09-27 09:00 | 2030 100% ECP | 56.07 | -526 | -510 | 436.09 | No
2030-09-27 10:00 | 2030 100% ECP | -543.93 | -526 | -510 | 442 | No
2030-09-27 11:00 | 2030 100% ECP | -700 | -526 | -510 | 442 | No
2030-09-27 12:00 | 2030 100% ECP | -700 | -526 | -510 | 442 | No
2030-09-27 13:00 | 2030 100% ECP | -700 | -526 | -510 | 442 | No
2030-09-27 14:00 | 2030 100% ECP | -700 | -526 | -510 | 442 | No
2030-09-27 15:00 | 2030 100% ECP | -230.26 | -526 | -510 | 144.44 | No
2030-09-27 16:00 | 2030 100% ECP | 369.74 | -526 | -510 | 273.1 | No
2030-09-27 17:00 | 2030 100% ECP | 700 | -226 | -510 | 5.19 | No
2030-09-27 18:00 | 2030 100% ECP | 700 | -526 | -510 | -294.81 | No
2030-09-27 19:00 | 2030 100% ECP | 700 | -226 | -510 | 5.19 | No
2030-09-27 20:00 | 2030 100% ECP | 700 | 0 | -256.4 | 305.19 | No
2030-09-27 21:00 | 2030 100% ECP | 700 | 0 | 0 | 338.97 | No
2030-09-27 22:00 | 2030 100% ECP | 700 | 169.75 | 300 | 442 | No
2030-09-27 23:00 | 2030 100% ECP | 700 | 275.96 | 510 | 442 | No
2030-09-28 | 2030 100% ECP | 700 | 50.98 | 510 | 442 | No
2030-09-28 01:00 | 2030 100% ECP | 700 | 0 | 430.78 | 442 | No
2030-09-28 02:00 | 2030 100% ECP | 100 | 0 | 130.78 | 442 | No
2030-09-28 03:00 | 2030 100% ECP | 700 | 0 | 430.78 | 442 | No
2030-09-28 04:00 | 2030 100% ECP | 700 | 181.1 | 510 | 442 | No
2030-09-28 05:00 | 2030 100% ECP | 700 | 239.05 | 510 | 442 | No
2030-09-28 06:00 | 2030 100% ECP | 700 | 205 | 510 | 442 | No
2030-09-28 07:00 | 2030 100% ECP | 700 | 505 | 510 | 442 | No
2030-09-28 08:00 | 2030 100% ECP | 700 | 300 | 338.62 | 442 | No
2030-09-28 09:00 | 2030 100% ECP | 100 | 0 | 38.62 | 442 | No
2030-09-28 10:00 | 2030 100% ECP | -500 | -290.59 | -261.38 | 442 | No
2030-09-28 11:00 | 2030 100% ECP | -700 | -426.46 | -510 | 442 | No
2030-09-28 12:00 | 2030 100% ECP | -700 | -526 | -510 | 442 | No
2030-09-28 13:00 | 2030 100% ECP | -700 | -526 | -510 | 380 | No
2030-09-28 14:00 | 2030 100% ECP | -700 | -526 | -510 | 422.56 | No
2030-09-28 15:00 | 2030 100% ECP | -500 | -412.72 | -510 | 442 | No
2030-09-28 16:00 | 2030 100% ECP | 100 | -112.72 | -510 | 420.96 | No
2030-09-28 17:00 | 2030 100% ECP | 700 | 0 | -510 | 142 | No
2030-09-28 18:00 | 2030 100% ECP | 700 | 0 | -210 | 442 | No
2030-09-28 19:00 | 2030 100% ECP | 700 | 0 | -22.86 | 271.1 | No
2030-09-28 20:00 | 2030 100% ECP | 700 | 0 | -322.86 | 442 | No
2030-09-28 21:00 | 2030 100% ECP | 700 | 0 | -90 | 377.41 | No
2030-09-28 22:00 | 2030 100% ECP | 700 | 205 | 210 | 208.99 | No
2030-09-28 23:00 | 2030 100% ECP | 700 | 505 | 510 | 442 | No
2030-09-29 | 2030 100% ECP | 700 | 505 | 510 | 442 | No
2030-09-29 01:00 | 2030 100% ECP | 700 | 505 | 510 | 442 | No
2030-09-29 02:00 | 2030 100% ECP | 700 | 505 | 510 | 442 | No
2030-09-29 03:00 | 2030 100% ECP | 700 | 279.54 | 510 | 442 | No
2030-09-29 04:00 | 2030 100% ECP | 700 | 505 | 510 | 442 | No
2030-09-29 05:00 | 2030 100% ECP | 700 | 286.86 | 212.45 | 442 | No
2030-09-29 06:00 | 2030 100% ECP | 700 | 0 | -87.55 | 442 | No
2030-09-29 07:00 | 2030 100% ECP | 700 | 0 | 90 | 442 | No
2030-09-29 08:00 | 2030 100% ECP | 100 | -81.01 | -210 | 442 | No
2030-09-29 09:00 | 2030 100% ECP | -335.62 | -381.01 | -510 | 442 | No
2030-09-29 10:00 | 2030 100% ECP | -700 | -526 | -510 | 397.61 | No
2030-09-29 11:00 | 2030 100% ECP | -700 | -526 | -510 | 278.8 | Yes
2030-09-29 12:00 | 2030 100% ECP | -700 | -526 | -510 | 297.59 | Yes
2030-09-29 13:00 | 2030 100% ECP | -700 | -526 | -510 | 260.83 | No
2030-09-29 14:00 | 2030 100% ECP | -700 | -526 | -510 | 160.78 | No
2030-09-29 15:00 | 2030 100% ECP | -700 | -526 | -510 | 178.75 | No
2030-09-29 16:00 | 2030 100% ECP | -700 | -526 | -510 | 442 | No
2030-09-29 17:00 | 2030 100% ECP | -700 | -526 | -510 | 383.48 | No
2030-09-29 18:00 | 2030 100% ECP | -700 | -526 | -510 | 358.65 | No
2030-09-29 19:00 | 2030 100% ECP | -700 | -526 | -510 | 398.71 | No
2030-09-29 20:00 | 2030 100% ECP | -700 | -226 | -210 | 442 | Yes
2030-09-29 21:00 | 2030 100% ECP | -700 | 74 | 90 | 442 | Yes
2030-09-29 22:00 | 2030 100% ECP | -700 | 374 | 390 | 442 | Yes
2030-09-29 23:00 | 2030 100% ECP | -700 | 505 | 510 | 442 | Yes
2030-09-30 | 2030 100% ECP | -700 | 505 | 510 | 442 | No
2030-09-30 01:00 | 2030 100% ECP | -700 | 505 | 510 | 442 | No
2030-09-30 02:00 | 2030 100% ECP | -491.01 | 505 | 510 | 442 | No
2030-09-30 03:00 | 2030 100% ECP | -15.77 | 505 | 510 | 442 | No
2030-09-30 04:00 | 2030 100% ECP | 0 | 505 | 510 | 442 | No
2030-09-30 05:00 | 2030 100% ECP | 62.59 | 505 | 510 | 442 | No
2030-09-30 06:00 | 2030 100% ECP | 329.36 | 505 | 510 | 442 | No
2030-09-30 07:00 | 2030 100% ECP | 700 | 505 | 510 | 442 | No
2030-09-30 08:00 | 2030 100% ECP | 700 | 505 | 510 | 442 | No
2030-09-30 09:00 | 2030 100% ECP | 700 | 205 | 307.42 | 442 | No
2030-09-30 10:00 | 2030 100% ECP | 600 | 0 | 128.2 | 442 | No
2030-09-30 11:00 | 2030 100% ECP | 0 | 0 | 0 | 442 | No
2030-09-30 12:00 | 2030 100% ECP | 278.25 | 0 | 0 | 442 | No
2030-09-30 13:00 | 2030 100% ECP | 404.62 | 0 | 0 | 442 | No
2030-09-30 14:00 | 2030 100% ECP | 620.04 | 0 | 193.03 | 442 | No
2030-09-30 15:00 | 2030 100% ECP | 700 | 0 | 493.03 | 442 | No
2030-09-30 16:00 | 2030 100% ECP | 700 | 205 | 213.28 | 442 | No
2030-09-30 17:00 | 2030 100% ECP | 700 | 505 | 510 | 442 | No
2030-09-30 18:00 | 2030 100% ECP | 700 | 505 | 510 | 442 | No
2030-09-30 19:00 | 2030 100% ECP | 700 | 505 | 510 | 442 | No
2030-09-30 20:00 | 2030 100% ECP | 700 | 505 | 510 | 442 | No
2030-09-30 21:00 | 2030 100% ECP | 700 | 505 | 510 | 442 | No
2030-09-30 22:00 | 2030 100% ECP | 700 | 505 | 510 | 442 | No
2030-09-30 23:00 | 2030 100% ECP | 700 | 505 | 510 | 442 | No
2030-10-01 | 2030 100% ECP | 700 | 505 | 510 | 442 | No
2030-10-01 01:00 | 2030 100% ECP | 700 | 505 | 510 | 442 | No
2030-10-01 02:00 | 2030 100% ECP | 700 | 505 | 510 | 442 | No
2030-10-01 03:00 | 2030 100% ECP | 700 | 505 | 510 | 442 | No
2030-10-01 04:00 | 2030 100% ECP | 700 | 505 | 510 | 442 | No
2030-10-01 05:00 | 2030 100% ECP | 700 | 300 | 300 | 442 | No
2030-10-01 06:00 | 2030 100% ECP | 700 | 0 | 0 | 344.08 | No
2030-10-01 07:00 | 2030 100% ECP | 700 | 0 | -300 | 406.89 | No
2030-10-01 08:00 | 2030 100% ECP | 700 | -226 | -510 | 442 | No
2030-10-01 09:00 | 2030 100% ECP | 700 | -526 | -510 | 417.74 | No
2030-10-01 10:00 | 2030 100% ECP | 700 | -526 | -510 | 336.85 | No
2030-10-01 11:00 | 2030 100% ECP | 700 | -526 | -510 | 323.87 | No
2030-10-01 12:00 | 2030 100% ECP | 700 | -526 | -510 | 312.33 | No
2030-10-01 13:00 | 2030 100% ECP | 700 | -526 | -510 | 299.04 | No
2030-10-01 14:00 | 2030 100% ECP | 700 | -526 | -510 | 331.99 | No
2030-10-01 15:00 | 2030 100% ECP | 700 | -255.14 | -510 | 406.54 | No
2030-10-01 16:00 | 2030 100% ECP | 700 | -226 | -510 | 241.85 | No
2030-10-01 17:00 | 2030 100% ECP | 700 | -526 | -510 | -58.15 | No
2030-10-01 18:00 | 2030 100% ECP | 700 | -226 | -390 | 241.85 | No
2030-10-01 19:00 | 2030 100% ECP | 700 | 0 | -90 | 442 | No
2030-10-01 20:00 | 2030 100% ECP | 700 | 88.39 | 210 | 442 | No
2030-10-01 21:00 | 2030 100% ECP | 700 | 388.39 | 510 | 442 | No
2030-10-01 22:00 | 2030 100% ECP | 700 | 489.29 | 510 | 442 | No
2030-10-01 23:00 | 2030 100% ECP | 327.01 | 505 | 510 | 442 | No
2030-10-02 | 2030 100% ECP | -9.51 | 505 | 510 | 442 | No
2030-10-02 01:00 | 2030 100% ECP | -255.18 | 505 | 510 | 442 | No
2030-10-02 02:00 | 2030 100% ECP | -700 | 505 | 510 | 442 | No
2030-10-02 03:00 | 2030 100% ECP | -700 | 505 | 510 | 442 | No
2030-10-02 04:00 | 2030 100% ECP | -700 | 505 | 510 | 442 | No
2030-10-02 05:00 | 2030 100% ECP | -700 | 505 | 510 | 442 | No
2030-10-02 06:00 | 2030 100% ECP | -700 | 505 | 510 | 442 | No
2030-10-02 07:00 | 2030 100% ECP | -700 | 300 | 374.83 | 442 | No
2030-10-02 08:00 | 2030 100% ECP | -700 | 0 | 74.83 | 442 | No
2030-10-02 09:00 | 2030 100% ECP | -700 | 300 | 374.83 | 442 | Yes
2030-10-02 10:00 | 2030 100% ECP | -700 | 505 | 510 | 442 | Yes
2030-10-02 11:00 | 2030 100% ECP | -700 | 505 | 510 | 442 | Yes
2030-10-02 12:00 | 2030 100% ECP | -700 | 505 | 510 | 442 | Yes
2030-10-02 13:00 | 2030 100% ECP | -700 | 392.07 | 390 | 442 | Yes
2030-10-02 14:00 | 2030 100% ECP | -700 | 92.07 | 90 | 442 | Yes
2030-10-02 15:00 | 2030 100% ECP | -700 | -207.93 | -210 | 442 | Yes
2030-10-02 16:00 | 2030 100% ECP | -700 | -507.93 | -510 | 442 | No
2030-10-02 17:00 | 2030 100% ECP | -100 | -207.93 | -210 | 442 | No
2030-10-02 18:00 | 2030 100% ECP | 500 | 0 | 0 | 442 | No
2030-10-02 19:00 | 2030 100% ECP | 700 | 0 | 35.1 | 442 | No
2030-10-02 20:00 | 2030 100% ECP | 700 | 0 | 335.1 | 442 | No
2030-10-02 21:00 | 2030 100% ECP | 700 | 300 | 510 | 442 | No
2030-10-02 22:00 | 2030 100% ECP | 700 | 490.69 | 510 | 442 | No
2030-10-02 23:00 | 2030 100% ECP | 700 | 505 | 510 | 442 | No
2030-10-03 | 2030 100% ECP | 640.67 | 505 | 510 | 442 | No
2030-10-03 01:00 | 2030 100% ECP | 109.7 | 505 | 510 | 442 | No
2030-10-03 02:00 | 2030 100% ECP | 174.68 | 505 | 510 | 442 | No
2030-10-03 03:00 | 2030 100% ECP | -16.41 | 505 | 510 | 442 | No
2030-10-03 04:00 | 2030 100% ECP | 583.59 | 505 | 510 | 442 | No
2030-10-03 05:00 | 2030 100% ECP | 0 | 505 | 510 | 442 | No
2030-10-03 06:00 | 2030 100% ECP | 499.99 | 505 | 510 | 442 | No
2030-10-03 07:00 | 2030 100% ECP | 681.62 | 505 | 510 | 442 | No
2030-10-03 08:00 | 2030 100% ECP | 500 | 505 | 510 | 442 | No
2030-10-03 09:00 | 2030 100% ECP | -100 | 505 | 510 | 442 | No
2030-10-03 10:00 | 2030 100% ECP | -700 | 505 | 510 | 442 | No
2030-10-03 11:00 | 2030 100% ECP | -700 | 505 | 510 | 442 | No
2030-10-03 12:00 | 2030 100% ECP | -700 | 505 | 510 | 442 | No
2030-10-03 13:00 | 2030 100% ECP | -700 | 505 | 510 | 442 | No
2030-10-03 14:00 | 2030 100% ECP | -700 | 505 | 510 | 442 | No
2030-10-03 15:00 | 2030 100% ECP | -700 | 205 | 210 | 180.63 | No
2030-10-03 16:00 | 2030 100% ECP | -100 | 0 | 510 | 442 | No
2030-10-03 17:00 | 2030 100% ECP | 500 | 191.76 | 510 | 442 | No
2030-10-03 18:00 | 2030 100% ECP | 700 | 0 | 510 | 442 | No
2030-10-03 19:00 | 2030 100% ECP | 700 | 0 | 510 | 431.18 | No
2030-10-03 20:00 | 2030 100% ECP | 700 | 205 | 510 | 131.18 | No
2030-10-03 21:00 | 2030 100% ECP | 700 | 505 | 510 | 371.46 | No
2030-10-03 22:00 | 2030 100% ECP | 142.87 | 505 | 510 | 434.29 | No
2030-10-03 23:00 | 2030 100% ECP | -457.13 | 505 | 510 | 150.26 | No
2030-10-04 | 2030 100% ECP | -700 | 505 | 510 | 196.86 | No
2030-10-04 01:00 | 2030 100% ECP | -700 | 505 | 510 | 118.02 | Yes
2030-10-04 02:00 | 2030 100% ECP | -700 | 505 | 510 | 185.55 | Yes
2030-10-04 03:00 | 2030 100% ECP | -700 | 505 | 510 | 260.07 | Yes
2030-10-04 04:00 | 2030 100% ECP | -700 | 505 | 510 | 101.44 | Yes
2030-10-04 05:00 | 2030 100% ECP | -700 | 505 | 510 | 183.37 | Yes
2030-10-04 06:00 | 2030 100% ECP | -700 | 505 | 510 | 436.26 | Yes
2030-10-04 07:00 | 2030 100% ECP | -700 | 505 | 510 | 404.24 | Yes
2030-10-04 08:00 | 2030 100% ECP | -700 | 505 | 510 | 442 | Yes
2030-10-04 09:00 | 2030 100% ECP | -700 | 505 | 510 | 442 | Yes
2030-10-04 10:00 | 2030 100% ECP | -700 | 505 | 510 | 442 | Yes
2030-10-04 11:00 | 2030 100% ECP | -700 | 374 | 390 | 442 | Yes
2030-10-04 12:00 | 2030 100% ECP | -700 | 74 | 90 | 442 | Yes
2030-10-04 13:00 | 2030 100% ECP | -700 | -226 | -210 | 442 | Yes
2030-10-04 14:00 | 2030 100% ECP | -700 | -526 | -510 | 442 | Yes
2030-10-04 15:00 | 2030 100% ECP | -700 | -526 | -510 | 442 | Yes
2030-10-04 16:00 | 2030 100% ECP | -700 | -526 | -510 | 340.72 | No
2030-10-04 17:00 | 2030 100% ECP | -535 | -526 | -510 | 40.72 | No
2030-10-04 18:00 | 2030 100% ECP | -351.07 | -526 | -510 | -259.28 | No
2030-10-04 19:00 | 2030 100% ECP | -700 | -526 | -510 | 40.72 | No
2030-10-04 20:00 | 2030 100% ECP | -391.34 | -526 | -510 | 204.95 | No
2030-10-04 21:00 | 2030 100% ECP | -700 | -526 | -510 | 293.59 | No
2030-10-04 22:00 | 2030 100% ECP | -219.16 | -226 | -346.36 | 381.08 | No
2030-10-04 23:00 | 2030 100% ECP | -700 | 0 | -46.36 | 419.28 | No
2030-10-05 | 2030 100% ECP | -567.15 | 0 | -210 | 119.28 | No
2030-10-05 01:00 | 2030 100% ECP | -700 | -12.99 | -510 | 94.65 | No
2030-10-05 02:00 | 2030 100% ECP | -700 | -276.32 | -390 | 164.73 | No
2030-10-05 03:00 | 2030 100% ECP | -700 | -95 | -90 | 131.36 | No
2030-10-05 04:00 | 2030 100% ECP | -700 | 205 | 210 | 431.36 | No
2030-10-05 05:00 | 2030 100% ECP | -700 | 505 | 510 | 442 | No
2030-10-05 06:00 | 2030 100% ECP | -700 | 215.5 | 210 | 442 | No
2030-10-05 07:00 | 2030 100% ECP | -700 | -84.5 | -90 | 142 | No
2030-10-05 08:00 | 2030 100% ECP | -700 | -95 | -90 | 142 | No
2030-10-05 09:00 | 2030 100% ECP | -700 | 205 | 210 | 442 | No
2030-10-05 10:00 | 2030 100% ECP | -700 | 505 | 510 | 442 | No
2030-10-05 11:00 | 2030 100% ECP | -700 | 505 | 510 | 442 | No
2030-10-05 12:00 | 2030 100% ECP | -700 | 295.22 | 210 | 442 | No
2030-10-05 13:00 | 2030 100% ECP | -700 | -4.78 | -90 | 142 | No
2030-10-05 14:00 | 2030 100% ECP | -357.12 | -253.5 | -300 | -109.68 | No
2030-10-05 15:00 | 2030 100% ECP | 242.88 | 0 | 0 | 190.32 | No
2030-10-05 16:00 | 2030 100% ECP | 700 | 64.02 | 0 | 442 | No
2030-10-05 17:00 | 2030 100% ECP | 700 | -235.98 | -300 | 142 | No
2030-10-05 18:00 | 2030 100% ECP | 700 | -526 | -510 | -18.95 | No
2030-10-05 19:00 | 2030 100% ECP | 700 | -526 | -510 | 281.05 | No
2030-10-05 20:00 | 2030 100% ECP | 700 | -226 | -215.05 | 245.78 | No
2030-10-05 21:00 | 2030 100% ECP | 700 | 74 | 84.95 | 442 | No
2030-10-05 22:00 | 2030 100% ECP | 700 | 0 | 384.4 | 442 | No
2030-10-05 23:00 | 2030 100% ECP | 232.19 | 0 | 84.4 | 442 | No
2030-10-06 | 2030 100% ECP | -218.95 | 0 | 0 | 442 | No
2030-10-06 01:00 | 2030 100% ECP | -700 | 148.9 | 300 | 442 | No
2030-10-06 02:00 | 2030 100% ECP | -700 | 448.9 | 510 | 442 | Yes
2030-10-06 03:00 | 2030 100% ECP | -700 | 505 | 510 | 442 | Yes
2030-10-06 04:00 | 2030 100% ECP | -700 | 505 | 510 | 442 | Yes
2030-10-06 05:00 | 2030 100% ECP | -700 | 505 | 510 | 442 | Yes
2030-10-06 06:00 | 2030 100% ECP | -700 | 300 | 485.57 | 442 | Yes
2030-10-06 07:00 | 2030 100% ECP | -700 | 0 | 185.57 | 442 | Yes
2030-10-06 08:00 | 2030 100% ECP | -700 | 300 | 485.57 | 442 | Yes
2030-10-06 09:00 | 2030 100% ECP | -700 | 505 | 510 | 442 | Yes
2030-10-06 10:00 | 2030 100% ECP | -700 | 505 | 510 | 442 | Yes
2030-10-06 11:00 | 2030 100% ECP | -700 | 505 | 510 | 442 | Yes
2030-10-06 12:00 | 2030 100% ECP | -700 | 505 | 510 | 442 | Yes
2030-10-06 13:00 | 2030 100% ECP | -700 | 505 | 510 | 442 | Yes
2030-10-06 14:00 | 2030 100% ECP | -700 | 505 | 510 | 442 | Yes
2030-10-06 15:00 | 2030 100% ECP | -700 | 505 | 510 | 442 | Yes
2030-10-06 16:00 | 2030 100% ECP | -700 | 505 | 510 | 442 | Yes
2030-10-06 17:00 | 2030 100% ECP | -700 | 505 | 510 | 442 | Yes
2030-10-06 18:00 | 2030 100% ECP | -700 | 505 | 510 | 442 | Yes
2030-10-06 19:00 | 2030 100% ECP | -700 | 505 | 510 | 442 | Yes
2030-10-06 20:00 | 2030 100% ECP | -700 | 505 | 510 | 442 | Yes
2030-10-06 21:00 | 2030 100% ECP | -700 | 505 | 510 | 442 | No
2030-10-06 22:00 | 2030 100% ECP | -700 | 505 | 510 | 442 | No
2030-10-06 23:00 | 2030 100% ECP | -700 | 505 | 510 | 442 | No
2030-10-07 | 2030 100% ECP | -100 | 505 | 510 | 442 | No
2030-10-07 01:00 | 2030 100% ECP | 500 | 505 | 510 | 442 | No
2030-10-07 02:00 | 2030 100% ECP | 700 | 505 | 510 | 442 | No
2030-10-07 03:00 | 2030 100% ECP | 700 | 505 | 510 | 442 | No
2030-10-07 04:00 | 2030 100% ECP | 700 | 505 | 510 | 442 | No
2030-10-07 05:00 | 2030 100% ECP | 700 | 505 | 510 | 442 | No
2030-10-07 06:00 | 2030 100% ECP | 700 | 505 | 510 | 442 | No
2030-10-07 07:00 | 2030 100% ECP | 700 | 505 | 510 | 442 | No
2030-10-07 08:00 | 2030 100% ECP | 700 | 505 | 510 | 442 | No
2030-10-07 09:00 | 2030 100% ECP | 700 | 505 | 510 | 442 | No
2030-10-07 10:00 | 2030 100% ECP | 700 | 505 | 510 | 442 | No
2030-10-07 11:00 | 2030 100% ECP | 700 | 300 | 309.61 | 442 | No
2030-10-07 12:00 | 2030 100% ECP | 700 | 0 | 9.61 | 442 | No
2030-10-07 13:00 | 2030 100% ECP | 700 | -300 | -290.39 | 266.26 | No
2030-10-07 14:00 | 2030 100% ECP | 700 | -526 | -510 | 311.69 | No
2030-10-07 15:00 | 2030 100% ECP | 700 | -526 | -510 | 442 | No
2030-10-07 16:00 | 2030 100% ECP | 700 | -226 | -510 | 442 | No
2030-10-07 17:00 | 2030 100% ECP | 700 | -461.08 | -510 | 442 | No
2030-10-07 18:00 | 2030 100% ECP | 700 | -295.05 | -230.34 | 442 | No
2030-10-07 19:00 | 2030 100% ECP | 700 | 0 | 69.66 | 442 | No
2030-10-07 20:00 | 2030 100% ECP | 700 | 300 | 369.66 | 442 | No
2030-10-07 21:00 | 2030 100% ECP | 700 | 505 | 510 | 442 | No
2030-10-07 22:00 | 2030 100% ECP | 700 | 398.5 | 510 | 442 | No
2030-10-07 23:00 | 2030 100% ECP | 700 | 363.84 | 510 | 442 | No
2030-10-08 | 2030 100% ECP | 700 | 205 | 510 | 442 | No
2030-10-08 01:00 | 2030 100% ECP | 700 | 505 | 510 | 442 | No
2030-10-08 02:00 | 2030 100% ECP | 700 | 382.23 | 510 | 442 | No
2030-10-08 03:00 | 2030 100% ECP | 700 | 82.23 | 213.24 | 442 | No
2030-10-08 04:00 | 2030 100% ECP | 700 | 0 | 0 | 442 | No
2030-10-08 05:00 | 2030 100% ECP | 700 | 0 | 0 | 442 | No
2030-10-08 06:00 | 2030 100% ECP | 700 | 205 | 210 | 442 | No
2030-10-08 07:00 | 2030 100% ECP | 700 | 505 | 510 | 442 | No
2030-10-08 08:00 | 2030 100% ECP | 700 | 505 | 510 | 442 | No
2030-10-08 09:00 | 2030 100% ECP | 600 | 271.37 | 300 | 442 | No
2030-10-08 10:00 | 2030 100% ECP | 0 | 0 | 0 | 442 | No
2030-10-08 11:00 | 2030 100% ECP | -414.63 | 0 | 0 | 442 | No
2030-10-08 12:00 | 2030 100% ECP | -414.63 | 0 | 0 | 442 | No
2030-10-08 13:00 | 2030 100% ECP | -700 | 0 | 0 | 442 | No
2030-10-08 14:00 | 2030 100% ECP | -437.45 | 0 | 0 | 442 | No
2030-10-08 15:00 | 2030 100% ECP | 100 | -226 | -210 | 412.62 | No
2030-10-08 16:00 | 2030 100% ECP | 700 | -526 | -510 | 277.32 | No
2030-10-08 17:00 | 2030 100% ECP | 700 | -526 | -510 | 442 | No
2030-10-08 18:00 | 2030 100% ECP | 700 | -526 | -510 | 256.15 | No
2030-10-08 19:00 | 2030 100% ECP | 700 | -526 | -510 | 333.45 | No
2030-10-08 20:00 | 2030 100% ECP | 700 | -526 | -510 | 241.17 | No
2030-10-08 21:00 | 2030 100% ECP | 700 | -226 | -210 | 401.97 | No
2030-10-08 22:00 | 2030 100% ECP | 700 | 0 | 90 | 167.57 | No
2030-10-08 23:00 | 2030 100% ECP | 700 | 0 | 390 | 250.25 | No
2030-10-09 | 2030 100% ECP | 100 | 0 | 210 | 43.52 | No
2030-10-09 01:00 | 2030 100% ECP | -500 | 289.13 | 510 | 343.52 | No
2030-10-09 02:00 | 2030 100% ECP | -700 | 505 | 510 | 442 | No
2030-10-09 03:00 | 2030 100% ECP | -489.96 | 505 | 510 | 442 | No
2030-10-09 04:00 | 2030 100% ECP | -500 | 505 | 510 | 442 | No
2030-10-09 05:00 | 2030 100% ECP | 100 | 205 | 479.35 | 142 | No
2030-10-09 06:00 | 2030 100% ECP | 700 | 18.3 | 510 | 422.55 | No
2030-10-09 07:00 | 2030 100% ECP | 700 | 231.56 | 510 | 442 | No
2030-10-09 08:00 | 2030 100% ECP | 700 | 505 | 510 | 442 | No
2030-10-09 09:00 | 2030 100% ECP | 500 | 300 | 213.91 | 442 | No
2030-10-09 10:00 | 2030 100% ECP | -100 | 0 | -86.09 | 142 | No
2030-10-09 11:00 | 2030 100% ECP | -700 | -300 | -386.09 | 92.41 | No
2030-10-09 12:00 | 2030 100% ECP | -700 | -526 | -510 | 0 | No
2030-10-09 13:00 | 2030 100% ECP | -700 | -526 | -510 | -31.91 | No
2030-10-09 14:00 | 2030 100% ECP | -700 | -526 | -510 | -163.03 | No
2030-10-09 15:00 | 2030 100% ECP | -600 | -451.47 | -510 | -57.58 | No
2030-10-09 16:00 | 2030 100% ECP | 0 | -151.47 | -210 | 242.42 | No
2030-10-09 17:00 | 2030 100% ECP | 600 | -395 | -431.45 | 0 | No
2030-10-09 18:00 | 2030 100% ECP | 700 | -95 | -131.45 | 300 | No
2030-10-09 19:00 | 2030 100% ECP | 700 | 205 | 168.55 | 442 | No
2030-10-09 20:00 | 2030 100% ECP | 700 | 505 | 468.55 | 442 | No
2030-10-09 21:00 | 2030 100% ECP | 700 | 505 | 510 | 442 | No
2030-10-09 22:00 | 2030 100% ECP | 700 | 505 | 510 | 442 | No
2030-10-09 23:00 | 2030 100% ECP | 459.22 | 505 | 510 | 442 | No
2030-10-10 | 2030 100% ECP | 7.21 | 505 | 510 | 442 | No
2030-10-10 01:00 | 2030 100% ECP | -592.79 | 505 | 510 | 442 | No
2030-10-10 02:00 | 2030 100% ECP | -700 | 505 | 510 | 442 | No
2030-10-10 03:00 | 2030 100% ECP | -700 | 505 | 510 | 442 | No
2030-10-10 04:00 | 2030 100% ECP | -700 | 505 | 510 | 442 | No
2030-10-10 05:00 | 2030 100% ECP | -700 | 505 | 510 | 295.49 | No
2030-10-10 06:00 | 2030 100% ECP | -700 | 205 | 210 | -4.51 | No
2030-10-10 07:00 | 2030 100% ECP | -700 | 0 | -90 | -304.51 | No
2030-10-10 08:00 | 2030 100% ECP | -700 | 0 | -273.93 | -158 | No
2030-10-10 09:00 | 2030 100% ECP | -700 | 0 | 26.07 | 142 | No
2030-10-10 10:00 | 2030 100% ECP | -700 | 300 | 326.07 | 442 | No
2030-10-10 11:00 | 2030 100% ECP | -700 | 505 | 510 | 442 | No
2030-10-10 12:00 | 2030 100% ECP | -700 | 505 | 510 | 442 | No
2030-10-10 13:00 | 2030 100% ECP | -700 | 487.15 | 467.8 | 442 | No
2030-10-10 14:00 | 2030 100% ECP | -700 | 187.15 | 167.8 | 356.01 | No
2030-10-10 15:00 | 2030 100% ECP | -600 | -112.85 | -132.2 | 56.01 | No
2030-10-10 16:00 | 2030 100% ECP | 0 | 0 | 167.8 | 356.01 | No
2030-10-10 17:00 | 2030 100% ECP | 600 | 0 | 467.8 | 313.52 | No
2030-10-10 18:00 | 2030 100% ECP | 700 | 0 | 210 | 142 | No
2030-10-10 19:00 | 2030 100% ECP | 700 | 300 | 510 | 442 | No
2030-10-10 20:00 | 2030 100% ECP | 700 | 452.7 | 510 | 442 | No
2030-10-10 21:00 | 2030 100% ECP | 700 | 152.7 | 510 | 442 | No
2030-10-10 22:00 | 2030 100% ECP | 700 | 205 | 510 | 442 | No
2030-10-10 23:00 | 2030 100% ECP | 700 | 505 | 510 | 442 | No
2030-10-11 | 2030 100% ECP | 700 | 205 | 510 | 442 | No
2030-10-11 01:00 | 2030 100% ECP | 700 | 505 | 510 | 442 | No
2030-10-11 02:00 | 2030 100% ECP | 700 | 505 | 510 | 442 | No
2030-10-11 03:00 | 2030 100% ECP | 700 | 505 | 510 | 442 | No
2030-10-11 04:00 | 2030 100% ECP | 700 | 410.57 | 510 | 442 | No
2030-10-11 05:00 | 2030 100% ECP | 700 | 110.57 | 510 | 442 | No
2030-10-11 06:00 | 2030 100% ECP | 700 | 162.29 | 510 | 442 | No
2030-10-11 07:00 | 2030 100% ECP | 700 | 456.87 | 510 | 442 | No
2030-10-11 08:00 | 2030 100% ECP | 700 | 402.96 | 510 | 442 | No
2030-10-11 09:00 | 2030 100% ECP | 700 | 102.96 | 510 | 442 | No
2030-10-11 10:00 | 2030 100% ECP | 700 | 0 | 510 | 442 | No
2030-10-11 11:00 | 2030 100% ECP | 700 | 0 | 390 | 442 | No
2030-10-11 12:00 | 2030 100% ECP | 700 | 0 | 90 | 442 | No
2030-10-11 13:00 | 2030 100% ECP | 700 | -226 | -210 | 390.51 | No
2030-10-11 14:00 | 2030 100% ECP | 700 | -526 | -510 | 133.16 | No
2030-10-11 15:00 | 2030 100% ECP | 700 | -526 | -510 | 230.58 | No
2030-10-11 16:00 | 2030 100% ECP | 700 | -226 | -510 | 39.71 | No
2030-10-11 17:00 | 2030 100% ECP | 700 | -526 | -510 | -210 | No
2030-10-11 18:00 | 2030 100% ECP | 700 | -526 | -510 | -510 | No
2030-10-11 19:00 | 2030 100% ECP | 700 | -526 | -510 | -500.56 | No
2030-10-11 20:00 | 2030 100% ECP | 700 | -226 | -510 | -200.56 | No
2030-10-11 21:00 | 2030 100% ECP | 700 | 0 | -510 | -47.23 | No
2030-10-11 22:00 | 2030 100% ECP | 700 | 0 | -210 | 142 | No
2030-10-11 23:00 | 2030 100% ECP | 700 | 300 | 90 | 442 | No
2030-10-12 | 2030 100% ECP | 700 | 49.08 | 390 | 442 | No
2030-10-12 01:00 | 2030 100% ECP | 700 | 237.29 | 510 | 442 | No
2030-10-12 02:00 | 2030 100% ECP | 700 | 296.41 | 510 | 442 | No
2030-10-12 03:00 | 2030 100% ECP | 700 | 180.49 | 510 | 424.24 | No
2030-10-12 04:00 | 2030 100% ECP | 100 | 0 | 210 | 124.24 | No
2030-10-12 05:00 | 2030 100% ECP | -399.18 | 0 | 0 | 53.87 | No
2030-10-12 06:00 | 2030 100% ECP | -448.54 | 0 | 0 | 159.62 | No
2030-10-12 07:00 | 2030 100% ECP | -416.98 | -226 | -210 | -140.38 | No
2030-10-12 08:00 | 2030 100% ECP | -100 | -526 | -510 | -440.38 | No
2030-10-12 09:00 | 2030 100% ECP | -700 | -526 | -510 | -510 | No
2030-10-12 10:00 | 2030 100% ECP | -700 | -226 | -210 | -210 | Yes
2030-10-12 11:00 | 2030 100% ECP | -700 | 74 | 90 | 90 | Yes
2030-10-12 12:00 | 2030 100% ECP | -700 | 374 | 90 | 236.13 | Yes
2030-10-12 13:00 | 2030 100% ECP | -700 | 74 | -210 | -63.87 | Yes
2030-10-12 14:00 | 2030 100% ECP | -700 | -226 | -510 | -363.87 | Yes
2030-10-12 15:00 | 2030 100% ECP | -700 | -526 | -510 | -510 | No
2030-10-12 16:00 | 2030 100% ECP | -700 | -526 | -510 | -510 | No
2030-10-12 17:00 | 2030 100% ECP | -700 | -226 | -210 | -210 | No
2030-10-12 18:00 | 2030 100% ECP | -700 | 0 | 0 | 90 | No
2030-10-12 19:00 | 2030 100% ECP | -100 | 0 | 0 | 371.67 | No
2030-10-12 20:00 | 2030 100% ECP | -632.97 | 0 | 0 | 101.69 | No
2030-10-12 21:00 | 2030 100% ECP | -632.97 | 0 | 0 | 256.78 | No
2030-10-12 22:00 | 2030 100% ECP | -345.89 | 0 | 0 | 385.45 | No
2030-10-12 23:00 | 2030 100% ECP | -700 | 0 | 0 | 236.96 | No
2030-10-13 | 2030 100% ECP | -420.98 | 300 | 300 | 442 | No
2030-10-13 01:00 | 2030 100% ECP | -700 | 505 | 510 | 442 | No
2030-10-13 02:00 | 2030 100% ECP | -700 | 505 | 510 | 442 | No
2030-10-13 03:00 | 2030 100% ECP | -700 | 505 | 510 | 442 | No
2030-10-13 04:00 | 2030 100% ECP | -700 | 505 | 510 | 442 | No
2030-10-13 05:00 | 2030 100% ECP | -700 | 330.3 | 510 | 442 | No
2030-10-13 06:00 | 2030 100% ECP | -319.34 | 30.3 | 210 | 142 | No
2030-10-13 07:00 | 2030 100% ECP | 280.66 | 0 | 222.46 | 0 | No
2030-10-13 08:00 | 2030 100% ECP | 0 | 0 | 0 | -63.6 | No
2030-10-13 09:00 | 2030 100% ECP | -600 | -46.47 | -300 | -363.6 | No
2030-10-13 10:00 | 2030 100% ECP | -700 | 253.53 | 0 | -63.6 | Yes
2030-10-13 11:00 | 2030 100% ECP | -700 | 505 | 300 | 236.4 | Yes
2030-10-13 12:00 | 2030 100% ECP | -700 | 505 | 510 | 442 | Yes
2030-10-13 13:00 | 2030 100% ECP | -700 | 505 | 510 | 442 | Yes
2030-10-13 14:00 | 2030 100% ECP | -700 | 505 | 510 | 442 | Yes
2030-10-13 15:00 | 2030 100% ECP | -700 | 505 | 510 | 442 | Yes
2030-10-13 16:00 | 2030 100% ECP | -700 | 505 | 510 | 442 | Yes
2030-10-13 17:00 | 2030 100% ECP | -700 | 205 | 421.14 | 142 | No
2030-10-13 18:00 | 2030 100% ECP | -700 | 81.28 | 210 | 142 | No
2030-10-13 19:00 | 2030 100% ECP | -700 | 381.28 | 510 | 442 | No
2030-10-13 20:00 | 2030 100% ECP | -700 | 505 | 510 | 278.75 | No
2030-10-13 21:00 | 2030 100% ECP | -700 | 505 | 510 | 281.82 | No
2030-10-13 22:00 | 2030 100% ECP | -700 | 505 | 510 | 389.39 | No
2030-10-13 23:00 | 2030 100% ECP | -700 | 505 | 510 | 442 | No
2030-10-14 | 2030 100% ECP | -100 | 505 | 510 | 442 | No
2030-10-14 01:00 | 2030 100% ECP | 500 | 505 | 510 | 442 | No
2030-10-14 02:00 | 2030 100% ECP | 700 | 505 | 510 | 442 | No
2030-10-14 03:00 | 2030 100% ECP | 618.08 | 505 | 510 | 389.82 | No
2030-10-14 04:00 | 2030 100% ECP | 700 | 505 | 510 | 89.82 | No
2030-10-14 05:00 | 2030 100% ECP | 700 | 205 | 210 | -210.18 | No
2030-10-14 06:00 | 2030 100% ECP | 700 | 0 | 428.3 | -337.14 | No
2030-10-14 07:00 | 2030 100% ECP | 700 | 275.53 | 510 | -37.14 | No
2030-10-14 08:00 | 2030 100% ECP | 700 | 505 | 510 | 262.86 | No
2030-10-14 09:00 | 2030 100% ECP | 700 | 205 | 510 | 397.4 | No
2030-10-14 10:00 | 2030 100% ECP | 700 | 0 | 291.86 | 186.57 | No
2030-10-14 11:00 | 2030 100% ECP | 700 | 0 | 0 | 118.81 | No
2030-10-14 12:00 | 2030 100% ECP | 466.29 | 0 | 0 | 418.81 | No
2030-10-14 13:00 | 2030 100% ECP | 700 | 0 | 0 | 442 | No
2030-10-14 14:00 | 2030 100% ECP | 700 | 0 | 0 | 442 | No
2030-10-14 15:00 | 2030 100% ECP | 700 | 0 | 210 | 442 | No
2030-10-14 16:00 | 2030 100% ECP | 700 | 300 | 510 | 442 | No
2030-10-14 17:00 | 2030 100% ECP | 700 | 0 | 210 | 142 | No
2030-10-14 18:00 | 2030 100% ECP | 700 | 0 | 210 | 142 | No
2030-10-14 19:00 | 2030 100% ECP | 700 | 300 | 510 | 442 | No
2030-10-14 20:00 | 2030 100% ECP | 700 | 505 | 510 | 442 | No
2030-10-14 21:00 | 2030 100% ECP | 700 | 505 | 510 | 442 | No
2030-10-14 22:00 | 2030 100% ECP | 700 | 505 | 510 | 442 | No
2030-10-14 23:00 | 2030 100% ECP | 700 | 505 | 510 | 442 | No
2030-10-15 | 2030 100% ECP | 700 | 505 | 510 | 442 | No
2030-10-15 01:00 | 2030 100% ECP | 700 | 505 | 510 | 442 | No
2030-10-15 02:00 | 2030 100% ECP | 700 | 505 | 510 | 442 | No
2030-10-15 03:00 | 2030 100% ECP | 700 | 505 | 510 | 442 | No
2030-10-15 04:00 | 2030 100% ECP | 700 | 505 | 510 | 442 | No
2030-10-15 05:00 | 2030 100% ECP | 700 | 300 | 510 | 442 | No
2030-10-15 06:00 | 2030 100% ECP | 700 | 0 | 300.64 | 142 | No
2030-10-15 07:00 | 2030 100% ECP | 700 | 0 | 406.8 | 442 | No
2030-10-15 08:00 | 2030 100% ECP | 700 | 103.87 | 106.8 | 442 | No
2030-10-15 09:00 | 2030 100% ECP | 700 | -196.13 | -193.2 | 442 | No
2030-10-15 10:00 | 2030 100% ECP | 700 | -496.13 | -493.2 | 309.74 | No
2030-10-15 11:00 | 2030 100% ECP | 700 | -526 | -510 | 294.66 | No
2030-10-15 12:00 | 2030 100% ECP | 700 | -526 | -510 | 290.08 | No
2030-10-15 13:00 | 2030 100% ECP | 700 | -526 | -510 | 222.45 | No
2030-10-15 14:00 | 2030 100% ECP | 700 | -526 | -510 | 244.41 | No
2030-10-15 15:00 | 2030 100% ECP | 700 | -526 | -510 | 269.78 | No
2030-10-15 16:00 | 2030 100% ECP | 700 | -226 | -265.45 | 0 | No
2030-10-15 17:00 | 2030 100% ECP | 700 | -526 | -510 | -300 | No
2030-10-15 18:00 | 2030 100% ECP | 700 | -526 | -510 | -196.18 | No
2030-10-15 19:00 | 2030 100% ECP | 700 | -226 | -210 | 103.82 | No
2030-10-15 20:00 | 2030 100% ECP | 700 | 74 | 90 | 403.82 | No
2030-10-15 21:00 | 2030 100% ECP | 700 | 0 | 390 | 280.75 | No
2030-10-15 22:00 | 2030 100% ECP | 700 | 91.81 | 293.54 | 270.66 | No
2030-10-15 23:00 | 2030 100% ECP | 700 | 391.81 | 510 | 442 | No
2030-10-16 | 2030 100% ECP | 700 | 505 | 510 | 442 | No
2030-10-16 01:00 | 2030 100% ECP | 700 | 505 | 510 | 442 | No
2030-10-16 02:00 | 2030 100% ECP | 700 | 505 | 510 | 442 | No
2030-10-16 03:00 | 2030 100% ECP | 700 | 505 | 510 | 442 | No
2030-10-16 04:00 | 2030 100% ECP | 700 | 505 | 510 | 442 | No
2030-10-16 05:00 | 2030 100% ECP | 700 | 300 | 309.25 | 362.34 | No
2030-10-16 06:00 | 2030 100% ECP | 700 | 0 | 9.25 | 62.34 | No
2030-10-16 07:00 | 2030 100% ECP | 700 | 0 | 0 | 0 | No
2030-10-16 08:00 | 2030 100% ECP | 700 | 0 | -75.28 | 111.7 | No
2030-10-16 09:00 | 2030 100% ECP | 700 | -300 | -375.28 | 142 | No
2030-10-16 10:00 | 2030 100% ECP | 607.24 | 0 | -75.28 | 442 | No
2030-10-16 11:00 | 2030 100% ECP | 7.24 | 0 | -28.76 | 442 | No
2030-10-16 12:00 | 2030 100% ECP | 103.76 | 0 | 0 | 442 | No
2030-10-16 13:00 | 2030 100% ECP | 294.09 | -226 | -210 | 442 | No
2030-10-16 14:00 | 2030 100% ECP | 173.92 | -526 | -510 | 144.46 | No
2030-10-16 15:00 | 2030 100% ECP | 700 | -526 | -510 | 93.61 | No
2030-10-16 16:00 | 2030 100% ECP | 700 | -526 | -510 | 110.18 | No
2030-10-16 17:00 | 2030 100% ECP | 700 | -526 | -510 | -189.82 | No
2030-10-16 18:00 | 2030 100% ECP | 700 | -526 | -510 | -77.66 | No
2030-10-16 19:00 | 2030 100% ECP | 700 | -300 | -300 | 222.34 | No
2030-10-16 20:00 | 2030 100% ECP | 700 | 0 | 0 | 324.11 | No
2030-10-16 21:00 | 2030 100% ECP | 700 | 300 | 300 | 442 | No
2030-10-16 22:00 | 2030 100% ECP | 700 | 435.97 | 510 | 442 | No
2030-10-16 23:00 | 2030 100% ECP | 700 | 462.52 | 510 | 442 | No
2030-10-17 | 2030 100% ECP | 700 | 505 | 510 | 442 | No
2030-10-17 01:00 | 2030 100% ECP | 700 | 505 | 510 | 442 | No
2030-10-17 02:00 | 2030 100% ECP | 700 | 505 | 510 | 442 | No
2030-10-17 03:00 | 2030 100% ECP | 700 | 505 | 510 | 442 | No
2030-10-17 04:00 | 2030 100% ECP | 700 | 505 | 510 | 442 | No
2030-10-17 05:00 | 2030 100% ECP | 700 | 505 | 452.45 | 442 | No
2030-10-17 06:00 | 2030 100% ECP | 700 | 300 | 152.45 | 442 | No
2030-10-17 07:00 | 2030 100% ECP | 700 | 0 | -147.55 | 250.23 | No
2030-10-17 08:00 | 2030 100% ECP | 700 | 0 | -447.55 | 54.91 | No
2030-10-17 09:00 | 2030 100% ECP | 700 | -300 | -345.24 | 300.93 | No
2030-10-17 10:00 | 2030 100% ECP | 700 | 0 | -45.24 | 442 | No
2030-10-17 11:00 | 2030 100% ECP | 700 | -152 | -210 | 442 | No
2030-10-17 12:00 | 2030 100% ECP | 700 | -452 | -510 | 435 | No
2030-10-17 13:00 | 2030 100% ECP | 700 | -526 | -510 | 176.72 | No
2030-10-17 14:00 | 2030 100% ECP | 700 | -526 | -510 | 138.34 | No
2030-10-17 15:00 | 2030 100% ECP | 700 | -526 | -510 | 141.74 | No
2030-10-17 16:00 | 2030 100% ECP | 700 | -226 | -510 | -158.26 | No
2030-10-17 17:00 | 2030 100% ECP | 700 | -526 | -510 | -458.26 | No
2030-10-17 18:00 | 2030 100% ECP | 700 | -526 | -510 | -510 | No
2030-10-17 19:00 | 2030 100% ECP | 700 | -316.1 | -510 | -210 | No
2030-10-17 20:00 | 2030 100% ECP | 700 | -16.1 | -510 | -9.87 | No
2030-10-17 21:00 | 2030 100% ECP | 700 | 0 | -510 | 227.59 | No
2030-10-17 22:00 | 2030 100% ECP | 700 | 0 | -510 | 73.98 | No
2030-10-17 23:00 | 2030 100% ECP | 700 | 0 | -510 | 129.69 | No
2030-10-18 | 2030 100% ECP | 700 | 300 | -210 | 429.69 | No
2030-10-18 01:00 | 2030 100% ECP | 700 | 439.63 | 90 | 442 | No
2030-10-18 02:00 | 2030 100% ECP | 700 | 505 | 390 | 442 | No
2030-10-18 03:00 | 2030 100% ECP | 700 | 483.81 | 510 | 442 | No
2030-10-18 04:00 | 2030 100% ECP | 700 | 183.81 | 210 | 300 | No
2030-10-18 05:00 | 2030 100% ECP | 700 | -116.19 | -90 | 0 | No
2030-10-18 06:00 | 2030 100% ECP | 700 | 0 | -249.24 | 0 | No
2030-10-18 07:00 | 2030 100% ECP | 700 | 0 | 0 | 149.91 | No
2030-10-18 08:00 | 2030 100% ECP | 700 | -140.47 | -210 | 360.17 | No
2030-10-18 09:00 | 2030 100% ECP | 700 | -440.47 | -510 | 442 | No
2030-10-18 10:00 | 2030 100% ECP | 700 | -526 | -510 | 442 | No
2030-10-18 11:00 | 2030 100% ECP | 700 | -526 | -510 | 438.15 | No
2030-10-18 12:00 | 2030 100% ECP | 700 | -526 | -510 | 442 | No
2030-10-18 13:00 | 2030 100% ECP | 700 | -526 | -510 | 142 | No
2030-10-18 14:00 | 2030 100% ECP | 700 | -226 | -210 | 442 | No
2030-10-18 15:00 | 2030 100% ECP | 700 | -526 | -510 | 313.22 | No
2030-10-18 16:00 | 2030 100% ECP | 700 | -526 | -510 | 391.1 | No
2030-10-18 17:00 | 2030 100% ECP | 700 | -422.52 | -510 | 391.1 | No
2030-10-18 18:00 | 2030 100% ECP | 700 | -464.13 | -510 | 410.57 | No
2030-10-18 19:00 | 2030 100% ECP | 700 | -164.13 | -510 | 442 | No
2030-10-18 20:00 | 2030 100% ECP | 700 | 0 | -210 | 221.1 | No
2030-10-18 21:00 | 2030 100% ECP | 700 | 241.31 | 90 | 442 | No
2030-10-18 22:00 | 2030 100% ECP | 482.04 | 467.3 | 390 | 442 | No
2030-10-18 23:00 | 2030 100% ECP | -117.96 | 505 | 510 | 442 | No
2030-10-19 | 2030 100% ECP | -405.05 | 505 | 510 | 442 | No
2030-10-19 01:00 | 2030 100% ECP | -700 | 505 | 510 | 442 | Yes
2030-10-19 02:00 | 2030 100% ECP | -700 | 505 | 510 | 442 | Yes
2030-10-19 03:00 | 2030 100% ECP | -700 | 505 | 510 | 442 | Yes
2030-10-19 04:00 | 2030 100% ECP | -700 | 505 | 510 | 442 | Yes
2030-10-19 05:00 | 2030 100% ECP | -700 | 505 | 510 | 442 | Yes
2030-10-19 06:00 | 2030 100% ECP | -700 | 505 | 510 | 442 | Yes
2030-10-19 07:00 | 2030 100% ECP | -700 | 505 | 510 | 442 | Yes
2030-10-19 08:00 | 2030 100% ECP | -700 | 505 | 510 | 442 | Yes
2030-10-19 09:00 | 2030 100% ECP | -700 | 505 | 510 | 442 | Yes
2030-10-19 10:00 | 2030 100% ECP | -700 | 505 | 510 | 442 | Yes
2030-10-19 11:00 | 2030 100% ECP | -700 | 505 | 510 | 442 | Yes
2030-10-19 12:00 | 2030 100% ECP | -700 | 505 | 510 | 442 | Yes
2030-10-19 13:00 | 2030 100% ECP | -700 | 505 | 510 | 442 | Yes
2030-10-19 14:00 | 2030 100% ECP | -700 | 505 | 510 | 442 | Yes
2030-10-19 15:00 | 2030 100% ECP | -700 | 374 | 390 | 390 | Yes
2030-10-19 16:00 | 2030 100% ECP | -700 | 74 | 90 | 90 | Yes
2030-10-19 17:00 | 2030 100% ECP | -700 | -226 | -210 | -210 | No
2030-10-19 18:00 | 2030 100% ECP | -700 | -526 | -510 | -510 | No
2030-10-19 19:00 | 2030 100% ECP | -700 | -526 | -510 | -363.31 | No
2030-10-19 20:00 | 2030 100% ECP | -700 | -226 | -210 | -63.31 | No
2030-10-19 21:00 | 2030 100% ECP | -700 | 74 | 90 | 236.69 | Yes
2030-10-19 22:00 | 2030 100% ECP | -700 | 374 | 390 | 442 | Yes
2030-10-19 23:00 | 2030 100% ECP | -700 | 505 | 510 | 442 | Yes
2030-10-20 | 2030 100% ECP | -700 | 505 | 510 | 442 | Yes
2030-10-20 01:00 | 2030 100% ECP | -700 | 505 | 510 | 227.53 | Yes
2030-10-20 02:00 | 2030 100% ECP | -700 | 505 | 510 | 339.2 | Yes
2030-10-20 03:00 | 2030 100% ECP | -700 | 505 | 510 | 178.62 | Yes
2030-10-20 04:00 | 2030 100% ECP | -700 | 505 | 510 | 368.25 | Yes
2030-10-20 05:00 | 2030 100% ECP | -700 | 505 | 510 | 442 | Yes
2030-10-20 06:00 | 2030 100% ECP | -700 | 505 | 510 | 442 | Yes
2030-10-20 07:00 | 2030 100% ECP | -700 | 505 | 510 | 442 | Yes
2030-10-20 08:00 | 2030 100% ECP | -700 | 505 | 510 | 442 | Yes
2030-10-20 09:00 | 2030 100% ECP | -700 | 505 | 510 | 442 | Yes
2030-10-20 10:00 | 2030 100% ECP | -700 | 505 | 510 | 442 | Yes
2030-10-20 11:00 | 2030 100% ECP | -700 | 505 | 510 | 363.79 | Yes
2030-10-20 12:00 | 2030 100% ECP | -700 | 505 | 510 | 442 | Yes
2030-10-20 13:00 | 2030 100% ECP | -700 | 505 | 510 | 351.81 | Yes
2030-10-20 14:00 | 2030 100% ECP | -700 | 505 | 510 | 300.8 | Yes
2030-10-20 15:00 | 2030 100% ECP | -700 | 505 | 510 | 285.17 | Yes
2030-10-20 16:00 | 2030 100% ECP | -700 | 505 | 510 | 442 | Yes
2030-10-20 17:00 | 2030 100% ECP | -700 | 505 | 510 | 442 | Yes
2030-10-20 18:00 | 2030 100% ECP | -700 | 505 | 510 | 442 | Yes
2030-10-20 19:00 | 2030 100% ECP | -700 | 505 | 510 | 442 | Yes
2030-10-20 20:00 | 2030 100% ECP | -700 | 505 | 510 | 438.45 | No
2030-10-20 21:00 | 2030 100% ECP | -700 | 505 | 510 | 442 | No
2030-10-20 22:00 | 2030 100% ECP | -700 | 505 | 510 | 442 | No
2030-10-20 23:00 | 2030 100% ECP | -700 | 505 | 510 | 396.92 | No
2030-10-21 | 2030 100% ECP | -100 | 505 | 510 | 442 | No
2030-10-21 01:00 | 2030 100% ECP | 500 | 505 | 510 | 442 | No
2030-10-21 02:00 | 2030 100% ECP | 700 | 205 | 510 | 142 | No
2030-10-21 03:00 | 2030 100% ECP | 700 | 0 | 510 | 0 | No
2030-10-21 04:00 | 2030 100% ECP | 700 | 0 | 510 | 100.44 | No
2030-10-21 05:00 | 2030 100% ECP | 700 | 0 | 462.64 | 0 | No
2030-10-21 06:00 | 2030 100% ECP | 700 | 77.33 | 489.25 | 182.78 | No
2030-10-21 07:00 | 2030 100% ECP | 700 | 377.33 | 510 | 442 | No
2030-10-21 08:00 | 2030 100% ECP | 700 | 300 | 272.74 | 442 | No
2030-10-21 09:00 | 2030 100% ECP | 600 | 0 | -27.26 | 442 | No
2030-10-21 10:00 | 2030 100% ECP | 0 | -76.33 | -327.26 | 406.74 | No
2030-10-21 11:00 | 2030 100% ECP | -236.62 | -376.33 | -510 | 335.94 | No
2030-10-21 12:00 | 2030 100% ECP | -700 | -526 | -510 | 170.81 | No
2030-10-21 13:00 | 2030 100% ECP | -700 | -526 | -510 | 214.96 | No
2030-10-21 14:00 | 2030 100% ECP | -700 | -526 | -510 | -85.04 | No
2030-10-21 15:00 | 2030 100% ECP | -700 | -475.56 | -510 | -385.04 | No
2030-10-21 16:00 | 2030 100% ECP | -210.41 | -175.56 | -210 | -419.77 | No
2030-10-21 17:00 | 2030 100% ECP | 73.5 | 0 | 0 | -119.77 | No
2030-10-21 18:00 | 2030 100% ECP | 373.72 | 0 | 95.38 | 0 | No
2030-10-21 19:00 | 2030 100% ECP | 700 | 0 | 395.38 | -101.39 | No
2030-10-21 20:00 | 2030 100% ECP | 700 | 205 | 510 | -362.47 | No
2030-10-21 21:00 | 2030 100% ECP | 700 | 505 | 510 | -487.89 | No
2030-10-21 22:00 | 2030 100% ECP | 493.05 | 505 | 510 | -510 | No
2030-10-21 23:00 | 2030 100% ECP | 75.8 | 505 | 510 | -510 | No
2030-10-22 | 2030 100% ECP | 675.8 | 505 | 510 | -510 | No
2030-10-22 01:00 | 2030 100% ECP | 700 | 505 | 510 | -210 | No
2030-10-22 02:00 | 2030 100% ECP | 700 | 505 | 510 | 90 | No
2030-10-22 03:00 | 2030 100% ECP | 700 | 505 | 510 | 116.54 | No
2030-10-22 04:00 | 2030 100% ECP | 700 | 505 | 510 | -183.46 | No
2030-10-22 05:00 | 2030 100% ECP | 700 | 205 | 510 | -483.46 | No
2030-10-22 06:00 | 2030 100% ECP | 700 | 0 | 510 | -183.46 | No
2030-10-22 07:00 | 2030 100% ECP | 700 | 0 | 300 | 71.67 | No
2030-10-22 08:00 | 2030 100% ECP | 700 | 0 | 0 | -64.74 | No
2030-10-22 09:00 | 2030 100% ECP | 700 | 300 | 300 | 235.26 | No
2030-10-22 10:00 | 2030 100% ECP | 700 | 0 | 510 | 442 | No
2030-10-22 11:00 | 2030 100% ECP | 700 | 0 | 510 | 442 | No
2030-10-22 12:00 | 2030 100% ECP | 700 | 0 | 390 | 442 | No
2030-10-22 13:00 | 2030 100% ECP | 700 | 0 | 90 | 442 | No
2030-10-22 14:00 | 2030 100% ECP | 700 | -220.75 | -210 | 305.4 | No
2030-10-22 15:00 | 2030 100% ECP | 700 | -520.75 | -510 | 109.37 | No
2030-10-22 16:00 | 2030 100% ECP | 700 | -526 | -510 | 76.56 | No
2030-10-22 17:00 | 2030 100% ECP | 700 | -526 | -510 | -223.44 | No
2030-10-22 18:00 | 2030 100% ECP | 700 | -526 | -510 | -223.15 | No
2030-10-22 19:00 | 2030 100% ECP | 700 | -460.5 | -510 | 76.85 | No
2030-10-22 20:00 | 2030 100% ECP | 700 | -160.5 | -210 | 306.68 | No
2030-10-22 21:00 | 2030 100% ECP | 539.03 | 139.5 | 90 | 442 | No
2030-10-22 22:00 | 2030 100% ECP | -60.97 | 0 | -210 | 182.19 | No
2030-10-22 23:00 | 2030 100% ECP | -660.97 | -300 | -510 | 88.57 | No
2030-10-23 | 2030 100% ECP | -700 | 0 | -210 | 388.57 | No
2030-10-23 01:00 | 2030 100% ECP | -700 | 300 | 90 | 442 | No
2030-10-23 02:00 | 2030 100% ECP | -700 | 505 | 390 | 442 | No
2030-10-23 03:00 | 2030 100% ECP | -700 | 505 | 510 | 442 | No
2030-10-23 04:00 | 2030 100% ECP | -325.62 | 505 | 510 | 442 | No
2030-10-23 05:00 | 2030 100% ECP | 4.84 | 505 | 510 | 442 | No
2030-10-23 06:00 | 2030 100% ECP | 604.84 | 505 | 510 | 442 | No
2030-10-23 07:00 | 2030 100% ECP | 700 | 249.66 | 510 | 442 | No
2030-10-23 08:00 | 2030 100% ECP | 700 | 505 | 510 | 442 | No
2030-10-23 09:00 | 2030 100% ECP | 522.58 | 205 | 300 | 442 | No
2030-10-23 10:00 | 2030 100% ECP | -77.42 | 0 | 0 | 442 | No
2030-10-23 11:00 | 2030 100% ECP | -677.42 | 0 | -300 | 442 | No
2030-10-23 12:00 | 2030 100% ECP | -700 | 0 | -510 | 442 | No
2030-10-23 13:00 | 2030 100% ECP | -618.19 | 0 | -510 | 442 | No
2030-10-23 14:00 | 2030 100% ECP | -18.19 | 0 | -445.33 | 442 | No
2030-10-23 15:00 | 2030 100% ECP | 581.81 | -226 | -210 | 442 | No
2030-10-23 16:00 | 2030 100% ECP | 700 | -526 | -510 | 142 | No
2030-10-23 17:00 | 2030 100% ECP | 700 | -526 | -510 | 401.87 | No
2030-10-23 18:00 | 2030 100% ECP | 700 | -526 | -510 | 442 | No
2030-10-23 19:00 | 2030 100% ECP | 100 | -226 | -210 | 442 | No
2030-10-23 20:00 | 2030 100% ECP | -500 | -445.63 | -510 | 442 | No
2030-10-23 21:00 | 2030 100% ECP | -700 | -145.63 | -210 | 442 | Yes
2030-10-23 22:00 | 2030 100% ECP | -700 | 154.37 | 90 | 442 | Yes
2030-10-23 23:00 | 2030 100% ECP | -700 | 454.37 | 390 | 328.45 | Yes
2030-10-24 | 2030 100% ECP | -700 | 505 | 510 | 380.07 | Yes
2030-10-24 01:00 | 2030 100% ECP | -700 | 505 | 510 | 442 | Yes
2030-10-24 02:00 | 2030 100% ECP | -700 | 505 | 510 | 415.81 | Yes
2030-10-24 03:00 | 2030 100% ECP | -700 | 505 | 510 | 415.81 | Yes
2030-10-24 04:00 | 2030 100% ECP | -700 | 505 | 510 | 415.81 | Yes
2030-10-24 05:00 | 2030 100% ECP | -700 | 505 | 510 | 407.47 | Yes
2030-10-24 06:00 | 2030 100% ECP | -700 | 505 | 425.17 | 442 | Yes
2030-10-24 07:00 | 2030 100% ECP | -700 | 205 | 125.17 | 241.52 | Yes
2030-10-24 08:00 | 2030 100% ECP | -700 | -95 | -174.83 | -58.48 | No
2030-10-24 09:00 | 2030 100% ECP | -700 | 205 | 125.17 | 241.52 | No
2030-10-24 10:00 | 2030 100% ECP | -700 | 505 | 425.17 | 442 | Yes
2030-10-24 11:00 | 2030 100% ECP | -700 | 505 | 510 | 442 | Yes
2030-10-24 12:00 | 2030 100% ECP | -700 | 505 | 510 | 442 | Yes
2030-10-24 13:00 | 2030 100% ECP | -700 | 505 | 510 | 442 | Yes
2030-10-24 14:00 | 2030 100% ECP | -700 | 436.23 | 210 | 442 | Yes
2030-10-24 15:00 | 2030 100% ECP | -700 | 136.23 | -90 | 430.5 | Yes
2030-10-24 16:00 | 2030 100% ECP | -700 | -163.77 | -390 | 130.5 | No
2030-10-24 17:00 | 2030 100% ECP | -700 | -463.77 | -510 | 358.56 | No
2030-10-24 18:00 | 2030 100% ECP | -700 | -526 | -510 | 58.56 | No
2030-10-24 19:00 | 2030 100% ECP | -700 | -395 | -510 | 0 | No
2030-10-24 20:00 | 2030 100% ECP | -700 | -95 | -390 | 142 | No
2030-10-24 21:00 | 2030 100% ECP | -700 | 205 | -90 | 442 | No
2030-10-24 22:00 | 2030 100% ECP | -700 | 505 | 210 | 326.31 | Yes
2030-10-24 23:00 | 2030 100% ECP | -700 | 505 | 510 | 442 | Yes
2030-10-25 | 2030 100% ECP | -700 | 505 | 510 | 442 | Yes
2030-10-25 01:00 | 2030 100% ECP | -700 | 505 | 510 | 442 | Yes
2030-10-25 02:00 | 2030 100% ECP | -700 | 505 | 510 | 442 | Yes
2030-10-25 03:00 | 2030 100% ECP | -700 | 505 | 510 | 442 | Yes
2030-10-25 04:00 | 2030 100% ECP | -700 | 505 | 510 | 442 | Yes
2030-10-25 05:00 | 2030 100% ECP | -700 | 505 | 510 | 442 | Yes
2030-10-25 06:00 | 2030 100% ECP | -700 | 505 | 510 | 442 | Yes
2030-10-25 07:00 | 2030 100% ECP | -700 | 505 | 510 | 442 | Yes
2030-10-25 08:00 | 2030 100% ECP | -700 | 505 | 510 | 442 | Yes
2030-10-25 09:00 | 2030 100% ECP | -700 | 505 | 510 | 442 | Yes
2030-10-25 10:00 | 2030 100% ECP | -700 | 505 | 510 | 442 | Yes
2030-10-25 11:00 | 2030 100% ECP | -700 | 505 | 510 | 442 | Yes
2030-10-25 12:00 | 2030 100% ECP | -700 | 505 | 510 | 442 | Yes
2030-10-25 13:00 | 2030 100% ECP | -700 | 374 | 390 | 390 | Yes
2030-10-25 14:00 | 2030 100% ECP | -700 | 74 | 90 | 90 | Yes
2030-10-25 15:00 | 2030 100% ECP | -700 | -226 | -210 | -210 | Yes
2030-10-25 16:00 | 2030 100% ECP | -700 | -526 | -510 | -510 | No
2030-10-25 17:00 | 2030 100% ECP | -700 | -526 | -510 | -510 | No
2030-10-25 18:00 | 2030 100% ECP | -700 | -526 | -510 | -510 | No
2030-10-25 19:00 | 2030 100% ECP | -700 | -526 | -510 | -412.58 | No
2030-10-25 20:00 | 2030 100% ECP | -700 | -384.81 | -510 | -112.58 | No
2030-10-25 21:00 | 2030 100% ECP | -700 | -84.81 | -210 | 187.42 | No
2030-10-25 22:00 | 2030 100% ECP | -700 | 215.19 | 90 | 442 | Yes
2030-10-25 23:00 | 2030 100% ECP | -700 | 505 | 390 | 442 | Yes
2030-10-26 | 2030 100% ECP | -700 | 505 | 510 | 442 | No
2030-10-26 01:00 | 2030 100% ECP | -700 | 505 | 510 | 442 | Yes
2030-10-26 02:00 | 2030 100% ECP | -700 | 505 | 510 | 442 | Yes
2030-10-26 03:00 | 2030 100% ECP | -700 | 505 | 510 | 442 | Yes
2030-10-26 04:00 | 2030 100% ECP | -700 | 374 | 390 | 390 | Yes
2030-10-26 05:00 | 2030 100% ECP | -700 | 74 | 90 | 90 | Yes
2030-10-26 06:00 | 2030 100% ECP | -700 | -226 | -210 | -210 | Yes
2030-10-26 07:00 | 2030 100% ECP | -700 | -526 | -510 | -510 | No
2030-10-26 08:00 | 2030 100% ECP | -700 | -526 | -510 | -510 | No
2030-10-26 09:00 | 2030 100% ECP | -700 | -526 | -510 | -510 | No
2030-10-26 10:00 | 2030 100% ECP | -700 | -226 | -210 | -210 | Yes
2030-10-26 11:00 | 2030 100% ECP | -700 | 74 | 90 | 90 | Yes
2030-10-26 12:00 | 2030 100% ECP | -700 | 374 | 390 | 390 | Yes
2030-10-26 13:00 | 2030 100% ECP | -700 | 300 | 90 | 111.86 | Yes
2030-10-26 14:00 | 2030 100% ECP | -700 | 0 | -210 | -188.14 | Yes
2030-10-26 15:00 | 2030 100% ECP | -700 | -300 | -510 | -488.14 | No
2030-10-26 16:00 | 2030 100% ECP | -100 | 0 | -210 | -188.14 | No
2030-10-26 17:00 | 2030 100% ECP | 500 | 300 | 90 | 111.86 | No
2030-10-26 18:00 | 2030 100% ECP | 700 | 0 | 210 | 0 | No
2030-10-26 19:00 | 2030 100% ECP | 700 | 300 | 510 | 300 | No
2030-10-26 20:00 | 2030 100% ECP | 700 | 0 | 510 | 442 | No
2030-10-26 21:00 | 2030 100% ECP | 700 | 178.57 | 510 | 442 | No
2030-10-26 22:00 | 2030 100% ECP | 700 | 478.57 | 510 | 442 | No
2030-10-26 23:00 | 2030 100% ECP | 700 | 178.57 | 380.62 | 350.18 | No
2030-10-27 | 2030 100% ECP | 100 | -116.32 | 80.62 | 225.59 | No
2030-10-27 01:00 | 2030 100% ECP | -500 | -239.05 | -219.38 | 426.08 | No
2030-10-27 02:00 | 2030 100% ECP | -700 | -267.55 | -510 | 401.84 | No
2030-10-27 03:00 | 2030 100% ECP | -700 | -95 | -498.92 | 442 | No
2030-10-27 04:00 | 2030 100% ECP | -700 | 205 | -198.92 | 442 | No
2030-10-27 05:00 | 2030 100% ECP | -700 | 505 | 101.08 | 442 | No
2030-10-27 06:00 | 2030 100% ECP | -700 | 374 | 390 | 442 | No
2030-10-27 07:00 | 2030 100% ECP | -700 | 74 | 90 | 414.43 | No
2030-10-27 08:00 | 2030 100% ECP | -700 | -226 | -210 | 114.43 | No
2030-10-27 09:00 | 2030 100% ECP | -700 | -526 | -510 | -185.57 | No
2030-10-27 10:00 | 2030 100% ECP | -700 | -226 | -210 | 114.43 | No
2030-10-27 11:00 | 2030 100% ECP | -700 | 74 | 90 | 414.43 | Yes
2030-10-27 12:00 | 2030 100% ECP | -700 | 374 | 390 | 442 | Yes
2030-10-27 13:00 | 2030 100% ECP | -700 | 505 | 510 | 442 | Yes
2030-10-27 14:00 | 2030 100% ECP | -700 | 505 | 460.94 | 442 | Yes
2030-10-27 15:00 | 2030 100% ECP | -700 | 205 | 160.94 | 442 | Yes
2030-10-27 16:00 | 2030 100% ECP | -700 | -95 | -139.06 | 442 | Yes
2030-10-27 17:00 | 2030 100% ECP | -700 | -395 | -439.06 | 301.14 | No
2030-10-27 18:00 | 2030 100% ECP | -700 | -526 | -510 | 1.14 | No
2030-10-27 19:00 | 2030 100% ECP | -700 | -226 | -210 | 301.14 | No
2030-10-27 20:00 | 2030 100% ECP | -700 | 74 | 90 | 442 | No
2030-10-27 21:00 | 2030 100% ECP | -700 | 374 | 390 | 442 | Yes
2030-10-27 22:00 | 2030 100% ECP | -700 | 505 | 510 | 442 | Yes
2030-10-27 23:00 | 2030 100% ECP | -700 | 505 | 510 | 442 | Yes
2030-10-28 | 2030 100% ECP | -700 | 505 | 510 | 442 | Yes
2030-10-28 01:00 | 2030 100% ECP | -700 | 505 | 510 | 442 | Yes
2030-10-28 02:00 | 2030 100% ECP | -700 | 505 | 510 | 442 | Yes
2030-10-28 03:00 | 2030 100% ECP | -700 | 505 | 510 | 442 | Yes
2030-10-28 04:00 | 2030 100% ECP | -700 | 505 | 510 | 442 | Yes
2030-10-28 05:00 | 2030 100% ECP | -700 | 505 | 510 | 442 | Yes
2030-10-28 06:00 | 2030 100% ECP | -700 | 505 | 510 | 442 | Yes
2030-10-28 07:00 | 2030 100% ECP | -700 | 505 | 510 | 442 | Yes
2030-10-28 08:00 | 2030 100% ECP | -700 | 505 | 510 | 442 | Yes
2030-10-28 09:00 | 2030 100% ECP | -700 | 505 | 510 | 442 | Yes
2030-10-28 10:00 | 2030 100% ECP | -700 | 505 | 510 | 442 | Yes
2030-10-28 11:00 | 2030 100% ECP | -700 | 505 | 510 | 442 | Yes
2030-10-28 12:00 | 2030 100% ECP | -700 | 505 | 510 | 442 | Yes
2030-10-28 13:00 | 2030 100% ECP | -700 | 505 | 510 | 442 | Yes
2030-10-28 14:00 | 2030 100% ECP | -700 | 374 | 390 | 442 | Yes
2030-10-28 15:00 | 2030 100% ECP | -700 | 74 | 90 | 341.15 | Yes
2030-10-28 16:00 | 2030 100% ECP | -700 | -226 | -210 | 41.15 | Yes
2030-10-28 17:00 | 2030 100% ECP | -700 | -526 | -510 | -258.85 | No
2030-10-28 18:00 | 2030 100% ECP | -700 | -226 | -210 | 41.15 | No
2030-10-28 19:00 | 2030 100% ECP | -700 | 74 | 90 | 341.15 | No
2030-10-28 20:00 | 2030 100% ECP | -700 | 374 | 390 | 442 | Yes
2030-10-28 21:00 | 2030 100% ECP | -700 | 505 | 510 | 442 | Yes
2030-10-28 22:00 | 2030 100% ECP | -700 | 505 | 510 | 442 | Yes
2030-10-28 23:00 | 2030 100% ECP | -700 | 505 | 510 | 442 | No
2030-10-29 | 2030 100% ECP | -700 | 505 | 510 | 442 | No
2030-10-29 01:00 | 2030 100% ECP | -700 | 300 | 334.23 | 438.26 | No
2030-10-29 02:00 | 2030 100% ECP | -700 | 0 | 34.23 | 138.26 | No
2030-10-29 03:00 | 2030 100% ECP | -700 | 228.71 | 210 | 438.26 | Yes
2030-10-29 04:00 | 2030 100% ECP | -700 | -71.29 | -90 | 273.67 | Yes
2030-10-29 05:00 | 2030 100% ECP | -700 | 228.71 | 210 | 442 | Yes
2030-10-29 06:00 | 2030 100% ECP | -700 | 505 | 510 | 442 | Yes
2030-10-29 07:00 | 2030 100% ECP | -700 | 505 | 510 | 442 | Yes
2030-10-29 08:00 | 2030 100% ECP | -700 | 505 | 510 | 442 | Yes
2030-10-29 09:00 | 2030 100% ECP | -700 | 505 | 510 | 442 | Yes
2030-10-29 10:00 | 2030 100% ECP | -700 | 505 | 510 | 442 | Yes
2030-10-29 11:00 | 2030 100% ECP | -700 | 505 | 510 | 442 | Yes
2030-10-29 12:00 | 2030 100% ECP | -700 | 505 | 510 | 442 | Yes
2030-10-29 13:00 | 2030 100% ECP | -700 | 505 | 510 | 442 | Yes
2030-10-29 14:00 | 2030 100% ECP | -700 | 505 | 510 | 442 | Yes
2030-10-29 15:00 | 2030 100% ECP | -700 | 505 | 510 | 442 | Yes
2030-10-29 16:00 | 2030 100% ECP | -700 | 505 | 510 | 442 | Yes
2030-10-29 17:00 | 2030 100% ECP | -700 | 505 | 510 | 442 | Yes
2030-10-29 18:00 | 2030 100% ECP | -700 | 505 | 510 | 442 | Yes
2030-10-29 19:00 | 2030 100% ECP | -700 | 505 | 510 | 442 | Yes
2030-10-29 20:00 | 2030 100% ECP | -700 | 505 | 510 | 442 | Yes
2030-10-29 21:00 | 2030 100% ECP | -700 | 505 | 510 | 377.53 | Yes
2030-10-29 22:00 | 2030 100% ECP | -700 | 505 | 510 | 411.72 | Yes
2030-10-29 23:00 | 2030 100% ECP | -700 | 505 | 510 | 442 | Yes
2030-10-30 | 2030 100% ECP | -100 | 505 | 510 | 442 | No
2030-10-30 01:00 | 2030 100% ECP | 500 | 505 | 510 | 442 | No
2030-10-30 02:00 | 2030 100% ECP | 700 | 505 | 510 | 442 | No
2030-10-30 03:00 | 2030 100% ECP | 700 | 505 | 510 | 442 | No
2030-10-30 04:00 | 2030 100% ECP | 700 | 505 | 510 | 442 | No
2030-10-30 05:00 | 2030 100% ECP | 700 | 300 | 210 | 439.52 | No
2030-10-30 06:00 | 2030 100% ECP | 700 | 0 | -90 | 139.52 | No
2030-10-30 07:00 | 2030 100% ECP | 700 | -300 | -390 | 48.2 | No
2030-10-30 08:00 | 2030 100% ECP | 700 | -317.77 | -510 | 335.89 | No
2030-10-30 09:00 | 2030 100% ECP | 700 | -526 | -510 | 293.83 | No
2030-10-30 10:00 | 2030 100% ECP | 700 | -526 | -510 | 225.98 | No
2030-10-30 11:00 | 2030 100% ECP | 700 | -526 | -510 | -10.49 | No
2030-10-30 12:00 | 2030 100% ECP | 700 | -526 | -510 | -55.5 | No
2030-10-30 13:00 | 2030 100% ECP | 700 | -526 | -510 | 45.56 | No
2030-10-30 14:00 | 2030 100% ECP | 700 | -526 | -510 | -10.93 | No
2030-10-30 15:00 | 2030 100% ECP | 700 | -526 | -510 | -310.93 | No
2030-10-30 16:00 | 2030 100% ECP | 100 | -526 | -510 | -510 | No
2030-10-30 17:00 | 2030 100% ECP | -104.21 | -526 | -510 | -510 | No
2030-10-30 18:00 | 2030 100% ECP | 495.79 | -526 | -510 | -214.58 | No
2030-10-30 19:00 | 2030 100% ECP | 670.41 | -526 | -510 | 85.42 | No
2030-10-30 20:00 | 2030 100% ECP | 213.87 | -226 | -210 | 385.42 | No
2030-10-30 21:00 | 2030 100% ECP | -386.13 | 0 | -81.6 | 442 | No
2030-10-30 22:00 | 2030 100% ECP | -700 | 0 | -119.58 | 142 | No
2030-10-30 23:00 | 2030 100% ECP | -700 | 300 | 180.42 | 442 | Yes
2030-10-31 | 2030 100% ECP | -700 | 505 | 0 | 442 | Yes
2030-10-31 01:00 | 2030 100% ECP | -700 | 505 | 0 | 234.7 | Yes
2030-10-31 02:00 | 2030 100% ECP | -700 | 505 | 0 | 89 | Yes
2030-10-31 03:00 | 2030 100% ECP | -700 | 505 | 0 | 230.01 | Yes
2030-10-31 04:00 | 2030 100% ECP | -700 | 505 | 0 | 265.44 | Yes
2030-10-31 05:00 | 2030 100% ECP | -700 | 505 | 0 | 373.04 | Yes
2030-10-31 06:00 | 2030 100% ECP | -700 | 505 | 0 | 442 | Yes
2030-10-31 07:00 | 2030 100% ECP | -700 | 505 | 0 | 442 | Yes
2030-10-31 08:00 | 2030 100% ECP | -700 | 505 | 0 | 442 | Yes
2030-10-31 09:00 | 2030 100% ECP | -700 | 505 | 0 | 439.25 | Yes
2030-10-31 10:00 | 2030 100% ECP | -700 | 505 | 0 | 442 | Yes
2030-10-31 11:00 | 2030 100% ECP | -700 | 505 | 0 | 442 | Yes
2030-10-31 12:00 | 2030 100% ECP | -700 | 505 | 0 | 442 | Yes
2030-10-31 13:00 | 2030 100% ECP | -700 | 505 | 0 | 337.54 | Yes
2030-10-31 14:00 | 2030 100% ECP | -700 | 505 | 0 | 305.71 | Yes
2030-10-31 15:00 | 2030 100% ECP | -700 | 374 | 0 | 390 | Yes
2030-10-31 16:00 | 2030 100% ECP | -700 | 74 | 0 | 90 | Yes
2030-10-31 17:00 | 2030 100% ECP | -700 | -226 | 0 | -210 | No
2030-10-31 18:00 | 2030 100% ECP | -700 | -526 | 0 | -510 | No
2030-10-31 19:00 | 2030 100% ECP | -700 | -526 | 0 | -510 | No
2030-10-31 20:00 | 2030 100% ECP | -700 | -526 | 0 | -459.05 | No
2030-10-31 21:00 | 2030 100% ECP | -700 | -526 | 0 | -159.05 | No
2030-10-31 22:00 | 2030 100% ECP | -700 | -226 | 0 | 140.95 | Yes
2030-10-31 23:00 | 2030 100% ECP | -700 | 74 | 0 | 440.95 | Yes
2030-11-01 | 2030 100% ECP | -700 | 374 | 0 | 442 | Yes
2030-11-01 01:00 | 2030 100% ECP | -700 | 505 | 0 | 442 | Yes
2030-11-01 02:00 | 2030 100% ECP | -700 | 505 | 0 | 442 | Yes
2030-11-01 03:00 | 2030 100% ECP | -700 | 505 | 0 | 442 | Yes
2030-11-01 04:00 | 2030 100% ECP | -700 | 505 | 0 | 442 | Yes
2030-11-01 05:00 | 2030 100% ECP | -700 | 505 | 0 | 442 | Yes
2030-11-01 06:00 | 2030 100% ECP | -700 | 505 | 0 | 442 | Yes
2030-11-01 07:00 | 2030 100% ECP | -700 | 505 | 0 | 442 | Yes
2030-11-01 08:00 | 2030 100% ECP | -700 | 505 | 0 | 442 | Yes
2030-11-01 09:00 | 2030 100% ECP | -700 | 505 | 0 | 442 | Yes
2030-11-01 10:00 | 2030 100% ECP | -700 | 505 | 0 | 442 | Yes
2030-11-01 11:00 | 2030 100% ECP | -700 | 505 | 0 | 442 | Yes
2030-11-01 12:00 | 2030 100% ECP | -700 | 505 | 0 | 442 | Yes
2030-11-01 13:00 | 2030 100% ECP | -700 | 505 | 0 | 442 | Yes
2030-11-01 14:00 | 2030 100% ECP | -700 | 253.62 | 0 | 442 | Yes
2030-11-01 15:00 | 2030 100% ECP | -700 | -46.38 | 0 | 329.54 | Yes
2030-11-01 16:00 | 2030 100% ECP | -700 | -346.38 | 0 | 29.54 | No
2030-11-01 17:00 | 2030 100% ECP | -100 | -46.38 | 0 | 329.54 | No
2030-11-01 18:00 | 2030 100% ECP | 332 | 0 | 0 | 442 | No
2030-11-01 19:00 | 2030 100% ECP | 0 | 0 | 0 | 442 | No
2030-11-01 20:00 | 2030 100% ECP | 0 | 300 | 0 | 442 | No
2030-11-01 21:00 | 2030 100% ECP | 0 | 205 | 0 | 442 | No
2030-11-01 22:00 | 2030 100% ECP | 183.92 | 505 | 0 | 442 | No
2030-11-01 23:00 | 2030 100% ECP | 431.33 | 505 | 0 | 442 | No
2030-11-02 | 2030 100% ECP | 500 | 322.7 | 300 | 442 | No
2030-11-02 01:00 | 2030 100% ECP | -100 | 505 | 510 | 442 | No
2030-11-02 02:00 | 2030 100% ECP | -700 | 505 | 510 | 442 | No
2030-11-02 03:00 | 2030 100% ECP | -700 | 205 | 210 | 442 | No
2030-11-02 04:00 | 2030 100% ECP | -100 | 0 | 300 | 260.61 | No
2030-11-02 05:00 | 2030 100% ECP | 36.15 | 0 | 0 | 260.61 | No
2030-11-02 06:00 | 2030 100% ECP | 84.47 | 0 | 0 | 120.76 | No
2030-11-02 07:00 | 2030 100% ECP | -146.52 | 0 | 0 | 420.76 | No
2030-11-02 08:00 | 2030 100% ECP | -143 | 0 | 0 | 442 | No
2030-11-02 09:00 | 2030 100% ECP | -100 | 0 | -125.82 | 442 | No
2030-11-02 10:00 | 2030 100% ECP | -700 | -6 | -425.82 | 442 | No
2030-11-02 11:00 | 2030 100% ECP | -700 | -226 | -376.42 | 442 | No
2030-11-02 12:00 | 2030 100% ECP | -700 | 74 | -76.42 | 442 | No
2030-11-02 13:00 | 2030 100% ECP | -700 | -226 | -376.42 | 442 | No
2030-11-02 14:00 | 2030 100% ECP | -700 | -526 | -510 | 442 | No
2030-11-02 15:00 | 2030 100% ECP | -700 | -526 | -510 | 442 | No
2030-11-02 16:00 | 2030 100% ECP | -700 | -409.76 | -510 | 402.02 | No
2030-11-02 17:00 | 2030 100% ECP | -700 | -186.14 | -300 | 442 | No
2030-11-02 18:00 | 2030 100% ECP | -700 | 0 | 0 | 347.72 | No
2030-11-02 19:00 | 2030 100% ECP | -343.91 | 0 | 0 | 442 | No
2030-11-02 20:00 | 2030 100% ECP | -700 | 16.18 | 210 | 142 | No
2030-11-02 21:00 | 2030 100% ECP | -700 | 316.18 | 510 | -60.91 | No
2030-11-02 22:00 | 2030 100% ECP | -700 | 16.18 | 210 | 142 | No
2030-11-02 23:00 | 2030 100% ECP | -700 | 316.18 | 510 | 442 | Yes
2030-11-03 | 2030 100% ECP | -700 | 505 | 510 | 442 | No
2030-11-03 01:00 | 2030 100% ECP | -356.1 | 205 | 210 | 285.35 | No
2030-11-03 02:00 | 2030 100% ECP | -700 | 505 | 510 | 442 | No
2030-11-03 03:00 | 2030 100% ECP | -700 | 505 | 510 | 442 | No
2030-11-03 04:00 | 2030 100% ECP | -700 | 505 | 510 | 442 | No
2030-11-03 05:00 | 2030 100% ECP | -700 | 505 | 510 | 442 | No
2030-11-03 06:00 | 2030 100% ECP | -700 | 505 | 510 | 442 | No
2030-11-03 07:00 | 2030 100% ECP | -700 | 505 | 510 | 442 | No
2030-11-03 08:00 | 2030 100% ECP | -700 | 505 | 510 | 442 | No
2030-11-03 09:00 | 2030 100% ECP | -700 | 205 | 210 | 442 | No
2030-11-03 10:00 | 2030 100% ECP | -700 | 505 | 510 | 442 | No
2030-11-03 11:00 | 2030 100% ECP | -700 | 300 | 248.68 | 442 | No
2030-11-03 12:00 | 2030 100% ECP | -700 | 0 | -51.32 | 344.76 | No
2030-11-03 13:00 | 2030 100% ECP | -700 | -300 | -351.32 | 142 | No
2030-11-03 14:00 | 2030 100% ECP | -393.95 | -259.64 | -90 | 442 | No
2030-11-03 15:00 | 2030 100% ECP | 206.05 | 0 | 210 | 442 | No
2030-11-03 16:00 | 2030 100% ECP | 700 | 63.08 | 510 | 442 | No
2030-11-03 17:00 | 2030 100% ECP | 700 | 141.46 | 210 | 391.72 | No
2030-11-03 18:00 | 2030 100% ECP | 700 | -158.54 | -90 | 91.72 | No
2030-11-03 19:00 | 2030 100% ECP | 700 | 141.46 | 210 | 391.72 | No
2030-11-03 20:00 | 2030 100% ECP | 700 | 441.46 | 510 | 442 | No
2030-11-03 21:00 | 2030 100% ECP | 700 | 505 | 510 | 442 | No
2030-11-03 22:00 | 2030 100% ECP | 700 | 505 | 510 | 442 | No
2030-11-03 23:00 | 2030 100% ECP | 700 | 505 | 510 | 442 | No
2030-11-04 | 2030 100% ECP | 700 | 313.97 | 510 | 442 | No
2030-11-04 01:00 | 2030 100% ECP | 700 | 13.97 | 510 | 442 | No
2030-11-04 02:00 | 2030 100% ECP | 700 | 0 | 510 | 442 | No
2030-11-04 03:00 | 2030 100% ECP | 700 | 0 | 510 | 442 | No
2030-11-04 04:00 | 2030 100% ECP | 700 | 0 | 510 | 442 | No
2030-11-04 05:00 | 2030 100% ECP | 700 | 0 | 510 | 442 | No
2030-11-04 06:00 | 2030 100% ECP | 700 | 0 | 510 | 442 | No
2030-11-04 07:00 | 2030 100% ECP | 700 | 0 | 510 | 442 | No
2030-11-04 08:00 | 2030 100% ECP | 700 | 241.12 | 300 | 442 | No
2030-11-04 09:00 | 2030 100% ECP | 700 | 143.86 | 0 | 442 | No
2030-11-04 10:00 | 2030 100% ECP | 700 | 0 | 0 | 442 | No
2030-11-04 11:00 | 2030 100% ECP | 700 | -226 | 0 | 442 | No
2030-11-04 12:00 | 2030 100% ECP | 700 | -526 | 0 | 442 | No
2030-11-04 13:00 | 2030 100% ECP | 700 | -526 | 0 | 442 | No
2030-11-04 14:00 | 2030 100% ECP | 700 | -526 | 0 | 390 | No
2030-11-04 15:00 | 2030 100% ECP | 700 | -526 | 0 | 90 | No
2030-11-04 16:00 | 2030 100% ECP | 700 | -226 | 0 | -210 | No
2030-11-04 17:00 | 2030 100% ECP | 700 | -526 | 0 | -510 | No
2030-11-04 18:00 | 2030 100% ECP | 700 | -526 | 0 | -430.35 | No
2030-11-04 19:00 | 2030 100% ECP | 700 | -511.24 | 0 | -130.35 | No
2030-11-04 20:00 | 2030 100% ECP | 700 | -211.24 | 0 | 169.65 | No
2030-11-04 21:00 | 2030 100% ECP | 700 | 88.76 | 0 | 442 | No
2030-11-04 22:00 | 2030 100% ECP | 700 | 211.18 | 0 | 429.94 | No
2030-11-04 23:00 | 2030 100% ECP | 700 | 0 | 0 | 129.94 | No
2030-11-05 | 2030 100% ECP | 700 | -270.45 | 0 | 374.17 | No
2030-11-05 01:00 | 2030 100% ECP | 700 | 29.55 | 0 | 442 | No
2030-11-05 02:00 | 2030 100% ECP | 700 | 329.55 | 0 | 442 | No
2030-11-05 03:00 | 2030 100% ECP | 700 | 505 | 0 | 442 | No
2030-11-05 04:00 | 2030 100% ECP | 700 | 300 | 0 | 442 | No
2030-11-05 05:00 | 2030 100% ECP | 700 | 0 | 0 | 442 | No
2030-11-05 06:00 | 2030 100% ECP | 700 | -300 | 0 | 188.64 | No
2030-11-05 07:00 | 2030 100% ECP | 700 | -526 | 0 | -111.36 | No
2030-11-05 08:00 | 2030 100% ECP | 700 | -526 | 0 | -411.36 | No
2030-11-05 09:00 | 2030 100% ECP | 700 | -526 | 0 | -199.68 | No
2030-11-05 10:00 | 2030 100% ECP | 700 | -526 | 0 | 100.32 | No
2030-11-05 11:00 | 2030 100% ECP | 700 | -526 | 0 | 400.32 | No
2030-11-05 12:00 | 2030 100% ECP | 600 | -526 | 0 | 442 | No
2030-11-05 13:00 | 2030 100% ECP | 0 | -526 | 0 | 261.34 | No
2030-11-05 14:00 | 2030 100% ECP | -75.37 | -526 | 0 | -38.66 | No
2030-11-05 15:00 | 2030 100% ECP | 524.63 | -526 | 0 | -338.66 | No
2030-11-05 16:00 | 2030 100% ECP | 700 | -526 | 0 | -510 | No
2030-11-05 17:00 | 2030 100% ECP | 153.49 | -526 | 0 | -510 | No
2030-11-05 18:00 | 2030 100% ECP | 700 | -526 | 0 | -510 | No
2030-11-05 19:00 | 2030 100% ECP | 700 | -526 | 0 | -510 | No
2030-11-05 20:00 | 2030 100% ECP | 700 | -526 | 0 | -510 | No
2030-11-05 21:00 | 2030 100% ECP | 700 | -526 | 0 | -510 | No
2030-11-05 22:00 | 2030 100% ECP | 700 | -300 | 0 | -307.01 | No
2030-11-05 23:00 | 2030 100% ECP | 700 | 0 | 0 | -7.01 | No
2030-11-06 | 2030 100% ECP | 700 | 0 | 0 | -225.93 | No
2030-11-06 01:00 | 2030 100% ECP | 700 | -135.44 | 0 | -269.7 | No
2030-11-06 02:00 | 2030 100% ECP | 700 | -435.44 | 0 | -291.44 | No
2030-11-06 03:00 | 2030 100% ECP | 700 | -526 | 0 | -343.83 | No
2030-11-06 04:00 | 2030 100% ECP | 700 | -526 | 0 | -320.3 | No
2030-11-06 05:00 | 2030 100% ECP | 609.62 | -526 | 0 | -369.63 | No
2030-11-06 06:00 | 2030 100% ECP | 9.62 | -526 | 0 | -510 | No
2030-11-06 07:00 | 2030 100% ECP | 0 | -447.04 | 0 | -283.6 | No
2030-11-06 08:00 | 2030 100% ECP | 100 | -313.39 | 0 | -67.56 | No
2030-11-06 09:00 | 2030 100% ECP | 700 | -462.32 | -510 | 13.04 | No
2030-11-06 10:00 | 2030 100% ECP | 339.43 | -526 | -510 | 5.75 | No
2030-11-06 11:00 | 2030 100% ECP | 0 | -526 | -510 | -1.26 | No
2030-11-06 12:00 | 2030 100% ECP | 0 | -226 | -210 | 298.74 | No
2030-11-06 13:00 | 2030 100% ECP | 0 | 0 | 0 | 442 | No
2030-11-06 14:00 | 2030 100% ECP | 0 | -226 | -210 | 442 | No
2030-11-06 15:00 | 2030 100% ECP | 312.13 | -526 | -510 | 155.69 | No
2030-11-06 16:00 | 2030 100% ECP | 0 | -526 | -510 | -144.31 | No
2030-11-06 17:00 | 2030 100% ECP | 100 | -526 | -510 | -7.23 | No
2030-11-06 18:00 | 2030 100% ECP | 700 | -526 | -510 | 292.77 | No
2030-11-06 19:00 | 2030 100% ECP | 700 | -300 | -510 | 442 | No
2030-11-06 20:00 | 2030 100% ECP | 700 | 0 | -510 | 187.14 | No
2030-11-06 21:00 | 2030 100% ECP | 700 | -177.57 | -494 | 335.73 | No
2030-11-06 22:00 | 2030 100% ECP | 700 | 0 | -194 | 110.24 | No
2030-11-06 23:00 | 2030 100% ECP | 700 | 300 | 106 | 410.24 | No
2030-11-07 | 2030 100% ECP | 700 | 505 | 406 | 442 | No
2030-11-07 01:00 | 2030 100% ECP | 700 | 342.19 | 510 | 442 | No
2030-11-07 02:00 | 2030 100% ECP | 700 | 42.19 | 210 | 442 | No
2030-11-07 03:00 | 2030 100% ECP | 700 | -257.81 | -90 | 142 | No
2030-11-07 04:00 | 2030 100% ECP | 700 | 42.19 | 193.79 | 442 | No
2030-11-07 05:00 | 2030 100% ECP | 100 | -257.81 | -106.21 | 142 | No
2030-11-07 06:00 | 2030 100% ECP | -500 | 0 | -252.33 | 0 | No
2030-11-07 07:00 | 2030 100% ECP | -168.78 | 0 | -210 | 86.91 | No
2030-11-07 08:00 | 2030 100% ECP | 431.22 | -300 | -510 | 317.37 | No
2030-11-07 09:00 | 2030 100% ECP | 530.75 | -526 | -510 | 442 | No
2030-11-07 10:00 | 2030 100% ECP | -69.25 | -526 | -510 | 329.49 | No
2030-11-07 11:00 | 2030 100% ECP | -100 | -526 | -510 | 234.08 | No
2030-11-07 12:00 | 2030 100% ECP | -700 | -526 | -510 | 124.66 | No
2030-11-07 13:00 | 2030 100% ECP | -700 | -526 | -510 | -175.34 | No
2030-11-07 14:00 | 2030 100% ECP | -700 | -526 | -510 | -87.02 | No
2030-11-07 15:00 | 2030 100% ECP | -700 | -430.9 | -510 | 90 | No
2030-11-07 16:00 | 2030 100% ECP | -194.04 | -526 | -510 | -210 | No
2030-11-07 17:00 | 2030 100% ECP | 0 | -526 | -510 | -510 | No
2030-11-07 18:00 | 2030 100% ECP | 600 | -526 | -510 | -510 | No
2030-11-07 19:00 | 2030 100% ECP | 611.46 | -526 | -510 | -510 | No
2030-11-07 20:00 | 2030 100% ECP | 700 | -226 | -275.55 | -210 | No
2030-11-07 21:00 | 2030 100% ECP | 700 | -300 | -251.91 | -199.71 | No
2030-11-07 22:00 | 2030 100% ECP | 700 | 0 | 48.09 | 100.29 | No
2030-11-07 23:00 | 2030 100% ECP | 700 | 125.3 | 348.09 | 206.48 | No
2030-11-08 | 2030 100% ECP | 700 | 0 | 510 | 396.91 | No
2030-11-08 01:00 | 2030 100% ECP | 700 | 0 | 510 | 333.03 | No
2030-11-08 02:00 | 2030 100% ECP | 700 | 0 | 510 | 419.57 | No
2030-11-08 03:00 | 2030 100% ECP | 700 | 0 | 510 | 430.09 | No
2030-11-08 04:00 | 2030 100% ECP | 700 | 0 | 510 | 442 | No
2030-11-08 05:00 | 2030 100% ECP | 700 | 0 | 510 | 442 | No
2030-11-08 06:00 | 2030 100% ECP | 700 | 0 | 390 | 357.17 | No
2030-11-08 07:00 | 2030 100% ECP | 700 | 5.23 | 90 | 442 | No
2030-11-08 08:00 | 2030 100% ECP | 700 | -178.48 | -210 | 200.49 | No
2030-11-08 09:00 | 2030 100% ECP | 700 | -242.71 | -510 | 377.66 | No
2030-11-08 10:00 | 2030 100% ECP | 343.27 | -526 | -510 | 442 | No
2030-11-08 11:00 | 2030 100% ECP | -256.73 | -300 | -510 | 442 | No
2030-11-08 12:00 | 2030 100% ECP | 343.27 | 0 | -210 | 442 | No
2030-11-08 13:00 | 2030 100% ECP | -57.07 | -300 | -510 | 442 | No
2030-11-08 14:00 | 2030 100% ECP | -91.85 | -526 | -510 | 442 | No
2030-11-08 15:00 | 2030 100% ECP | 508.15 | -526 | -510 | 442 | No
2030-11-08 16:00 | 2030 100% ECP | 700 | -526 | -510 | 442 | No
2030-11-08 17:00 | 2030 100% ECP | 100 | -526 | -510 | 442 | No
2030-11-08 18:00 | 2030 100% ECP | 700 | -526 | -510 | 442 | No
2030-11-08 19:00 | 2030 100% ECP | 700 | -526 | -510 | 442 | No
2030-11-08 20:00 | 2030 100% ECP | 700 | -300 | -469.49 | 442 | No
2030-11-08 21:00 | 2030 100% ECP | 700 | 0 | -169.49 | 442 | No
2030-11-08 22:00 | 2030 100% ECP | 700 | 0 | 122.12 | 442 | No
2030-11-08 23:00 | 2030 100% ECP | 700 | 0 | 18.48 | 414.51 | No
2030-11-09 | 2030 100% ECP | 700 | 49.74 | 318.48 | 442 | No
2030-11-09 01:00 | 2030 100% ECP | 700 | 205 | 510 | 442 | No
2030-11-09 02:00 | 2030 100% ECP | 700 | 505 | 510 | 442 | No
2030-11-09 03:00 | 2030 100% ECP | 700 | 505 | 510 | 442 | No
2030-11-09 04:00 | 2030 100% ECP | 700 | 505 | 510 | 442 | No
2030-11-09 05:00 | 2030 100% ECP | 700 | 505 | 510 | 442 | No
2030-11-09 06:00 | 2030 100% ECP | 700 | 320.81 | 510 | 442 | No
2030-11-09 07:00 | 2030 100% ECP | 700 | 20.81 | 510 | 442 | No
2030-11-09 08:00 | 2030 100% ECP | 700 | 300 | 510 | 442 | No
2030-11-09 09:00 | 2030 100% ECP | 700 | 0 | 467.35 | 439.05 | No
2030-11-09 10:00 | 2030 100% ECP | 700 | 196.29 | 510 | 442 | No
2030-11-09 11:00 | 2030 100% ECP | 700 | 448.93 | 510 | 442 | No
2030-11-09 12:00 | 2030 100% ECP | 700 | 422.78 | 510 | 442 | No
2030-11-09 13:00 | 2030 100% ECP | 700 | 375.04 | 510 | 442 | No
2030-11-09 14:00 | 2030 100% ECP | 700 | 400.78 | 510 | 442 | No
2030-11-09 15:00 | 2030 100% ECP | 700 | 100.78 | 300 | 442 | No
2030-11-09 16:00 | 2030 100% ECP | 700 | 0 | 0 | 442 | No
2030-11-09 17:00 | 2030 100% ECP | 700 | 0 | -86.73 | 442 | No
2030-11-09 18:00 | 2030 100% ECP | 700 | 0 | -386.73 | 442 | No
2030-11-09 19:00 | 2030 100% ECP | 700 | 0 | -86.73 | 442 | No
2030-11-09 20:00 | 2030 100% ECP | 700 | 0 | 0 | 442 | No
2030-11-09 21:00 | 2030 100% ECP | 700 | 0 | 0 | 442 | No
2030-11-09 22:00 | 2030 100% ECP | 700 | 0 | -44.06 | 376.34 | No
2030-11-09 23:00 | 2030 100% ECP | 700 | 0 | -44.06 | 340.85 | No
2030-11-10 | 2030 100% ECP | 700 | 0 | 22.9 | 222.97 | No
2030-11-10 01:00 | 2030 100% ECP | 700 | 0 | 33.86 | 58.72 | No
2030-11-10 02:00 | 2030 100% ECP | 700 | 0 | -180.67 | 213.66 | No
2030-11-10 03:00 | 2030 100% ECP | 700 | 0 | -66.51 | 128.88 | No
2030-11-10 04:00 | 2030 100% ECP | 700 | 0 | -82.75 | 101.25 | No
2030-11-10 05:00 | 2030 100% ECP | 700 | 0 | -382.75 | 122.77 | No
2030-11-10 06:00 | 2030 100% ECP | 700 | 0 | -408.46 | 49.06 | No
2030-11-10 07:00 | 2030 100% ECP | 700 | -226 | -510 | -52.87 | No
2030-11-10 08:00 | 2030 100% ECP | 700 | -526 | -510 | 14.66 | No
2030-11-10 09:00 | 2030 100% ECP | 700 | -526 | -510 | 127.08 | No
2030-11-10 10:00 | 2030 100% ECP | 690.94 | -526 | -510 | 128.55 | No
2030-11-10 11:00 | 2030 100% ECP | 90.94 | -526 | -510 | 282.99 | No
2030-11-10 12:00 | 2030 100% ECP | -487.42 | -526 | -510 | 369.63 | No
2030-11-10 13:00 | 2030 100% ECP | -700 | -526 | -510 | 241.5 | No
2030-11-10 14:00 | 2030 100% ECP | -700 | -300 | -510 | 438.82 | No
2030-11-10 15:00 | 2030 100% ECP | -700 | 0 | -475.09 | 265.18 | No
2030-11-10 16:00 | 2030 100% ECP | -700 | -252.99 | -510 | 132.99 | No
2030-11-10 17:00 | 2030 100% ECP | -700 | -526 | -510 | 98.67 | No
2030-11-10 18:00 | 2030 100% ECP | -623 | -226 | -210 | 398.67 | No
2030-11-10 19:00 | 2030 100% ECP | -700 | 0 | -412.56 | 243.88 | No
2030-11-10 20:00 | 2030 100% ECP | -700 | 0 | -150.64 | 197.89 | No
2030-11-10 21:00 | 2030 100% ECP | -700 | 300 | 149.36 | 442 | Yes
2030-11-10 22:00 | 2030 100% ECP | -700 | 505 | 449.36 | 442 | Yes
2030-11-10 23:00 | 2030 100% ECP | -700 | 505 | 510 | 442 | Yes
2030-11-11 | 2030 100% ECP | -700 | 505 | 510 | 442 | Yes
2030-11-11 01:00 | 2030 100% ECP | -700 | 505 | 510 | 442 | Yes
2030-11-11 02:00 | 2030 100% ECP | -700 | 505 | 510 | 442 | Yes
2030-11-11 03:00 | 2030 100% ECP | -700 | 505 | 510 | 442 | Yes
2030-11-11 04:00 | 2030 100% ECP | -700 | 505 | 510 | 442 | Yes
2030-11-11 05:00 | 2030 100% ECP | -700 | 505 | 510 | 442 | Yes
2030-11-11 06:00 | 2030 100% ECP | -700 | 505 | 510 | 442 | Yes
2030-11-11 07:00 | 2030 100% ECP | -700 | 505 | 510 | 442 | Yes
2030-11-11 08:00 | 2030 100% ECP | -700 | 505 | 510 | 442 | Yes
2030-11-11 09:00 | 2030 100% ECP | -700 | 505 | 510 | 442 | Yes
2030-11-11 10:00 | 2030 100% ECP | -700 | 505 | 510 | 442 | Yes
2030-11-11 11:00 | 2030 100% ECP | -700 | 505 | 510 | 442 | Yes
2030-11-11 12:00 | 2030 100% ECP | -700 | 505 | 510 | 442 | Yes
2030-11-11 13:00 | 2030 100% ECP | -700 | 505 | 510 | 442 | Yes
2030-11-11 14:00 | 2030 100% ECP | -700 | 505 | 510 | 442 | Yes
2030-11-11 15:00 | 2030 100% ECP | -700 | 505 | 510 | 442 | Yes
2030-11-11 16:00 | 2030 100% ECP | -700 | 505 | 510 | 442 | No
2030-11-11 17:00 | 2030 100% ECP | -700 | 505 | 510 | 442 | No
2030-11-11 18:00 | 2030 100% ECP | -536.69 | 505 | 510 | 442 | No
2030-11-11 19:00 | 2030 100% ECP | -536.69 | 205 | 210 | 142 | No
2030-11-11 20:00 | 2030 100% ECP | -60.49 | 0 | 0 | 0 | No
2030-11-11 21:00 | 2030 100% ECP | -40.73 | 205 | 210 | 142 | No
2030-11-11 22:00 | 2030 100% ECP | -438.93 | 505 | 510 | 442 | No
2030-11-11 23:00 | 2030 100% ECP | -700 | 505 | 510 | 442 | No
2030-11-12 | 2030 100% ECP | -327.54 | 505 | 510 | 442 | No
2030-11-12 01:00 | 2030 100% ECP | -700 | 505 | 510 | 442 | No
2030-11-12 02:00 | 2030 100% ECP | -700 | 505 | 510 | 442 | No
2030-11-12 03:00 | 2030 100% ECP | -443.32 | 205 | 210 | 142 | No
2030-11-12 04:00 | 2030 100% ECP | 156.68 | 0 | 300 | 82.61 | No
2030-11-12 05:00 | 2030 100% ECP | 141.12 | 0 | 0 | 0 | No
2030-11-12 06:00 | 2030 100% ECP | -166.75 | 0 | -300 | 0 | No
2030-11-12 07:00 | 2030 100% ECP | 433.25 | 0 | 0 | 142 | No
2030-11-12 08:00 | 2030 100% ECP | 54.4 | 0 | 0 | 442 | No
2030-11-12 09:00 | 2030 100% ECP | -545.6 | -226 | -300 | 442 | No
2030-11-12 10:00 | 2030 100% ECP | -700 | -526 | -510 | 434.17 | No
2030-11-12 11:00 | 2030 100% ECP | -700 | -226 | -210 | 442 | Yes
2030-11-12 12:00 | 2030 100% ECP | -700 | 74 | 90 | 442 | Yes
2030-11-12 13:00 | 2030 100% ECP | -700 | 374 | 390 | 442 | Yes
2030-11-12 14:00 | 2030 100% ECP | -700 | 505 | 510 | 442 | Yes
2030-11-12 15:00 | 2030 100% ECP | -700 | 505 | 510 | 442 | Yes
2030-11-12 16:00 | 2030 100% ECP | -700 | 505 | 510 | 442 | Yes
2030-11-12 17:00 | 2030 100% ECP | -700 | 209.95 | 510 | 442 | Yes
2030-11-12 18:00 | 2030 100% ECP | -700 | 132.29 | 210 | 142 | Yes
2030-11-12 19:00 | 2030 100% ECP | -700 | 432.29 | 510 | 442 | Yes
2030-11-12 20:00 | 2030 100% ECP | -700 | 505 | 510 | 442 | Yes
2030-11-12 21:00 | 2030 100% ECP | -700 | 505 | 510 | 175.06 | No
2030-11-12 22:00 | 2030 100% ECP | -700 | 205 | 210 | -124.94 | No
2030-11-12 23:00 | 2030 100% ECP | -700 | 505 | 510 | 175.06 | No
2030-11-13 | 2030 100% ECP | -140.33 | 505 | 510 | 442 | No
2030-11-13 01:00 | 2030 100% ECP | -577.49 | 505 | 510 | 442 | No
2030-11-13 02:00 | 2030 100% ECP | -700 | 505 | 510 | 442 | No
2030-11-13 03:00 | 2030 100% ECP | -700 | 505 | 510 | 442 | No
2030-11-13 04:00 | 2030 100% ECP | -700 | 505 | 510 | 442 | No
2030-11-13 05:00 | 2030 100% ECP | -700 | 505 | 510 | 442 | No
2030-11-13 06:00 | 2030 100% ECP | -700 | 505 | 510 | 442 | No
2030-11-13 07:00 | 2030 100% ECP | -700 | 505 | 510 | 442 | No
2030-11-13 08:00 | 2030 100% ECP | -330.16 | 205 | 210 | 171.88 | No
2030-11-13 09:00 | 2030 100% ECP | -100 | 392.26 | 510 | 442 | No
2030-11-13 10:00 | 2030 100% ECP | -700 | 505 | 510 | 442 | No
2030-11-13 11:00 | 2030 100% ECP | -700 | 505 | 510 | 442 | No
2030-11-13 12:00 | 2030 100% ECP | -700 | 205 | 210 | 142 | No
2030-11-13 13:00 | 2030 100% ECP | -700 | -5.08 | -90 | 117.84 | No
2030-11-13 14:00 | 2030 100% ECP | -600 | 0 | -50.3 | 417.84 | No
2030-11-13 15:00 | 2030 100% ECP | 0 | 0 | 0 | 265.88 | No
2030-11-13 16:00 | 2030 100% ECP | 402.57 | 0 | 0 | 442 | No
2030-11-13 17:00 | 2030 100% ECP | 700 | 0 | 0 | 237.12 | No
2030-11-13 18:00 | 2030 100% ECP | 700 | 0 | 0 | 142 | No
2030-11-13 19:00 | 2030 100% ECP | 700 | 0 | 0 | 442 | No
2030-11-13 20:00 | 2030 100% ECP | 626.64 | 0 | 0 | 442 | No
2030-11-13 21:00 | 2030 100% ECP | 26.64 | 0 | 0 | 390.9 | No
2030-11-13 22:00 | 2030 100% ECP | -100 | 0 | 0 | 438.31 | No
2030-11-13 23:00 | 2030 100% ECP | -700 | 0 | -199.76 | 225.49 | No
2030-11-14 | 2030 100% ECP | -700 | 300 | 100.24 | 442 | Yes
2030-11-14 01:00 | 2030 100% ECP | -700 | 505 | 400.24 | 442 | Yes
2030-11-14 02:00 | 2030 100% ECP | -700 | 505 | 510 | 442 | Yes
2030-11-14 03:00 | 2030 100% ECP | -700 | 505 | 510 | 442 | Yes
2030-11-14 04:00 | 2030 100% ECP | -700 | 374 | 390 | 442 | Yes
2030-11-14 05:00 | 2030 100% ECP | -700 | 74 | 90 | 292.83 | Yes
2030-11-14 06:00 | 2030 100% ECP | -700 | -226 | -210 | -7.17 | Yes
2030-11-14 07:00 | 2030 100% ECP | -700 | -526 | -510 | -307.17 | Yes
2030-11-14 08:00 | 2030 100% ECP | -700 | -226 | -210 | -7.17 | Yes
2030-11-14 09:00 | 2030 100% ECP | -700 | 74 | 90 | 292.83 | Yes
2030-11-14 10:00 | 2030 100% ECP | -700 | 374 | 390 | 442 | Yes
2030-11-14 11:00 | 2030 100% ECP | -700 | 505 | 510 | 442 | Yes
2030-11-14 12:00 | 2030 100% ECP | -700 | 505 | 510 | 442 | Yes
2030-11-14 13:00 | 2030 100% ECP | -700 | 505 | 510 | 442 | Yes
2030-11-14 14:00 | 2030 100% ECP | -700 | 505 | 510 | 442 | Yes
2030-11-14 15:00 | 2030 100% ECP | -700 | 505 | 510 | 442 | Yes
2030-11-14 16:00 | 2030 100% ECP | -700 | 505 | 510 | 442 | Yes
2030-11-14 17:00 | 2030 100% ECP | -700 | 505 | 510 | 442 | Yes
2030-11-14 18:00 | 2030 100% ECP | -700 | 505 | 510 | 442 | Yes
2030-11-14 19:00 | 2030 100% ECP | -700 | 505 | 510 | 442 | Yes
2030-11-14 20:00 | 2030 100% ECP | -700 | 505 | 510 | 442 | Yes
2030-11-14 21:00 | 2030 100% ECP | -700 | 505 | 510 | 442 | Yes
2030-11-14 22:00 | 2030 100% ECP | -700 | 505 | 510 | 442 | Yes
2030-11-14 23:00 | 2030 100% ECP | -700 | 505 | 510 | 442 | Yes
2030-11-15 | 2030 100% ECP | -700 | 505 | 510 | 442 | No
2030-11-15 01:00 | 2030 100% ECP | -700 | 505 | 510 | 442 | No
2030-11-15 02:00 | 2030 100% ECP | -700 | 505 | 510 | 442 | No
2030-11-15 03:00 | 2030 100% ECP | -700 | 505 | 510 | 442 | No
2030-11-15 04:00 | 2030 100% ECP | -700 | 505 | 510 | 442 | No
2030-11-15 05:00 | 2030 100% ECP | -700 | 505 | 510 | 442 | No
2030-11-15 06:00 | 2030 100% ECP | -663.87 | 205 | 210 | 442 | No
2030-11-15 07:00 | 2030 100% ECP | -431.59 | 0 | 0 | 442 | No
2030-11-15 08:00 | 2030 100% ECP | 0 | 0 | 0 | 442 | No
2030-11-15 09:00 | 2030 100% ECP | 0 | 0 | 105.34 | 442 | No
2030-11-15 10:00 | 2030 100% ECP | 0 | 0 | 110.34 | 442 | No
2030-11-15 11:00 | 2030 100% ECP | 0 | 0 | 6.73 | 442 | No
2030-11-15 12:00 | 2030 100% ECP | -100 | 0 | 0 | 442 | No
2030-11-15 13:00 | 2030 100% ECP | -700 | 205 | 210 | 442 | No
2030-11-15 14:00 | 2030 100% ECP | -700 | 505 | 510 | 442 | No
2030-11-15 15:00 | 2030 100% ECP | -700 | 205 | 210 | 442 | No
2030-11-15 16:00 | 2030 100% ECP | -395.88 | 0 | 0 | 231.23 | No
2030-11-15 17:00 | 2030 100% ECP | -355.12 | 0 | 0 | 349.44 | No
2030-11-15 18:00 | 2030 100% ECP | -155.17 | 0 | 0 | 442 | No
2030-11-15 19:00 | 2030 100% ECP | -610.56 | 0 | -42.74 | 142 | No
2030-11-15 20:00 | 2030 100% ECP | -700 | -226 | -342.74 | -158 | No
2030-11-15 21:00 | 2030 100% ECP | -700 | -526 | -510 | -458 | No
2030-11-15 22:00 | 2030 100% ECP | -700 | -226 | -210 | -158 | Yes
2030-11-15 23:00 | 2030 100% ECP | -700 | 74 | 90 | 142 | Yes
2030-11-16 | 2030 100% ECP | -700 | 374 | 390 | 442 | No
2030-11-16 01:00 | 2030 100% ECP | -700 | 505 | 510 | 442 | No
2030-11-16 02:00 | 2030 100% ECP | -700 | 505 | 510 | 442 | No
2030-11-16 03:00 | 2030 100% ECP | -700 | 505 | 510 | 442 | No
2030-11-16 04:00 | 2030 100% ECP | -700 | 505 | 510 | 442 | No
2030-11-16 05:00 | 2030 100% ECP | -700 | 505 | 510 | 300 | No
2030-11-16 06:00 | 2030 100% ECP | -700 | 205 | 210 | 0 | No
2030-11-16 07:00 | 2030 100% ECP | -250.11 | 0 | 0 | 49.45 | No
2030-11-16 08:00 | 2030 100% ECP | 0 | 0 | -210 | 255.39 | No
2030-11-16 09:00 | 2030 100% ECP | -414.37 | -300 | -510 | 442 | No
2030-11-16 10:00 | 2030 100% ECP | -630.09 | 0 | -210 | 442 | No
2030-11-16 11:00 | 2030 100% ECP | -700 | -45.64 | -210 | 442 | No
2030-11-16 12:00 | 2030 100% ECP | -700 | -345.64 | -510 | 442 | No
2030-11-16 13:00 | 2030 100% ECP | -700 | -526 | -510 | 442 | No
2030-11-16 14:00 | 2030 100% ECP | -700 | -526 | -510 | 442 | No
2030-11-16 15:00 | 2030 100% ECP | -700 | -526 | -510 | 442 | No
2030-11-16 16:00 | 2030 100% ECP | -700 | -526 | -510 | 442 | No
2030-11-16 17:00 | 2030 100% ECP | -700 | -526 | -510 | 442 | No
2030-11-16 18:00 | 2030 100% ECP | -700 | -526 | -510 | 442 | No
2030-11-16 19:00 | 2030 100% ECP | -700 | -526 | -510 | 442 | No
2030-11-16 20:00 | 2030 100% ECP | -700 | -226 | -210 | 442 | Yes
2030-11-16 21:00 | 2030 100% ECP | -700 | 74 | 90 | 442 | Yes
2030-11-16 22:00 | 2030 100% ECP | -700 | 374 | 390 | 442 | Yes
2030-11-16 23:00 | 2030 100% ECP | -700 | 505 | 510 | 442 | Yes
2030-11-17 | 2030 100% ECP | -700 | 505 | 510 | 442 | Yes
2030-11-17 01:00 | 2030 100% ECP | -700 | 505 | 510 | 442 | Yes
2030-11-17 02:00 | 2030 100% ECP | -700 | 505 | 510 | 442 | Yes
2030-11-17 03:00 | 2030 100% ECP | -700 | 505 | 510 | 442 | Yes
2030-11-17 04:00 | 2030 100% ECP | -700 | 505 | 510 | 442 | Yes
2030-11-17 05:00 | 2030 100% ECP | -700 | 505 | 510 | 442 | Yes
2030-11-17 06:00 | 2030 100% ECP | -700 | 505 | 510 | 442 | Yes
2030-11-17 07:00 | 2030 100% ECP | -700 | 505 | 510 | 442 | Yes
2030-11-17 08:00 | 2030 100% ECP | -700 | 505 | 510 | 442 | Yes
2030-11-17 09:00 | 2030 100% ECP | -700 | 505 | 510 | 442 | Yes
2030-11-17 10:00 | 2030 100% ECP | -700 | 505 | 510 | 442 | Yes
2030-11-17 11:00 | 2030 100% ECP | -700 | 505 | 510 | 442 | Yes
2030-11-17 12:00 | 2030 100% ECP | -700 | 505 | 510 | 442 | Yes
2030-11-17 13:00 | 2030 100% ECP | -700 | 505 | 510 | 442 | Yes
2030-11-17 14:00 | 2030 100% ECP | -700 | 505 | 510 | 442 | Yes
2030-11-17 15:00 | 2030 100% ECP | -700 | 505 | 510 | 442 | Yes
2030-11-17 16:00 | 2030 100% ECP | -700 | 505 | 510 | 442 | Yes
2030-11-17 17:00 | 2030 100% ECP | -700 | 505 | 510 | 442 | Yes
2030-11-17 18:00 | 2030 100% ECP | -700 | 505 | 510 | 442 | Yes
2030-11-17 19:00 | 2030 100% ECP | -700 | 505 | 510 | 442 | Yes
2030-11-17 20:00 | 2030 100% ECP | -700 | 505 | 510 | 442 | Yes
2030-11-17 21:00 | 2030 100% ECP | -700 | 505 | 510 | 442 | Yes
2030-11-17 22:00 | 2030 100% ECP | -700 | 505 | 510 | 442 | Yes
2030-11-17 23:00 | 2030 100% ECP | -700 | 505 | 510 | 442 | Yes
2030-11-18 | 2030 100% ECP | -700 | 505 | 510 | 442 | Yes
2030-11-18 01:00 | 2030 100% ECP | -700 | 505 | 510 | 442 | Yes
2030-11-18 02:00 | 2030 100% ECP | -700 | 505 | 510 | 442 | Yes
2030-11-18 03:00 | 2030 100% ECP | -700 | 505 | 510 | 442 | Yes
2030-11-18 04:00 | 2030 100% ECP | -700 | 505 | 510 | 442 | Yes
2030-11-18 05:00 | 2030 100% ECP | -700 | 505 | 510 | 442 | Yes
2030-11-18 06:00 | 2030 100% ECP | -700 | 505 | 510 | 442 | Yes
2030-11-18 07:00 | 2030 100% ECP | -700 | 505 | 510 | 442 | Yes
2030-11-18 08:00 | 2030 100% ECP | -700 | 505 | 510 | 442 | Yes
2030-11-18 09:00 | 2030 100% ECP | -700 | 505 | 510 | 442 | Yes
2030-11-18 10:00 | 2030 100% ECP | -700 | 505 | 510 | 442 | Yes
2030-11-18 11:00 | 2030 100% ECP | -700 | 505 | 510 | 442 | Yes
2030-11-18 12:00 | 2030 100% ECP | -700 | 505 | 510 | 442 | Yes
2030-11-18 13:00 | 2030 100% ECP | -700 | 505 | 510 | 442 | Yes
2030-11-18 14:00 | 2030 100% ECP | -700 | 339.17 | 210 | 442 | Yes
2030-11-18 15:00 | 2030 100% ECP | -700 | 39.17 | -90 | 394.76 | Yes
2030-11-18 16:00 | 2030 100% ECP | -700 | -260.83 | -390 | 94.76 | Yes
2030-11-18 17:00 | 2030 100% ECP | -700 | -526 | -510 | -205.24 | No
2030-11-18 18:00 | 2030 100% ECP | -700 | -526 | -510 | 0 | No
2030-11-18 19:00 | 2030 100% ECP | -700 | -226 | -210 | 300 | No
2030-11-18 20:00 | 2030 100% ECP | -700 | 74 | 90 | 442 | Yes
2030-11-18 21:00 | 2030 100% ECP | -700 | 374 | 390 | 442 | Yes
2030-11-18 22:00 | 2030 100% ECP | -700 | 505 | 510 | 442 | Yes
2030-11-18 23:00 | 2030 100% ECP | -700 | 505 | 510 | 442 | Yes
2030-11-19 | 2030 100% ECP | -700 | 505 | 510 | 442 | No
2030-11-19 01:00 | 2030 100% ECP | -700 | 505 | 510 | 442 | Yes
2030-11-19 02:00 | 2030 100% ECP | -700 | 505 | 510 | 442 | Yes
2030-11-19 03:00 | 2030 100% ECP | -700 | 505 | 510 | 442 | Yes
2030-11-19 04:00 | 2030 100% ECP | -700 | 505 | 510 | 442 | Yes
2030-11-19 05:00 | 2030 100% ECP | -700 | 300 | 510 | 442 | Yes
2030-11-19 06:00 | 2030 100% ECP | -100 | 0 | 509.85 | 142 | No
2030-11-19 07:00 | 2030 100% ECP | 500 | 205 | 510 | 419.66 | No
2030-11-19 08:00 | 2030 100% ECP | 240.36 | 505 | 510 | 442 | No
2030-11-19 09:00 | 2030 100% ECP | 700 | 284.24 | 390 | 442 | No
2030-11-19 10:00 | 2030 100% ECP | 482.74 | 300 | 90 | 442 | No
2030-11-19 11:00 | 2030 100% ECP | -117.26 | 0 | -210 | 142 | No
2030-11-19 12:00 | 2030 100% ECP | -700 | -265.92 | -510 | 116.05 | No
2030-11-19 13:00 | 2030 100% ECP | -700 | 0 | -360.22 | 0 | No
2030-11-19 14:00 | 2030 100% ECP | -700 | -226 | -210 | -210 | No
2030-11-19 15:00 | 2030 100% ECP | -700 | -526 | -510 | -510 | No
2030-11-19 16:00 | 2030 100% ECP | -700 | -526 | -510 | -510 | No
2030-11-19 17:00 | 2030 100% ECP | -154.33 | -526 | -510 | -510 | No
2030-11-19 18:00 | 2030 100% ECP | 100 | -526 | -510 | -510 | No
2030-11-19 19:00 | 2030 100% ECP | 700 | -526 | -510 | -510 | No
2030-11-19 20:00 | 2030 100% ECP | 607.34 | -526 | -510 | -222.87 | No
2030-11-19 21:00 | 2030 100% ECP | 700 | -526 | -510 | 77.13 | No
2030-11-19 22:00 | 2030 100% ECP | 639.18 | -526 | -510 | 132.81 | No
2030-11-19 23:00 | 2030 100% ECP | 365.55 | -226 | -210 | 432.81 | No
2030-11-20 | 2030 100% ECP | 265.81 | 0 | 82.57 | 442 | No
2030-11-20 01:00 | 2030 100% ECP | -334.19 | 205 | 210 | 442 | No
2030-11-20 02:00 | 2030 100% ECP | -700 | 505 | 510 | 442 | No
2030-11-20 03:00 | 2030 100% ECP | -700 | 505 | 510 | 442 | No
2030-11-20 04:00 | 2030 100% ECP | -700 | 505 | 510 | 442 | No
2030-11-20 05:00 | 2030 100% ECP | -700 | 505 | 510 | 442 | No
2030-11-20 06:00 | 2030 100% ECP | -700 | 205 | 210 | 442 | No
2030-11-20 07:00 | 2030 100% ECP | -100 | 0 | 0 | 442 | No
2030-11-20 08:00 | 2030 100% ECP | 160.73 | 0 | 0 | 442 | No
2030-11-20 09:00 | 2030 100% ECP | -100 | 0 | 0 | 442 | No
2030-11-20 10:00 | 2030 100% ECP | -700 | 96.65 | 214.22 | 442 | No
2030-11-20 11:00 | 2030 100% ECP | -700 | 0 | -85.78 | 442 | No
2030-11-20 12:00 | 2030 100% ECP | -700 | -285.19 | -385.78 | 442 | No
2030-11-20 13:00 | 2030 100% ECP | -700 | 0 | -85.78 | 350.18 | No
2030-11-20 14:00 | 2030 100% ECP | -700 | 300 | 51.55 | 442 | No
2030-11-20 15:00 | 2030 100% ECP | -700 | 0 | -248.45 | 142 | No
2030-11-20 16:00 | 2030 100% ECP | -700 | 0 | -297.51 | 0 | No
2030-11-20 17:00 | 2030 100% ECP | -600 | 0 | -131.08 | 39.04 | No
2030-11-20 18:00 | 2030 100% ECP | 0 | 0 | 0 | 337.92 | No
2030-11-20 19:00 | 2030 100% ECP | 0 | 0 | 0 | 205.75 | No
2030-11-20 20:00 | 2030 100% ECP | 0 | 0 | 165.22 | 73.99 | No
2030-11-20 21:00 | 2030 100% ECP | -100 | 115.39 | 433.73 | 142 | No
2030-11-20 22:00 | 2030 100% ECP | -700 | 415.39 | 510 | 442 | No
2030-11-20 23:00 | 2030 100% ECP | -700 | 505 | 510 | 442 | Yes
2030-11-21 | 2030 100% ECP | -700 | 505 | 510 | 442 | No
2030-11-21 01:00 | 2030 100% ECP | -700 | 505 | 510 | 442 | No
2030-11-21 02:00 | 2030 100% ECP | -700 | 505 | 510 | 442 | No
2030-11-21 03:00 | 2030 100% ECP | -700 | 505 | 510 | 442 | No
2030-11-21 04:00 | 2030 100% ECP | -700 | 505 | 510 | 442 | No
2030-11-21 05:00 | 2030 100% ECP | -700 | 505 | 510 | 442 | No
2030-11-21 06:00 | 2030 100% ECP | -700 | 448.28 | 510 | 442 | No
2030-11-21 07:00 | 2030 100% ECP | -100 | 148.28 | 210 | 442 | No
2030-11-21 08:00 | 2030 100% ECP | 472.29 | 0 | 168.89 | 442 | No
2030-11-21 09:00 | 2030 100% ECP | 700 | 0 | 468.89 | 442 | No
2030-11-21 10:00 | 2030 100% ECP | 700 | 19.64 | 509.07 | 442 | No
2030-11-21 11:00 | 2030 100% ECP | 100 | 0 | 209.07 | 442 | No
2030-11-21 12:00 | 2030 100% ECP | 700 | -300 | -90.93 | 142 | No
2030-11-21 13:00 | 2030 100% ECP | 700 | 0 | 0 | 442 | No
2030-11-21 14:00 | 2030 100% ECP | 700 | 0 | 0 | 442 | No
2030-11-21 15:00 | 2030 100% ECP | 700 | -282.15 | -300 | 300.67 | No
2030-11-21 16:00 | 2030 100% ECP | 700 | 0 | -510 | 300.67 | No
2030-11-21 17:00 | 2030 100% ECP | 700 | 0 | -510 | 442 | No
2030-11-21 18:00 | 2030 100% ECP | 700 | 0 | -510 | 442 | No
2030-11-21 19:00 | 2030 100% ECP | 700 | 0 | -510 | 434.53 | No
2030-11-21 20:00 | 2030 100% ECP | 700 | 0 | -210 | 434.53 | No
2030-11-21 21:00 | 2030 100% ECP | 700 | 181.46 | 90 | 442 | No
2030-11-21 22:00 | 2030 100% ECP | 700 | 481.46 | 390 | 442 | No
2030-11-21 23:00 | 2030 100% ECP | 700 | 456.87 | 510 | 442 | No
2030-11-22 | 2030 100% ECP | 700 | 505 | 510 | 442 | No
2030-11-22 01:00 | 2030 100% ECP | 700 | 505 | 510 | 442 | No
2030-11-22 02:00 | 2030 100% ECP | 700 | 505 | 510 | 442 | No
2030-11-22 03:00 | 2030 100% ECP | 700 | 505 | 510 | 442 | No
2030-11-22 04:00 | 2030 100% ECP | 700 | 505 | 510 | 442 | No
2030-11-22 05:00 | 2030 100% ECP | 700 | 505 | 510 | 442 | No
2030-11-22 06:00 | 2030 100% ECP | 700 | 300 | 300 | 361.68 | No
2030-11-22 07:00 | 2030 100% ECP | 100 | 0 | 0 | 61.68 | No
2030-11-22 08:00 | 2030 100% ECP | 700 | 0 | 238.44 | 142 | No
2030-11-22 09:00 | 2030 100% ECP | 700 | 13.11 | 90 | 442 | No
2030-11-22 10:00 | 2030 100% ECP | 700 | -286.89 | -210 | 282.59 | No
2030-11-22 11:00 | 2030 100% ECP | 700 | -526 | -510 | 156.58 | No
2030-11-22 12:00 | 2030 100% ECP | 700 | -526 | -510 | -101.71 | No
2030-11-22 13:00 | 2030 100% ECP | 700 | -526 | -510 | -401.71 | No
2030-11-22 14:00 | 2030 100% ECP | 359.99 | -300 | -510 | -378.08 | No
2030-11-22 15:00 | 2030 100% ECP | 700 | 0 | -210 | -78.08 | No
2030-11-22 16:00 | 2030 100% ECP | 700 | -226 | -210 | 52.14 | No
2030-11-22 17:00 | 2030 100% ECP | 700 | -526 | -510 | -247.86 | No
2030-11-22 18:00 | 2030 100% ECP | 700 | -526 | -510 | -477.35 | No
2030-11-22 19:00 | 2030 100% ECP | 700 | -399.43 | -510 | -177.35 | No
2030-11-22 20:00 | 2030 100% ECP | 700 | -99.43 | -210 | 122.65 | No
2030-11-22 21:00 | 2030 100% ECP | 700 | 0 | 90 | 407.34 | No
2030-11-22 22:00 | 2030 100% ECP | 700 | -270.16 | -210 | 311.72 | No
2030-11-22 23:00 | 2030 100% ECP | 700 | 29.84 | 90 | 442 | No
2030-11-23 | 2030 100% ECP | 700 | 177.94 | 390 | 442 | No
2030-11-23 01:00 | 2030 100% ECP | 700 | 0 | 463.94 | 442 | No
2030-11-23 02:00 | 2030 100% ECP | 607.36 | 0 | 163.94 | 380.89 | No
2030-11-23 03:00 | 2030 100% ECP | 460.94 | 0 | 0 | 301.65 | No
2030-11-23 04:00 | 2030 100% ECP | -139.06 | -226 | -225.48 | 101.41 | No
2030-11-23 05:00 | 2030 100% ECP | -700 | -526 | -510 | -198.59 | No
2030-11-23 06:00 | 2030 100% ECP | -700 | -526 | -510 | -128.17 | No
2030-11-23 07:00 | 2030 100% ECP | -700 | -526 | -510 | -428.17 | No
2030-11-23 08:00 | 2030 100% ECP | -700 | -526 | -510 | -240.1 | Yes
2030-11-23 09:00 | 2030 100% ECP | -700 | -526 | -510 | 59.9 | Yes
2030-11-23 10:00 | 2030 100% ECP | -700 | -226 | -210 | 359.9 | Yes
2030-11-23 11:00 | 2030 100% ECP | -700 | 74 | 90 | 442 | Yes
2030-11-23 12:00 | 2030 100% ECP | -700 | 374 | 390 | 442 | Yes
2030-11-23 13:00 | 2030 100% ECP | -700 | 505 | 510 | 442 | Yes
2030-11-23 14:00 | 2030 100% ECP | -700 | 505 | 510 | 442 | Yes
2030-11-23 15:00 | 2030 100% ECP | -700 | 505 | 510 | 442 | Yes
2030-11-23 16:00 | 2030 100% ECP | -700 | 505 | 510 | 442 | Yes
2030-11-23 17:00 | 2030 100% ECP | -700 | 505 | 510 | 442 | Yes
2030-11-23 18:00 | 2030 100% ECP | -700 | 505 | 510 | 442 | Yes
2030-11-23 19:00 | 2030 100% ECP | -700 | 505 | 510 | 442 | Yes
2030-11-23 20:00 | 2030 100% ECP | -700 | 505 | 510 | 442 | Yes
2030-11-23 21:00 | 2030 100% ECP | -700 | 505 | 510 | 442 | Yes
2030-11-23 22:00 | 2030 100% ECP | -700 | 505 | 510 | 442 | Yes
2030-11-23 23:00 | 2030 100% ECP | -700 | 505 | 510 | 442 | Yes
2030-11-24 | 2030 100% ECP | -700 | 505 | 510 | 442 | Yes
2030-11-24 01:00 | 2030 100% ECP | -700 | 505 | 510 | 442 | Yes
2030-11-24 02:00 | 2030 100% ECP | -700 | 505 | 510 | 442 | Yes
2030-11-24 03:00 | 2030 100% ECP | -700 | 505 | 510 | 442 | Yes
2030-11-24 04:00 | 2030 100% ECP | -700 | 505 | 510 | 442 | Yes
2030-11-24 05:00 | 2030 100% ECP | -700 | 505 | 510 | 442 | Yes
2030-11-24 06:00 | 2030 100% ECP | -700 | 505 | 510 | 442 | Yes
2030-11-24 07:00 | 2030 100% ECP | -700 | 505 | 510 | 442 | Yes
2030-11-24 08:00 | 2030 100% ECP | -700 | 505 | 510 | 442 | Yes
2030-11-24 09:00 | 2030 100% ECP | -700 | 505 | 510 | 442 | Yes
2030-11-24 10:00 | 2030 100% ECP | -700 | 505 | 510 | 442 | Yes
2030-11-24 11:00 | 2030 100% ECP | -700 | 505 | 510 | 442 | Yes
2030-11-24 12:00 | 2030 100% ECP | -700 | 505 | 510 | 442 | Yes
2030-11-24 13:00 | 2030 100% ECP | -700 | 406.61 | 510 | 442 | Yes
2030-11-24 14:00 | 2030 100% ECP | -100 | 106.61 | 510 | 442 | No
2030-11-24 15:00 | 2030 100% ECP | 62.1 | 0 | 510 | 442 | No
2030-11-24 16:00 | 2030 100% ECP | 662.1 | 163.28 | 510 | 442 | No
2030-11-24 17:00 | 2030 100% ECP | 700 | 374 | 410.72 | 442 | No
2030-11-24 18:00 | 2030 100% ECP | 700 | 74 | 110.72 | 442 | No
2030-11-24 19:00 | 2030 100% ECP | 700 | -226 | -189.28 | 442 | No
2030-11-24 20:00 | 2030 100% ECP | 700 | -526 | -489.28 | 375.52 | No
2030-11-24 21:00 | 2030 100% ECP | 700 | -270.35 | -189.28 | 411.6 | No
2030-11-24 22:00 | 2030 100% ECP | 700 | 29.65 | 110.72 | 359.8 | No
2030-11-24 23:00 | 2030 100% ECP | 700 | 329.65 | 410.72 | 442 | No
2030-11-25 | 2030 100% ECP | 700 | 288.77 | 510 | 442 | No
2030-11-25 01:00 | 2030 100% ECP | 700 | 205 | 449.24 | 442 | No
2030-11-25 02:00 | 2030 100% ECP | 700 | 505 | 510 | 442 | No
2030-11-25 03:00 | 2030 100% ECP | 700 | 505 | 510 | 442 | No
2030-11-25 04:00 | 2030 100% ECP | 700 | 505 | 510 | 442 | No
2030-11-25 05:00 | 2030 100% ECP | 700 | 505 | 510 | 442 | No
2030-11-25 06:00 | 2030 100% ECP | 700 | 505 | 510 | 442 | No
2030-11-25 07:00 | 2030 100% ECP | 700 | 300 | 300 | 380.06 | No
2030-11-25 08:00 | 2030 100% ECP | 700 | 0 | 0 | 80.06 | No
2030-11-25 09:00 | 2030 100% ECP | 700 | 0 | -286.39 | 0 | No
2030-11-25 10:00 | 2030 100% ECP | 700 | -78.55 | -389.21 | 141.77 | No
2030-11-25 11:00 | 2030 100% ECP | 700 | -378.55 | -510 | 208.02 | No
2030-11-25 12:00 | 2030 100% ECP | 700 | -226 | -510 | 356.46 | No
2030-11-25 13:00 | 2030 100% ECP | 700 | -526 | -510 | 70.06 | No
2030-11-25 14:00 | 2030 100% ECP | 700 | -526 | -510 | -81.55 | No
2030-11-25 15:00 | 2030 100% ECP | 700 | -226 | -510 | 0 | No
2030-11-25 16:00 | 2030 100% ECP | 700 | 0 | -336.77 | 0 | No
2030-11-25 17:00 | 2030 100% ECP | 700 | 0 | -349.18 | 73.43 | No
2030-11-25 18:00 | 2030 100% ECP | 700 | 0 | -107.78 | 267.67 | No
2030-11-25 19:00 | 2030 100% ECP | 700 | 0 | 0 | 231.46 | No
2030-11-25 20:00 | 2030 100% ECP | 700 | 0 | 0 | 231.46 | No
2030-11-25 21:00 | 2030 100% ECP | 700 | 28.69 | 210 | 142 | No
2030-11-25 22:00 | 2030 100% ECP | 700 | 328.69 | 510 | 442 | No
2030-11-25 23:00 | 2030 100% ECP | 700 | 297.09 | 510 | 442 | No
2030-11-26 | 2030 100% ECP | 700 | 505 | 510 | 442 | No
2030-11-26 01:00 | 2030 100% ECP | 700 | 505 | 510 | 442 | No
2030-11-26 02:00 | 2030 100% ECP | 700 | 505 | 510 | 442 | No
2030-11-26 03:00 | 2030 100% ECP | 700 | 505 | 510 | 442 | No
2030-11-26 04:00 | 2030 100% ECP | 700 | 505 | 510 | 442 | No
2030-11-26 05:00 | 2030 100% ECP | 700 | 505 | 510 | 442 | No
2030-11-26 06:00 | 2030 100% ECP | 700 | 505 | 510 | 442 | No
2030-11-26 07:00 | 2030 100% ECP | 700 | 300 | 323.33 | 142 | No
2030-11-26 08:00 | 2030 100% ECP | 562.76 | 0 | 23.33 | -158 | No
2030-11-26 09:00 | 2030 100% ECP | 700 | -18.66 | -276.67 | -452.1 | No
2030-11-26 10:00 | 2030 100% ECP | 700 | 0 | 0 | -152.1 | No
2030-11-26 11:00 | 2030 100% ECP | 700 | 0 | -241.72 | -210 | No
2030-11-26 12:00 | 2030 100% ECP | 187.62 | -300 | -510 | -510 | No
2030-11-26 13:00 | 2030 100% ECP | -353.6 | 0 | -510 | -317.94 | No
2030-11-26 14:00 | 2030 100% ECP | 0 | -226 | -400.19 | -210 | No
2030-11-26 15:00 | 2030 100% ECP | 299.06 | -526 | -510 | -510 | No
2030-11-26 16:00 | 2030 100% ECP | 58.03 | -526 | -510 | -510 | No
2030-11-26 17:00 | 2030 100% ECP | -275.19 | -526 | -510 | -510 | No
2030-11-26 18:00 | 2030 100% ECP | 230.24 | -526 | -510 | -510 | No
2030-11-26 19:00 | 2030 100% ECP | 700 | -526 | -510 | -510 | No
2030-11-26 20:00 | 2030 100% ECP | 700 | -526 | -510 | -510 | No
2030-11-26 21:00 | 2030 100% ECP | 700 | -226 | -210 | -210 | No
2030-11-26 22:00 | 2030 100% ECP | 700 | 0 | -55.12 | -214.88 | No
2030-11-26 23:00 | 2030 100% ECP | 700 | 0 | -119.67 | 0 | No
2030-11-27 | 2030 100% ECP | 700 | 300 | 180.33 | 300 | No
2030-11-27 01:00 | 2030 100% ECP | 700 | 262.43 | 480.33 | 442 | No
2030-11-27 02:00 | 2030 100% ECP | 700 | 505 | 510 | 442 | No
2030-11-27 03:00 | 2030 100% ECP | 700 | 321.3 | 510 | 442 | No
2030-11-27 04:00 | 2030 100% ECP | 700 | 21.3 | 390 | 390 | No
2030-11-27 05:00 | 2030 100% ECP | 700 | 64.46 | 90 | 90 | No
2030-11-27 06:00 | 2030 100% ECP | 700 | -226 | -210 | -210 | No
2030-11-27 07:00 | 2030 100% ECP | 700 | -526 | -510 | -510 | No
2030-11-27 08:00 | 2030 100% ECP | 345.95 | -469.19 | -510 | -510 | No
2030-11-27 09:00 | 2030 100% ECP | 700 | -526 | -510 | -510 | No
2030-11-27 10:00 | 2030 100% ECP | 199.01 | -526 | -510 | -510 | No
2030-11-27 11:00 | 2030 100% ECP | 198.63 | -526 | -510 | -510 | No
2030-11-27 12:00 | 2030 100% ECP | -169.37 | -526 | -510 | -510 | No
2030-11-27 13:00 | 2030 100% ECP | -700 | -526 | -510 | -510 | No
2030-11-27 14:00 | 2030 100% ECP | -700 | -526 | -510 | -510 | No
2030-11-27 15:00 | 2030 100% ECP | -700 | -526 | -510 | -510 | No
2030-11-27 16:00 | 2030 100% ECP | -380.3 | -526 | -510 | -510 | No
2030-11-27 17:00 | 2030 100% ECP | 219.7 | -526 | -510 | -510 | No
2030-11-27 18:00 | 2030 100% ECP | 700 | -526 | -510 | -510 | No
2030-11-27 19:00 | 2030 100% ECP | 700 | -526 | -510 | -510 | No
2030-11-27 20:00 | 2030 100% ECP | 700 | -279.16 | -315.19 | -267.12 | No
2030-11-27 21:00 | 2030 100% ECP | 700 | 0 | -15.19 | 32.88 | No
2030-11-27 22:00 | 2030 100% ECP | 700 | 0 | -125.51 | 142 | No
2030-11-27 23:00 | 2030 100% ECP | 700 | 188.01 | 174.49 | 442 | No
2030-11-28 | 2030 100% ECP | 700 | 488.01 | 474.49 | 442 | No
2030-11-28 01:00 | 2030 100% ECP | 700 | 340.58 | 510 | 442 | No
2030-11-28 02:00 | 2030 100% ECP | 700 | 333.47 | 510 | 442 | No
2030-11-28 03:00 | 2030 100% ECP | 700 | 505 | 510 | 442 | No
2030-11-28 04:00 | 2030 100% ECP | 700 | 505 | 510 | 442 | No
2030-11-28 05:00 | 2030 100% ECP | 700 | 505 | 510 | 442 | No
2030-11-28 06:00 | 2030 100% ECP | 700 | 300 | 480.66 | 442 | No
2030-11-28 07:00 | 2030 100% ECP | 700 | 0 | 180.66 | 442 | No
2030-11-28 08:00 | 2030 100% ECP | 514.02 | -300 | -119.34 | 142 | No
2030-11-28 09:00 | 2030 100% ECP | -85.98 | 0 | -300 | -19.68 | No
2030-11-28 10:00 | 2030 100% ECP | -226.25 | 0 | 0 | 0 | No
2030-11-28 11:00 | 2030 100% ECP | -335.61 | 0 | -210 | 0 | No
2030-11-28 12:00 | 2030 100% ECP | -601.3 | 0 | -510 | -116.71 | No
2030-11-28 13:00 | 2030 100% ECP | -1.3 | -276.98 | -510 | -140.61 | No
2030-11-28 14:00 | 2030 100% ECP | 236.59 | -126.69 | -210 | -210 | No
2030-11-28 15:00 | 2030 100% ECP | 700 | -426.69 | -510 | -510 | No
2030-11-28 16:00 | 2030 100% ECP | 700 | -526 | -510 | -510 | No
2030-11-28 17:00 | 2030 100% ECP | 700 | -526 | -510 | -510 | No
2030-11-28 18:00 | 2030 100% ECP | 700 | -526 | -510 | -510 | No
2030-11-28 19:00 | 2030 100% ECP | 700 | -526 | -510 | -510 | No
2030-11-28 20:00 | 2030 100% ECP | 700 | -526 | 0 | -510 | No
2030-11-28 21:00 | 2030 100% ECP | 700 | -226 | 0 | -210 | No
2030-11-28 22:00 | 2030 100% ECP | 700 | 74 | 0 | 90 | No
2030-11-28 23:00 | 2030 100% ECP | 700 | 0 | 0 | 372.74 | No
2030-11-29 | 2030 100% ECP | 700 | 300 | 0 | 442 | No
2030-11-29 01:00 | 2030 100% ECP | 700 | 505 | 0 | 442 | No
2030-11-29 02:00 | 2030 100% ECP | 700 | 505 | 0 | 442 | No
2030-11-29 03:00 | 2030 100% ECP | 700 | 505 | 0 | 442 | No
2030-11-29 04:00 | 2030 100% ECP | 700 | 505 | 0 | 442 | No
2030-11-29 05:00 | 2030 100% ECP | 700 | 505 | 0 | 442 | No
2030-11-29 06:00 | 2030 100% ECP | 700 | 505 | 0 | 268.83 | No
2030-11-29 07:00 | 2030 100% ECP | 263.93 | 205 | 0 | -31.17 | No
2030-11-29 08:00 | 2030 100% ECP | 700 | 47.38 | 0 | -154 | No
2030-11-29 09:00 | 2030 100% ECP | 700 | 347.38 | 0 | -38.72 | No
2030-11-29 10:00 | 2030 100% ECP | 700 | 300 | 0 | -17.06 | No
2030-11-29 11:00 | 2030 100% ECP | 700 | 0 | 0 | -12.26 | No
2030-11-29 12:00 | 2030 100% ECP | 495.46 | 0 | 0 | -48.67 | No
2030-11-29 13:00 | 2030 100% ECP | 440.34 | 0 | 0 | -36.73 | No
2030-11-29 14:00 | 2030 100% ECP | 545.15 | -226 | 0 | -210 | No
2030-11-29 15:00 | 2030 100% ECP | 700 | -526 | 0 | -510 | No
2030-11-29 16:00 | 2030 100% ECP | 700 | -526 | 0 | -510 | No
2030-11-29 17:00 | 2030 100% ECP | 700 | -526 | 0 | -510 | No
2030-11-29 18:00 | 2030 100% ECP | 700 | -526 | 0 | -510 | No
2030-11-29 19:00 | 2030 100% ECP | 700 | -526 | 0 | -510 | No
2030-11-29 20:00 | 2030 100% ECP | 700 | -526 | 0 | -510 | No
2030-11-29 21:00 | 2030 100% ECP | 700 | -236.05 | 0 | -216.63 | No
2030-11-29 22:00 | 2030 100% ECP | 700 | 63.95 | 0 | 83.37 | No
2030-11-29 23:00 | 2030 100% ECP | 700 | -236.05 | 0 | -78.84 | No
2030-11-30 | 2030 100% ECP | 700 | -469.98 | 0 | 142 | No
2030-11-30 01:00 | 2030 100% ECP | 700 | -227.02 | 0 | 442 | No
2030-11-30 02:00 | 2030 100% ECP | 648.09 | 0 | 0 | 442 | No
2030-11-30 03:00 | 2030 100% ECP | 582 | 0 | 0 | 238.47 | No
2030-11-30 04:00 | 2030 100% ECP | 0 | 0 | 0 | 0 | No
2030-11-30 05:00 | 2030 100% ECP | -279.06 | 0 | 0 | 0 | No
2030-11-30 06:00 | 2030 100% ECP | -218.42 | 0 | 0 | 0 | No
2030-11-30 07:00 | 2030 100% ECP | -218.54 | 0 | 0 | 0 | No
2030-11-30 08:00 | 2030 100% ECP | -454.29 | 0 | 0 | 0 | No
2030-11-30 09:00 | 2030 100% ECP | -695.5 | 0 | 0 | 0 | No
2030-11-30 10:00 | 2030 100% ECP | -321.74 | 0 | 0 | 0 | No
2030-11-30 11:00 | 2030 100% ECP | -700 | 300 | 0 | 300 | No
2030-11-30 12:00 | 2030 100% ECP | -649.29 | 505 | 0 | 442 | No
2030-11-30 13:00 | 2030 100% ECP | -534.85 | 505 | 0 | 442 | No
2030-11-30 14:00 | 2030 100% ECP | -84.6 | 205 | 0 | 147.92 | No
2030-11-30 15:00 | 2030 100% ECP | 100 | 505 | 0 | 442 | No
2030-11-30 16:00 | 2030 100% ECP | 700 | 205 | 0 | 442 | No
2030-11-30 17:00 | 2030 100% ECP | 700 | -95 | 0 | 442 | No
2030-11-30 18:00 | 2030 100% ECP | 100 | -395 | 0 | 442 | No
2030-11-30 19:00 | 2030 100% ECP | 700 | -526 | 0 | 442 | No
2030-11-30 20:00 | 2030 100% ECP | 700 | -300 | -251.07 | 442 | No
2030-11-30 21:00 | 2030 100% ECP | 700 | 0 | 48.93 | 442 | No
2030-11-30 22:00 | 2030 100% ECP | 700 | 300 | 348.93 | 442 | No
2030-11-30 23:00 | 2030 100% ECP | 700 | 505 | 510 | 442 | No
2030-12-01 | 2030 100% ECP | 700 | 505 | 510 | 442 | No
2030-12-01 01:00 | 2030 100% ECP | 700 | 505 | 510 | 442 | No
2030-12-01 02:00 | 2030 100% ECP | 700 | 505 | 510 | 442 | No
2030-12-01 03:00 | 2030 100% ECP | 700 | 505 | 510 | 442 | No
2030-12-01 04:00 | 2030 100% ECP | 700 | 300 | 317.25 | 442 | No
2030-12-01 05:00 | 2030 100% ECP | 700 | 0 | 17.25 | 143.79 | No
2030-12-01 06:00 | 2030 100% ECP | 700 | -20.1 | -282.75 | -156.21 | No
2030-12-01 07:00 | 2030 100% ECP | 145.14 | 0 | 0 | 0 | No
2030-12-01 08:00 | 2030 100% ECP | 317.95 | 0 | 0 | 0 | No
2030-12-01 09:00 | 2030 100% ECP | 700 | 0 | 129.61 | 0 | No
2030-12-01 10:00 | 2030 100% ECP | 700 | 0 | 0 | 0 | No
2030-12-01 11:00 | 2030 100% ECP | 700 | 0 | -300 | -41.75 | No
2030-12-01 12:00 | 2030 100% ECP | 253.22 | 0 | 0 | 0 | No
2030-12-01 13:00 | 2030 100% ECP | 413.35 | 0 | 0 | 0 | No
2030-12-01 14:00 | 2030 100% ECP | 362.17 | 0 | 0 | 60.72 | No
2030-12-01 15:00 | 2030 100% ECP | 622.98 | 0 | 0 | 0 | No
2030-12-01 16:00 | 2030 100% ECP | 700 | 0 | -240.54 | 94.21 | No
2030-12-01 17:00 | 2030 100% ECP | 380.25 | 0 | 0 | 0 | No
2030-12-01 18:00 | 2030 100% ECP | 700 | 0 | 49.26 | 275.27 | No
2030-12-01 19:00 | 2030 100% ECP | 700 | 0 | 0 | 185.62 | No
2030-12-01 20:00 | 2030 100% ECP | 700 | -6.29 | -300 | 99.26 | No
2030-12-01 21:00 | 2030 100% ECP | 700 | 0 | -326.86 | 0 | No
2030-12-01 22:00 | 2030 100% ECP | 700 | 0 | -60.6 | 142 | No
2030-12-01 23:00 | 2030 100% ECP | 700 | 191.3 | 239.4 | 442 | No
2030-12-02 | 2030 100% ECP | 700 | 159.14 | 510 | 442 | No
2030-12-02 01:00 | 2030 100% ECP | 700 | 0 | 406.66 | 442 | No
2030-12-02 02:00 | 2030 100% ECP | 495.97 | 0 | 106.66 | 442 | No
2030-12-02 03:00 | 2030 100% ECP | 600 | 0 | 401.64 | 142 | No
2030-12-02 04:00 | 2030 100% ECP | 0 | 0 | 144.93 | 0 | No
2030-12-02 05:00 | 2030 100% ECP | 0 | 0 | 0 | 0 | No
2030-12-02 06:00 | 2030 100% ECP | 0 | 205 | 210 | 142 | No
2030-12-02 07:00 | 2030 100% ECP | -8.28 | 505 | 510 | 442 | No
2030-12-02 08:00 | 2030 100% ECP | 501.11 | 505 | 510 | 442 | No
2030-12-02 09:00 | 2030 100% ECP | 700 | 505 | 510 | 442 | No
2030-12-02 10:00 | 2030 100% ECP | 700 | 485.66 | 510 | 442 | No
2030-12-02 11:00 | 2030 100% ECP | 422.77 | 185.66 | 210 | 442 | No
2030-12-02 12:00 | 2030 100% ECP | -146.13 | 300 | 510 | 442 | No
2030-12-02 13:00 | 2030 100% ECP | 0 | 0 | 210 | 442 | No
2030-12-02 14:00 | 2030 100% ECP | 231.38 | 0 | 0 | 442 | No
2030-12-02 15:00 | 2030 100% ECP | 530.71 | 0 | 210 | 442 | No
2030-12-02 16:00 | 2030 100% ECP | 700 | 84.75 | 510 | 442 | No
2030-12-02 17:00 | 2030 100% ECP | 669.98 | 0 | 210 | 442 | No
2030-12-02 18:00 | 2030 100% ECP | 700 | 293.14 | 510 | 442 | No
2030-12-02 19:00 | 2030 100% ECP | 700 | 505 | 510 | 442 | No
2030-12-02 20:00 | 2030 100% ECP | 700 | 505 | 510 | 442 | No
2030-12-02 21:00 | 2030 100% ECP | 700 | 505 | 510 | 442 | No
2030-12-02 22:00 | 2030 100% ECP | 490.79 | 505 | 510 | 442 | No
2030-12-02 23:00 | 2030 100% ECP | -104.18 | 505 | 510 | 442 | No
2030-12-03 | 2030 100% ECP | 495.82 | 505 | 510 | 442 | No
2030-12-03 01:00 | 2030 100% ECP | 700 | 505 | 510 | 442 | No
2030-12-03 02:00 | 2030 100% ECP | 700 | 505 | 510 | 442 | No
2030-12-03 03:00 | 2030 100% ECP | 700 | 505 | 510 | 442 | No
2030-12-03 04:00 | 2030 100% ECP | 700 | 505 | 510 | 442 | No
2030-12-03 05:00 | 2030 100% ECP | 700 | 505 | 510 | 442 | No
2030-12-03 06:00 | 2030 100% ECP | 700 | 452.42 | 510 | 442 | No
2030-12-03 07:00 | 2030 100% ECP | 100 | 152.42 | 210 | 142 | No
2030-12-03 08:00 | 2030 100% ECP | 700 | 41.61 | 0 | 139.72 | No
2030-12-03 09:00 | 2030 100% ECP | 600 | -258.39 | -300 | -160.28 | No
2030-12-03 10:00 | 2030 100% ECP | 0 | -526 | -510 | -460.28 | No
2030-12-03 11:00 | 2030 100% ECP | 0 | -300 | -494.05 | -160.28 | No
2030-12-03 12:00 | 2030 100% ECP | 600 | 0 | -194.05 | 139.72 | No
2030-12-03 13:00 | 2030 100% ECP | 0 | 0 | 105.95 | 439.72 | No
2030-12-03 14:00 | 2030 100% ECP | 580.84 | 0 | 405.95 | 442 | No
2030-12-03 15:00 | 2030 100% ECP | 700 | 0 | 510 | 248.57 | No
2030-12-03 16:00 | 2030 100% ECP | 700 | 205 | 510 | 442 | No
2030-12-03 17:00 | 2030 100% ECP | 700 | 505 | 510 | 442 | No
2030-12-03 18:00 | 2030 100% ECP | 700 | 505 | 510 | 442 | No
2030-12-03 19:00 | 2030 100% ECP | 700 | 505 | 510 | 442 | No
2030-12-03 20:00 | 2030 100% ECP | 700 | 505 | 510 | 442 | No
2030-12-03 21:00 | 2030 100% ECP | 700 | 471.79 | 510 | 442 | No
2030-12-03 22:00 | 2030 100% ECP | 700 | 505 | 510 | 442 | No
2030-12-03 23:00 | 2030 100% ECP | 700 | 403.25 | 510 | 442 | No
2030-12-04 | 2030 100% ECP | 700 | 304.41 | 510 | 442 | No
2030-12-04 01:00 | 2030 100% ECP | 190.06 | 491.34 | 510 | 442 | No
2030-12-04 02:00 | 2030 100% ECP | -409.94 | 205 | 510 | 322.75 | No
2030-12-04 03:00 | 2030 100% ECP | -700 | 505 | 510 | 442 | No
2030-12-04 04:00 | 2030 100% ECP | -700 | 505 | 510 | 390 | No
2030-12-04 05:00 | 2030 100% ECP | -700 | 374 | 322.98 | 90 | No
2030-12-04 06:00 | 2030 100% ECP | -700 | 74 | 22.98 | -210 | No
2030-12-04 07:00 | 2030 100% ECP | -700 | -226 | -277.02 | -510 | No
2030-12-04 08:00 | 2030 100% ECP | -700 | -526 | -510 | -510 | No
2030-12-04 09:00 | 2030 100% ECP | -700 | -226 | -210 | -210 | No
2030-12-04 10:00 | 2030 100% ECP | -700 | 74 | 90 | 90 | Yes
2030-12-04 11:00 | 2030 100% ECP | -700 | 374 | 390 | 390 | Yes
2030-12-04 12:00 | 2030 100% ECP | -700 | 505 | 510 | 442 | Yes
2030-12-04 13:00 | 2030 100% ECP | -700 | 505 | 510 | 442 | Yes
2030-12-04 14:00 | 2030 100% ECP | -700 | 505 | 510 | 442 | Yes
2030-12-04 15:00 | 2030 100% ECP | -700 | 505 | 510 | 442 | Yes
2030-12-04 16:00 | 2030 100% ECP | -700 | 505 | 351.32 | 405.37 | Yes
2030-12-04 17:00 | 2030 100% ECP | -700 | 205 | 51.32 | 105.37 | Yes
2030-12-04 18:00 | 2030 100% ECP | -700 | -95 | -248.68 | -194.63 | Yes
2030-12-04 19:00 | 2030 100% ECP | -700 | 0 | 51.32 | 0 | Yes
2030-12-04 20:00 | 2030 100% ECP | -700 | 300 | 351.32 | 300 | Yes
2030-12-04 21:00 | 2030 100% ECP | -700 | 505 | 510 | 442 | Yes
2030-12-04 22:00 | 2030 100% ECP | -700 | 505 | 510 | 432.74 | Yes
2030-12-04 23:00 | 2030 100% ECP | -700 | 505 | 510 | 280.77 | Yes
2030-12-05 | 2030 100% ECP | -700 | 505 | 510 | 442 | Yes
2030-12-05 01:00 | 2030 100% ECP | -700 | 505 | 510 | 442 | Yes
2030-12-05 02:00 | 2030 100% ECP | -700 | 505 | 510 | 442 | Yes
2030-12-05 03:00 | 2030 100% ECP | -700 | 505 | 510 | 442 | Yes
2030-12-05 04:00 | 2030 100% ECP | -700 | 505 | 510 | 442 | Yes
2030-12-05 05:00 | 2030 100% ECP | -700 | 505 | 510 | 442 | Yes
2030-12-05 06:00 | 2030 100% ECP | -700 | 505 | 510 | 442 | Yes
2030-12-05 07:00 | 2030 100% ECP | -700 | 505 | 237.18 | 442 | Yes
2030-12-05 08:00 | 2030 100% ECP | -700 | 240.32 | -62.82 | 442 | Yes
2030-12-05 09:00 | 2030 100% ECP | -700 | -59.68 | -362.82 | 359.98 | No
2030-12-05 10:00 | 2030 100% ECP | -541.23 | 0 | -62.82 | 266.12 | No
2030-12-05 11:00 | 2030 100% ECP | -700 | 0 | 237.18 | 442 | No
2030-12-05 12:00 | 2030 100% ECP | -243.01 | 0 | 131.85 | 442 | No
2030-12-05 13:00 | 2030 100% ECP | -700 | 0 | 431.85 | 442 | No
2030-12-05 14:00 | 2030 100% ECP | -676.29 | 0 | 131.85 | 400.18 | No
2030-12-05 15:00 | 2030 100% ECP | -76.29 | 0 | 169.75 | 100.18 | No
2030-12-05 16:00 | 2030 100% ECP | 209.13 | 0 | 0 | 41.57 | No
2030-12-05 17:00 | 2030 100% ECP | 700 | 0 | 0 | 180.59 | No
2030-12-05 18:00 | 2030 100% ECP | 700 | -300 | -300 | 150.02 | No
2030-12-05 19:00 | 2030 100% ECP | 700 | -526 | -510 | -149.98 | No
2030-12-05 20:00 | 2030 100% ECP | 700 | -526 | -510 | 56 | No
2030-12-05 21:00 | 2030 100% ECP | 700 | -226 | -210 | 356 | No
2030-12-05 22:00 | 2030 100% ECP | 700 | 0 | 90 | 442 | No
2030-12-05 23:00 | 2030 100% ECP | 700 | 0 | 390 | 411.07 | No
2030-12-06 | 2030 100% ECP | 700 | 300 | 510 | 442 | No
2030-12-06 01:00 | 2030 100% ECP | 700 | 505 | 510 | 442 | No
2030-12-06 02:00 | 2030 100% ECP | 700 | 505 | 510 | 442 | No
2030-12-06 03:00 | 2030 100% ECP | 700 | 505 | 510 | 442 | No
2030-12-06 04:00 | 2030 100% ECP | 700 | 505 | 510 | 358.52 | No
2030-12-06 05:00 | 2030 100% ECP | 700 | 505 | 510 | 303.37 | No
2030-12-06 06:00 | 2030 100% ECP | 700 | 505 | 504.49 | 3.37 | No
2030-12-06 07:00 | 2030 100% ECP | 198.88 | 205 | 204.49 | -296.54 | No
2030-12-06 08:00 | 2030 100% ECP | -401.12 | -95 | -95.51 | -510 | No
2030-12-06 09:00 | 2030 100% ECP | -700 | -395 | -395.51 | -510 | No
2030-12-06 10:00 | 2030 100% ECP | -100 | -274.08 | -300 | -300 | No
2030-12-06 11:00 | 2030 100% ECP | 500 | 25.92 | 0 | 0 | No
2030-12-06 12:00 | 2030 100% ECP | 600 | 0 | -38.35 | 0 | No
2030-12-06 13:00 | 2030 100% ECP | 0 | -300 | -338.35 | -300 | No
2030-12-06 14:00 | 2030 100% ECP | -146.78 | -526 | -510 | -510 | No
2030-12-06 15:00 | 2030 100% ECP | 0 | -526 | -510 | -510 | No
2030-12-06 16:00 | 2030 100% ECP | 0 | -526 | -510 | -510 | No
2030-12-06 17:00 | 2030 100% ECP | 0 | -526 | -510 | -510 | No
2030-12-06 18:00 | 2030 100% ECP | 100 | -526 | -510 | -510 | No
2030-12-06 19:00 | 2030 100% ECP | 700 | -526 | -510 | -510 | No
2030-12-06 20:00 | 2030 100% ECP | 700 | -526 | -510 | -510 | No
2030-12-06 21:00 | 2030 100% ECP | 700 | -468.3 | -510 | -510 | No
2030-12-06 22:00 | 2030 100% ECP | 700 | -168.3 | -510 | -502.99 | No
2030-12-06 23:00 | 2030 100% ECP | 700 | 0 | -210 | -202.99 | No
2030-12-07 | 2030 100% ECP | 700 | 300 | 90 | 97.01 | No
2030-12-07 01:00 | 2030 100% ECP | 700 | 505 | 390 | 397.01 | No
2030-12-07 02:00 | 2030 100% ECP | 700 | 505 | 510 | 442 | No
2030-12-07 03:00 | 2030 100% ECP | 700 | 505 | 510 | 442 | No
2030-12-07 04:00 | 2030 100% ECP | 700 | 505 | 510 | 442 | No
2030-12-07 05:00 | 2030 100% ECP | 700 | 390.98 | 390 | 390 | No
2030-12-07 06:00 | 2030 100% ECP | 700 | 90.98 | 90 | 90 | No
2030-12-07 07:00 | 2030 100% ECP | 100 | -209.02 | -210 | -210 | No
2030-12-07 08:00 | 2030 100% ECP | 662.92 | -509.02 | -510 | -510 | No
2030-12-07 09:00 | 2030 100% ECP | 700 | -526 | -510 | -510 | No
2030-12-07 10:00 | 2030 100% ECP | 500 | -526 | -510 | -510 | No
2030-12-07 11:00 | 2030 100% ECP | -100 | -226 | -324.37 | -210 | No
2030-12-07 12:00 | 2030 100% ECP | -700 | -526 | -510 | -510 | No
2030-12-07 13:00 | 2030 100% ECP | -100 | -226 | -210 | -210 | No
2030-12-07 14:00 | 2030 100% ECP | 330.03 | 0 | 0 | 0 | No
2030-12-07 15:00 | 2030 100% ECP | 700 | 0 | 0 | 43.19 | No
2030-12-07 16:00 | 2030 100% ECP | 700 | 171.26 | 0 | 343.19 | No
2030-12-07 17:00 | 2030 100% ECP | 700 | 0 | 0 | 43.19 | No
2030-12-07 18:00 | 2030 100% ECP | 700 | 0 | 0 | 0 | No
2030-12-07 19:00 | 2030 100% ECP | 700 | 112.67 | 0 | 147.12 | No
2030-12-07 20:00 | 2030 100% ECP | 700 | 412.67 | 0 | 442 | No
2030-12-07 21:00 | 2030 100% ECP | 700 | 408.21 | 0 | 442 | No
2030-12-07 22:00 | 2030 100% ECP | 700 | 505 | 0 | 442 | No